## Version (hidden)
*Lime Juicers are proprietary and confidential documents
Category | Current Version
TechnologyTypeGroup | Heating, Ventilation, and Air Conditioning (HVAC)
TechnologyTypeId Description | Heat Pump - Air Source (ccASHP)
TechnologyTypeID
Savings Resource | NYTRM
Savings Resource Version | 13.0
Savings Resource Valid From | 2026-01-01
Savings Resource Valid To | 2100-01-01
Section | Commercial and Industrial Measures
Subsection | HEAT PUMP – AIR SOURCE (CCASHP), HEAT PUMP - COLD CLIMATE PACKAGED TERMINAL (CCPTHP),HEAT PUMP – UNITARY AND APPLIED
Calculation
Calculation Version
SubTechnologyType | HVAC ccASHP
Questionnaire | N
DI UI Form | N
Therms Saved | Y
kW Saved | Y
kWh Saved | Y
Water Savings (Gallons/Yr) | N
Sewer Savings (Gallons/Yr) | N
Other Dollar Savings | N
Add-On Calculator | N
Additional TRM Notes
Programs Applicable | NGRID NY
EnergyCompanies
Calculator Name | Air Source Heat Pump Savings
Function | Calculate savings for all Air Source Heat Pumps
Version | 1.0.0
Valid From | 2025-01-01
Valid To | 2100-01-01
Date Criteria
Version Update Notes
Inputs
Variables
Model
Output
Dev Spec
Glossary
Input/Output Notes Link

## App Cust Info
Small and Medium Business | [8 empty] | Assessment completed by:
Upstate NY, NYC, and Long Island Program Application
*ALL FIELDS ON THIS PAGE ARE REQUIRED
CUSTOMER/ACCOUNT HOLDER INFORMATION | [8 empty] | This WX Tool includes the following measures
CUSTOMER FACILITY NAME |  |  | CONTACT PERSON |  |  |  | APPLICATION DATE |  | which are included in the 2025 Program
PLEASE TYPE CUSTOMER NAME HERE | [8 empty] | Incentive Offer
PHONE NUMBER |  |  | EMAIL ADDRESS |  |  | CUSTOMER FEDERAL TAX ID NUMBER
Air Sealing
MAILING ADDRESS (IF DIFFERENT) |  |  | CITY |  |  | STATE |  | ZIP
INSTALLATION SITE INFORMATION
STREET ADDRESS |  |  | CITY |  |  | STATE |  | ZIP | Wall Insulation
PLEASE TYPE SITE ADDRESS HERE
Is the Install Site located in a NYS Disadvantaged Community? | [5 empty] | BUILDING SQUARE FEET |  |  | Roof Insulation |  |  |  | project type
To determine status, visit: |  |  |  | https://www.nyserda.ny.gov/ny/disadvantaged-communities | [8 empty] | Retrofit
CUSTOMER OF RECORD: ELECTRIC ACCOUNT NO.: |  |  | ANNUAL KWH USAGE: |  |  |  | Electric Utility |  | Windows |  |  |  | Gut Rehab
[7 empty] | National Grid | [5 empty] | New Construction
CUSTOMER OF RECORD: GAS ACCOUNT NO.: |  |  | ANNUAL THERMS USAGE: |  | Gas Utility/Tariff |  | ANNUAL OTHER FUELS USAGE: |  | Window Inserts
[5 empty] | NGRID: Firm Gas |  | MMBTU
BUILDING TYPE (SELECT ONE) |  | Will heat pump serve the entire building? |  |  |  |  | Project Type |  | (Air Curtains and AC Covers are not |  |  |  | what will happen to existing system
|  | Additional information may be required | [6 empty] | included in this WX Tool) |  |  |  | decommission
Primary Heating Energy: |  |  |  |  | Notes: | [7 empty] | leave in place (equipment operable)
Primary Heating System Type: | [12 empty] | remove from site
Secondary Heating Energy:
Secondary Heating System Type: | [12 empty] | Yes
What will happen to existing system | [9 empty] | Weather Location (based on ZIP Code): | Albany |  | No
Primary Cooling Energy: | [9 empty] | National Grid Service Region: | #N/A
Primary Cooling System Type: | [12 empty] | Natural Gas
Electric
Measures | [12 empty] | Oil/Propane
Heating Electrification Measures: |  | Weatherization (UNY and DNY) | [10 empty] | Other
Is the customer also completing weatherization measures?
Steam Boiler
Hot Water Boiler (Std Eff)
Hot Water Boiler (High Eff, >90%)
Packaged HVAC - Gas Heat
Furnace (Standard Efficiency)
Furnace (High Efficiency, >90%)
Electric Chiller
Heat Pump
Packaged HVAC
INCENTIVE PAYMENT | [12 empty] | Through-the-Wall AC
VRF
Window AC
BUSINESS NAME |  |  | CONTACT PERSON
STREET ADDRESS |  |  | CITY |  |  | STATE |  | ZIP
PHONE |  |  | EMAIL ADDRESS
COMPANY TYPE |  |  | FEDERAL TAX ID NUMBER (REQUIRED IF RECEIVING INCENTIVE)
INSTALLATION CONTRACTOR INFORMATION
BUSINESS NAME |  |  | CONTACT PERSON
STREET ADDRESS |  |  | CITY |  |  | STATE |  | ZIP
PHONE |  |  | EMAIL ADDRESS
COMPANY TYPE |  |  | FEDERAL TAX ID NUMBER (REQUIRED IF RECEIVING INCENTIVE)
PROJECT EXPEDITOR INFORMATION
PROJECT EXPEDITOR |  |  | COMPANY CONTACT PERSON
STREET ADDRESS |  |  | CITY |  |  | STATE |  | ZIP
PHONE |  |  | EMAIL ADDRESS
COMPANY TYPE |  |  | FEDERAL TAX ID NUMBER (REQUIRED IF RECEIVING INCENTIVE)
Test
ADDITIONAL APPLICATION INFORMATION | [11 empty] | Heating
EXPECTED COMPLETION DATE OF PROJECT | [11 empty] | Gas Ngrid
Gas Ngrid
TOTAL COST OF LABOR AND MATERIALS FOR INSTALLED EQUIPMENT* | [11 empty] | Gas Ngrid
* Note: an actual invoice on company letterhead is required to be submitted to National Grid prior to final payment of incentive | [6 empty] | Labor Costs |  |  |  |  | Gas Ngrid
[7 empty] | Material Costs |  |  |  |  | Gas Ngrid
[7 empty] | Total Costs | 0
Elec Ngid
CUSTOMER ACCEPTANCE OF TERMS | [11 empty] | Elec Ngid
Elec Ngid
Elec Ngid
BY (AUTHORIZED SIGNATUIRE) | [11 empty] | Elec Ngid
PRINTED NAME | TITLE |  |  | COMPANY |  |  |  | DATE |  |  |  | Oil
Oil
Oil
1-855-236-7052 ¦ energysavings@nationalgrid.com ¦ www.ngrid.com/unybiz | [7 empty] | v4.3a
Installation Contractor/Project Expediter
Customer Address Above
Other (Fill out Below)
Exempt
Incorporated
Not Incorporated
Exempt
Incorporated
Not Incorporated
Exempt
Incorporated
Not Incorporated
I CERTIFY THAT ALL STATEMENTS MADE IN THIS APPLICATION ARE CORRECT TO THE BEST OF MY KNOWLEDGE AND THAT I HAVE READ AND AGREE TO THE TERMS AND CONDITIONS OF NATIONAL GRID'S RETROFIT PROGRAM
Equipment Vendor Address Below
Ductless Mini Split ccASHP
Central Ducted ccASHP
HP Unitary & Applied
SPVHP ccASHP
Ground Source HP
Package Terminal HP
Heat Pump Water Heater
Roof insulation
Wall insulation
Window replacement
Window Insert
Air curtain
Floor insulation
Door Replacement
Air sealing
Insulation - Hot water and steam pipe
Insulation - Pipe components (tank, valve, etc)
Duct sealing - unconditioned space
Yes
No

## Terms & Conditions
Small and Medium Business
Upstate NY, NYC, and Long Island Program Application
TERMS and CONDITIONS
1. Incentives - Subject to these terms and conditions (“Terms & Conditions”), under the Commercial & Industrial & Multifamily Energy Efficiency Program (hereafter the “Program”) The Brooklyn Union Gas Company, KeySpan Gas East Corporation, and Niagara Mohawk Power Corporation each d/b/a National Grid (each “Company” or “National Grid”) will pay incentives to eligible National Grid customers for the purchase and installation of Energy Efficiency Measures ("EEMs") described in the Company's Program literature and with the Program application (as defined below).
2. Customer Eligibility - National Grid customers are eligible if they are on a qualifying commercial rate code and are directly responsible for the payment of the Company’s energy bills for the facility in which they conduct business (hereinafter the "Customer"). Issuance of incentives for completed Applications is contingent upon program funding availability and will be paid only for qualifying EEM installations between 01/01/2026 and 12/31/2026. Applications must be submitted by 12/31/2026. Equipment must be installed at the installation address listed on this application. Customers may not apply for or receive multiple incentives for the same EEM from other System Benefits Charge (SBC) funded or rate based funded New York State utilities or the New York State Energy Research and Development Authority ("NYSERDA") or from any other energy efficiency programs offered by National Grid. Check ngrid.com/business frequently for program updates or program extensions.
3. Energy Efficiency Measures (EEMs) - (a) The Company will only pay incentives for the specific EEMs listed within this application The Company will not pay for EEMs that are not listed within this Program application. The Company has the right to reject any incentive application with ineligible equipment or equipment not indicated on this incentive application. There will be no incentive payments for substitute EEMs or used equipment, unless the substitute is approved by the Company in writing and in advance of installation. (b) All EEM installations must be installed in conformance with federal, state and local code requirements and by qualified or licensed contractors. The Company does not endorse the products listed nor makes any representations, warranties or guarantees as to, and assumes no responsibility for the equipment installed.
4. Incentive Amounts - The Company will provide incentives for approved equipment, equal to the incentive amount indicated in the Company's Program literature and within the Program application. The Company reserves the right to change its incentive amounts in addition to negotiating a lower incentive amount on a per-unit basis in the case of multiple installations at the same site. The incentive may not exceed the cost of the EEMs. The Company will not provide incentives that are more than 100% of the cost of the equipment and installation and will limit the incentive amounts per project.
5. Post-Installation Work Verification - The Company reserves the right to withhold the payment of any incentive until it has performed a verification of the specified installation. If the Company determines that the EEMs were not installed in a manner that is consistent with Program guidelines and applicable federal, state and local code requirements, the Company will not pay the incentive and may require that the installation be modified before making any incentive payments. The cost of such modifications is the responsibility of the Customer.
6. Proof-of-Cost of Installation - The Customer shall submit, with its Program application, copies of all itemized proofs of purchase and invoices documenting the installation (including all materials, labor and equipment invoices), which reflect the actual cost of purchasing and installing the EEMs. In addition, the Company may request any other reasonable documentation or verification of the date of installation or the cost to the Customer of purchasing and installing the EEMs. The documentation shall be provided at the time the customer submits the Program application.
7. Payment - The Company expects to make incentive payments to eligible Customers within 45 days of a satisfactory work verification. The customer must refund any incentive made to the extent the contractor or equipment does not satisfy Program requirements.
8. Payments Assignable to a Third Party - (a) The Customer may request that the incentive be paid directly to a third party by so indicating in the Program application. Notification of third-party payment will be sent to customer upon submission of the Program application for the purpose of Customer confirmation. (b) If no payment choice is made, the Company will send the incentive payment directly to the Customer at the address indicated in the Program application.
9. Program Materials - The Customer must comply with the instructions in the Program Material in order to obtain National Grid incentives on approved EEMs. “Program Materials” means the information provided by National Grid, including, without limitation, Program guidelines and requirements, application forms, terms and conditions, and other literature regarding the Program (“Program Materials”).
10. Installation Service Cost - The Company will recognize material and installation costs only to the extent that they are (i) directly related to energy savings, (ii) reasonable. (iii) actually incurred by the Customer and (iiii) fall within the guidelines for the Program.
11. Indemnification/Release - (a) The Customer shall indemnify, defend and hold harmless the Company, its affiliates and the Company's and its affiliates' respective contractors, officers, directors, employees, agents, and representatives (collectively, the "Indemnified Parties") from and against any and all claims, demands, damages, losses, liabilities, judgements and expenses (including attorneys' fees and cost incurred to enforce this indemnity) arising out of or in conjunction with the Program except to the extent caused by negligence or willful misconduct of the Indemnified Parties. (b) To the fullest extent allowed by law and as part of the consideration for participation in the Program, the Customer waives and releases from harm the Indemnified Parties from all the obligations and for any and all liability or claims associated with this Program, the equipment/EEMs, and the work or services of the Customer's contractor, the performance of the equipment/EEMs, and these Terms and Conditions except to the extent such claims result from the negligence or willful misconduct of the Indemnified Parties.
12. Warranty Disclaimer/Liability - (a) The Company does not endorse, guarantee or warrant any particular contractor, manufacturer, product or other item in connection with the Program (including third party warranties); (b) The Company does not make any representation of any kind regarding the results to be achieved by the equipment/EEMs or the adequacy or safety of such equipment/EEMs; (c) In no event shall the Company be liable to the Customer for any special, indirect, incidental, penal, punitive or consequential damages of any nature in connection with the use of this website or participation in this Program.
13. Limited Scope Review - The scope of review by the Company and/or the Vendor, of the installation of the equipment, is limited solely to determine whether incentives are payable. It does not include any kind of safety or code review, and should not be relied upon by the Customer as constituting a safety code review.
14. Modification and Termination - National Grid shall, in its sole discretion, limit participation by any Customer, and deny or terminate, in its sole discretion, at any time, participation by any Customer. National Grid may, in its sole discretion, at any time and without notice, terminate these Terms and Conditions and/or the Customer’s participation in the Program. Program expenditures, requirements and eligibility, and these Terms and Conditions, may be terminated, canceled or modified by National Grid at any time without notice.
15. No Tax Liability to the Company - The Company is not responsible for any tax liability which may be imposed as a result of the payment of the incentive to the Customer or designated third party.
16. Contractor Insurance - The Company is not responsible for any damage that may be caused as a result of an installation of any equipment/material. It is the responsibility of the customer to select qualified Contractors who carry adequate insurance coverage.
17. Confidentiality and Utility Customer Consent Form - Customer of The Company agrees and authorizes the utility’s sharing of the participant-customer’s information and/or project-level information with New York State Department of Public Service Staff and NYSERDA, including its agents or authorized representatives, consistent with NYSERDA’s New York State Public Service Commission and statutorily authorized responsibilities, including, but not limited to supporting market development initiatives, and other evaluation and measurement activities. (For clarity, the term project level includes the information based on the scope of the project, including, but not limited to, aggregated and anonymized whole building, building or subsets of the project.)
18. Energy Credits and Attributes - Other than the energy cost savings realized by Customer, the Company is entitled to 100% of the benefits and rights associated with the EEMs and the Program under any regional initiative or federal, state or local law, program or regulation, and Customer waives, and agrees not to seek, any right to the same. When all other program terms and conditions are met, National Grid reserves the right to claim and report any energy savings associated with this application with or without incentive payments to the customer or their designated payee.
19. General Provisions - These Terms and Conditions shall be interpreted and enforced according to the laws of the State of New York. In the event of any conflict or inconsistency between these Terms and Conditions and any Program Materials, these Terms and Conditions shall be controlling. There shall be no amendment to these Terms and Conditions or any Program Materials unless such is made by National Grid.
1-800-787-1706 energysavings@nationalgrid.com ngrid.com/business |  | v4.3a

## Project Inputs
| Customer Information |  | Audit Details |  | Audit Summary
| Business Name: | PLEASE TYPE CUSTOMER NAME HERE | Trade Ally: |  |  |  | Annual | [74 empty] | Line | Room Description | Before Quantity | Before Measure | bDesc | Before Height | After Quantity | After Measure | aDesc | After Height | Unit kW Savings | Unit kWh Savings | Unit MMBTU Gas Savings | Unit Therm Savings | Default Weekly Hours | EUL | Unit L/Ft | Sq/Ft Impacted | Building Type | Unit Price | Total Price
| Business Address: | PLEASE TYPE SITE ADDRESS HERE | Auditor Name: |  |  | Incentive $ | kW Savings | kWh Savings | Therm Savings | [72 empty] | #VALUE!
| Site Zipcode | Missing Zip Code! | Audit Date: |  | Heat Pumps | 0 | 0 | 0 | 0
| Customer Contact Name: | 0 | Auditor Phone #:
| Customer Phone #: | Missing | Region: |  |  |  |  | *Required | *Required
| DAC Eligible?: | Missing DAC Status | [5 empty] | Total Building Cooling Load at Design (BTU/h) | Total Building Heating Load at Design (BTU/h)
| Air Source Heat Pumps | [8 empty] | Existing HVAC Data | [5 empty] | Proposed HVAC Data
| *Required | *Required | *Required | *Required | *Required | *Required (High Rise MF) | Calculated | Calculated | Calculated | *Required | *Required | *Required | *Required | *Required (PTAC/PTHP Only) | *Required (Unitary/Applied Only) | *Required | *Required | *Required | *Required if NEEP listed | *Required | *Required | *Required if unit is not NEEP listed | [6 empty] | *Required | *Required | *Required | Baseline HVAC Efficiencies |  |  |  |  | Code Minimum HVAC Efficiencies |  |  |  |  | Displacement Validation
Zone # | HVAC Unit Name (25 Character Limit, no special characters) | Make (Existing HVAC Unit) | Model (Existing HVAC Unit) | Existing Unit Quantity | Building Type (Same for all zones) | Building Vintage (MF Only) | TRM City (Same for all zones, based on zipcode lookup) | Building Cooling Load at Design (BTU/h) - Distributed | Building Heating Load at Design (BTU/h) - Distributed | Existing Heating Type | Existing Heating Capacity (BTU/h) | Existing Electric Resistance Heat | Existing Cooling Type | Existing Cooling Capacity_PTAC_PTHP (BTU/h) | Existing Cooling Capacity_Unitary_And_Applied_Heat_Pumps (BTU/h) | Proposed ASHP Type | Proposed Controls | Add Electric Resistance Heat | AHRI Certified Number | Make (Proposed HVAC Unit) | Model (Proposed HVAC Unit) | Cooling Capacity (BTU/h) – Proposed System | Heating Capacity (BTU/h) – Proposed System | SEER2 - Proposed System | IEER - Proposed System | EER2 - Proposed System | HSPF2 - Proposed System | COP Rated 47°F - Proposed System | Total Equipment Cost | Total Labor Cost | Proposed Unit Qty | Baseline EER | Baseline SEER | Baseline HSPF | Baseline COP | Baseline IEER | Minimum Proposed EER | Minimum Proposed SEER | Minimum Proposed HSPF | Minimum Proposed COP | Minimum Proposed IEER | Building Heating Load Requirement - BTU/h | Total Proposed Heating Capacity - BTU/h | Actual Displacement - Total Proposed Heating Capacity (BTU/h) vs. Bldg. Heating Load at Design (BTU/h) | Eligible Displacement Options (Total Proposed Heating Capacity / Required Heating Load of Bldg.) | Displacement Check | Eligibility Check | Total Equipment Cost (Output) | Total Labor Cost (Output) | kWh Savings – Cooling | kWh Savings – Heating | Annual Electric Energy Savings (kWh/yr) | Summer Peak Coincident Demand Savings (kW) | Annual Gas Savings (Therms) | Total Annual Fossil Fuel Energy Savings (MMBtu) | Total Annual Energy Savings (MMBtu) | EUL | Heating Ratio | Cooling Ratio | Incentive | Line | Room Description | Before Quantity | Before Measure | bDesc | Before Height | After Quantity | After Measure | aDesc | After Height | Unit kW Savings | Unit kWh Savings | Unit MMBTU Gas Savings | Unit Therm Savings | Default Weekly Hours | EUL | Unit L/Ft | Sq/Ft Impacted | Building Type | Unit Price | Total Price
1
2
3
4
5
6
7
8
9
10
11
12
13
14
15
16
17
18
19
20
21
22
23
24
25
Note on W10: Willdan: AHRI details are required when proposing a new ASHP unit to verify that the specific equipment combination has independently tested and certified performance ratings (capacity and efficiency), ensuring accurate comparisons, compliance with program requirements, and eligibility for rebates or incentives.

## NG Review (hidden)
# | Tab | Location | NG Comment | Willdan Response | Resolved (Yes/No) | NG Comment | Willdan Response | Resolved (Yes/No)
1 | Model and Inputs | Column W (Model) and Colum Y (Inputs) | Please use conditional formatting to turn cell color red or a warning message appearing when the zip code entered is outside New York region (could happen with typo). Also, note that BEFLH values are only limited to three cities hence, we need a solution to auto populate the closest city. | Done. Changelog: Model AP, AQ, AR, AS and AT - Updated to incorporate EFLH regions for CCASHP (BEFLH) and Packaged Terminal Units (EFLH). Updated ZipCodeLookup tab cities alignment (col D only) and added the climate zone map. Added Small Business EFLH tables from Appendix G in NY TRM 13 | No | For uniformity include "Multifamily" EFLH values in the table as well just like BEFLH. Also, note that EFLH tables in TRM has more than three regions within Appendix G (unlike BEFLH). Revise accoridngly. Also, verify values in the variable tables. For example, 1140 hours for heating EFLH for Massena as compared to 1141 hours in TRM. For BEFLH the proposed solution for the closest city as provided in the email is acceptable. However, for EFLH we have all cities so that should be accurate based on zip code for corresponding region. | Multifamily tables have been added in the Variables tab, but will not be used in any calculation as this tool is specifically for the C&I measures. Added missing regions to "EFLH" tables and adjusted heating & cooling hours calcs to use actual region (Col W), instead of mapped region in zipcode lookup. BEFLH will continue to use closest mapped region in zip code lookup. | NG to Fill in
2 | Model | Column AH (Model) | Revise formula to be consistent with NYC approach. Max Capacity 5°F should be for all regions. | Model AH - Updated Heating load (for CCASHP including ductless Mini splits) to use Max Capacity 5°F for All Region, else Max Capacity 17°F (or Rated Capacity 47°F) - Only using 47 for PTAC/PTHP and Ductless ccASHP which does not have rated capacity at 5 or 17. | No | Revise the tool for "Cold Climate" PTHP. ccPTHPs also fall under NEEP specification per the TRM. Refer to NEEP qualified product list for ccPTHP with max capacity at 5 deg. F. Use the same fro consistency. Same is true for ductless ccASHP. | ccPTHPs already included in savings calculations. NEEP_QPL list was updated to use "max" efficiency values, for all listed units. | NG to Fill in
3 | Model | Columns T, U and V | We should have conditional formatting and eligibility criteria established based on NEEP specification. Whether or not a unit is eligible is based on certain minimum values that must be documented by the user. Are SEER2, EER2 , COP seasonal, ee values directly available from the manufacturer or they should be calculated by the tool after inputting SEER, EER or HSPF values. If a NEEP criteria and NYSECC minimum required efficiency values are not met then the unit should fail eligibility. Can this be incorporated into the tool. If not, then we should limit ourselves only to NEEP approved QPL. | We will work on adding the NYSECC minimum table, but for now have added validation that requires extra checking for non-NEEP units until this is implemented. Non-NEEP units will generate 0 savings and incentives in the tool until this methodology is agreed upon between NG and Willdan. |  | To be discussed and resolved through external communications after revisions have been made incorporating NYSECC minimum requirements. |  | NG to Fill in
4 | Model | Column DO | Revise the logic to incorporate incentives per 10,000 btuh of max heating capacity at 5 deg.F for consistency with statewide Clean Heat program. We are assuming 10,000 Btuh heating capacity at 5 deg. F as synonymous to ton (12000 btuh cooling capacity). Revise formula accordinglt to divide by 10,000 instead of 12,000. | Done. Changelog: Model DS - Updated Total units formula to use: Rated Capacity 47F - Incentives per 10000 btuh of heating load (PTAC/ PTHP and Ductless mini-splits) Maximum Capacity 17F - Incentives per 12000 btuh of heating load (if no 5F Heating Capacity available) Maximum Capacity 5F - Incentives per 10000 btuh of heating load (as per NG comments) Not NEEP Listed - Incentives per 10000 btuh of heating load (default if no AHRI info) | NO | We do not interpret it as how Wilden has presented. All live NEEP systems that have ratings at 5 deg.F for max heating capacity. We should use the heating capacity at 5 deg. F regardless of the type of system. For systems that do not have 5 deg. F ratings, we go to ratings at 17 deg. F. And, to 47 deg. when 17 deg. F is not available regardless of the type of systems unlike how wilden has specified in the response within paranthesis. Please note why we are calling for 12000 for 17 deg F in the response. Verify formula if it is just a typo. | Proposed capacities now default to "Max Capacity 5°", else "Max Capacity 17°", else "Max Capacity 47°". All tonnage conversions for incentive unit will multiply capacity by "10,000" for all instances. | NG to Fill in
5 | Model | Column BV:Column CG | What is the difference between non-adjusted and adjusted gross and net values for kWh, kW, Therms, and mmBTU? And how are these conversion factors determined? | Non-Adjusted Gross = TRM Calculated Savings. Adjusted Gross = Non-Adjusted Gross * ISR * RR. Adjusted Net = Adjusted Gross * NTG. These calculations are built into Willdan calculations in all programs to handle potential utility-specific or TRM-specific adjustment factors. At the moment these are all set to 1. They would only be adjusted if Willdan and National Grid agree that any adjustment factors need to be applied. | NG to Fill in |  |  | NG to Fill in
6 | Model | Column BE: Column BJ | What are these factors and how are these determined? What are these abbreviation: ISR, Rre, RRd, RRg, and NTG | ISR = In-Service Rate. Rre = Realization Rate Energy (applied to kWh). RRd = Realization Rate Demand (applied to kW savings)RRg = Realization Rate Gas (applied to therms savings). NTG = Net-to-Gross Factor. See comment on item 6 above. All factors will be set to 1 which applyies no adjustment to the TRM savings, unless otherwise agreed between Willdan and National Grid. | NG to Fill in |  |  | NG to Fill in
7 | Model | Rows 27 and 28 (PTHPs Examples) | Why Felecheat in Cells AG27 and AG28 are zero for PTHP? Its resulting in | Heating Load, Efficiencies, and calculations for PTHP were separated from ccASHP to ensure no ccASHP logic was incorrectlly applied to PTHP. The tool is set up to load these capacities and efficeincies in different columns to maintain that split. | NG to Fill in |  |  | NG to Fill in
8 | Model | Column BT | What is the purpose of "MMBTU Savings_PTAC_PTHP" when "MMBTU Savings" is being calculated separately in column BU? Are we trying to capture savings from Gas Fired PTACs as baseline? Is this deviation from TRM? | Same as above. PTAC/PTHP calculations are separated from ASHP to ensure distinct TRM calcs are maintained. No attempt to capture gas PTACs that deviate from the TRM. | NG to Fill in |  |  | NG to Fill in
9 | Model | Column BT | In the formula to calculate "MMBTU Savings_PTAC_PTHP" why we are not accounting for Fload,heating and Fctrl? | This has been corrected. | NG to Fill in |  |  | NG to Fill in
10 | Model | Column U | For the eligibility criteria under "Proposed Equipment Eligibility Status" we are limiting to NEEP live list. How frequently will it get updated and what if there is a model/manufacturer that passes the eligibility criteria manually but not in the NEEP updated list yet. How a user can still utilize this calculator through manually entering SEER, EER, COP, HSPF values? | this list will be updated every 3 months to keep in compliance. If new units are added and/or a contractor flags that a NEEP unit is not on the list, the tool can be updated early before the 3 month refresh. Manual entry of SEER, EER, COP, and HSPF values has been added in 'Project Inputs' columns R-V | NG to Fill in |  |  | NG to Fill in
11 | Inputs | Cells I40:I60 | This dropdown list is not limited to TRM. If it has been expanded to accommodate for PTACs and PTHPs then what if we have gas fired PTACs. Ffuelheat value (Column AI of model tab) in cell needs to accommodate for that scenario. | This has been expanded to accommodate PTAC and PTHP. At the moment gas-fired PTAC is not included in this calculation as it is not handled in the TRM. Gas fired PTACs need further discussion since this is not handled in the TRM. | NG to Fill in |  |  | NG to Fill in
12 | Model | Column AN - Rows 25 thru 28 | Why Fctrl for PTHPs are not set as default 1 instead of N/A? | Fctrl is not applicable to PTHP since it is not handled in the TRM calculation (ccPTHP pg. 520) | NG to Fill in |  |  | NG to Fill in
13 | Model | Column AN | Incorrect formulas for Fctrl pulling values from the wrong column. | Need to discuss, lookup works correctly and lines up to TRM per Willdan reading | NG to Fill in |  |  | NG to Fill in
14 | Variables | Cells C4:E4 | Limitation to regions - How are other areas being captured. Yes, it is consistent with TRM but what will be the values for other cities that are misisng for BEFLH and BEFLC. | Resolved in Item #1 above. | NG to Fill in |  |  | NG to Fill in
15 | General | N/A | Incorporate selection of region based on the zip code accoridng to the Appendix S of the TRM. Currently, the tool is limited to NYC as the only region by default. | Resolved in Item #1 above. | NG to Fill in |  |  | NG to Fill in
16 | Variables | Cell E64 | Inconsistent information compared to TRM | Baseline AFUE/ET efficiency table has been corrected. | NG to Fill in |  |  | NG to Fill in
17 | Variables | Cell F136:I147 | Revisit and compare to 2025 NYCESS values. Some inconsistency discovered in comparison to the latest code. This particular section is not covered by TRM - Please provide reasoning how these values has been established for the ones not in the code. | Need to discuss, lines up to TRM per Willdan reading. This section is specifically used to calculate baseline efficiencies. | NG to Fill in |  |  | NG to Fill in
18 | Variables | Columns U, AA, and AG and Cells I59:I78 | Not all of these scenarios have been covered by TRM. TRM is only limited to few of the scenarios: 1d, 2b, 2c, 2h, 3a, 3c, 4a, 4b, 4d - Explain reasoning for including all other various scenarios and putting their values same in each category. | Removed all ineligible scenarios from the coefficients lookups based on response from TRM board. Email sent out to Maged on 3/6/2026 detailing the gaps and his response was received on 3/9/2026. | NG to Fill in |  |  | NG to Fill in
19 | Model | Columns BW, BL and BK | Conincident factor has been applied twice. Please revisit. Its already being applied within the formula to derive non-adjusted kW savings and then applied again to derive adjusted kW savings. | Corrected | NG to Fill in |  |  | NG to Fill in
20 | Model | Column BD | Needs adjustment to formula - Incorrect lookup references. | The array referenced in formula has been corrected, and the value is produced correctly now. | NG to Fill in |  |  | NG to Fill in
21 | Model | Column BE | Incorrect formula. Criteria is established wrong with 8.5 HSPF2 - Should be 7.3 instead per TRM. | The fomulas were updated to look for "< 7.3" or "≥ 7.3" to use the correct HSPF climate adjustment factor. | NG to Fill in |  |  | NG to Fill in
22 | Model | Column BP and BR | Please revisit the formula - Not sure why [@[After Qty]] is being multiplied to calculate kWh Savings - Cooling_PTAC_PTHP and kWh Savings - heating_PTAC_PTHP | PTAC_PTHP are "one for one" where qty is part of the savings calculation, whereas non PTAC_PTHP is based on total building load displacement where there could be one existing unit to many proposed units. Calcs aligns with the TRM. | NG to Fill in |  |  | NG to Fill in
Requestor
23 | Project Inputs | Add these data fields to the result table: | Expected Useful Life | Complete. Added line level output in Column AX. | Julie Hawkins |  |  | NG to Fill in
24 | Project Inputs | Add these data fields to the result table: | Heating Ratio (should be a formula: heating capacity / heating load) | Complete. Added line level output in Column AY. | Julie Hawkins |  |  | NG to Fill in
25 | Project Inputs | Add these data fields to the result table: | Cooling Ratio (should be a formula: cooling capacity / cooling load ) | Complete. Added line level output in Column AZ. | Julie Hawkins |  |  | NG to Fill in
26 | Project Inputs | Columns B-H | • Change name in row 9: Air Source Heat Pumps • Add field between column B and C: Make • Add field in next column: Model • Is it possible to move quantity next to make and model? *nice to have | Complete. Moved qty over which represents the existing equipment quantity, then added a proposed equipment qty in column AC. This will allow is to calculate the per unit price as required in Willdan's database. | Julie Hawkins |  |  | NG to Fill in
27 | Project Inputs | Under the “Proposed HVAC Data” section: | • Change subheading in row 10 (“Optional if Unit not AHRI”) to: Required if unit is not NEEP-listed o Note: you might want to add a note explaining that the tool looks up the AHRI # in column R against a table of NEEP values o Rename Cooling Load (BTU/h) - Proposed System to Cooling Capacity (BTU/h) – Proposed System o Rename Heating Load (BTU/h) - Proposed System to Heating Capacity (BTU/h) – Proposed System | Complete | Julie Hawkins |  |  | NG to Fill in
28 |  |  | • COP Rated – 47 o Is this the only test condition that needs to be input? Just curious to confirm that the inputs are available to check criteria for each equipment type (copied below also) • PTHP – must meet NEEP criteria • SPVHP – must meet NEEP criteria • Commercial Unitary HP – NEEP, Energy Star, and code depending on type and size | The "COP @ 47°" input is only required for Unitary/Applied heat pumps. Our expectation is the COP @47° rating is the most common value published and should always be available for all units. We look to your guidance as to whether or not the tool should also be able to handle the COP @17° input for compliance. | Julie Hawkins |  |  | NG to Fill in
29 | Project Inputs | Please add 2 fields next to Total Price (column AM): | • Total Equipment Cost • Total Labor Cost *note: we don’t need per unit price/costs. If Wildan needs it feel free to keep | Complete. Removed "Unit Price" and added these (2) new fields for the user to enter and passed them to the locked section. | Julie Hawkins |  |  | NG to Fill in
30 | Project Inputs | Please display the following results: | o kWh Savings – Cooling o kWh Savings – Heating o Annual Electric Energy Savings (kWh/yr) • Please confirm this is sum of above o Annual Gas Savings (therms) o Annual Fossil Fuel Energy Savings (MMBtu)- please confirm if this is displayed when not a natural gas baseline? If so, keep o Total Annual Energy Savings (MMBtu) • Should be sum of electric + fossil fuel savings o If available, • Summer Demand Savings kW • Winter Demand Savings kW | Complete. The TRM currently does not provide a savings algorithm for winter peak demand savings. Please provide guidance on how to handle this if we need to add this savings type. | Julie Hawkins |  |  | NG to Fill in
31 | Project Inputs |  | • Incentive – please display o Calculated (Uncapped) Incentive o Authorized Incentive (eg after caps are applied) | Complete. Uncapped incentive is displayed at the line-item level. Capped (project) incentive is displayed in Audit Summary section above which caps the incentive at total project level. | Julie Hawkins |  |  | NG to Fill in
32 | Application & Customer Info Section | Comments from Syracuse Energy Systems | - The "Building Type" and the information sections below it appear to be locked. - In the "Building Types" dropdown, "Rental Room" or "Multi-room Rental" options appear to be missing. | Willdan doesn't have control of functionality on locked Ngrid tabs (App Cust Info, Terms & Conditions). The original file sent did not have functional drop downs. Pplease provide an unlocked version of he 'App Cust Info' tab and we can verify drop down functionality and completeness. | Julie Hawkins |  |  | NG to Fill in
33 | Project Inputs Tab | Comments from Syracuse Energy Systems | Project Inputs Tab - Cells 12A and 12F are currently protected. - While cell 12R correctly populates other fields, cell 11R seems to be set to the wrong size. - Regarding cells C12–C36, could you clarify what type of notes are required here? The webinar seemed to skip over this section. | Column A (12A) is a reference to the line numbering and will remain locked. We can rename this to "Line Item #", but this space does represent the zone in which the HVAC unit controls. Column F (12F) is a TRM region that looks up customer site zipcode to proper TRM region and must remain locked as to not impact savings. Column C (C12-C36) no longer refers to 'HVAC Unit Notes' which was orignally intended for the contractor to note anything relevant to the existing system or upgrade. This field was removed. | Julie Hawkins |  |  | NG to Fill in
34 | Rooms Tab | Comments from Syracuse Energy Systems | Could you clarify where the data in this tab is being pulled from? | The 'Floors', 'Rooms' and 'v2_custom Line Items' tabs are only used to execute the upload process into Willdan's internal database. Data from these tabs pull from (hidden) columns BL-DD in the 'Project Inputs' tab. The contractor does not need to interact with these three tabs. They are the backend template Willdan's database requires to pass data. | Julie Hawkins |  |  | NG to Fill in
35 | Project Inputs Tab | General Process Suggestions | - Data Entry: Why doesn't the customer information automatically copy over to the project inputs tab? | Complete. We have automated all 'Customer Information' fields found in the 'Project Inputs' tab so the user does not have to duplicate efforts. We have added validation to the 'DAC Eligible' dropdown field where when blank, field is highlighted yellow. We have also added validation to the 'Region' dropdown field where when blank, field is highlighted yellow. | Julie Hawkins |  |  | NG to Fill in
36 | Project Inputs Tab | Columns I & J | We have updated the way the tool handles the "Total Building Heating Load at Design (BTU/h)", where the user enters the value at a building level in cell J9 (cooling load is in cell I9) and then gets distributed down to the line-items based on the different types of units being proposed. The distributions is as follows: Total Building Heating Load / (SUM(Total Proposed Heating Capacity-All Lines)) xTotal Proposed Heating Capacity-Each Line We have confimed this equation with our ConEd team and this is how the building heating load by design is distributed in the state-wide workbook. |  | Willdan |  |  | NG to Fill in
37 | Project Inputs Tab | Based on contractor feedback | We have had a couple issues come back to us for review from the contractors where they didn't understand why the proposed equipment was not producing savings. In all instances, the proposed heating capacity did not meet the eligible part/full load displacements scenarios. We feel it is necessary to provide visibility to the eligible displacement scenarios based on the proposed ASHP type, the actual displacement value and output the eligibility status. | We added a "Displacement Validation" section in columns AQ-AU to notify the user when the heating capacity of the proposed equipment does not meet the eligible part/full load displacement categories. This new validation compares the distributed building heating load to the proposed heating capacity and validates whether or not the proposed equipment is eligible, based on the eligible displacement scenarios. | Willdan |  |  | NG to Fill in
38 | Project Inputs Tab | Willdan Bug Fix | I found a bug in the formula that calculates the capped incentive in cell G4, since we removed "Unit Price" and added " Total Equipment Cost" & "Total Labor Cost", our formula didn't get updated to capture both pricing columns to determine the proper project cap. | Issue resolved | Willdan |  |  | NG to Fill in
39 | Project Inputs Tab | Willdan Bug Fix | Updated line-item incentive formula in cells BI12:BI36 where if Region (E6) is BLANK, incentive = $0. We want to insure the user selects an option in the Region drop down, otherwise "0" incentive dollars will be shown. | Issue resolved | Willdan |  |  | NG to Fill in

## Inputs (hidden)
Parent ID |  | Service name | CHP_SAVINGS_NY_TRM | [7 empty] | Split System - Air Conditioner (<45 kBTU/h) |  |  | Central ASHP Split System
Program ID |  | Service ID | 300710 | [7 empty] | Split System - Air Conditioner (≥45 and <65 kBTU/h) |  |  | Central ASHP Packaged System
Energy Company ID | [5 empty] | Add unitary and applied heat pump calculation to this tool + gut rehab (increased baseline efficiencies) |  |  |  |  | Single Package - Air Conditioner |  |  | Ductless Mini-Split
ApplicationID | [5 empty] | Verify if we need to add HSPF2 to the proposed EE inputs when unit is not NEEP listed |  |  |  |  | Split System - Heat Pump (<45 kBTU/h) |  |  | Ductless Multi-Split
LimeID | [10 empty] | Split System - Heat Pump (≥45 and <65 kBTU/h) |  |  | Compact Ducted Mini-Split
Status | [10 empty] | Single Package - Heat Pump (<65 kBTU/h) |  |  | PTAC Std Size |  |  |  | Pre-war - uninsulated brick
Status Date | [7 empty] | Warm-air furnace, Gas-fired, Non-weatherized, 1 Phase Power Warm-air furnace, Gas-fired, Weatherized, 1 Phase Power Warm-air furnace, Gas-fired, Non-weatherized, 3 Phase Power Warm-air furnace, Gas-fired, Weatherized, 3 Phase Power Warm-air furnace, Gas-fired, All Subtypes, All Power Phases Warm-air furnace, Oil-fired, Non-weatherized, 1 Phase Power Warm-air furnace, Oil-fired, Weatherized, 1 Phase Power Warm-air furnace, Oil-fired, Non-weatherized, 3 Phase Power Warm-air furnace, Oil-fired, Weatherized, 3 Phase Power Warm-air furnace, Oil-fired, All Subtypes, All Power Phases Warm-air furnace, Electric, All, 1 Phase Power Warm-air furnace, Electric, All, 3 Phase Power Warm-air duct furnaces, Gas-fired, All Subtypes, All Power Phases Warm-air unit heaters, Gas-fired, All Subtypes, All Power Phases Warm-air unit heaters, Oil-fired, All Subtypes, All Power Phases Boiler, Hot Water, Gas Fired Boiler, Hot Water, Oil Fired Boiler, Steam, gas-fired- all, except Natural Draft Boiler, Steam, Gas Fired, Natural Draft Boiler, Steam, Oil Fired Heat Pump PTAC Std Size PTAC Non-Std Size PTHP Std Size PTHP Non-Std Size None |  |  | PTAC Std Size |  |  | PTAC Non-Std Size | Standard |  | High Rise Multifamily Assembly Auto Repair Bix Bix Retail Fast Food Restaurant Full Service Restaurant Grocery Light Industrial Motel Primary School Religious Worship Small Office Small Retail Warehouse Other | Prior to 1979 | 217008195
Run Date | 2025-12-22 |  | 2025-12-22 | [6 empty] | Yes | PTAC Non-Std Size |  |  | PTHP Std Size | Integrated | Yes |  | 1979 to 2006
[10 empty] | No | PTHP Std Size |  |  | PTHP Non-Std Size | Changeover | No |  | 2007 to Present
Line Item Level Inputs | [10 empty] | PTHP Non-Std Size | [7 empty] | (Required) | If EE unit is not NEEP Listed
LineItemID | LineItemRecommendationID | Base Measure Code | After Measure Code | Base QTY | After QTY | Building Cooling Load at Design (BTU/h) | Building Heating Load at Design (BTU/h) | Existing Heating Type | Existing Heating Capacity (BTU/h) | Existing Electric Resistance Heat | Existing Cooling Type | Existing Cooling Capacity_PTAC_PTHP (BTU/h) | Existing Cooling Capacity_Unitary_And_Applied_Heat_Pumps | Proposed ASHP Type | Proposed Controls | Add Electric Resistance Heat | Building Type | Building Vintage | AHRI Certified Number | Cooling Load (BTU/h) - Proposed System | Heating Load (BTU/h) - Proposed System | SEER2 - Proposed System | IEER - Proposed System | EER2 - Proposed System | HSPF2 - Proposed System | COP Rated 47°F - Proposed System | Service Address Zip Code

## Inputs Application Modifiers (hidden)
Modifier Key | Modifier Value
DAC | 0

## Sizing Table (hidden)
LineItemID | Before Qty | After Qty | Building Cooling Load at Design (BTU/h) | Building Heating Load at Design (BTU/h) | Cooling Load (BTU/h) | Heating Load (BTU/h) | Scenario Category | Total Cooling Load | Total Heating Load | Sizing | HP Sizing Parameter1 | HP Sizing Parameter2 | HP Sizing Parameter3 | HP Sizing Parameter4 | HP Sizing Parameter5 | HP Sizing Factor2

## Inputs EC Config (hidden)
Program Name | EnergyCompany Name | EnergyCompany ID | TRM | Subtechnology | NTG | EXT Coincidence | RRe | RRd | RRg | CF | TRM IE
[5 empty] | 1 | 0 | 1 | 1 | 1 | 1 | 1

## Variables (hidden)
HEAT PUMP – AIR SOURCE (CCASHP) | [17 empty] | Coefficients for Seasonal Heating Efficiency: COPseason,ee = a + b × HSPF2/3.412 |  |  |  |  | Coefficients for Seasonal Cooling Efficiency: EERseason,ee = c + d × SEER2 |  |  |  |  | Fraction of Heating Load Met by the ASHP (Fload,heating) |  |  |  | Fraction of Cooling Load Met by the ASHP (Fload,cooling) |  |  | ISR |  | Existing Heating Type | Existing Electric Resistance Heat | Proposed Controls | Building Vintage | Building Type | Existing Cooling Type | Proposed ASHP Type |  | Add Electric Resistance Heat | App Cust Info - Building Type
[18 empty] | Scenario | Region | a | b |  | Scenario | Region | c | d |  | Scenario | Region | Value |  | Scenario | Region | Value | ISR | 1 | Boiler, Hot Water, Gas Fired | Yes | Standard | Pre-war - uninsulated brick | High Rise Multifamily | Split System - Air Conditioner (<45 kBTU/h) | Central ASHP Split System | Heat Pump - Air Source (ccASHP) | Yes | Low-Rise MF
| Commercial and High-Rise Multi-Family BEFLHcooling by City | [6 empty] | SEER2 / HSPF2 Conversion Lookup | [8 empty] | 1dAlbany | 1d | Albany | 0.531 | 0.757 | 1dAlbany | 1d | Albany | -6.85 | 1.274 | 1dAlbany | 1d | Albany | 0.99 | 1dAlbany | 1d | Albany | 1 |  |  | Boiler, Hot Water, Oil Fired | No | Integrated | Prior to 1979 | Assembly | Split System - Air Conditioner (≥45 and <65 kBTU/h) | Central ASHP Packaged System | Heat Pump - Air Source (ccASHP) | No | Hi-Rise MF
| City | Buffalo | Massena | NYC |  |  |  | Proposed HVAC System | Equipment Type | [7 empty] | 1dBinghamton | 1d | Binghamton | 0.578 | 0.723 | 1dBinghamton | 1d | Binghamton | -5.02 | 1.188 | 1dBinghamton | 1d | Binghamton | 1 | 1dBinghamton | 1d | Binghamton | 1 |  |  | Boiler, Steam, Gas Fired, Natural Draft |  | Changeover | 1979 to 2006 | Auto Repair | Single Package - Air Conditioner | Ductless Mini-Split | Heat Pump - Air Source (ccASHP) |  | Assembly
| High Rise Multifamily - Pre-war - uninsulated brick | 752 | 573 | 1141 |  |  |  | Central ASHP Split System | Centrally Ducted Split System | [7 empty] | 1dBuffalo | 1d | Buffalo | 0.599 | 0.746 | 1dBuffalo | 1d | Buffalo | -5.14 | 1.18 | 1dBuffalo | 1d | Buffalo | 1 | 1dBuffalo | 1d | Buffalo | 1 | EUL |  | Boiler, Steam, gas-fired- all, except Natural Draft |  |  | 2007 to Present | Big Box Retail | Split System - Heat Pump (<45 kBTU/h) | Ductless Multi-Split | Heat Pump - Air Source (ccASHP) |  | Big Box
| High Rise Multifamily - Prior to 1979 | 693 | 494 | 965 |  |  |  | Central ASHP Packaged System | Centrally Ducted Single Packaged System | [7 empty] | 1dMassena | 1d | Massena | 0.429 | 0.682 | 1dMassena | 1d | Massena | -6.95 | 1.266 | 1dMassena | 1d | Massena | 0.98 | 1dMassena | 1d | Massena | 1 | System Type | Years | Boiler, Steam, Oil Fired |  |  |  | Fast Food Restaurant | Split System - Heat Pump (≥45 and <65 kBTU/h) | Compact Ducted Mini-Split | Heat Pump - Air Source (ccASHP) |  | Community College
| High Rise Multifamily - 1979 to 2006 | 738 | 523 | 1007 |  |  |  | Compact Ducted Mini-Split | Centrally Ducted Split System | [7 empty] | 1dNYC | 1d | NYC | 1.158 | 0.651 | 1dNYC | 1d | NYC | -6.06 | 1.244 | 1dNYC | 1d | NYC | 1 | 1dNYC | 1d | NYC | 1 | Heat Pump - Air Source (ccASHP) | 23 | Heat Pump |  |  |  | Full Service Restaurant | Single Package - Heat Pump (<65 kBTU/h) | PTAC Std Size | Heat Pump – Cold Climate Packaged Terminal (ccPTHP) |  | Dormitory
| High Rise Multifamily - 2007 to Present | 638 | 697 | 1192 |  |  |  | Ductless Mini-Split | Ductless System | [7 empty] | 1dPoughkeepsie | 1d | Poughkeepsie | 0.609 | 0.758 | 1dPoughkeepsie | 1d | Poughkeepsie | -6.82 | 1.267 | 1dPoughkeepsie | 1d | Poughkeepsie | 1 | 1dPoughkeepsie | 1d | Poughkeepsie | 1 | Heat Pump – Cold Climate Packaged Terminal (ccPTHP) | 15 | None |  |  |  | Grocery | PTAC Std Size | PTAC Non-Std Size | Heat Pump – Cold Climate Packaged Terminal (ccPTHP) |  | Elem School
| Assembly | 803 | 670 | 1080 |  |  |  | Ductless Multi-Split | Ductless System | [7 empty] | 1dSyracuse | 1d | Syracuse | 0.542 | 0.749 | 1dSyracuse | 1d | Syracuse | -6.86 | 1.274 | 1dSyracuse | 1d | Syracuse | 0.99 | 1dSyracuse | 1d | Syracuse | 1 | Heat Pump – Unitary & Applied | 20 | PTAC Non-Std Size |  |  |  | Light Industrial | PTAC Non-Std Size | PTHP Std Size | Heat Pump – Cold Climate Packaged Terminal (ccPTHP) |  | Fast Food
| Auto Repair | 778 | 641 | 1186 | [12 empty] | 2bAlbany | 2b | Albany | 2.604 | 0.115 | 2bAlbany | 2b | Albany | 7.89 | 0.466 | 2bAlbany | 2b | Albany | 0.15 | 2bAlbany | 2b | Albany | 1 |  |  | PTAC Std Size |  |  |  | Motel | PTHP Std Size | PTHP Non-Std Size | Heat Pump – Cold Climate Packaged Terminal (ccPTHP) |  | Grocery
| Big Box Retail | 440 | 363 | 705 | [12 empty] | 2bBinghamton | 2b | Binghamton | 2.551 | 0.118 | 2bBinghamton | 2b | Binghamton | 7.23 | 0.51 | 2bBinghamton | 2b | Binghamton | 0.15 | 2bBinghamton | 2b | Binghamton | 1 |  |  | PTHP Non-Std Size |  |  |  | Primary School | PTHP Non-Std Size | Very Small CUHP< 65,000 BTU/h |  |  | High School
| Fast Food Restaurant | 547 | 417 | 788 |  |  |  | SEER2 / HSPF2 Conversion | [8 empty] | 2bBuffalo | 2b | Buffalo | 2.672 | 0.106 | 2bBuffalo | 2b | Buffalo | 7.41 | 0.508 | 2bBuffalo | 2b | Buffalo | 0.15 | 2bBuffalo | 2b | Buffalo | 1 |  |  | PTHP Std Size |  |  |  | Religious Worship | Unitary Air conditioners (air cooled)< 65,000 BTU/h (three phase)Split System | Small CUHP≥ 65,000 BTU/h and < 135,000 BTU/h | Heat Pump – Unitary & Applied |  | Hospital
| Full Service Restaurant | 547 | 417 | 788 |  |  |  | Equipment Type | FHSPF2 | FSEER2 | FEER2 | [5 empty] | 2bMassena | 2b | Massena | 2.238 | 0.137 | 2bMassena | 2b | Massena | 6.3 | 0.563 | 2bMassena | 2b | Massena | 0.15 | 2bMassena | 2b | Massena | 1 | Conversion Factors |  | Unitary Heat Pump (air cooled) Small-duct high-velocity< 65,000 BTU/h (three phase)Split System |  |  |  | Small Office | Unitary Air conditioners (air cooled)< 65,000 BTU/h (three phase)Single Package | Large CUHP≥ 135,000 BTU/h and < 240,000 BTU/h | Heat Pump – Unitary & Applied |  | Hotel
| Grocery | 343 | 263 | 622 |  |  |  | Ductless System | 0.9 | 1 | 1 | [5 empty] | 2bNYC | 2b | NYC | 3.011 | 0.085 | 2bNYC | 2b | NYC | 7.33 | 0.486 | 2bNYC | 2b | NYC | 0.15 | 2bNYC | 2b | NYC | 1 | 8.33 | BTU/°F | Unitary Heat Pump (air cooled)< 65,000 BTU/h (three phase)Single Package |  |  |  | Small Retail | Unitary Air conditioners (air cooled)≥ 65,000 BTU/h and < 135,000 BTU/h | Unitary Non-ENERGY STAR≥ 240,000 BTU/h | Heat Pump – Unitary & Applied |  | Large Office
| Light Industrial | 93 | 77 | 230 |  |  |  | Centrally Ducted Split System | 0.85 | 0.95 | 0.95 | [5 empty] | 2bPoughkeepsie | 2b | Poughkeepsie | 2.791 | 0.075 | 2bPoughkeepsie | 2b | Poughkeepsie | 6.65 | 0.477 | 2bPoughkeepsie | 2b | Poughkeepsie | 0.15 | 2bPoughkeepsie | 2b | Poughkeepsie | 1 | 3412 | BTU/kWh | Unitary Heat Pump (air cooled)< 65,000 BTU/h (three phase)Split System |  |  |  | Warehouse | Unitary Air conditioners (air cooled)≥ 135,000 BTU/h and < 240,000 BTU/h |  |  |  | Large Retail
| Motel | 1958 | 1760 | 2141 |  |  |  | Centrally Ducted Single Packaged System | 0.84 | 0.95 | 0.95 | [5 empty] | 2bSyracuse | 2b | Syracuse | 2.581 | 0.119 | 2bSyracuse | 2b | Syracuse | 7.86 | 0.466 | 2bSyracuse | 2b | Syracuse | 0.15 | 2bSyracuse | 2b | Syracuse | 1 | 0.0034121 | MMBTU/kWh | Unitary Heat Pump (air cooled)≥ 135,000 BTU/h and < 240,000 BTU/h |  |  |  | Other | Unitary Air conditioners (air cooled)≥ 240,000 BTU/h and < 760,000 BTU/h |  |  |  | Light Industrial
| Primary School | 394 | 323 | 632 | [12 empty] | 2cAlbany | 2c | Albany | 2.55 | 0.141 | 2cAlbany | 2c | Albany | 7.83 | 0.493 | 2cAlbany | 2c | Albany | 0.65 | 2cAlbany | 2c | Albany | 1 | 100000 | BTU/therm | Unitary Heat Pump (air cooled)≥ 240,000 BTU/h |  |  |  |  | Unitary Air conditioners (air cooled)≥ 760,000 BTU/h |  |  |  | Motel
| Religious Worship | 307 | 329 | 451 | [12 empty] | 2cBinghamton | 2c | Binghamton | 2.517 | 0.136 | 2cBinghamton | 2c | Binghamton | 5.23 | 0.62 | 2cBinghamton | 2c | Binghamton | 0.62 | 2cBinghamton | 2c | Binghamton | 1 | 1000000 | Btu/MMBtu | Unitary Heat Pump (air cooled)≥ 65,000 BTU/h and < 135,000 BTU/h |  |  |  |  | Unitary Air conditioners (air cooled) Small-duct high-velocity< 65,000 BTU/h (three phase)Split System |  |  |  | Other Small
| Small Office | 778 | 641 | 1186 |  |  |  | Whole Building and Displacement Scenarios Lookup |  |  | Whole Building and Displacement Scenarios - Validations Ouput | [5 empty] | 2cBuffalo | 2c | Buffalo | 2.634 | 0.123 | 2cBuffalo | 2c | Buffalo | 5.1 | 0.627 | 2cBuffalo | 2c | Buffalo | 0.63 | 2cBuffalo | 2c | Buffalo | 1 | 10 | Therms/MMBtu | Warm-air duct furnaces, Gas-fired, All Subtypes, All Power Phases |  |  |  |  | Unitary Heat Pump (air cooled)< 65,000 BTU/h (three phase)Split System |  |  |  | Religious
| Small Retail | 440 | 363 | 705 |  |  |  | Proposed HVAC System | Description |  | Proposed HVAC System | Eligible Sizing Description |  |  |  |  | 2cMassena | 2c | Massena | 2.146 | 0.18 | 2cMassena | 2c | Massena | 4.55 | 0.627 | 2cMassena | 2c | Massena | 0.63 | 2cMassena | 2c | Massena | 1 |  |  | Warm-air furnace, Electric, All, 1 Phase Power |  |  |  |  | Unitary Heat Pump (air cooled)< 65,000 BTU/h (three phase)Single Package |  |  |  | Restaurant
| Warehouse | 93 | 77 | 230 |  |  |  | Central ASHP Split System | Central ASHP |  | Central ASHP Split System | ≥100% |  |  |  |  | 2cNYC | 2c | NYC | 2.983 | 0.104 | 2cNYC | 2c | NYC | 7.36 | 0.513 | 2cNYC | 2c | NYC | 0.61 | 2cNYC | 2c | NYC | 1 |  |  | Warm-air furnace, Electric, All, 3 Phase Power |  |  |  |  | Unitary Heat Pump (air cooled)≥ 65,000 BTU/h and < 135,000 BTU/h |  |  |  | Small Office
| Other | 440 | 363 | 705 |  |  |  | Central ASHP Packaged System | Central ASHP |  | Central ASHP Packaged System | ≥100% |  |  |  |  | 2cPoughkeepsie | 2c | Poughkeepsie | 2.632 | 0.134 | 2cPoughkeepsie | 2c | Poughkeepsie | 7 | 0.503 | 2cPoughkeepsie | 2c | Poughkeepsie | 0.65 | 2cPoughkeepsie | 2c | Poughkeepsie | 1 |  |  | Warm-air furnace, Gas-fired, All Subtypes, All Power Phases |  |  |  |  | Unitary Heat Pump (air cooled)≥ 135,000 BTU/h and < 240,000 BTU/h |  |  |  | Small Retail
[8 empty] | Compact Ducted Mini-Split | Compact Ducted MiniSplit sized to 50% ,70% and 100% |  | Compact Ducted Mini-Split | ≥50%, ≥70% or ≥100% |  |  |  |  | 2cSyracuse | 2c | Syracuse | 2.537 | 0.142 | 2cSyracuse | 2c | Syracuse | 7.78 | 0.495 | 2cSyracuse | 2c | Syracuse | 0.65 | 2cSyracuse | 2c | Syracuse | 1 |  |  | Warm-air furnace, Gas-fired, Non-weatherized, 1 Phase Power |  |  |  |  | Unitary Heat Pump (air cooled)≥ 240,000 BTU/h |  |  |  | Unversity
[8 empty] | Ductless Mini-Split | Ductless Mini-Split sized at 50%, 70% and 100% |  | Ductless Mini-Split | ≥50%, ≥70% or ≥100% |  |  |  |  | 2hAlbany | 2h | Albany | 2.226 | 0.183 | 2hAlbany | 2h | Albany | 6.49 | 0.542 | 2hAlbany | 2h | Albany | 0.97 | 2hAlbany | 2h | Albany | 1 |  |  | Warm-air furnace, Gas-fired, Non-weatherized, 3 Phase Power |  |  |  |  | Unitary Heat Pump (air cooled) Small-duct high-velocity< 65,000 BTU/h (three phase)Split System |  |  |  | Warehouse
[8 empty] | Ductless Multi-Split | Ductless Multi-Split sized to 70% and 100% |  | Ductless Multi-Split | ≥70% or ≥100% |  |  |  |  | 2hBinghamton | 2h | Binghamton | 2.198 | 0.179 | 2hBinghamton | 2h | Binghamton | 4.85 | 0.639 | 2hBinghamton | 2h | Binghamton | 0.98 | 2hBinghamton | 2h | Binghamton | 1 |  |  | Warm-air furnace, Gas-fired, Weatherized, 1 Phase Power
| Commercial and High-Rise Multi-Family BEFLHheating by City | [15 empty] | 2hBuffalo | 2h | Buffalo | 2.29 | 0.172 | 2hBuffalo | 2h | Buffalo | 4.61 | 0.642 | 2hBuffalo | 2h | Buffalo | 0.98 | 2hBuffalo | 2h | Buffalo | 1 |  |  | Warm-air furnace, Gas-fired, Weatherized, 3 Phase Power
| City | Buffalo | Massena | NYC | [12 empty] | 2hMassena | 2h | Massena | 1.839 | 0.225 | 2hMassena | 2h | Massena | 6.14 | 0.541 | 2hMassena | 2h | Massena | 0.95 | 2hMassena | 2h | Massena | 1 |  |  | Warm-air furnace, Oil-fired, All Subtypes, All Power Phases
| High Rise Multifamily - Pre-war - uninsulated brick | 1793 | 1606 | 1431 |  |  |  | Whole Building and Displacement Scenarios | [8 empty] | 2hNYC | 2h | NYC | 2.573 | 0.165 | 2hNYC | 2h | NYC | 6.2 | 0.56 | 2hNYC | 2h | NYC | 0.97 | 2hNYC | 2h | NYC | 1 |  |  | Warm-air furnace, Oil-fired, Non-weatherized, 1 Phase Power
| High Rise Multifamily - Prior to 1979 | 1625 | 1375 | 1242 |  |  |  | Scenario | Description | ASHP Type | Application | Controls | HP Sizing Parameter |  |  |  | 2hPoughkeepsie | 2h | Poughkeepsie | 2.32 | 0.175 | 2hPoughkeepsie | 2h | Poughkeepsie | 6.95 | 0.508 | 2hPoughkeepsie | 2h | Poughkeepsie | 0.98 | 2hPoughkeepsie | 2h | Poughkeepsie | 1 |  |  | Warm-air furnace, Oil-fired, Non-weatherized, 3 Phase Power
| High Rise Multifamily - 1979 to 2006 | 1563 | 1301 | 1216 |  |  | Central ASHP1 | 1d | Central ASHP | Central, Ducted | Whole or Full Load | (see Fctrl table) | 1 |  |  |  | 2hSyracuse | 2h | Syracuse | 2.217 | 0.183 | 2hSyracuse | 2h | Syracuse | 7.58 | 0.496 | 2hSyracuse | 2h | Syracuse | 0.97 | 2hSyracuse | 2h | Syracuse | 1 |  |  | Warm-air furnace, Oil-fired, Weatherized, 1 Phase Power
| High Rise Multifamily - 2007 to Present | 1391 | 1406 | 1144 |  |  | Ductless Mini-Split sized at 50%, 70% and 100%0.5 | 2b | Ductless Mini-Split sized at 50%, 70% and 100% | Single-Zone Ductless | Displace or Part Load | Separate | 0.5 |  |  |  | 3aAlbany | 3a | Albany | 1.559 | 0.568 | 3aAlbany | 3a | Albany | 12.2 | 0.085 | 3aAlbany | 3a | Albany | 0.72 | 3aAlbany | 3a | Albany | 1 |  |  | Warm-air furnace, Oil-fired, Weatherized, 3 Phase Power
| Assembly | 1233 | 1442 | 751 |  |  | Ductless Mini-Split sized at 50%, 70% and 100%0.7 | 2c | Ductless Mini-Split sized at 50%, 70% and 100% | Single-Zone Ductless | Displace or Part Load | Separate | 0.7 |  |  |  | 3aBinghamton | 3a | Binghamton | 1.546 | 0.551 | 3aBinghamton | 3a | Binghamton | 12.32 | 0.087 | 3aBinghamton | 3a | Binghamton | 0.69 | 3aBinghamton | 3a | Binghamton | 1 |  |  | Warm-air unit heaters, Gas-fired, All Subtypes, All Power Phases
| Auto Repair | 793 | 790 | 537 |  |  | Ductless Mini-Split sized at 50%, 70% and 100%1 | 2h | Ductless Mini-Split sized at 50%, 70% and 100% | Single-Zone Ductless | Whole or Full Load | (see Fctrl table) | 1 |  |  |  | 3aBuffalo | 3a | Buffalo | 1.619 | 0.555 | 3aBuffalo | 3a | Buffalo | 12.32 | 0.088 | 3aBuffalo | 3a | Buffalo | 0.72 | 3aBuffalo | 3a | Buffalo | 1 |  |  | Warm-air unit heaters, Oil-fired, All Subtypes, All Power Phases
| Big Box Retail | 983 | 970 | 779 |  |  | Ductless Multi-Split sized to 70% and 100%0.7 | 3a | Ductless Multi-Split sized to 70% and 100% | Multi-Zone Ductless | Displace or Part Load | Separate | 0.7 |  |  |  | 3aMassena | 3a | Massena | 1.462 | 0.494 | 3aMassena | 3a | Massena | 12.14 | 0.082 | 3aMassena | 3a | Massena | 0.69 | 3aMassena | 3a | Massena | 1
| Fast Food Restaurant | 1508 | 1386 | 1236 |  |  | Ductless Multi-Split sized to 70% and 100%1 | 3c | Ductless Multi-Split sized to 70% and 100% | Multi-Zone Ductless | Whole or Full Load | (see Fctrl table) | 1 |  |  |  | 3aNYC | 3a | NYC | 1.464 | 0.747 | 3aNYC | 3a | NYC | 12.25 | 0.078 | 3aNYC | 3a | NYC | 0.69 | 3aNYC | 3a | NYC | 1
| Full Service Restaurant | 1508 | 1386 | 1236 |  |  | Compact Ducted MiniSplit sized to 50% ,70% and 100%0.5 | 4a | Compact Ducted MiniSplit sized to 50% ,70% and 100% | Single-Zone Compact Ducted | Displace or Part Load | Separate | 0.5 |  |  |  | 3aPoughkeepsie | 3a | Poughkeepsie | 1.532 | 0.605 | 3aPoughkeepsie | 3a | Poughkeepsie | 12.03 | 0.085 | 3aPoughkeepsie | 3a | Poughkeepsie | 0.73 | 3aPoughkeepsie | 3a | Poughkeepsie | 1
| Grocery | 1204 | 1130 | 1055 |  |  | Compact Ducted MiniSplit sized to 50% ,70% and 100%0.7 | 4b | Compact Ducted MiniSplit sized to 50% ,70% and 100% | Single-Zone Compact Ducted | Displace or Part Load | Separate | 0.7 |  |  |  | 3aSyracuse | 3a | Syracuse | 1.555 | 0.565 | 3aSyracuse | 3a | Syracuse | 12.25 | 0.083 | 3aSyracuse | 3a | Syracuse | 0.72 | 3aSyracuse | 3a | Syracuse | 1
| Light Industrial | 1159 | 1047 | 876 |  |  | Compact Ducted MiniSplit sized to 50% ,70% and 100%1 | 4d | Compact Ducted MiniSplit sized to 50% ,70% and 100% | Single-Zone Compact Ducted | Whole or Full Load | (see Fctrl table) | 1 |  |  |  | 3cAlbany | 3c | Albany | 1.768 | 0.407 | 3cAlbany | 3c | Albany | 11.98 | 0.081 | 3cAlbany | 3c | Albany | 0.96 | 3cAlbany | 3c | Albany | 1
| Motel | 1127 | 942 | 916 | [12 empty] | 3cBinghamton | 3c | Binghamton | 1.85 | 1.769 | 3cBinghamton | 3c | Binghamton | 12.39 | 0.076 | 3cBinghamton | 3c | Binghamton | 0.96 | 3cBinghamton | 3c | Binghamton | 1
| Primary School | 729 | 709 | 558 | [12 empty] | 3cBuffalo | 3c | Buffalo | 1.832 | 0.399 | 3cBuffalo | 3c | Buffalo | 12.23 | 0.077 | 3cBuffalo | 3c | Buffalo | 0.96 | 3cBuffalo | 3c | Buffalo | 1
| Religious Worship | 1218 | 1264 | 899 |  |  |  | Coincidence Factor (CF) | [8 empty] | 3cMassena | 3c | Massena | 1.509 | 0.384 | 3cMassena | 3c | Massena | 12.04 | 0.057 | 3cMassena | 3c | Massena | 0.94 | 3cMassena | 3c | Massena | 1
| Small Office | 793 | 790 | 537 |  |  |  | Ducted systems | 0.8 | [7 empty] | 3cNYC | 3c | NYC | 1.765 | 0.547 | 3cNYC | 3c | NYC | 11.96 | 0.087 | 3cNYC | 3c | NYC | 0.96 | 3cNYC | 3c | NYC | 1
| Small Retail | 983 | 970 | 779 |  |  |  | Ductless mini-split systems | 0.8 | [7 empty] | 3cPoughkeepsie | 3c | Poughkeepsie | 1.82 | 0.42 | 3cPoughkeepsie | 3c | Poughkeepsie | 12.25 | 0.073 | 3cPoughkeepsie | 3c | Poughkeepsie | 0.96 | 3cPoughkeepsie | 3c | Poughkeepsie | 1
| Warehouse | 1159 | 1047 | 876 | [12 empty] | 3cSyracuse | 3c | Syracuse | 1.776 | 0.401 | 3cSyracuse | 3c | Syracuse | 11.97 | 0.082 | 3cSyracuse | 3c | Syracuse | 0.96 | 3cSyracuse | 3c | Syracuse | 1
| Other | 983 | 970 | 779 | [12 empty] | 4aAlbany | 4a | Albany | 2.451 | 0.13 | 4aAlbany | 4a | Albany | -1.84 | 0.904 | 4aAlbany | 4a | Albany | 0.43 | 4aAlbany | 4a | Albany | 1
[8 empty] | Control Factors (Fctrl) for Optional Control Features (Fctrl = 1.0 for default controls) | [8 empty] | 4aBinghamton | 4a | Binghamton | 2.393 | 0.136 | 4aBinghamton | 4a | Binghamton | -2.01 | 0.923 | 4aBinghamton | 4a | Binghamton | 0.41 | 4aBinghamton | 4a | Binghamton | 1
[8 empty] | Scenario | Description | ASHP Type | HP Sizing Parameter | Standard Control | Integrated Control | Changeover Tdes+5°F |  |  | 4aBuffalo | 4a | Buffalo | 2.478 | 0.13 | 4aBuffalo | 4a | Buffalo | -2.17 | 0.937 | 4aBuffalo | 4a | Buffalo | 0.42 | 4aBuffalo | 4a | Buffalo | 1
[8 empty] | 1d | Central ASHP | Central, Ducted | 1 | 1 | 1.01 | 0.92 |  |  | 4aMassena | 4a | Massena | 2.157 | 0.152 | 4aMassena | 4a | Massena | 2.01 | 0.673 | 4aMassena | 4a | Massena | 0.41 | 4aMassena | 4a | Massena | 1
| Electric Cooling and Heating System Baseline Efficiencies | [6 empty] | 2b | Ductless Mini-Split sized at 50%, 70% and 100% | Single-Zone Ductless | 0.5 | 1 | 1.02 | 0.95 |  |  | 4aNYC | 4a | NYC | 2.889 | 0.071 | 4aNYC | 4a | NYC | -1.99 | 0.911 | 4aNYC | 4a | NYC | 0.42 | 4aNYC | 4a | NYC | 1
| Product Class | Seasonal Energy Efficiency Ratio (SEER2)674 | Energy Efficiency Ratio (EER2) | Heating Seasonal Performance Factor (HSPF2)675 |  |  |  | 2c | Ductless Mini-Split sized at 50%, 70% and 100% | Single-Zone Ductless | 0.7 | 1 | 1.02 | 0.95 |  |  | 4aPoughkeepsie | 4a | Poughkeepsie | 2.584 | 0.102 | 4aPoughkeepsie | 4a | Poughkeepsie | -1.22 | 0.848 | 4aPoughkeepsie | 4a | Poughkeepsie | 0.43 | 4aPoughkeepsie | 4a | Poughkeepsie | 1
| Split System - Air Conditioner (<45 kBTU/h) | 13.4 | 11.4 | 0 |  |  |  | 2h | Ductless Mini-Split sized at 50%, 70% and 100% | Single-Zone Ductless | 1 | 1 | 1.02 | 0.95 |  |  | 4aSyracuse | 4a | Syracuse | 2.44 | 0.13 | 4aSyracuse | 4a | Syracuse | 1.84 | 0.903 | 4aSyracuse | 4a | Syracuse | 0.42 | 4aSyracuse | 4a | Syracuse | 1
| Split System - Air Conditioner (≥45 and <65 kBTU/h) | 13.4 | 11.4 | 0 |  |  |  | 3a | Ductless Multi-Split sized to 70% and 100% | Multi-Zone Ductless | 0.7 | 1 | 1.04 | 0.94 |  |  | 4bAlbany | 4b | Albany | 2.506 | 0.1 | 4bAlbany | 4b | Albany | -1.05 | 0.86 | 4bAlbany | 4b | Albany | 0.65 | 4bAlbany | 4b | Albany | 1
| Single Package - Air Conditioner | 13.4 | 11.4 | 0 |  |  |  | 3c | Ductless Multi-Split sized to 70% and 100% | Multi-Zone Ductless | 1 | 1 | 1.04 | 0.94 |  |  | 4bBinghamton | 4b | Binghamton | 2.467 | 0.099 | 4bBinghamton | 4b | Binghamton | 2.04 | 0.681 | 4bBinghamton | 4b | Binghamton | 0.62 | 4bBinghamton | 4b | Binghamton | 1
| Split System - Heat Pump (<45 kBTU/h) | 14.3 | 11.9 | 7.5 |  |  |  | 4a | Compact Ducted MiniSplit sized to 50% ,70% and 100% | Single-Zone Compact Ducted | 0.5 | 1 | 1.02 | 0.94 |  |  | 4bBuffalo | 4b | Buffalo | 2.57 | 0.087 | 4bBuffalo | 4b | Buffalo | 2.26 | 0.662 | 4bBuffalo | 4b | Buffalo | 0.64 | 4bBuffalo | 4b | Buffalo | 1
| Split System - Heat Pump (≥45 and <65 kBTU/h) | 14.3 | 11.9 | 7.5 |  |  |  | 4b | Compact Ducted MiniSplit sized to 50% ,70% and 100% | Single-Zone Compact Ducted | 0.7 | 1 | 1.02 | 0.94 |  |  | 4bMassena | 4b | Massena | 2.14 | 0.152 | 4bMassena | 4b | Massena | -0.58 | 0.816 | 4bMassena | 4b | Massena | 0.62 | 4bMassena | 4b | Massena | 1
| Single Package - Heat Pump (<65 kBTU/h) | 13.4 | 11.4 | 6.7 |  |  |  | 4d | Compact Ducted MiniSplit sized to 50% ,70% and 100% | Single-Zone Compact Ducted | 1 | 1 | 1.02 | 0.94 |  |  | 4bNYC | 4b | NYC | 2.956 | 0.038 | 4bNYC | 4b | NYC | -1.26 | 0.874 | 4bNYC | 4b | NYC | 0.62 | 4bNYC | 4b | NYC | 1
[17 empty] | 4bPoughkeepsie | 4b | Poughkeepsie | 2.567 | 0.097 | 4bPoughkeepsie | 4b | Poughkeepsie | -1.31 | 0.867 | 4bPoughkeepsie | 4b | Poughkeepsie | 0.65 | 4bPoughkeepsie | 4b | Poughkeepsie | 1
[17 empty] | 4bSyracuse | 4b | Syracuse | 2.482 | 0.105 | 4bSyracuse | 4b | Syracuse | -1.05 | 0.859 | 4bSyracuse | 4b | Syracuse | 0.65 | 4bSyracuse | 4b | Syracuse | 1
[17 empty] | 4cAlbany | 4c | Albany | 2.506 | 0.1 | 4cAlbany | 4c | Albany | -1.05 | 0.86 | 4cAlbany | 4c | Albany | 0.65 | 4cAlbany | 4c | Albany | 1
| Commercial Fossil Fuel Fired Heating System Baseline Efficiencies | [6 empty] | Description | HP Sizing Parameter1 | HP Sizing Parameter2 | HP Sizing Parameter3 | HP Sizing Parameter4 | HP Sizing Parameter5 |  |  |  | 4cBinghamton | 4c | Binghamton | 2.467 | 0.099 | 4cBinghamton | 4c | Binghamton | 2.04 | 0.681 | 4cBinghamton | 4c | Binghamton | 0.62 | 4cBinghamton | 4c | Binghamton | 1
| Equipment Type, Subtype and Electric Power Phase | Heating Capacity (INPUT), Btu/h | Combo-Unit Cooling Capactiy Btu/h | Baseline Efficiency | UOM |  |  | Central ASHP | 1 | [7 empty] | 4cBuffalo | 4c | Buffalo | 2.57 | 0.087 | 4cBuffalo | 4c | Buffalo | 2.26 | 0.662 | 4cBuffalo | 4c | Buffalo | 0.64 | 4cBuffalo | 4c | Buffalo | 1
Warm-air furnace, Gas-fired, Non-weatherized, 1 Phase Power< 225,000< 65,000 | Warm-air furnace, Gas-fired, Non-weatherized, 1 Phase Power | < 225,000 | < 65,000 | 0.8 | AFUE |  |  | Ductless Mini-Split sized at 50%, 70% and 100% | 0.5 | 0.7 | 1 | [5 empty] | 4cMassena | 4c | Massena | 2.14 | 0.152 | 4cMassena | 4c | Massena | -0.58 | 0.816 | 4cMassena | 4c | Massena | 0.62 | 4cMassena | 4c | Massena | 1
Warm-air furnace, Gas-fired, Weatherized, 1 Phase Power< 225,000< 65,000 | Warm-air furnace, Gas-fired, Weatherized, 1 Phase Power | < 225,000 | < 65,000 | 0.81 | AFUE |  |  | Ductless Multi-Split sized to 70% and 100% | 0.7 | 1 | [6 empty] | 4cNYC | 4c | NYC | 2.956 | 0.038 | 4cNYC | 4c | NYC | -1.26 | 0.874 | 4cNYC | 4c | NYC | 0.62 | 4cNYC | 4c | NYC | 1
Warm-air furnace, Gas-fired, Non-weatherized, 1 Phase Power< 225,000≥ 65,000 | Warm-air furnace, Gas-fired, Non-weatherized, 1 Phase Power | < 225,000 | ≥ 65,000 | 0.8 | AFUE |  |  | Compact Ducted MiniSplit sized to 50% ,70% and 100% | 0.5 | 0.7 | 1 | [5 empty] | 4cPoughkeepsie | 4c | Poughkeepsie | 2.567 | 0.097 | 4cPoughkeepsie | 4c | Poughkeepsie | -1.31 | 0.867 | 4cPoughkeepsie | 4c | Poughkeepsie | 0.65 | 4cPoughkeepsie | 4c | Poughkeepsie | 1
Warm-air furnace, Gas-fired, Weatherized, 1 Phase Power< 225,000≥ 65,000 | Warm-air furnace, Gas-fired, Weatherized, 1 Phase Power | < 225,000 | ≥ 65,000 | 0.81 | AFUE | [11 empty] | 4cSyracuse | 4c | Syracuse | 2.482 | 0.105 | 4cSyracuse | 4c | Syracuse | -1.05 | 0.859 | 4cSyracuse | 4c | Syracuse | 0.65 | 4cSyracuse | 4c | Syracuse | 1
Warm-air furnace, Gas-fired, Non-weatherized, 3 Phase Power< 225,000All | Warm-air furnace, Gas-fired, Non-weatherized, 3 Phase Power | < 225,000 | All | 0.8 | AFUE
Warm-air furnace, Gas-fired, Weatherized, 3 Phase Power< 225,000All | Warm-air furnace, Gas-fired, Weatherized, 3 Phase Power | < 225,000 | All | 0.81 | AFUE
Warm-air furnace, Gas-fired, All Subtypes, All Power Phases≥ 225,000 and ≤ 400,000All | Warm-air furnace, Gas-fired, All Subtypes, All Power Phases | ≥ 225,000 and ≤ 400,000 | All | 0.81 | Et |  |  | Equipment Type, Subtype and Electric Power Phase | Heating Capacity (INPUT), Btu/h | Combo-Unit Cooling Capactiy Btu/h
Warm-air furnace, Gas-fired, All Subtypes, All Power Phases> 400,000All | Warm-air furnace, Gas-fired, All Subtypes, All Power Phases | > 400,000 | All | 0.81 | Et |  | Warm-air furnace, Gas-fired, Non-weatherized, 1 Phase Power< 225,000 | Warm-air furnace, Gas-fired, Non-weatherized, 1 Phase Power | < 225,000 | TRUE
Warm-air furnace, Oil-fired, Non-weatherized, 1 Phase Power< 225,000< 65,000 | Warm-air furnace, Oil-fired, Non-weatherized, 1 Phase Power | < 225,000 | < 65,000 | 0.83 | AFUE |  | Warm-air furnace, Gas-fired, Weatherized, 1 Phase Power< 225,000 | Warm-air furnace, Gas-fired, Weatherized, 1 Phase Power | < 225,000 | TRUE
Warm-air furnace, Oil-fired, Weatherized, 1 Phase Power< 225,000< 65,000 | Warm-air furnace, Oil-fired, Weatherized, 1 Phase Power | < 225,000 | < 65,000 | 0.78 | AFUE |  | Warm-air furnace, Gas-fired, Non-weatherized, 3 Phase Power< 225,000 | Warm-air furnace, Gas-fired, Non-weatherized, 3 Phase Power | < 225,000 | FALSE
Warm-air furnace, Oil-fired, Non-weatherized, 1 Phase Power< 225,000≥ 65,000 | Warm-air furnace, Oil-fired, Non-weatherized, 1 Phase Power | < 225,000 | ≥ 65,000 | 0.83 | AFUE |  | Warm-air furnace, Gas-fired, Weatherized, 3 Phase Power< 225,000 | Warm-air furnace, Gas-fired, Weatherized, 3 Phase Power | < 225,000 | FALSE
Warm-air furnace, Oil-fired, Weatherized, 1 Phase Power< 225,000≥ 65,000 | Warm-air furnace, Oil-fired, Weatherized, 1 Phase Power | < 225,000 | ≥ 65,000 | 0.78 | AFUE |  | Warm-air furnace, Gas-fired, All Subtypes, All Power Phases≥ 225,000 and ≤ 400,000 | Warm-air furnace, Gas-fired, All Subtypes, All Power Phases | ≥ 225,000 and ≤ 400,000 | FALSE
Warm-air furnace, Oil-fired, Non-weatherized, 3 Phase Power< 225,000All | Warm-air furnace, Oil-fired, Non-weatherized, 3 Phase Power | < 225,000 | All | 0.83 | AFUE |  | Warm-air furnace, Gas-fired, All Subtypes, All Power Phases> 400,000 | Warm-air furnace, Gas-fired, All Subtypes, All Power Phases | > 400,000 | FALSE
Warm-air furnace, Oil-fired, Weatherized, 3 Phase Power< 225,000All | Warm-air furnace, Oil-fired, Weatherized, 3 Phase Power | < 225,000 | All | 0.78 | AFUE |  | Warm-air furnace, Oil-fired, Non-weatherized, 1 Phase Power< 225,000 | Warm-air furnace, Oil-fired, Non-weatherized, 1 Phase Power | < 225,000 | TRUE
Warm-air furnace, Oil-fired, All Subtypes, All Power Phases≥ 225,000All | Warm-air furnace, Oil-fired, All Subtypes, All Power Phases | ≥ 225,000 | All | 0.82 | Et |  | Warm-air furnace, Oil-fired, Weatherized, 1 Phase Power< 225,000 | Warm-air furnace, Oil-fired, Weatherized, 1 Phase Power | < 225,000 | TRUE
Warm-air furnace, Electric, All, 1 Phase Power< 225,000< 65,000 | Warm-air furnace, Electric, All, 1 Phase Power | < 225,000 | < 65,000 | 0.78 | AFUE |  | Warm-air furnace, Oil-fired, Non-weatherized, 3 Phase Power< 225,000 | Warm-air furnace, Oil-fired, Non-weatherized, 3 Phase Power | < 225,000 | FALSE
Warm-air furnace, Electric, All, 1 Phase Power< 225,000≥ 65,000 | Warm-air furnace, Electric, All, 1 Phase Power | < 225,000 | ≥ 65,000 | 0.96 | AFUE |  | Warm-air furnace, Oil-fired, Weatherized, 3 Phase Power< 225,000 | Warm-air furnace, Oil-fired, Weatherized, 3 Phase Power | < 225,000 | FALSE
Warm-air furnace, Electric, All, 3 Phase Power< 225,000All | Warm-air furnace, Electric, All, 3 Phase Power | < 225,000 | All | 0.96 | AFUE |  | Warm-air furnace, Oil-fired, All Subtypes, All Power Phases≥ 225,000 | Warm-air furnace, Oil-fired, All Subtypes, All Power Phases | ≥ 225,000 | FALSE
Warm-air duct furnaces, Gas-fired, All Subtypes, All Power PhasesAllAll | Warm-air duct furnaces, Gas-fired, All Subtypes, All Power Phases | All | All | 0.8 | Ec |  | Warm-air furnace, Electric, All, 1 Phase Power< 225,000 | Warm-air furnace, Electric, All, 1 Phase Power | < 225,000 | TRUE
Warm-air unit heaters, Gas-fired, All Subtypes, All Power PhasesAllAll | Warm-air unit heaters, Gas-fired, All Subtypes, All Power Phases | All | All | 0.8 | Ec |  | Warm-air furnace, Electric, All, 3 Phase Power< 225,000 | Warm-air furnace, Electric, All, 3 Phase Power | < 225,000 | FALSE
Warm-air unit heaters, Oil-fired, All Subtypes, All Power PhasesAllAll | Warm-air unit heaters, Oil-fired, All Subtypes, All Power Phases | All | All | 0.8 | Ec |  | Warm-air duct furnaces, Gas-fired, All Subtypes, All Power PhasesAll | Warm-air duct furnaces, Gas-fired, All Subtypes, All Power Phases | All | FALSE
[7 empty] | Warm-air unit heaters, Gas-fired, All Subtypes, All Power PhasesAll | Warm-air unit heaters, Gas-fired, All Subtypes, All Power Phases | All | FALSE
[7 empty] | Warm-air unit heaters, Oil-fired, All Subtypes, All Power PhasesAll | Warm-air unit heaters, Oil-fired, All Subtypes, All Power Phases | All | FALSE
| Equipment Type | Size Range | Baseline Efficiency | UOM
Boiler, Hot Water, Gas Fired< 300 kBTU/h | Boiler, Hot Water, Gas Fired | < 300 kBTU/h | 0.84 | AFUE
Boiler, Hot Water, Gas Fired≥ 300 kBTU/h and ≤ 2,500 kBTU/h | Boiler, Hot Water, Gas Fired | ≥ 300 kBTU/h and ≤ 2,500 kBTU/h | 0.8 | Et
Boiler, Hot Water, Gas Fired> 2,500 kBTU/h and ≤ 10,000 kBTU/h | Boiler, Hot Water, Gas Fired | > 2,500 kBTU/h and ≤ 10,000 kBTU/h | 0.82 | Ec |  |  |  | ccASHP Performance Requirements
Boiler, Hot Water, Gas Fired>10,000 kBTU/h | Boiler, Hot Water, Gas Fired | >10,000 kBTU/h | 0.82 | Ec |  |  |  | ccASHP Type | System Type | SEER2 | HSPF2 | COP
Boiler, Hot Water, Oil Fired< 300 kBTU/h | Boiler, Hot Water, Oil Fired | < 300 kBTU/h | 0.86 | AFUE |  |  |  | Central ASHP Split System | Ducted | 14.3 | 7.7 | 1.75
Boiler, Hot Water, Oil Fired≥ 300 kBTU/h and ≤ 2,500 kBTU/h | Boiler, Hot Water, Oil Fired | ≥ 300 kBTU/h and ≤ 2,500 kBTU/h | 0.82 | Et |  |  |  | Central ASHP Packaged System | Ducted | 14.3 | 7.7 | 1.75
Boiler, Hot Water, Oil Fired> 2,500 kBTU/h and ≤ 10,000 kBTU/h | Boiler, Hot Water, Oil Fired | > 2,500 kBTU/h and ≤ 10,000 kBTU/h | 0.84 | Ec |  |  |  | Ductless Mini-Split | Ductless | 15 | 8.5 | 1.75
Boiler, Hot Water, Oil Fired>10,000 kBTU/h | Boiler, Hot Water, Oil Fired | >10,000 kBTU/h | 0.84 | Ec |  |  |  | Ductless Multi-Split | Ductless | 15 | 8.5 | 1.75
Boiler, Steam, gas-fired- all, except Natural Draft< 300 kBTU/h | Boiler, Steam, gas-fired- all, except Natural Draft | < 300 kBTU/h | 0.82 | AFUE |  |  |  | Compact Ducted Mini-Split | Ducted | 14.3 | 7.7 | 1.75
Boiler, Steam, gas-fired- all, except Natural Draft≥ 300 kBTU/h and ≤ 2,500 kBTU/h | Boiler, Steam, gas-fired- all, except Natural Draft | ≥ 300 kBTU/h and ≤ 2,500 kBTU/h | 0.79 | Et
Boiler, Steam, gas-fired- all, except Natural Draft> 2,500 kBTU/h and ≤ 10,000 kBTU/h | Boiler, Steam, gas-fired- all, except Natural Draft | > 2,500 kBTU/h and ≤ 10,000 kBTU/h | 0.79 | Et
Boiler, Steam, gas-fired- all, except Natural Draft>10,000 kBTU/h | Boiler, Steam, gas-fired- all, except Natural Draft | >10,000 kBTU/h | 0.79 | Et
Boiler, Steam, Gas Fired, Natural Draft< 300 kBTU/h | Boiler, Steam, Gas Fired, Natural Draft | < 300 kBTU/h | 0.82 | AFUE
Boiler, Steam, Gas Fired, Natural Draft≥ 300 kBTU/h and ≤ 2,500 kBTU/h | Boiler, Steam, Gas Fired, Natural Draft | ≥ 300 kBTU/h and ≤ 2,500 kBTU/h | 0.79 | Et
Boiler, Steam, Gas Fired, Natural Draft> 2,500 kBTU/h | Boiler, Steam, Gas Fired, Natural Draft | > 2,500 kBTU/h | 0.79 | Et
Boiler, Steam, Oil Fired< 300 kBTU/h | Boiler, Steam, Oil Fired | < 300 kBTU/h | 0.85 | AFUE
Boiler, Steam, Oil Fired≥ 300 kBTU/h and ≤ 2,500 kBTU/h | Boiler, Steam, Oil Fired | ≥ 300 kBTU/h and ≤ 2,500 kBTU/h | 0.81 | Et
Boiler, Steam, Oil Fired> 2,500 kBTU/h and ≤ 10,000 kBTU/h | Boiler, Steam, Oil Fired | > 2,500 kBTU/h and ≤ 10,000 kBTU/h | 0.81 | Et
Boiler, Steam, Oil Fired>10,000 kBTU/h | Boiler, Steam, Oil Fired | >10,000 kBTU/h | 0.81 | Et
For scenarios where the baseline heating system is electric resistance heat or an electric furnace,
the baseline efficiency is assumed to be a COP of 1.0.
For scenarios where the baseline heating system is a conventional ASHP, additional consideration is given to account for the significant difference between the rating conditions for HSPF and
the typical operating conditions in New York State, as shown below.
The HSPF is the AHRI-rated heating seasonal average efficiency expressed in terms of BTU/watt- hour. A seasonally adjusted COPbaseline of a conventional air-source heat pump is used in the
above equations. This adjusted baseline COP shall be calculated as:
Boiler, Steam, Gas Fired, Natural Draft>=300 kBTU/h and <= 2,500 kBTU/h
HSPF Climate Adjustment Factor (FHSPF) for Conventional ASHP Used as a Baseline
| City | HSPF < 7.3 | HSPF ≥ 7.3
| Albany | 0.7 | 0.67
| Binghamton | 0.68 | 0.65
| Buffalo | 0.73 | 0.7
| Massena | 0.59 | 0.56
| NYC | 0.8 | 0.78
| Poughkeepsie | 0.62 | 0.59
| Syracuse | 0.69 | 0.66
HEAT PUMP - COLD CLIMATE PACKAGED TERMINAL (CCPTHP)
Electric Cooling and Heating System Baseline Efficiencies
| Lookup Category | Equipment Type | Size Category (Input) | Subcategory or Rating Condition | EER | EERpA | COP | COPPA
PTAC Std Size< 7,000 Btu/h | PTAC Std Size | PTAC (Cooling Mode) Standard Size | < 7,000 Btu/h | 95°F db Outdoor Air | 11.9 |  | N/A
PTAC Std Size≥ 7,000 Btu/h and ≤ 15,000 Btu/h | PTAC Std Size | PTAC (Cooling Mode) Standard Size | ≥ 7,000 Btu/h and ≤ 15,000 Btu/h | 95°F db Outdoor Air | 14 | 0.3 | N/A |  | EER = 14.0 - (0.300 × Cap/1,000)
PTAC Std Size> 15,000 Btu/h | PTAC Std Size | PTAC (Cooling Mode) Standard Size | > 15,000 Btu/h | 95°F db Outdoor Air | 9.5 |  | N/A
PTAC Non-Std Size< 7,000 Btu/h | PTAC Non-Std Size | PTAC (Cooling Mode) Replacements/ Nonstandard Size | < 7,000 Btu/h | 95°F db Outdoor Air | 9.4 |  | N/A
PTAC Non-Std Size≥ 7,000 Btu/h and ≤ 15,000 Btu/h | PTAC Non-Std Size | PTAC (Cooling Mode) Replacements/ Nonstandard Size | ≥ 7,000 Btu/h and ≤ 15,000 Btu/h | 95°F db Outdoor Air | 10.9 | 0.213 | N/A |  | EER = 10.9 - (0.213 × Cap/1,000)
PTAC Non-Std Size> 15,000 Btu/h | PTAC Non-Std Size | PTAC (Cooling Mode) Replacements/ Nonstandard Size | > 15,000 Btu/h | 95°F db Outdoor Air | 7.7 |  | N/A
PTHP Std Size< 7,000 Btu/h | PTHP Std Size | PTHP (Cooling Mode) Standard Size | < 7,000 Btu/h | 95°F db Outdoor Air | 11.9 |  | 3.3
PTHP Std Size≥ 7,000 Btu/h and ≤ 15,000 Btu/h | PTHP Std Size | PTHP (Cooling Mode) Standard Size | ≥ 7,000 Btu/h and ≤ 15,000 Btu/h | 95°F db Outdoor Air | 14 | 0.3 | 3.7 | 0.052 | EER = 14.0 - (0.300 × Cap/1,000) | COP = 3.7 – (0.052 × Cap/1,000)
PTHP Std Size> 15,000 Btu/h | PTHP Std Size | PTHP (Cooling Mode) Standard Size | > 15,000 Btu/h | 95°F db Outdoor Air | 9.5 |  | 2.9
PTHP Non-Std Size< 7,000 Btu/h | PTHP Non-Std Size | PTHP (Cooling Mode) Replacements/ Nonstandard Size | < 7,000 Btu/h | 95°F db Outdoor Air | 9.3 |  | 2.7
PTHP Non-Std Size≥ 7,000 Btu/h and ≤ 15,000 Btu/h | PTHP Non-Std Size | PTHP (Cooling Mode) Replacements/ Nonstandard Size | ≥ 7,000 Btu/h and ≤ 15,000 Btu/h | 95°F db Outdoor Air | 10.8 | 0.213 | 2.9 | 0.026 | EER = 10.8 - (0.213 × Cap/1,000) | COP = 2.9 - (0.026 × Cap/1,000)
PTHP Non-Std Size> 15,000 Btu/h | PTHP Non-Std Size | PTHP (Cooling Mode) Replacements/ Nonstandard Size | > 15,000 Btu/h | 95°F db Outdoor Air | 7.6 |  | 2.5
| Packaged Terminal Units |  | Coincidence Factor (CF)
| PTAC Std Size |  | All Systems | 0.8
PTAC Non-Std Size
PTHP Std Size
PTHP Non-Std Size
HEAT PUMP - UNITARY AND APPLIED
Baseline Unitary Air Conditioners
|  | Equipment Type | Size Category | Heating Section Type | Sub category | Baseline EER 2 | Baseline SEER 2 | Baseline IEER
Unitary Air conditioners (air cooled)< 65,000 BTU/h (three phase)Split SystemElectric Resistance (or None) | Unitary Air conditioners (air cooled)< 65,000 BTU/h (three phase)Split System | Unitary Air conditioners (air cooled) | < 65,000 BTU/h (three phase) | Electric Resistance (or None) | Split System | 11.4 | 13.4 | N/A
Unitary Air conditioners (air cooled)< 65,000 BTU/h (three phase)Single PackageElectric Resistance (or None) | Unitary Air conditioners (air cooled)< 65,000 BTU/h (three phase)Single Package | Unitary Air conditioners (air cooled) | < 65,000 BTU/h (three phase) | Electric Resistance (or None) | Single Package | 11.4 | 13.4 | N/A
Unitary Air conditioners (air cooled)< 65,000 BTU/h (three phase)Split SystemAll Other | Unitary Air conditioners (air cooled)< 65,000 BTU/h (three phase)Split System | Unitary Air conditioners (air cooled) | < 65,000 BTU/h (three phase) | All Other | Split System | 11.4 | 13.4 | N/A
Unitary Air conditioners (air cooled)< 65,000 BTU/h (three phase)Single PackageAll Other | Unitary Air conditioners (air cooled)< 65,000 BTU/h (three phase)Single Package | Unitary Air conditioners (air cooled) | < 65,000 BTU/h (three phase) | All Other | Single Package | 11.4 | 13.4 | N/A
Unitary Air conditioners (air cooled)≥ 65,000 BTU/h and < 135,000 BTU/hElectric Resistance (or None) | Unitary Air conditioners (air cooled)≥ 65,000 BTU/h and < 135,000 BTU/h | Unitary Air conditioners (air cooled) | ≥ 65,000 BTU/h and < 135,000 BTU/h | Electric Resistance (or None) | Split System and Single Package | 11.2 | N/A | 14.8
Unitary Air conditioners (air cooled)≥ 65,000 BTU/h and < 135,000 BTU/hAll Other | Unitary Air conditioners (air cooled)≥ 65,000 BTU/h and < 135,000 BTU/h | Unitary Air conditioners (air cooled) | ≥ 65,000 BTU/h and < 135,000 BTU/h | All Other | Split System and Single Package | 11 | N/A | 14.6
Unitary Air conditioners (air cooled)≥ 135,000 BTU/h and < 240,000 BTU/hElectric Resistance (or None) | Unitary Air conditioners (air cooled)≥ 135,000 BTU/h and < 240,000 BTU/h | Unitary Air conditioners (air cooled) | ≥ 135,000 BTU/h and < 240,000 BTU/h | Electric Resistance (or None) | Split System and Single Package | 11 | N/A | 14.2
Unitary Air conditioners (air cooled)≥ 135,000 BTU/h and < 240,000 BTU/hAll Other | Unitary Air conditioners (air cooled)≥ 135,000 BTU/h and < 240,000 BTU/h | Unitary Air conditioners (air cooled) | ≥ 135,000 BTU/h and < 240,000 BTU/h | All Other | Split System and Single Package | 10.8 | N/A | 14
Unitary Air conditioners (air cooled)≥ 240,000 BTU/h and < 760,000 BTU/hElectric Resistance (or None) | Unitary Air conditioners (air cooled)≥ 240,000 BTU/h and < 760,000 BTU/h | Unitary Air conditioners (air cooled) | ≥ 240,000 BTU/h and < 760,000 BTU/h | Electric Resistance (or None) | Split System and Single Package | 10 | N/A | 13.2
Unitary Air conditioners (air cooled)≥ 240,000 BTU/h and < 760,000 BTU/hAll Other | Unitary Air conditioners (air cooled)≥ 240,000 BTU/h and < 760,000 BTU/h | Unitary Air conditioners (air cooled) | ≥ 240,000 BTU/h and < 760,000 BTU/h | All Other | Split System and Single Package | 9.8 | N/A | 13
Unitary Air conditioners (air cooled)≥ 760,000 BTU/hElectric Resistance (or None) | Unitary Air conditioners (air cooled)≥ 760,000 BTU/h | Unitary Air conditioners (air cooled) | ≥ 760,000 BTU/h | Electric Resistance (or None) | Split System and Single Package | 9.7 | N/A | 12.5
Unitary Air conditioners (air cooled)≥ 760,000 BTU/hAll Other | Unitary Air conditioners (air cooled)≥ 760,000 BTU/h | Unitary Air conditioners (air cooled) | ≥ 760,000 BTU/h | All Other | Split System and Single Package | 9.5 | N/A | 12.3
Unitary Air conditioners (air cooled) Small-duct high-velocity< 65,000 BTU/h (three phase)Split SystemElectric Resistance (or None) | Unitary Air conditioners (air cooled) Small-duct high-velocity< 65,000 BTU/h (three phase)Split System | Unitary Air conditioners (air cooled) Small-duct high-velocity | < 65,000 BTU/h (three phase) | Electric Resistance (or None) | Split System | 11.3 | 13 | N/A
Unitary Air conditioners (air cooled) Small-duct high-velocity< 65,000 BTU/h (three phase)Split SystemAll Other | Unitary Air conditioners (air cooled) Small-duct high-velocity< 65,000 BTU/h (three phase)Split System | Unitary Air conditioners (air cooled) Small-duct high-velocity | < 65,000 BTU/h (three phase) | All Other | Split System | 11.3 | 13 | N/A
Baseline Unitary and Applied Heat Pumps
|  | Equipment Type | Size Category | Heating Section Type | Sub category | Baseline EER 2 | Baseline SEER 2 | Baseline IEER | HSPF2 | COP 47F | COP 17F
Unitary Heat Pump (air cooled)< 65,000 BTU/h (three phase)Split SystemElectric Resistance (or None) | Unitary Heat Pump (air cooled)< 65,000 BTU/h (three phase)Split System | Unitary Heat Pump (air cooled) | < 65,000 BTU/h (three phase) | Electric Resistance (or None) | Split System | 11.9 | 14.3 | N/A | 7.5 | N/A | N/A
Unitary Heat Pump (air cooled)< 65,000 BTU/h (three phase)Single PackageElectric Resistance (or None) | Unitary Heat Pump (air cooled)< 65,000 BTU/h (three phase)Single Package | Unitary Heat Pump (air cooled) | < 65,000 BTU/h (three phase) | Electric Resistance (or None) | Single Package | 11.4 | 13.4 | N/A | 6.7 | N/A | N/A
Unitary Heat Pump (air cooled)< 65,000 BTU/h (three phase)Split SystemAll Other | Unitary Heat Pump (air cooled)< 65,000 BTU/h (three phase)Split System | Unitary Heat Pump (air cooled) | < 65,000 BTU/h (three phase) | All Other | Split System | 11.9 | 14.3 | N/A | 7.5 | N/A | N/A
Unitary Heat Pump (air cooled)< 65,000 BTU/h (three phase)Single PackageAll Other | Unitary Heat Pump (air cooled)< 65,000 BTU/h (three phase)Single Package | Unitary Heat Pump (air cooled) | < 65,000 BTU/h (three phase) | All Other | Single Package | 11.4 | 13.4 | N/A | 6.7 | N/A | N/A
Unitary Heat Pump (air cooled)≥ 65,000 BTU/h and < 135,000 BTU/hElectric Resistance (or None) | Unitary Heat Pump (air cooled)≥ 65,000 BTU/h and < 135,000 BTU/h | Unitary Heat Pump (air cooled) | ≥ 65,000 BTU/h and < 135,000 BTU/h | Electric Resistance (or None) | Split System and Single Package | 11 | N/A | 14.1 | N/A | 3.4 | 2.25
Unitary Heat Pump (air cooled)≥ 65,000 BTU/h and < 135,000 BTU/hAll Other | Unitary Heat Pump (air cooled)≥ 65,000 BTU/h and < 135,000 BTU/h | Unitary Heat Pump (air cooled) | ≥ 65,000 BTU/h and < 135,000 BTU/h | All Other | Split System and Single Package | 10.8 | N/A | 13.9 | N/A | 3.4 | 2.25
Unitary Heat Pump (air cooled)≥ 135,000 BTU/h and < 240,000 BTU/hElectric Resistance (or None) | Unitary Heat Pump (air cooled)≥ 135,000 BTU/h and < 240,000 BTU/h | Unitary Heat Pump (air cooled) | ≥ 135,000 BTU/h and < 240,000 BTU/h | Electric Resistance (or None) | Split System and Single Package | 10.6 | N/A | 13.5 | N/A | 3.3 | 2.05
Unitary Heat Pump (air cooled)≥ 135,000 BTU/h and < 240,000 BTU/hAll Other | Unitary Heat Pump (air cooled)≥ 135,000 BTU/h and < 240,000 BTU/h | Unitary Heat Pump (air cooled) | ≥ 135,000 BTU/h and < 240,000 BTU/h | All Other | Split System and Single Package | 10.4 | N/A | 13.3 | N/A | 3.3 | 2.05
Unitary Heat Pump (air cooled)≥ 240,000 BTU/hElectric Resistance (or None) | Unitary Heat Pump (air cooled)≥ 240,000 BTU/h | Unitary Heat Pump (air cooled) | ≥ 240,000 BTU/h | Electric Resistance (or None) | Split System and Single Package | 9.5 | N/A | 12.5 | N/A | 3.3 | 2.05
Unitary Heat Pump (air cooled)≥ 240,000 BTU/hAll Other | Unitary Heat Pump (air cooled)≥ 240,000 BTU/h | Unitary Heat Pump (air cooled) | ≥ 240,000 BTU/h | All Other | Split System and Single Package | 9.3 | N/A | 12.3 | N/A | 3.3 | 2.05
Unitary Heat Pump (air cooled) Small-duct high-velocity< 65,000 BTU/h (three phase)Split SystemElectric Resistance (or None) | Unitary Heat Pump (air cooled) Small-duct high-velocity< 65,000 BTU/h (three phase)Split System | Unitary Heat Pump (air cooled) Small-duct high-velocity | < 65,000 BTU/h (three phase) | Electric Resistance (or None) | Split System | 11.8 | 14 | N/A | 6.9 | N/A | N/A
Unitary Heat Pump (air cooled) Small-duct high-velocity< 65,000 BTU/h (three phase)Split SystemAll Other | Unitary Heat Pump (air cooled) Small-duct high-velocity< 65,000 BTU/h (three phase)Split System | Unitary Heat Pump (air cooled) Small-duct high-velocity | < 65,000 BTU/h (three phase) | All Other | Split System | 11.8 | 14 | N/A | 6.9 | N/A | N/A
Proposed Compliance Efficiency Equipment
|  | Equipment Type | Size Category/ Cooling Capacity | Heating Section Type | Efficient EER 2 | Efficient SEER 2 | Efficient IEER | Efficient HSPF2 | Efficient COP 47F | Efficient COP 17F | Min SEER2 | Min IEER | Min EER2 | Min HSPF2 | Min COP 47F
Very Small CUHP< 65,000 BTU/hElectric Resistance (or None) | Very Small CUHP< 65,000 BTU/h | Very Small CUHP | < 65,000 BTU/h | Electric Resistance (or None) | N/A | 15.2 | N/A | 8.1 | N/A | N/A | 14.3 | N/A | N/A | 7.5 | N/A
Very Small CUHP< 65,000 BTU/hAll Other | Very Small CUHP< 65,000 BTU/h | Very Small CUHP | < 65,000 BTU/h | All Other | N/A | 15.2 | N/A | 8.1 | N/A | N/A | 14.3 | N/A | N/A | 7.5 | N/A
Small CUHP≥ 65,000 BTU/h and < 135,000 BTU/hElectric Resistance (or None) | Small CUHP≥ 65,000 BTU/h and < 135,000 BTU/h | Small CUHP | ≥ 65,000 BTU/h and < 135,000 BTU/h | Electric Resistance (or None) | 11.8 | N/A | 15.3 | N/A | 3.5 | 2.4 | N/A | 14.1 | 11.8 | N/A | 3.4
Small CUHP≥ 65,000 BTU/h and < 135,000 BTU/hAll Other | Small CUHP≥ 65,000 BTU/h and < 135,000 BTU/h | Small CUHP | ≥ 65,000 BTU/h and < 135,000 BTU/h | All Other | 11.6 | N/A | 15.1 | N/A | 3.5 | 2.4 | N/A | 13.9 | 11.6 | N/A | 3.4
Large CUHP≥ 135,000 BTU/h and < 240,000 BTU/hElectric Resistance (or None) | Large CUHP≥ 135,000 BTU/h and < 240,000 BTU/h | Large CUHP | ≥ 135,000 BTU/h and < 240,000 BTU/h | Electric Resistance (or None) | 11.1 | N/A | 14.5 | N/A | 3.4 | 2.1 | N/A | 13.5 | 11.1 | N/A | 3.3
Large CUHP≥ 135,000 BTU/h and < 240,000 BTU/hAll Other | Large CUHP≥ 135,000 BTU/h and < 240,000 BTU/h | Large CUHP | ≥ 135,000 BTU/h and < 240,000 BTU/h | All Other | 10.9 | N/A | 14.3 | N/A | 3.4 | 2.1 | N/A | 13.3 | 10.9 | N/A | 3.3
Unitary Non-ENERGY STAR≥ 240,000 BTU/hElectric Resistance (or None) | Unitary Non-ENERGY STAR≥ 240,000 BTU/h | Unitary Non-ENERGY STAR | ≥ 240,000 BTU/h | Electric Resistance (or None) | 9.6 | N/A | 12.6 | N/A | 3.4 | 2.1 | N/A | 12.5 | 9.6 | N/A | 3.2
Unitary Non-ENERGY STAR≥ 240,000 BTU/hAll Other | Unitary Non-ENERGY STAR≥ 240,000 BTU/h | Unitary Non-ENERGY STAR | ≥ 240,000 BTU/h | All Other | 9.4 | N/A | 12.4 | N/A | 3.4 | 2.1 | N/A | 12.3 | 9.4 | N/A | 3.2
EFLH Tables
Small Commercial Cooling EFLH
Building | Albany | Binghamton | Buffalo | Massena | NYC | Poughkeepsie | Syracuse
Assembly | 552 | 445 | 604 | 453 | 621 | 701 | 563
Auto Repair | 314 | 249 | 321 | 243 | 395 | 369 | 331
Big Box Retail | 888 | 776 | 1004 | 751 | 1187 | 1251 | 924
Fast Food Restaurant | 591 | 512 | 631 | 476 | 598 | 707 | 605
Full Service Restaurant | 504 | 525 | 559 | 425 | 533 | 618 | 518
Grocery | 888 | 776 | 1004 | 751 | 1187 | 1251 | 924
Light Industrial | 462 | 444 | 514 | 404 | 509 | 580 | 477
Motel | 847 | 980 | 1318 | 1088 | 1144 | 1397 | 1192
Primary School | 343 | 270 | 297 | 281 | 366 | 423 | 305
Religious Worship | 262 | 206 | 231 | 223 | 259 | 281 | 274
Small Office | 856 | 729 | 906 | 732 | 886 | 1037 | 854
Small Retail | 741 | 658 | 810 | 654 | 818 | 931 | 754
Warehouse | 270 | 198 | 258 | 249 | 371 | 347 | 270
Other | 578 | 584 | 650 | 517 | 683 | 761 | 615
Small Commercial Heating EFLH
Building | Albany | Binghamton | Buffalo | Massena | NYC | Poughkeepsie | Syracuse
Assembly | 917 | 1012 | 959 | 1141 | 588 | 783 | 893
Auto Repair | 3171 | 3476 | 3228 | 3595 | 1863 | 2646 | 3234
Big Box Retail | 528 | 512 | 540 | 611 | 186 | 374 | 516
Fast Food Restaurant | 1360 | 1535 | 1445 | 1665 | 793 | 1122 | 1336
Full Service Restaurant | 1433 | 1612 | 1519 | 1720 | 801 | 1164 | 1403
Grocery | 528 | 512 | 540 | 611 | 186 | 374 | 516
Light Industrial | 1219 | 1328 | 1151 | 1267 | 696 | 997 | 1187
Motel | 989 | 792 | 765 | 820 | 604 | 604 | 769
Primary School | 1240 | 1298 | 1315 | 1292 | 819 | 1071 | 1222
Religious Worship | 910 | 1012 | 948 | 1000 | 704 | 803 | 951
Small Office | 712 | 798 | 737 | 848 | 420 | 590 | 742
Small Retail | 938 | 1012 | 989 | 1117 | 531 | 766 | 958
Warehouse | 874 | 1029 | 911 | 1078 | 441 | 643 | 878
Other | 1140 | 1163 | 1157 | 1290 | 664 | 918 | 1123
MULTI-FAMILY LOW-RISE COOLING EFLH BY VINTAGE AND CITY***
City | Prior to 1979 | 1979 to 2006 | 2007 to Present
Albany | 330 | 341 | 322
Binghamton | 222 | 224 | 215
Buffalo | 328 | 333 | 311
Massena | 251 | 249 | 238
NYC | 470 | 510 | 521
Poughkeepsie | 485 | 517 | 514
Syracuse | 295 | 316 | 330
***Table not used in calcs.
MULTI-FAMILY LOW-RISE HEATING EFLH BY VINTAGE AND CITY***
City | Pre-war - uninsulated brick | Prior to 1979 | 1979 to 2006 | 2007 to Present
Albany | 1060 | 982 | 965 | 695
Binghamton | 1405 | 1328 | 1252 | 904
Buffalo | 1242 | 1181 | 1178 | 856
Massena | 1412 | 1287 | 1306 | 950
NYC | 974 | 738 | 705 | 491
Poughkeepsie | 858 | 895 | 869 | 617
Syracuse | 1379 | 1162 | 1192 | 836
***Table not used in calcs.
MULTI-FAMILY HIGH-RISE COOLING EFLH BY VINTAGE AND CITY***
City | Prior to 1979 | 1979 to 2006 | 2007 to Present
Albany | 686 | 747 | 903
Binghamton | 489 | 551 | 699
Buffalo | 695 | 775 | 940
Massena | 581 | 623 | 729 | [12 empty] | Min COP 17F
NYC | 736 | 782 | 885 | [12 empty] | N/A
Poughkeepsie | 765 | 817 | 992 | [12 empty] | N/A
Syracuse | 658 | 739 | 940 | [12 empty] | 2.25
2.25
2.05
2.05
MULTI-FAMILY HIGH-RISE HEATING EFLH BY VINTAGE AND CITY*** | [15 empty] | 2.05
City | Pre-war - uninsulated brick | Prior to 1979 | 1979 to 2006 | 2007 to Present | [11 empty] | 2.05
Albany | 930 | 750 | 597 | 346
Binghamton | 1109 | 1012 | 836 | 487
Buffalo | 1145 | 936 | 788 | 456
Massena | 1095 | 1001 | 860 | 544
NYC | 987 | 513 | 385 | 214
Poughkeepsie | 923 | 657 | 511 | 291
Syracuse | 1051 | 879 | 778 | 469

## Model (hidden)
Model Calculations
[36 empty] | Proposed System Attributes (ccASHP) |  |  |  |  | Max Capacity 5°F,else Max Capacity 17°F, else Max Capacity 47°F | [9 empty] | Proposed System Attributes (Unitary/Applied) | [21 empty] | New in V13 |  | PTAC, PTHP, Unitary, Applied HP |  |  | CCASHP | [5 empty] | Electric Cooling & Heating System Baseline/EE Efficiencies (PTAC/PTHP) | [5 empty] | Deemed Electric Cooling & Heating System Baseline Efficiencies (Unitary/Applied) | [6 empty] | Deemed Electric Cooling & Heating System Baseline Efficiencies (ccASHP) |  |  |  |  | Fossil Fuel Fired Heating System Baseline Efficiencies | [29 empty] | Client TRM |  |  | Client TRM |  |  | Client TRM |  |  | Client TRM |  |  | Client TRM |  |  | Client TRM |  |  | Lime TRM |  |  | Lime TRM |  |  | Lime TRM |  |  | Lime TRM |  |  | Lime TRM |  |  | Lime TRM |  |  | Client TRM |  |  |  | Lime TRM |  |  |  |  | IF(A4="","",IFERROR(IF(XLOOKUP("DAC",Inputs_ApplicationModifiers[Modifier Key],Inputs_ApplicationModifiers[Modifier Value])=1,"Yes","No"),"No")) |  | Generate capacity category Maximum Capacity 47F Maximum Capacity 17F Maximum Capacity 5F Not NEEP Listed | Calculations for : Rated Capacity 47F - 10000 btuh Maximum Capacity 17F - 10000 btuh Maximum Capacity 5F - 10000 btuh Not NEEP Listed - 10000 btuh
LineItemID | Before Qty | After Qty | Existing Heating Type | Existing Heating Capacity (BTU/h) | Existing Heating Cap Category | Combo-Unit Cooling Capactiy Btu/h | Existing Heating Cap Category_ptac_pthp | Existing Electric Resistance Heat | Existing Cooling Type | Existing Cooling Capacity_PTAC_PTHP (BTU/h) | Existing Cooling Cap Category_PTAC_PTHP | Existing Cooling Capacity_Unitary_And_Applied_Heat_Pumps | Existing_Heating Section Type_Cooling_Equipment_Unitary_And_Applied_Heat_Pumps | Concat_Existing_Cooling_Equipment_Unitary_And_Applied_Heat_Pumps | Existing_Heating Section Type_Heating_Equipment_Unitary_And_Applied_Heat_Pumps | Concat_Existing_Heating_Equipment_Unitary_And_Applied_Heat_Pumps | Building Cooling Load at Design (BTU/h) | Building Heating Load at Design (BTU/h) | Building Type | Building Vintage | EFLH Lookup | Climate Zone Lookup | Cooling Load (BTU/h) - Proposed System | Heating Load (BTU/h) - Proposed System | SEER2 - Proposed System | EER2 - Proposed System | IEER - Proposed System | HSPF2 - Proposed System | COP Rated 47°F - Proposed System | Region | SEER2-HSPF2 Conversion Type | AHRI Certified Number | NEEP Status | Proposed Equipment Eligibility Status | Add Electric Resistance Heat | Proposed ASHP Type | HP Sizing Factor | Proposed Controls | Whole Building and Displacement Scenarios | Cooling Load (BTU/h) per Unit | Heating Load (BTU/h) per Unit | Heating Load (BTU/h)_PTAC_PTHP per Unit | SEER | COP/HSPF (Heating) | SEER2ee_Proposed_ccASHP | SEER2ee_Code_Minimum_Baseline_ccASHP | SEER2ee_Eligibility_ccASHP | COPee_Proposed_ccASHP | COPee_Code_Minimum_Baseline_ccASHP | HSPF2ee_Eligibility_ccASHP | Heating Load (BTU/h)_Unitary_And_Applied_Heat_Pumps | Cooling Load (BTU/h)_Unitary_And_Applied_Heat_Pumps | Proposed_Heating Section Type_Cooling_Equipment_Unitary_And_Applied_Heat_Pumps | Concat_Proposed_Cooling_Equipment_Unitary_And_Applied_Heat_Pumps | SEER2ee- Proposed System_Unitary_And_Applied_Heat_Pumps | SEER2ee_Code_Minimum_Baseline_Unitary_And_Applied_Heat_Pumps | SEER2ee_Eligibility_Unitary_And_Applied_Heat_Pumps | EER2ee - Proposed System_Unitary_And_Applied_Heat_Pumps | EER2ee_Code_Minimum_Baseline_Unitary_And_Applied_Heat_Pumps | EER2ee_Eligibility_Unitary_And_Applied_Heat_Pumps | IEERee - Proposed System_Unitary_And_Applied_Heat_Pumps | IEERee_Code_Minimum_Baseline_Unitary_And_Applied_Heat_Pumps | IEERee_Eligibility_Unitary_And_Applied_Heat_Pumps | HSPF2ee - Proposed System_Unitary_And_Applied_Heat_Pumps | HSPF2ee_Code_Minimum_Baseline_Unitary_And_Applied_Heat_Pumps | HSPF2ee_Eligibility_Unitary_And_Applied_Heat_Pumps | COPee - Proposed System_Unitary_And_Applied_Heat_Pumps | COPee - Proposed System_Temperature_Determinant | COPee_Code_Minimum_Baseline_Unitary_And_Applied_Heat_Pumps | COPee_Eligibility_Unitary_And_Applied_Heat_Pumps | FElecCool | FElecHeat | FElecHeatNew | FFuelHeat | EFLH Region | EFLHcooling | EFLHheating | BEFLH Region | BEFLHcooling | BEFLHheating | Fload,cooling | Fload,heating | Fctrl | EERbaseline_ptac_pthp | EERee_ptac_pthp | EERee_ptac_pthp_eligibility | COPbaseline_ptac_pthp | COPee_ptac_pthp | COPee_ptac_pthp_eligibility | EER2baseline_Unitary_And_Applied_Heat_Pumps | SEER2baseline_Unitary_And_Applied_Heat_Pumps | IEERbaseline_Unitary_And_Applied_Heat_Pumps | HSPF2baseline_Unitary_And_Applied_Heat_Pumps | COPbaseline_47F_Unitary_And_Applied_Heat_Pumps | COPbaseline_17F_Unitary_And_Applied_Heat_Pumps | COP_baseline_Final_Unitary_And_Applied_Heat_Pumps | SEER2baseline | EER2baseline | HSPF2baseline | FHSPF | COPseason,baseline | AFUEbaseline | EERseason_c | EERseason_d | EERseason,ee | COPseason_a | COPseason_b | COPseason,ee | ISR | RRe | RRd | RRg | CF | NTG | kW Savings_PTAC_PTHP | kW Savings_Unitary_And_Applied_Heat_Pumps | kW Savings | Unit kWh Savings - Cooling | Unit kWh Savings - Heating | Unit MMBTU Savings | kWh Savings - Cooling_PTAC_PTHP | kWh Savings - Cooling_Unitary_And_Applied_Heat_Pumps | kWh Savings - Cooling | kWh Savings - Heating_PTAC_PTHP | kWh Savings - Heating_Unitary_And_Applied_Heat_Pumps | kWh Savings - Heating | MMBTU Savings_PTAC_PTHP | MMBTU Savings | MMBTU Savings - Heating_Unitary_And_Applied_Heat_Pumps | Total kWh savings – Cooling | Total kWh Savings – Heating | Client Non-Adjusted Gross kW Savings | Client Adjusted Gross kW Savings | Client Adjusted Net kW Savings | Client Non-Adjusted Gross kWh Savings | Client Adjusted Gross kWh Savings | Client Adjusted Net kWh Savings | Client Non-Adjusted Gross Therm Savings | Client Adjusted Gross Therm Savings | Client Adjusted Net Therm Savings | Client Non-Adjusted Gross MMBTU Savings | Client Adjusted Gross MMBTU Savings | Client Adjusted Net MMBTU Savings | Client TRM EUL Years | Client TRM EUL Hours | Client TRM EUL Years Calculated | Client Lifecycle kWh Savings | Client Lifecycle Therm Savings | Client Lifecycle MMBTU Savings | Lime Non-Adjusted Gross kW Savings | Lime Adjusted Gross kW Savings | Lime Adjusted Net kW Savings | Lime Non-Adjusted Gross kWh Savings | Lime Adjusted Gross kWh Savings | Lime Adjusted Net kWh Savings | Lime Non-Adjusted Gross Therm Savings | Lime Adjusted Gross Therm Savings | Lime Adjusted Net Therm Savings | Lime Non-Adjusted Gross MMBTU Savings | Lime Adjusted Gross MMBTU Savings | Lime Adjusted Net MMBTU Savings | Lime EUL Years | Lime EUL Hours | Lime EUL Years Calculated | Lime Lifecycle kWh Savings | Lime Lifecycle Therm Savings | Lime Lifecycle MMBTU Savings | Client Non-Adjusted Gross MMBTU Savings - Gas | Client Adjusted Gross MMBTU Savings - Gas | Client Adjusted Net MMBTU Savings - Gas | Client Lifecycle MMBTU Savings - Gas | Lime Non-Adjusted Gross MMBTU Savings - Gas | Lime Adjusted Gross MMBTU Savings - Gas | Lime Adjusted Net MMBTU Savings - Gas | Lime Lifecycle MMBTU Savings - Gas | Incentive Category | DAC Status | Incentive Units | NEEP Rated Maximum Heating Capacity Category | Total Units | Incentive Per Unit | Prescriptive Incentive | Existing Cooling Load - BTU/h | Existing Heating Load - BTU/h | Proposed Cooling Capacity - BTU/h | Proposed Heating Capacity - BTU/h

## Outputs (hidden)
Service name | CHP_SAVINGS_NY_TRM
Service ID | 300710
[14 empty] | Client TRM |  |  | Client TRM |  |  | Client TRM |  |  | Client TRM |  |  | Lime TRM |  |  | Lime TRM |  |  | Lime TRM |  |  | Lime TRM |  |  | Client TRM |  |  | Client TRM |  |  | Client TRM |  |  | Client TRM |  |  | Lime TRM |  |  | Lime TRM |  |  | Lime TRM |  |  | Lime TRM |  |  | Client TRM |  |  |  | Lime TRM
LineItemID | LineItemRecID | After Measure Code | Savings Resource | Savings Resource Version | Section | Subsection | Calculator Name | Function | Version | Valid From | Valid To | Total kWh savings – Cooling | Total kWh Savings – Heating | Client Non-Adjusted Gross kW Savings | Client Adjusted Gross kW Savings | Client Adjusted Net kW Savings | Client Non-Adjusted Gross kWh Savings | Client Adjusted Gross kWh Savings | Client Adjusted Net kWh Savings | Client Non-Adjusted Gross Therm Savings | Client Adjusted Gross Therm Savings | Client Adjusted Net Therm Savings | Client TRM EUL Years | Client Lifecycle kWh Savings | Client Lifecycle Therm Savings | Lime Non-Adjusted Gross kW Savings | Lime Adjusted Gross kW Savings | Lime Adjusted Net kW Savings | Lime Non-Adjusted Gross kWh Savings | Lime Adjusted Gross kWh Savings | Lime Adjusted Net kWh Savings | Lime Non-Adjusted Gross Therm Savings | Lime Adjusted Gross Therm Savings | Lime Adjusted Net Therm Savings | Lime EUL Years | Lime Lifecycle kWh Savings | Lime Lifecycle Therm Savings | Client Non-Adjusted Gross MMBTU Savings | Client Adjusted Gross MMBTU Savings | Client Adjusted Net MMBTU Savings | Client Non-Adjusted Gross Water Savings | Client Adjusted Gross Water Savings | Client Adjusted Net Water Savings | Client Non-Adjusted Gross Sewer Savings | Client Adjusted Gross Sewer Savings | Client Adjusted Net Sewer Savings | Client Lifecycle MMBTU Savings | Client Lifecycle Water Savings | Client Lifecycle Sewer Savings | Lime Non-Adjusted Gross MMBTU Savings | Lime Adjusted Gross MMBTU Savings | Lime Adjusted Net MMBTU Savings | Lime Non-Adjusted Gross Water Savings | Lime Adjusted Gross Water Savings | Lime Adjusted Net Water Savings | Lime Non-Adjusted Gross Sewer Savings | Lime Adjusted Gross Sewer Savings | Lime Adjusted Net Sewer Savings | Lime Lifecycle MMBTU Savings | Lime Lifecycle Water Savings | Lime Lifecycle Sewer Savings | Client Non-Adjusted Gross MMBTU Savings - Gas | Client Adjusted Gross MMBTU Savings - Gas | Client Adjusted Net MMBTU Savings - Gas | Client Lifecycle MMBTU Savings - Gas | Lime Non-Adjusted Gross MMBTU Savings - Gas | Lime Adjusted Gross MMBTU Savings - Gas | Lime Adjusted Net MMBTU Savings - Gas | Lime Lifecycle MMBTU Savings - Gas | ISR | RRe | RRd | RRg | CF | NTG | ext.bldg_cooling_load_kbtuh | ext.bldg_heating_load_kbtuh | ext.existing_heating_type | ext.existing_elec_resistance_heat | ext.existing_cooling_type | ext.proposed_ashp_type | ext.proposed_controls | ext.building_type | ext.building_vintage | ext.ahri_cert_number | ext.incentive_category | ext.dac_status | ext.incentive_units | ext.total_units | ext.incentive_per_unit | ext.prescriptive_incentive | ext.existing_cooling_load_btu_h | ext.existing_heating_load_btu_h | ext.proposed_cooling_capacity_btu_h | ext.proposed_heating_capacity_btu_h
[10 empty] | 01/01/2025 | 01/01/2100
[10 empty] | 01/01/2025 | 01/01/2100
[10 empty] | 01/01/2025 | 01/01/2100
[10 empty] | 01/01/2025 | 01/01/2100
[10 empty] | 01/01/2025 | 01/01/2100
[10 empty] | 01/01/2025 | 01/01/2100
[10 empty] | 01/01/2025 | 01/01/2100
[10 empty] | 01/01/2025 | 01/01/2100
[10 empty] | 01/01/2025 | 01/01/2100
[10 empty] | 01/01/2025 | 01/01/2100
[10 empty] | 01/01/2025 | 01/01/2100
[10 empty] | 01/01/2025 | 01/01/2100
[10 empty] | 01/01/2025 | 01/01/2100
[10 empty] | 01/01/2025 | 01/01/2100
[10 empty] | 01/01/2025 | 01/01/2100
[10 empty] | 01/01/2025 | 01/01/2100
[10 empty] | 01/01/2025 | 01/01/2100
[10 empty] | 01/01/2025 | 01/01/2100
[10 empty] | 01/01/2025 | 01/01/2100
[10 empty] | 01/01/2025 | 01/01/2100
[10 empty] | 01/01/2025 | 01/01/2100
[10 empty] | 01/01/2025 | 01/01/2100
[10 empty] | 01/01/2025 | 01/01/2100
[10 empty] | 01/01/2025 | 01/01/2100
[10 empty] | 01/01/2025 | 01/01/2100

## ZipCodeLookup (hidden)
Zip Code | TRM City | County | Climate Zone | BEFLH City |  |  | _12007 | _12008 | _12009 | _12010 | _12015 | _12016 | _12017 | _12018 | _12019 | _12020 | _12022 | _12023 | _12024 | _12025 | _12027 | _12028 | _12029 | _12031 | _12032 | _12033 | _12035 | _12036 | _12037 | _12040 | _12041 | _12042 | _12043 | _12045 | _12046 | _12047 | _12050 | _12051 | _12052 | _12053 | _12054 | _12055 | _12056 | _12057 | _12058 | _12059 | _12060 | _12061 | _12062 | _12063 | _12065 | _12066 | _12067 | _12068 | _12069 | _12070 | _12071 | _12072 | _12073 | _12074 | _12075 | _12076 | _12077 | _12078 | _12082 | _12083 | _12084 | _12085 | _12086 | _12087 | _12089 | _12090 | _12092 | _12093 | _12094 | _12095 | _12106 | _12107 | _12110 | _12115 | _12117 | _12118 | _12120 | _12121 | _12122 | _12123 | _12124 | _12125 | _12128 | _12130 | _12131 | _12132 | _12133 | _12134 | _12136 | _12137 | _12138 | _12140 | _12141 | _12143 | _12144 | _12147 | _12148 | _12149 | _12150 | _12151 | _12153 | _12154 | _12156 | _12157 | _12158 | _12159 | _12160 | _12161 | _12165 | _12166 | _12168 | _12169 | _12170 | _12172 | _12173 | _12174 | _12175 | _12176 | _12177 | _12180 | _12181 | _12182 | _12183 | _12184 | _12185 | _12186 | _12187 | _12188 | _12189 | _12192 | _12193 | _12194 | _12195 | _12196 | _12198 | _12201 | _12202 | _12203 | _12204 | _12205 | _12206 | _12207 | _12208 | _12209 | _12210 | _12211 | _12212 | _12214 | _12220 | _12222 | _12223 | _12224 | _12225 | _12226 | _12227 | _12228 | _12229 | _12230 | _12231 | _12232 | _12233 | _12234 | _12235 | _12236 | _12237 | _12238 | _12239 | _12240 | _12241 | _12242 | _12243 | _12244 | _12245 | _12246 | _12247 | _12248 | _12249 | _12250 | _12252 | _12255 | _12256 | _12257 | _12260 | _12261 | _12288 | _12301 | _12302 | _12303 | _12304 | _12305 | _12306 | _12307 | _12308 | _12309 | _12325 | _12345 | _12405 | _12407 | _12413 | _12414 | _12418 | _12422 | _12423 | _12424 | _12427 | _12431 | _12436 | _12439 | _12442 | _12444 | _12450 | _12451 | _12452 | _12454 | _12460 | _12463 | _12468 | _12469 | _12470 | _12473 | _12482 | _12485 | _12492 | _12496 | _12502 | _12503 | _12513 | _12516 | _12517 | _12521 | _12523 | _12526 | _12529 | _12530 | _12534 | _12541 | _12544 | _12565 | _12593 | _12801 | _12803 | _12804 | _12808 | _12809 | _12810 | _12811 | _12814 | _12815 | _12816 | _12817 | _12819 | _12820 | _12821 | _12822 | _12823 | _12824 | _12827 | _12828 | _12831 | _12832 | _12833 | _12834 | _12835 | _12836 | _12837 | _12838 | _12839 | _12841 | _12843 | _12844 | _12845 | _12846 | _12848 | _12849 | _12850 | _12853 | _12854 | _12856 | _12859 | _12860 | _12861 | _12862 | _12863 | _12865 | _12866 | _12871 | _12873 | _12874 | _12878 | _12884 | _12885 | _12886 | _12887 | _13317 | _13339 | _13410 | _13428 | _13452 | _13459 | _13470 | _12064 | _12116 | _12155 | _12167 | _12197 | _12406 | _12421 | _12430 | _12434 | _12438 | _12455 | _12459 | _12474 | _12760 | _13053 | _13062 | _13068 | _13073 | _13102 | _13124 | _13136 | _13155 | _13315 | _13320 | _13326 | _13333 | _13335 | _13337 | _13342 | _13348 | _13411 | _13415 | _13439 | _13450 | _13457 | _13460 | _13464 | _13468 | _13482 | _13488 | _13730 | _13731 | _13732 | _13733 | _13734 | _13736 | _13737 | _13739 | _13740 | _13743 | _13744 | _13745 | _13746 | _13747 | _13748 | _13749 | _13750 | _13751 | _13752 | _13753 | _13754 | _13755 | _13756 | _13757 | _13758 | _13760 | _13761 | _13762 | _13763 | _13774 | _13775 | _13776 | _13777 | _13778 | _13780 | _13782 | _13783 | _13786 | _13787 | _13788 | _13790 | _13794 | _13795 | _13796 | _13797 | _13801 | _13802 | _13804 | _13806 | _13807 | _13808 | _13809 | _13810 | _13811 | _13812 | _13813 | _13814 | _13815 | _13820 | _13825 | _13826 | _13827 | _13830 | _13832 | _13833 | _13834 | _13835 | _13837 | _13838 | _13839 | _13840 | _13841 | _13842 | _13843 | _13844 | _13845 | _13846 | _13847 | _13848 | _13849 | _13850 | _13851 | _13856 | _13859 | _13860 | _13861 | _13862 | _13864 | _13865 | _13901 | _13902 | _13903 | _13904 | _13905 | _14529 | _14572 | _14801 | _14805 | _14807 | _14808 | _14809 | _14810 | _14812 | _14814 | _14815 | _14816 | _14817 | _14818 | _14819 | _14820 | _14821 | _14823 | _14824 | _14825 | _14826 | _14827 | _14830 | _14831 | _14838 | _14839 | _14840 | _14841 | _14843 | _14845 | _14850 | _14851 | _14852 | _14853 | _14854 | _14855 | _14856 | _14858 | _14859 | _14861 | _14863 | _14864 | _14865 | _14867 | _14869 | _14870 | _14871 | _14872 | _14873 | _14874 | _14876 | _14877 | _14878 | _14879 | _14881 | _14882 | _14883 | _14885 | _14886 | _14887 | _14889 | _14891 | _14892 | _14893 | _14894 | _14898 | _14901 | _14902 | _14903 | _14904 | _14905 | _14925 | _14001 | _14004 | _14005 | _14006 | _14008 | _14009 | _14010 | _14011 | _14012 | _14013 | _14020 | _14021 | _14024 | _14025 | _14026 | _14027 | _14028 | _14029 | _14030 | _14031 | _14032 | _14033 | _14034 | _14035 | _14036 | _14037 | _14038 | _14039 | _14040 | _14041 | _14042 | _14043 | _14047 | _14048 | _14051 | _14052 | _14054 | _14055 | _14056 | _14057 | _14058 | _14059 | _14060 | _14061 | _14062 | _14063 | _14065 | _14066 | _14067 | _14068 | _14069 | _14070 | _14072 | _14075 | _14080 | _14081 | _14082 | _14083 | _14085 | _14086 | _14091 | _14092 | _14094 | _14095 | _14098 | _14101 | _14102 | _14103 | _14105 | _14107 | _14108 | _14109 | _14110 | _14111 | _14112 | _14113 | _14120 | _14125 | _14126 | _14127 | _14129 | _14130 | _14131 | _14132 | _14133 | _14134 | _14135 | _14136 | _14138 | _14139 | _14140 | _14141 | _14143 | _14144 | _14145 | _14150 | _14151 | _14166 | _14167 | _14168 | _14169 | _14170 | _14171 | _14172 | _14173 | _14174 | _14201 | _14202 | _14203 | _14204 | _14205 | _14206 | _14207 | _14208 | _14209 | _14210 | _14211 | _14212 | _14213 | _14214 | _14215 | _14216 | _14217 | _14218 | _14219 | _14220 | _14221 | _14222 | _14223 | _14224 | _14225 | _14226 | _14227 | _14228 | _14231 | _14233 | _14240 | _14241 | _14260 | _14261 | _14263 | _14264 | _14265 | _14267 | _14269 | _14270 | _14272 | _14273 | _14276 | _14280 | _14301 | _14302 | _14303 | _14304 | _14305 | _14410 | _14411 | _14414 | _14416 | _14420 | _14422 | _14423 | _14427 | _14428 | _14429 | _14430 | _14435 | _14437 | _14445 | _14450 | _14452 | _14454 | _14462 | _14464 | _14467 | _14468 | _14470 | _14472 | _14476 | _14477 | _14479 | _14480 | _14481 | _14482 | _14485 | _14486 | _14487 | _14488 | _14506 | _14508 | _14510 | _14511 | _14514 | _14515 | _14517 | _14525 | _14526 | _14530 | _14533 | _14534 | _14536 | _14539 | _14543 | _14545 | _14546 | _14549 | _14550 | _14556 | _14557 | _14558 | _14559 | _14560 | _14569 | _14571 | _14580 | _14586 | _14591 | _14592 | _14602 | _14603 | _14604 | _14605 | _14606 | _14607 | _14608 | _14609 | _14610 | _14611 | _14612 | _14613 | _14614 | _14615 | _14616 | _14617 | _14618 | _14619 | _14620 | _14621 | _14622 | _14623 | _14624 | _14625 | _14626 | _14627 | _14638 | _14639 | _14642 | _14643 | _14644 | _14645 | _14646 | _14647 | _14649 | _14650 | _14651 | _14652 | _14653 | _14664 | _14673 | _14683 | _14692 | _14694 | _14701 | _14702 | _14706 | _14707 | _14708 | _14709 | _14710 | _14711 | _14712 | _14714 | _14715 | _14716 | _14717 | _14718 | _14719 | _14720 | _14721 | _14722 | _14723 | _14724 | _14726 | _14727 | _14728 | _14729 | _14730 | _14731 | _14732 | _14733 | _14735 | _14736 | _14737 | _14738 | _14739 | _14740 | _14741 | _14742 | _14743 | _14744 | _14745 | _14747 | _14748 | _14750 | _14751 | _14752 | _14753 | _14754 | _14755 | _14756 | _14757 | _14758 | _14760 | _14766 | _14767 | _14769 | _14770 | _14772 | _14774 | _14775 | _14777 | _14778 | _14779 | _14781 | _14782 | _14783 | _14784 | _14785 | _14786 | _14787 | _14788 | _14802 | _14803 | _14804 | _14806 | _14813 | _14822 | _14836 | _14846 | _14880 | _14884 | _14895 | _14897 | _12108 | _12139 | _12164 | _12190 | _12812 | _12842 | _12847 | _12851 | _12852 | _12855 | _12857 | _12858 | _12864 | _12870 | _12872 | _12879 | _12883 | _12901 | _12903 | _12910 | _12911 | _12912 | _12913 | _12914 | _12915 | _12916 | _12917 | _12918 | _12919 | _12920 | _12921 | _12922 | _12923 | _12924 | _12926 | _12927 | _12928 | _12929 | _12930 | _12932 | _12933 | _12934 | _12935 | _12936 | _12937 | _12939 | _12941 | _12942 | _12943 | _12944 | _12945 | _12946 | _12949 | _12950 | _12952 | _12953 | _12955 | _12956 | _12957 | _12958 | _12959 | _12960 | _12961 | _12962 | _12964 | _12965 | _12966 | _12967 | _12969 | _12970 | _12972 | _12973 | _12974 | _12975 | _12976 | _12977 | _12978 | _12979 | _12980 | _12981 | _12983 | _12985 | _12986 | _12987 | _12989 | _12992 | _12993 | _12995 | _12996 | _12997 | _12998 | _13305 | _13312 | _13325 | _13327 | _13343 | _13345 | _13353 | _13360 | _13367 | _13368 | _13404 | _13433 | _13436 | _13473 | _13489 | _13601 | _13602 | _13603 | _13605 | _13606 | _13607 | _13608 | _13611 | _13612 | _13613 | _13614 | _13615 | _13616 | _13617 | _13618 | _13619 | _13620 | _13621 | _13622 | _13623 | _13624 | _13625 | _13626 | _13627 | _13628 | _13630 | _13631 | _13632 | _13633 | _13634 | _13635 | _13636 | _13637 | _13638 | _13639 | _13640 | _13641 | _13642 | _13643 | _13645 | _13646 | _13647 | _13648 | _13649 | _13650 | _13651 | _13652 | _13654 | _13655 | _13656 | _13657 | _13658 | _13659 | _13660 | _13661 | _13662 | _13664 | _13665 | _13666 | _13667 | _13668 | _13669 | _13670 | _13671 | _13672 | _13673 | _13674 | _13675 | _13676 | _13677 | _13678 | _13679 | _13680 | _13681 | _13682 | _13683 | _13684 | _13685 | _13687 | _13690 | _13691 | _13692 | _13693 | _13694 | _13695 | _13696 | _13697 | _13699 | _501 | _544 | _6390 | _10001 | _10002 | _10003 | _10004 | _10005 | _10006 | _10007 | _10008 | _10009 | _10010 | _10011 | _10012 | _10013 | _10014 | _10015 | _10016 | _10017 | _10018 | _10019 | _10020 | _10021 | _10022 | _10023 | _10024 | _10025 | _10026 | _10027 | _10028 | _10029 | _10030 | _10031 | _10032 | _10033 | _10034 | _10035 | _10036 | _10037 | _10038 | _10039 | _10040 | _10041 | _10043 | _10044 | _10045 | _10046 | _10047 | _10048 | _10055 | _10060 | _10065 | _10069 | _10072 | _10075 | _10079 | _10080 | _10081 | _10082 | _10087 | _10090 | _10094 | _10095 | _10096 | _10098 | _10099 | _10101 | _10102 | _10103 | _10104 | _10105 | _10106 | _10107 | _10108 | _10109 | _10110 | _10111 | _10112 | _10113 | _10114 | _10115 | _10116 | _10117 | _10118 | _10119 | _10120 | _10121 | _10122 | _10123 | _10124 | _10125 | _10126 | _10128 | _10129 | _10130 | _10131 | _10132 | _10133 | _10138 | _10149 | _10150 | _10151 | _10152 | _10153 | _10154 | _10155 | _10156 | _10157 | _10158 | _10159 | _10160 | _10161 | _10162 | _10163 | _10164 | _10165 | _10166 | _10167 | _10168 | _10169 | _10170 | _10171 | _10172 | _10173 | _10174 | _10175 | _10176 | _10177 | _10178 | _10179 | _10184 | _10185 | _10196 | _10197 | _10199 | _10200 | _10203 | _10211 | _10212 | _10213 | _10242 | _10249 | _10256 | _10257 | _10258 | _10259 | _10260 | _10261 | _10265 | _10268 | _10269 | _10270 | _10271 | _10272 | _10273 | _10274 | _10275 | _10276 | _10277 | _10278 | _10279 | _10280 | _10281 | _10282 | _10285 | _10286 | _10292 | _10301 | _10302 | _10303 | _10304 | _10305 | _10306 | _10307 | _10308 | _10309 | _10310 | _10311 | _10312 | _10313 | _10314 | _10451 | _10452 | _10453 | _10454 | _10455 | _10456 | _10457 | _10458 | _10459 | _10460 | _10461 | _10462 | _10463 | _10464 | _10465 | _10466 | _10467 | _10468 | _10469 | _10470 | _10471 | _10472 | _10473 | _10474 | _10475 | _10499 | _10501 | _10502 | _10503 | _10504 | _10505 | _10506 | _10507 | _10510 | _10511 | _10514 | _10517 | _10518 | _10519 | _10520 | _10521 | _10522 | _10523 | _10526 | _10527 | _10528 | _10530 | _10532 | _10533 | _10535 | _10536 | _10538 | _10540 | _10543 | _10545 | _10546 | _10547 | _10548 | _10549 | _10550 | _10551 | _10552 | _10553 | _10557 | _10558 | _10560 | _10562 | _10566 | _10567 | _10570 | _10571 | _10572 | _10573 | _10576 | _10577 | _10578 | _10580 | _10583 | _10587 | _10588 | _10589 | _10590 | _10591 | _10594 | _10595 | _10596 | _10597 | _10598 | _10601 | _10602 | _10603 | _10604 | _10605 | _10606 | _10607 | _10610 | _10701 | _10702 | _10703 | _10704 | _10705 | _10706 | _10707 | _10708 | _10709 | _10710 | _10801 | _10802 | _10803 | _10804 | _10805 | _10901 | _10913 | _10920 | _10923 | _10927 | _10931 | _10952 | _10954 | _10956 | _10960 | _10962 | _10964 | _10965 | _10968 | _10970 | _10974 | _10976 | _10977 | _10980 | _10982 | _10983 | _10984 | _10986 | _10989 | _10993 | _10994 | _11001 | _11002 | _11003 | _11004 | _11005 | _11010 | _11020 | _11021 | _11022 | _11023 | _11024 | _11025 | _11026 | _11027 | _11030 | _11040 | _11041 | _11042 | _11043 | _11044 | _11050 | _11051 | _11052 | _11053 | _11054 | _11055 | _11096 | _11099 | _11101 | _11102 | _11103 | _11104 | _11105 | _11106 | _11109 | _11120 | _11201 | _11202 | _11203 | _11204 | _11205 | _11206 | _11207 | _11208 | _11209 | _11210 | _11211 | _11212 | _11213 | _11214 | _11215 | _11216 | _11217 | _11218 | _11219 | _11220 | _11221 | _11222 | _11223 | _11224 | _11225 | _11226 | _11228 | _11229 | _11230 | _11231 | _11232 | _11233 | _11234 | _11235 | _11236 | _11237 | _11238 | _11239 | _11240 | _11241 | _11242 | _11243 | _11244 | _11245 | _11247 | _11248 | _11249 | _11251 | _11252 | _11254 | _11255 | _11256 | _11351 | _11352 | _11354 | _11355 | _11356 | _11357 | _11358 | _11359 | _11360 | _11361 | _11362 | _11363 | _11364 | _11365 | _11366 | _11367 | _11368 | _11369 | _11370 | _11371 | _11372 | _11373 | _11374 | _11375 | _11377 | _11378 | _11379 | _11380 | _11381 | _11385 | _11386 | _11390 | _11405 | _11411 | _11412 | _11413 | _11414 | _11415 | _11416 | _11417 | _11418 | _11419 | _11420 | _11421 | _11422 | _11423 | _11424 | _11425 | _11426 | _11427 | _11428 | _11429 | _11430 | _11431 | _11432 | _11433 | _11434 | _11435 | _11436 | _11437 | _11439 | _11451 | _11499 | _11501 | _11507 | _11509 | _11510 | _11514 | _11516 | _11518 | _11520 | _11530 | _11531 | _11535 | _11536 | _11542 | _11545 | _11547 | _11548 | _11549 | _11550 | _11551 | _11552 | _11553 | _11554 | _11555 | _11556 | _11557 | _11558 | _11559 | _11560 | _11561 | _11563 | _11565 | _11566 | _11568 | _11569 | _11570 | _11571 | _11572 | _11575 | _11576 | _11577 | _11579 | _11580 | _11581 | _11582 | _11590 | _11592 | _11594 | _11595 | _11596 | _11597 | _11598 | _11599 | _11690 | _11691 | _11692 | _11693 | _11694 | _11695 | _11697 | _11701 | _11702 | _11703 | _11704 | _11705 | _11706 | _11707 | _11708 | _11709 | _11710 | _11713 | _11714 | _11715 | _11716 | _11717 | _11718 | _11719 | _11720 | _11721 | _11722 | _11724 | _11725 | _11726 | _11727 | _11729 | _11730 | _11731 | _11732 | _11733 | _11735 | _11736 | _11737 | _11738 | _11739 | _11740 | _11741 | _11742 | _11743 | _11746 | _11747 | _11749 | _11750 | _11751 | _11752 | _11753 | _11754 | _11755 | _11756 | _11757 | _11758 | _11760 | _11762 | _11763 | _11764 | _11765 | _11766 | _11767 | _11768 | _11769 | _11770 | _11771 | _11772 | _11773 | _11774 | _11775 | _11776 | _11777 | _11778 | _11779 | _11780 | _11782 | _11783 | _11784 | _11786 | _11787 | _11788 | _11789 | _11790 | _11791 | _11792 | _11793 | _11794 | _11795 | _11796 | _11797 | _11798 | _11801 | _11802 | _11803 | _11804 | _11815 | _11819 | _11853 | _11854 | _11855 | _11901 | _11930 | _11931 | _11932 | _11933 | _11934 | _11935 | _11937 | _11939 | _11940 | _11941 | _11942 | _11944 | _11946 | _11947 | _11948 | _11949 | _11950 | _11951 | _11952 | _11953 | _11954 | _11955 | _11956 | _11957 | _11958 | _11959 | _11960 | _11961 | _11962 | _11963 | _11964 | _11965 | _11967 | _11968 | _11969 | _11970 | _11971 | _11972 | _11973 | _11975 | _11976 | _11977 | _11978 | _11980 | _10509 | _10512 | _10516 | _10524 | _10537 | _10541 | _10542 | _10579 | _10910 | _10911 | _10912 | _10914 | _10915 | _10916 | _10917 | _10918 | _10919 | _10921 | _10922 | _10924 | _10925 | _10926 | _10928 | _10930 | _10932 | _10933 | _10940 | _10941 | _10943 | _10949 | _10950 | _10953 | _10958 | _10959 | _10963 | _10969 | _10973 | _10975 | _10979 | _10981 | _10985 | _10987 | _10988 | _10990 | _10992 | _10996 | _10997 | _10998 | _12401 | _12402 | _12404 | _12409 | _12410 | _12411 | _12412 | _12416 | _12417 | _12419 | _12420 | _12428 | _12429 | _12432 | _12433 | _12435 | _12440 | _12441 | _12443 | _12446 | _12448 | _12449 | _12453 | _12456 | _12457 | _12458 | _12461 | _12464 | _12465 | _12466 | _12471 | _12472 | _12475 | _12477 | _12480 | _12481 | _12483 | _12484 | _12486 | _12487 | _12489 | _12490 | _12491 | _12493 | _12494 | _12495 | _12498 | _12501 | _12504 | _12506 | _12507 | _12508 | _12510 | _12511 | _12512 | _12514 | _12515 | _12518 | _12520 | _12522 | _12524 | _12525 | _12527 | _12528 | _12531 | _12533 | _12537 | _12538 | _12540 | _12542 | _12543 | _12545 | _12546 | _12547 | _12548 | _12549 | _12550 | _12551 | _12552 | _12553 | _12555 | _12561 | _12563 | _12564 | _12566 | _12567 | _12568 | _12569 | _12570 | _12571 | _12572 | _12574 | _12575 | _12577 | _12578 | _12580 | _12581 | _12582 | _12583 | _12584 | _12585 | _12586 | _12588 | _12589 | _12590 | _12592 | _12594 | _12601 | _12602 | _12603 | _12604 | _12701 | _12719 | _12720 | _12721 | _12722 | _12723 | _12724 | _12725 | _12726 | _12727 | _12729 | _12732 | _12733 | _12734 | _12736 | _12737 | _12738 | _12740 | _12741 | _12742 | _12743 | _12745 | _12746 | _12747 | _12748 | _12749 | _12750 | _12751 | _12752 | _12754 | _12758 | _12759 | _12762 | _12763 | _12764 | _12765 | _12766 | _12767 | _12768 | _12769 | _12770 | _12771 | _12775 | _12776 | _12777 | _12778 | _12779 | _12780 | _12781 | _12783 | _12784 | _12785 | _12786 | _12787 | _12788 | _12789 | _12790 | _12791 | _12792 | _13020 | _13021 | _13022 | _13024 | _13026 | _13027 | _13028 | _13029 | _13030 | _13031 | _13032 | _13033 | _13034 | _13035 | _13036 | _13037 | _13039 | _13040 | _13041 | _13042 | _13043 | _13044 | _13045 | _13051 | _13052 | _13054 | _13056 | _13057 | _13060 | _13061 | _13063 | _13064 | _13065 | _13066 | _13069 | _13071 | _13072 | _13074 | _13076 | _13077 | _13078 | _13080 | _13081 | _13082 | _13083 | _13084 | _13087 | _13088 | _13089 | _13090 | _13092 | _13093 | _13101 | _13103 | _13104 | _13107 | _13108 | _13110 | _13111 | _13112 | _13113 | _13114 | _13115 | _13116 | _13117 | _13118 | _13119 | _13120 | _13121 | _13122 | _13123 | _13126 | _13131 | _13132 | _13134 | _13135 | _13137 | _13138 | _13139 | _13140 | _13141 | _13142 | _13143 | _13144 | _13145 | _13146 | _13147 | _13148 | _13152 | _13153 | _13154 | _13156 | _13157 | _13158 | _13159 | _13160 | _13162 | _13163 | _13164 | _13165 | _13166 | _13167 | _13201 | _13202 | _13203 | _13204 | _13205 | _13206 | _13207 | _13208 | _13209 | _13210 | _13211 | _13212 | _13214 | _13215 | _13217 | _13218 | _13219 | _13220 | _13221 | _13224 | _13225 | _13235 | _13244 | _13250 | _13251 | _13252 | _13261 | _13290 | _13301 | _13302 | _13303 | _13304 | _13308 | _13309 | _13310 | _13313 | _13314 | _13316 | _13318 | _13319 | _13321 | _13322 | _13323 | _13324 | _13328 | _13329 | _13331 | _13332 | _13334 | _13338 | _13340 | _13341 | _13346 | _13350 | _13352 | _13354 | _13355 | _13357 | _13361 | _13362 | _13363 | _13364 | _13365 | _13401 | _13402 | _13403 | _13406 | _13407 | _13408 | _13409 | _13413 | _13416 | _13417 | _13418 | _13420 | _13421 | _13424 | _13425 | _13426 | _13431 | _13435 | _13437 | _13438 | _13440 | _13441 | _13442 | _13449 | _13454 | _13455 | _13456 | _13461 | _13465 | _13469 | _13471 | _13472 | _13475 | _13476 | _13477 | _13478 | _13479 | _13480 | _13483 | _13484 | _13485 | _13486 | _13490 | _13491 | _13492 | _13493 | _13494 | _13495 | _13501 | _13502 | _13503 | _13504 | _13505 | _13599 | _13738 | _13784 | _13803 | _13863 | _14413 | _14415 | _14418 | _14424 | _14425 | _14432 | _14433 | _14441 | _14443 | _14449 | _14453 | _14456 | _14461 | _14463 | _14466 | _14469 | _14471 | _14475 | _14478 | _14489 | _14502 | _14504 | _14505 | _14507 | _14512 | _14513 | _14516 | _14518 | _14519 | _14520 | _14521 | _14522 | _14527 | _14532 | _14537 | _14538 | _14541 | _14542 | _14544 | _14547 | _14548 | _14551 | _14555 | _14561 | _14563 | _14564 | _14568 | _14585 | _14588 | _14589 | _14590 | _14837 | _14842 | _14847 | _14857 | _14860
501 | NYC | Suffolk | 4 | NYC | TRM City | BEFLH City | NIMO E | NIMO E | NIMO E | NIMO E | NIMO E | NIMO E | NIMO E | NIMO E | NIMO E | NIMO E | NIMO E | NIMO E | NIMO E | NIMO E | NIMO E | NIMO E | NIMO E | NIMO E | NIMO E | NIMO E | NIMO E | NIMO E | NIMO E | NIMO E | NIMO E | NIMO E | NIMO E | NIMO E | NIMO E | NIMO E | NIMO E | NIMO E | NIMO E | NIMO E | NIMO E | NIMO E | NIMO E | NIMO E | NIMO E | NIMO E | NIMO E | NIMO E | NIMO E | NIMO E | NIMO E | NIMO E | NIMO E | NIMO E | NIMO E | NIMO E | NIMO E | NIMO E | NIMO E | NIMO E | NIMO E | NIMO E | NIMO E | NIMO E | NIMO E | NIMO E | NIMO E | NIMO E | NIMO E | NIMO E | NIMO E | NIMO E | NIMO E | NIMO E | NIMO E | NIMO E | NIMO E | NIMO E | NIMO E | NIMO E | NIMO E | NIMO E | NIMO E | NIMO E | NIMO E | NIMO E | NIMO E | NIMO E | NIMO E | NIMO E | NIMO E | NIMO E | NIMO E | NIMO E | NIMO E | NIMO E | NIMO E | NIMO E | NIMO E | NIMO E | NIMO E | NIMO E | NIMO E | NIMO E | NIMO E | NIMO E | NIMO E | NIMO E | NIMO E | NIMO E | NIMO E | NIMO E | NIMO E | NIMO E | NIMO E | NIMO E | NIMO E | NIMO E | NIMO E | NIMO E | NIMO E | NIMO E | NIMO E | NIMO E | NIMO E | NIMO E | NIMO E | NIMO E | NIMO E | NIMO E | NIMO E | NIMO E | NIMO E | NIMO E | NIMO E | NIMO E | NIMO E | NIMO E | NIMO E | NIMO E | NIMO E | NIMO E | NIMO E | NIMO E | NIMO E | NIMO E | NIMO E | NIMO E | NIMO E | NIMO E | NIMO E | NIMO E | NIMO E | NIMO E | NIMO E | NIMO E | NIMO E | NIMO E | NIMO E | NIMO E | NIMO E | NIMO E | NIMO E | NIMO E | NIMO E | NIMO E | NIMO E | NIMO E | NIMO E | NIMO E | NIMO E | NIMO E | NIMO E | NIMO E | NIMO E | NIMO E | NIMO E | NIMO E | NIMO E | NIMO E | NIMO E | NIMO E | NIMO E | NIMO E | NIMO E | NIMO E | NIMO E | NIMO E | NIMO E | NIMO E | NIMO E | NIMO E | NIMO E | NIMO E | NIMO E | NIMO E | NIMO E | NIMO E | NIMO E | NIMO E | NIMO E | NIMO E | NIMO E | NIMO E | NIMO E | NIMO E | NIMO E | NIMO E | NIMO E | NIMO E | NIMO E | NIMO E | NIMO E | NIMO E | NIMO E | NIMO E | NIMO E | NIMO E | NIMO E | NIMO E | NIMO E | NIMO E | NIMO E | NIMO E | NIMO E | NIMO E | NIMO E | NIMO E | NIMO E | NIMO E | NIMO E | NIMO E | NIMO E | NIMO E | NIMO E | NIMO E | NIMO E | NIMO E | NIMO E | NIMO E | NIMO E | NIMO E | NIMO E | NIMO E | NIMO E | NIMO E | NIMO E | NIMO E | NIMO E | NIMO E | NIMO E | NIMO E | NIMO E | NIMO E | NIMO E | NIMO E | NIMO E | NIMO E | NIMO E | NIMO E | NIMO E | NIMO E | NIMO E | NIMO E | NIMO E | NIMO E | NIMO E | NIMO E | NIMO E | NIMO E | NIMO E | NIMO E | NIMO E | NIMO E | NIMO E | NIMO E | NIMO E | NIMO E | NIMO E | NIMO E | NIMO E | NIMO E | NIMO E | NIMO E | NIMO E | NIMO E | NIMO E | NIMO E | NIMO E | NIMO E | NIMO E | NIMO E | NIMO E | NIMO E | NIMO E | NIMO E | NIMO E | NIMO E | NIMO E | NIMO E | NIMO E | NIMO E | NIMO E | NIMO E | NIMO E | NIMO E | NIMO E | NIMO E | NIMO E | NIMO E | NIMO E | NIMO E | NIMO E | NIMO E | NIMO E | NIMO E | NIMO E | NIMO E | NIMO E | NIMO E | NIMO E | NIMO E | NIMO E | NIMO E | NIMO E | NIMO E | NIMO E | NIMO E | NIMO E | NIMO E | NIMO E | NIMO E | NIMO E | NIMO E | NIMO E | NIMO E | NIMO E | NIMO E | NIMO E | NIMO E | NIMO E | NIMO E | NIMO E | NIMO E | NIMO E | NIMO E | NIMO E | NIMO E | NIMO E | NIMO E | NIMO E | NIMO E | NIMO E | NIMO E | NIMO E | NIMO E | NIMO E | NIMO E | NIMO E | NIMO E | NIMO E | NIMO E | NIMO E | NIMO E | NIMO E | NIMO E | NIMO E | NIMO E | NIMO E | NIMO E | NIMO E | NIMO E | NIMO E | NIMO E | NIMO E | NIMO E | NIMO E | NIMO E | NIMO E | NIMO E | NIMO E | NIMO E | NIMO E | NIMO E | NIMO E | NIMO E | NIMO E | NIMO E | NIMO E | NIMO E | NIMO E | NIMO E | NIMO E | NIMO E | NIMO E | NIMO E | NIMO E | NIMO E | NIMO E | NIMO E | NIMO E | NIMO E | NIMO E | NIMO E | NIMO E | NIMO E | NIMO E | NIMO E | NIMO E | NIMO E | NIMO E | NIMO E | NIMO E | NIMO E | NIMO E | NIMO E | NIMO E | NIMO E | NIMO E | NIMO E | NIMO E | NIMO E | NIMO E | NIMO E | NIMO E | NIMO E | NIMO E | NIMO E | NIMO E | NIMO E | NIMO E | NIMO E | NIMO E | NIMO E | NIMO E | NIMO E | NIMO E | NIMO E | NIMO E | NIMO E | NIMO E | NIMO E | NIMO E | NIMO E | NIMO E | NIMO E | NIMO E | NIMO E | NIMO E | NIMO E | NIMO E | NIMO E | NIMO E | NIMO E | NIMO E | NIMO E | NIMO E | NIMO E | NIMO E | NIMO E | NIMO E | NIMO E | NIMO E | NIMO E | NIMO E | NIMO E | NIMO E | NIMO E | NIMO E | NIMO E | NIMO E | NIMO E | NIMO E | NIMO E | NIMO E | NIMO E | NIMO E | NIMO E | NIMO E | NIMO E | NIMO E | NIMO E | NIMO E | NIMO E | NIMO E | NIMO E | NIMO E | NIMO E | NIMO E | NIMO E | NIMO E | NIMO E | NIMO E | NIMO E | NIMO E | NIMO E | NIMO E | NIMO E | NIMO E | NIMO E | NIMO E | NIMO E | NIMO E | NIMO E | NIMO E | NIMO E | NIMO E | NIMO E | NIMO E | NIMO E | NIMO E | NIMO E | NIMO E | NIMO E | NIMO E | NIMO E | NIMO E | NIMO E | NIMO E | NIMO E | NIMO E | NIMO E | NIMO E | NIMO E | NIMO E | NIMO E | NIMO E | NIMO E | NIMO E | NIMO E | NIMO E | NIMO E | NIMO E | NIMO E | NIMO E | NIMO E | NIMO E | NIMO E | NIMO E | NIMO E | NIMO E | NIMO E | NIMO E | NIMO E | NIMO E | NIMO E | NIMO E | NIMO E | NIMO E | NIMO E | NIMO E | NIMO E | NIMO E | NIMO E | NIMO E | NIMO E | NIMO E | NIMO E | NIMO E | NIMO E | NIMO E | NIMO E | NIMO E | NIMO E | NIMO E | NIMO E | NIMO E | NIMO E | NIMO E | NIMO E | NIMO E | NIMO E | NIMO E | NIMO E | NIMO E | NIMO E | NIMO E | NIMO E | NIMO E | NIMO E | NIMO E | NIMO E | NIMO E | NIMO E | NIMO E | NIMO E | NIMO E | NIMO E | NIMO E | NIMO E | NIMO E | NIMO E | NIMO E | NIMO E | NIMO E | NIMO E | NIMO E | NIMO E | NIMO E | NIMO E | NIMO E | NIMO E | NIMO E | NIMO E | NIMO E | NIMO E | NIMO E | NIMO E | NIMO E | NIMO E | NIMO E | NIMO E | NIMO E | NIMO E | NIMO E | NIMO E | NIMO E | NIMO E | NIMO E | NIMO E | NIMO E | NIMO E | NIMO E | NIMO E | NIMO E | NIMO E | NIMO E | NIMO E | NIMO E | NIMO E | NIMO E | NIMO E | NIMO E | NIMO E | NIMO E | NIMO E | NIMO E | NIMO E | NIMO E | NIMO E | NIMO E | NIMO E | NIMO E | NIMO E | NIMO E | NIMO E | NIMO E | NIMO E | NIMO E | NIMO E | NIMO E | NIMO E | NIMO E | NIMO E | NIMO E | NIMO E | NIMO E | NIMO E | NIMO E | NIMO E | NIMO E | NIMO E | NIMO E | NIMO E | NIMO E | NIMO E | NIMO E | NIMO E | NIMO E | NIMO E | NIMO E | NIMO E | NIMO E | NIMO E | NIMO E | NIMO E | NIMO E | NIMO E | NIMO E | NIMO E | NIMO E | NIMO E | NIMO E | NIMO E | NIMO E | NIMO E | NIMO E | NIMO E | NIMO E | NIMO E | NIMO E | NIMO E | NIMO E | NIMO E | NIMO E | NIMO E | NIMO E | NIMO E | NIMO E | NIMO E | NIMO E | NIMO E | NIMO E | NIMO E | NIMO E | NIMO E | NIMO E | NIMO E | NIMO E | NIMO E | NIMO E | NIMO E | NIMO E | NIMO E | NIMO E | NIMO E | NIMO E | NIMO E | NIMO E | NIMO E | NIMO E | NIMO E | NIMO E | NIMO E | NIMO E | NIMO E | NIMO E | NIMO E | NIMO E | NIMO E | NIMO E | NIMO E | NIMO E | NIMO E | NIMO E | NIMO E | NIMO E | NIMO E | NIMO E | NIMO E | NIMO E | NIMO E | NIMO E | NIMO E | NIMO E | NIMO E | NIMO E | NIMO E | NIMO E | NIMO E | NIMO E | NIMO E | NIMO E | NIMO E | NIMO E | NIMO E | NIMO E | NIMO E | NIMO E | NIMO E | NIMO E | NIMO E | NIMO E | NIMO E | NIMO E | NIMO E | NIMO E | NIMO E | NIMO E | NIMO E | NIMO E | NIMO E | NIMO E | NIMO E | NIMO E | NIMO E | NIMO E | NIMO E | NIMO E | NIMO E | NIMO E | NIMO E | NIMO E | NIMO E | NIMO E | NIMO E | NIMO E | NIMO E | NIMO E | NIMO E | NIMO E | NIMO E | NIMO E | NIMO E | NIMO E | NIMO E | NIMO E | NIMO E | NIMO E | NIMO E | NIMO E | NIMO E | NIMO E | NIMO E | NIMO E | NIMO E | NIMO E | NIMO E | NIMO E | NIMO E | NIMO E | NIMO E | NIMO E | NIMO E | NIMO E | NIMO E | NIMO E | NIMO E | NIMO E | NIMO E | NIMO E | NIMO E | NIMO E | NIMO E | NIMO E | NIMO E | NIMO E | NIMO E | NIMO E | NIMO E | NIMO E | NIMO E | NIMO E | NIMO E | NIMO E | NIMO E | NIMO E | NIMO E | NIMO E | NIMO E | NIMO E | NIMO E | NIMO E | NIMO E | NIMO E | NIMO E | NIMO E | NIMO E | NIMO E | NIMO E | NIMO E | NIMO E | NIMO E | NIMO E | NIMO E | NIMO E | NIMO E | NIMO E | NIMO E | NIMO E | NIMO E | NIMO E | NIMO E | NIMO E | NIMO E | NIMO E | NIMO E | NIMO E | NIMO E | NIMO E | NIMO E | NIMO E | NIMO E | NIMO E | NIMO E | NIMO E | NIMO E | NIMO E | NIMO E | NIMO E | NIMO E | NIMO E | NIMO E | NIMO E | NIMO E | NIMO E | NIMO E | NIMO E | NIMO E | NIMO E | NIMO E | NIMO E | NIMO E | NIMO E | NIMO E | NIMO E | NIMO E | NIMO E | NIMO E | NIMO E | NIMO E | NIMO E | NIMO E | NIMO E | NIMO E | NIMO E | NIMO E | NIMO E | NIMO E | NIMO E | NIMO E | NIMO E | NIMO E | NIMO E | NIMO E | NIMO E | NIMO E | NIMO E | NIMO E | NIMO E | NIMO E | NIMO E | NIMO E | NIMO E | NIMO E | NIMO E | NIMO E | NIMO E | NIMO E | NIMO E | NIMO E | NIMO E | NIMO E | NIMO E | NIMO E | NIMO E | NIMO E | NIMO E | NIMO E | NIMO E | NIMO E | NIMO E | NIMO E | NIMO E | NIMO E | NIMO E | NIMO E | NIMO E | NIMO E | NIMO E | NIMO E | NIMO E | NIMO E | NIMO E | NIMO E | NIMO E | NIMO E | NIMO E | NIMO E | NIMO E | NIMO E | NIMO E | NIMO E | NIMO E | NIMO E | NIMO E | NIMO E | NIMO E | NIMO E | NIMO E | NIMO E | NIMO E | NIMO E | NIMO E | NIMO E | NIMO E | NIMO E | NIMO E | NIMO E | NIMO E | NIMO E | NIMO E | NIMO E | NIMO E | NIMO E | NIMO E | NIMO E | NIMO E | NIMO E | NIMO E | NIMO E | NIMO E | NIMO E | NIMO E | NIMO E | NIMO E | NIMO E | NIMO E | NIMO E | NIMO E | NIMO E | NIMO E | NIMO E | NIMO E | NIMO E | NIMO E | NIMO E | NIMO E | NIMO E | NIMO E | NIMO E | NIMO E | NIMO E | NIMO E | NIMO E | NIMO E | NIMO E | NIMO E | NIMO E | NIMO E | NIMO E | NIMO E | NIMO E | NIMO E | NIMO E | NIMO E | NIMO E | NIMO E | NIMO E | NIMO E | NIMO E | NIMO E | NIMO E | NIMO E | NIMO E | NIMO E | NIMO E | NIMO E | NIMO E | NIMO E | NIMO E | NIMO E | NIMO E | NIMO E | NIMO E | NIMO E | NIMO E | NIMO E | NIMO E | KEDLI | KEDLI | KEDLI | KEDLI | KEDLI | KEDLI | KEDLI | KEDLI | KEDLI | KEDLI | KEDLI | KEDLI | KEDLI | KEDLI | KEDLI | KEDLI | KEDLI | KEDLI | KEDLI | KEDLI | KEDLI | KEDLI | KEDLI | KEDLI | KEDLI | KEDLI | KEDLI | KEDLI | KEDLI | KEDLI | KEDLI | KEDLI | KEDLI | KEDLI | KEDLI | KEDLI | KEDLI | KEDLI | KEDLI | KEDLI | KEDLI | KEDLI | KEDLI | KEDLI | KEDLI | KEDLI | KEDLI | KEDLI | KEDLI | KEDLI | KEDLI | KEDLI | KEDLI | KEDLI | KEDLI | KEDLI | KEDLI | KEDLI | KEDLI | KEDLI | KEDLI | KEDLI | KEDLI | KEDLI | KEDLI | KEDLI | KEDLI | KEDLI | KEDLI | KEDLI | KEDLI | KEDLI | KEDLI | KEDLI | KEDLI | KEDLI | KEDLI | KEDLI | KEDLI | KEDLI | KEDLI | KEDLI | KEDLI | KEDLI | KEDLI | KEDLI | KEDLI | KEDLI | KEDLI | KEDLI | KEDLI | KEDLI | KEDLI | KEDLI | KEDLI | KEDLI | KEDLI | KEDLI | KEDLI | KEDLI | KEDLI | KEDLI | KEDLI | KEDLI | KEDLI | KEDLI | KEDLI | KEDLI | KEDLI | KEDLI | KEDLI | KEDLI | KEDLI | KEDLI | KEDLI | KEDLI | KEDLI | KEDLI | KEDLI | KEDLI | KEDLI | KEDLI | KEDLI | KEDLI | KEDLI | KEDLI | KEDLI | KEDLI | KEDLI | KEDLI | KEDLI | KEDLI | KEDLI | KEDLI | KEDLI | KEDLI | KEDLI | KEDLI | KEDLI | KEDLI | KEDLI | KEDLI | KEDLI | KEDLI | KEDLI | KEDLI | KEDLI | KEDLI | KEDLI | KEDLI | KEDLI | KEDLI | KEDLI | KEDLI | KEDLI | KEDLI | KEDLI | KEDLI | KEDLI | KEDLI | KEDLI | KEDLI | KEDLI | KEDLI | KEDLI | KEDLI | KEDLI | KEDLI | KEDLI | KEDLI | KEDLI | KEDLI | KEDLI | KEDLI | KEDLI | KEDLI | KEDLI | KEDLI | KEDLI | KEDLI | KEDLI | KEDLI | KEDLI | KEDLI | KEDLI | KEDLI | KEDLI | KEDLI | KEDLI | KEDLI | KEDLI | KEDLI | KEDLI | KEDLI | KEDLI | KEDLI | KEDLI | KEDLI | KEDLI | KEDLI | KEDLI | KEDLI | KEDLI | KEDLI | KEDLI | KEDLI | KEDLI | KEDLI | KEDLI | KEDLI | KEDLI | KEDLI | KEDLI | KEDLI | KEDLI | KEDLI | KEDLI | KEDLI | KEDLI | KEDLI | KEDLI | KEDLI | KEDLI | KEDLI | KEDLI | KEDLI | KEDLI | KEDLI | KEDLI | KEDLI | KEDLI | KEDLI | KEDLI | KEDLI | KEDLI | KEDLI | KEDLI | KEDLI | KEDLI | KEDLI | KEDLI | KEDLI | KEDLI | KEDLI | KEDLI | KEDLI | KEDLI | KEDLI | KEDLI | KEDLI | KEDLI | KEDLI | KEDLI | KEDLI | KEDLI | KEDLI | KEDLI | KEDLI | KEDLI | KEDLI | KEDLI | KEDLI | KEDLI | KEDLI | KEDLI | KEDLI | KEDLI | KEDLI | KEDLI | KEDLI | KEDLI | KEDLI | KEDLI | KEDLI | KEDLI | KEDLI | KEDLI | KEDLI | KEDLI | KEDLI | KEDLI | KEDLI | KEDLI | KEDLI | KEDLI | KEDLI | KEDLI | KEDLI | KEDLI | KEDLI | KEDLI | KEDLI | KEDLI | KEDLI | KEDLI | KEDLI | KEDLI | KEDLI | KEDLI | KEDLI | KEDLI | KEDLI | KEDLI | KEDLI | KEDLI | KEDLI | KEDLI | KEDLI | KEDLI | KEDLI | KEDLI | KEDLI | KEDLI | KEDLI | KEDLI | KEDLI | KEDLI | KEDLI | KEDLI | KEDLI | KEDLI | KEDLI | KEDLI | KEDLI | KEDLI | KEDLI | KEDLI | KEDLI | KEDLI | KEDLI | KEDLI | KEDLI | KEDLI | KEDLI | KEDLI | KEDLI | KEDLI | KEDLI | KEDLI | KEDLI | KEDLI | KEDLI | KEDLI | KEDLI | KEDLI | KEDLI | KEDLI | KEDLI | KEDLI | KEDLI | KEDLI | KEDLI | KEDLI | KEDLI | KEDLI | KEDLI | KEDLI | KEDLI | KEDLI | KEDLI | KEDLI | KEDLI | KEDLI | KEDLI | KEDLI | KEDLI | KEDLI | KEDLI | KEDLI | KEDLI | KEDLI | KEDLI | KEDLI | KEDLI | KEDLI | KEDLI | KEDLI | KEDLI | KEDLI | KEDLI | KEDLI | KEDLI | KEDLI | KEDLI | KEDLI | KEDLI | KEDLI | KEDLI | KEDLI | KEDLI | KEDLI | KEDLI | KEDLI | KEDLI | KEDLI | KEDLI | KEDLI | KEDLI | KEDLI | KEDLI | KEDLI | KEDLI | KEDLI | KEDLI | KEDLI | KEDLI | KEDLI | KEDLI | KEDLI | KEDLI | KEDLI | KEDLI | KEDLI | KEDLI | KEDLI | KEDLI | KEDLI | KEDLI | KEDLI | KEDLI | KEDLI | KEDLI | KEDLI | KEDLI | KEDLI | KEDLI | KEDLI | KEDLI | KEDLI | KEDLI | KEDLI | KEDLI | KEDLI | KEDLI | KEDLI | KEDLI | KEDLI | KEDLI | KEDLI | KEDLI | KEDLI | KEDLI | KEDLI | KEDLI | KEDLI | KEDLI | KEDLI | KEDLI | KEDLI | KEDLI | KEDLI | KEDLI | KEDLI | KEDLI | KEDLI | KEDLI | KEDLI | KEDLI | KEDLI | KEDLI | KEDLI | KEDLI | KEDLI | KEDLI | KEDLI | KEDLI | KEDLI | KEDLI | KEDLI | KEDLI | KEDLI | KEDLI | KEDLI | KEDLI | KEDLI | KEDLI | KEDLI | KEDLI | KEDLI | KEDLI | KEDLI | KEDLI | KEDLI | KEDLI | KEDLI | KEDLI | KEDLI | KEDLI | KEDLI | KEDLI | KEDLI | KEDLI | KEDLI | KEDLI | KEDLI | KEDLI | KEDLI | KEDLI | KEDLI | KEDLI | KEDLI | KEDLI | KEDLI | KEDLI | KEDLI | KEDLI | KEDLI | KEDLI | KEDLI | KEDLI | KEDLI | KEDLI | KEDLI | KEDLI | KEDLI | KEDLI | KEDLI | KEDLI | KEDLI | KEDLI | KEDLI | KEDLI | KEDLI | KEDLI | KEDLI | KEDLI | KEDLI | KEDLI | KEDLI | KEDLI | KEDLI | KEDLI | KEDLI | KEDLI | KEDLI | KEDLI | KEDLI | KEDLI | KEDLI | KEDLI | KEDLI | KEDLI | KEDLI | KEDLI | KEDLI | KEDLI | KEDLI | KEDLI | KEDLI | KEDLI | KEDLI | KEDLI | KEDLI | KEDLI | KEDLI | KEDLI | KEDLI | KEDLI | KEDLI | KEDLI | KEDLI | KEDLI | KEDLI | KEDLI | KEDLI | KEDLI | KEDLI | KEDLI | KEDLI | KEDLI | KEDLI | KEDLI | KEDLI | KEDLI | KEDLI | KEDLI | KEDLI | KEDLI | KEDLI | KEDLI | KEDLI | KEDLI | KEDLI | KEDLI | KEDLI | KEDLI | KEDLI | KEDLI | KEDLI | KEDLI | KEDLI | KEDLI | KEDLI | KEDLI | KEDLI | KEDLI | KEDLI | KEDLI | KEDLI | KEDLI | KEDLI | KEDLI | KEDLI | KEDLI | KEDLI | KEDLI | KEDLI | KEDLI | KEDLI | KEDLI | KEDLI | KEDLI | KEDLI | KEDLI | KEDLI | KEDLI | KEDLI | KEDLI | KEDLI | KEDLI | KEDLI | KEDLI | KEDLI | KEDLI | KEDLI | KEDLI | KEDLI | KEDLI | KEDLI | KEDLI | KEDLI | KEDLI | KEDLI | KEDLI | KEDLI | KEDLI | KEDLI | KEDLI | KEDLI | KEDLI | KEDLI | KEDLI | KEDLI | KEDLI | KEDLI | KEDLI | KEDLI | KEDLI | KEDLI | KEDLI | KEDLI | KEDLI | KEDLI | KEDLI | KEDLI | KEDLI | KEDLI | KEDLI | KEDLI | KEDLI | KEDLI | KEDLI | KEDLI | KEDLI | KEDLI | KEDLI | KEDLI | KEDLI | KEDLI | NIMO E | NIMO E | NIMO E | NIMO E | NIMO E | NIMO E | NIMO E | NIMO E | NIMO E | NIMO E | NIMO E | NIMO E | NIMO E | NIMO E | NIMO E | NIMO E | NIMO E | NIMO E | NIMO E | NIMO E | NIMO E | NIMO E | NIMO E | NIMO E | NIMO E | NIMO E | NIMO E | NIMO E | NIMO E | NIMO E | NIMO E | NIMO E | NIMO E | NIMO E | NIMO E | NIMO E | NIMO E | NIMO E | NIMO E | NIMO E | NIMO E | NIMO E | NIMO E | NIMO E | NIMO E | NIMO E | NIMO E | NIMO E | NIMO E | NIMO E | NIMO E | NIMO E | NIMO E | NIMO E | NIMO E | NIMO E | NIMO E | NIMO E | NIMO E | NIMO E | NIMO E | NIMO E | NIMO E | NIMO E | NIMO E | NIMO E | NIMO E | NIMO E | NIMO E | NIMO E | NIMO E | NIMO E | NIMO E | NIMO E | NIMO E | NIMO E | NIMO E | NIMO E | NIMO E | NIMO E | NIMO E | NIMO E | NIMO E | NIMO E | NIMO E | NIMO E | NIMO E | NIMO E | NIMO E | NIMO E | NIMO E | NIMO E | NIMO E | NIMO E | NIMO E | NIMO E | NIMO E | NIMO E | NIMO E | NIMO E | NIMO E | NIMO E | NIMO E | NIMO E | NIMO E | NIMO E | NIMO E | NIMO E | NIMO E | NIMO E | NIMO E | NIMO E | NIMO E | NIMO E | NIMO E | NIMO E | NIMO E | NIMO E | NIMO E | NIMO E | NIMO E | NIMO E | NIMO E | NIMO E | NIMO E | NIMO E | NIMO E | NIMO E | NIMO E | NIMO E | NIMO E | NIMO E | NIMO E | NIMO E | NIMO E | NIMO E | NIMO E | NIMO E | NIMO E | NIMO E | NIMO E | NIMO E | NIMO E | NIMO E | NIMO E | NIMO E | NIMO E | NIMO E | NIMO E | NIMO E | NIMO E | NIMO E | NIMO E | NIMO E | NIMO E | NIMO E | NIMO E | NIMO E | NIMO E | NIMO E | NIMO E | NIMO E | NIMO E | NIMO E | NIMO E | NIMO E | NIMO E | NIMO E | NIMO E | NIMO E | NIMO E | NIMO E | NIMO E | NIMO E | NIMO E | NIMO E | NIMO E | NIMO E | NIMO E | NIMO E | NIMO E | NIMO E | NIMO E | NIMO E | NIMO E | NIMO E | NIMO E | NIMO E | NIMO E | NIMO E | NIMO E | NIMO E | NIMO E | NIMO E | NIMO E | NIMO E | NIMO E | NIMO E | NIMO E | NIMO E | NIMO E | NIMO E | NIMO E | NIMO E | NIMO E | NIMO E | NIMO E | NIMO E | NIMO E | NIMO E | NIMO E | NIMO E | NIMO E | NIMO E | NIMO E | NIMO E | NIMO E | NIMO E | NIMO E | NIMO E | NIMO E | NIMO E | NIMO E | NIMO E | NIMO E | NIMO E | NIMO E | NIMO E | NIMO E | NIMO E | NIMO E | NIMO E | NIMO E | NIMO E | NIMO E | NIMO E | NIMO E | NIMO E | NIMO E | NIMO E | NIMO E | NIMO E | NIMO E | NIMO E | NIMO E | NIMO E | NIMO E | NIMO E | NIMO E | NIMO E | NIMO E | NIMO E | NIMO E | NIMO E | NIMO E | NIMO E | NIMO E | NIMO E | NIMO E | NIMO E | NIMO E | NIMO E | NIMO E | NIMO E | NIMO E | NIMO E | NIMO E | NIMO E | NIMO E | NIMO E | NIMO E | NIMO E | NIMO E | NIMO E | NIMO E | NIMO E | NIMO E | NIMO E | NIMO E | NIMO E | NIMO E | NIMO E | NIMO E | NIMO E | NIMO E | NIMO E | NIMO E | NIMO E | NIMO E | NIMO E | NIMO E | NIMO E | NIMO E | NIMO E | NIMO E | NIMO E | NIMO E | NIMO E | NIMO E | NIMO E | NIMO E | NIMO E | NIMO E | NIMO E | NIMO E | NIMO E | NIMO E | NIMO E | NIMO E | NIMO E | NIMO E | NIMO E | NIMO E | NIMO E | NIMO E | NIMO E | NIMO E | NIMO E | NIMO E | NIMO E | NIMO E | NIMO E | NIMO E | NIMO E | NIMO E | NIMO E | NIMO E | NIMO E | NIMO E | NIMO E | NIMO E | NIMO E | NIMO E | NIMO E | NIMO E | NIMO E | NIMO E | NIMO E | NIMO E | NIMO E | NIMO E | NIMO E | NIMO E | NIMO E | NIMO E | NIMO E | NIMO E | NIMO E | NIMO E | NIMO E | NIMO E | NIMO E | NIMO E | NIMO E | NIMO E | NIMO E | NIMO E | NIMO E | NIMO E | NIMO E | NIMO E | NIMO E | NIMO E | NIMO E | NIMO E | NIMO E | NIMO E | NIMO E | NIMO E | NIMO E | NIMO E | NIMO E | NIMO E | NIMO E | NIMO E | NIMO E | NIMO E | NIMO E | NIMO E | NIMO E | NIMO E | NIMO E | NIMO E | NIMO E | NIMO E | NIMO E | NIMO E | NIMO E | NIMO E | NIMO E | NIMO E | NIMO E | NIMO E | NIMO E | NIMO E | NIMO E | NIMO E | NIMO E | NIMO E | NIMO E | NIMO E | NIMO E | NIMO E | NIMO E | NIMO E | NIMO E | NIMO E | NIMO E | NIMO E | NIMO E | NIMO E | NIMO E | NIMO E | NIMO E | NIMO E | NIMO E | NIMO E | NIMO E | NIMO E | NIMO E | NIMO E | NIMO E | NIMO E | NIMO E | NIMO E | NIMO E | NIMO E | NIMO E | NIMO E | NIMO E | NIMO E | NIMO E | NIMO E | NIMO E | NIMO E | NIMO E | NIMO E | NIMO E | NIMO E | NIMO E | NIMO E | NIMO E | NIMO E | NIMO E | NIMO E | NIMO E | NIMO E | NIMO E | NIMO E | NIMO E | NIMO E | NIMO E | NIMO E | NIMO E | NIMO E | NIMO E | NIMO E | NIMO E | NIMO E | NIMO E | NIMO E | NIMO E | NIMO E | NIMO E | NIMO E | NIMO E | NIMO E | NIMO E | NIMO E | NIMO E | NIMO E | NIMO E | NIMO E | NIMO E | NIMO E | NIMO E | NIMO E | NIMO E | NIMO E | NIMO E | NIMO E | NIMO E | NIMO E | NIMO E | NIMO E | NIMO E | NIMO E | NIMO E | NIMO E | NIMO E | NIMO E | NIMO E | NIMO E | NIMO E | NIMO E | NIMO E | NIMO E
544 | NYC | Suffolk | 4 | NYC | Albany | Buffalo | NIMO G | NIMO G | NIMO G | NIMO G | NIMO G | NIMO G | NIMO G | NIMO G | NIMO G | NIMO G | NIMO G | NIMO G | NIMO G | NIMO G | NIMO G | NIMO G | NIMO G | NIMO G | NIMO G | NIMO G | NIMO G | NIMO G | NIMO G | NIMO G | NIMO G | NIMO G | NIMO G | NIMO G | NIMO G | NIMO G | NIMO G | NIMO G | NIMO G | NIMO G | NIMO G | NIMO G | NIMO G | NIMO G | NIMO G | NIMO G | NIMO G | NIMO G | NIMO G | NIMO G | NIMO G | NIMO G | NIMO G | NIMO G | NIMO G | NIMO G | NIMO G | NIMO G | NIMO G | NIMO G | NIMO G | NIMO G | NIMO G | NIMO G | NIMO G | NIMO G | NIMO G | NIMO G | NIMO G | NIMO G | NIMO G | NIMO G | NIMO G | NIMO G | NIMO G | NIMO G | NIMO G | NIMO G | NIMO G | NIMO G | NIMO G | NIMO G | NIMO G | NIMO G | NIMO G | NIMO G | NIMO G | NIMO G | NIMO G | NIMO G | NIMO G | NIMO G | NIMO G | NIMO G | NIMO G | NIMO G | NIMO G | NIMO G | NIMO G | NIMO G | NIMO G | NIMO G | NIMO G | NIMO G | NIMO G | NIMO G | NIMO G | NIMO G | NIMO G | NIMO G | NIMO G | NIMO G | NIMO G | NIMO G | NIMO G | NIMO G | NIMO G | NIMO G | NIMO G | NIMO G | NIMO G | NIMO G | NIMO G | NIMO G | NIMO G | NIMO G | NIMO G | NIMO G | NIMO G | NIMO G | NIMO G | NIMO G | NIMO G | NIMO G | NIMO G | NIMO G | NIMO G | NIMO G | NIMO G | NIMO G | NIMO G | NIMO G | NIMO G | NIMO G | NIMO G | NIMO G | NIMO G | NIMO G | NIMO G | NIMO G | NIMO G | NIMO G | NIMO G | NIMO G | NIMO G | NIMO G | NIMO G | NIMO G | NIMO G | NIMO G | NIMO G | NIMO G | NIMO G | NIMO G | NIMO G | NIMO G | NIMO G | NIMO G | NIMO G | NIMO G | NIMO G | NIMO G | NIMO G | NIMO G | NIMO G | NIMO G | NIMO G | NIMO G | NIMO G | NIMO G | NIMO G | NIMO G | NIMO G | NIMO G | NIMO G | NIMO G | NIMO G | NIMO G | NIMO G | NIMO G | NIMO G | NIMO G | NIMO G | NIMO G | NIMO G | NIMO G | NIMO G | NIMO G | NIMO G | NIMO G | NIMO G | NIMO G | NIMO G | NIMO G | NIMO G | NIMO G | NIMO G | NIMO G | NIMO G | NIMO G | NIMO G | NIMO G | NIMO G | NIMO G | NIMO G | NIMO G | NIMO G | NIMO G | NIMO G | NIMO G | NIMO G | NIMO G | NIMO G | NIMO G | NIMO G | NIMO G | NIMO G | NIMO G | NIMO G | NIMO G | NIMO G | NIMO G | NIMO G | NIMO G | NIMO G | NIMO G | NIMO G | NIMO G | NIMO G | NIMO G | NIMO G | NIMO G | NIMO G | NIMO G | NIMO G | NIMO G | NIMO G | NIMO G | NIMO G | NIMO G | NIMO G | NIMO G | NIMO G | NIMO G | NIMO G | NIMO G | NIMO G | NIMO G | NIMO G | NIMO G | NIMO G | NIMO G | NIMO G | NIMO G | NIMO G | NIMO G | NIMO G | NIMO G | NIMO G | NIMO G | NIMO G | NIMO G | NIMO G | NIMO G | NIMO G | NIMO G | NIMO G | NIMO G | NIMO G | NIMO G | NIMO G | NIMO G | NIMO G | NIMO G | NIMO G | NIMO G | NIMO G | NIMO G | NIMO G | NIMO G | NIMO G | NIMO G | NIMO G | NIMO G | NIMO G | NIMO G | NIMO G | NIMO G | NIMO G | NIMO G | NIMO G | NIMO G | NIMO G | NIMO G | NIMO G | NIMO G | NIMO G | NIMO G | NIMO G | NIMO G | NIMO G | NIMO G | NIMO G | NIMO G | NIMO G | NIMO G | NIMO G | NIMO G | NIMO G | NIMO G | NIMO G | NIMO G | NIMO G | NIMO G | NIMO G | NIMO G | NIMO G | NIMO G | NIMO G | NIMO G | NIMO G | NIMO G | NIMO G | NIMO G | NIMO G | NIMO G | NIMO G | NIMO G | NIMO G | NIMO G | NIMO G | NIMO G | NIMO G | NIMO G | NIMO G | NIMO G | NIMO G | NIMO G | NIMO G | NIMO G | NIMO G | NIMO G | NIMO G | NIMO G | NIMO G | NIMO G | NIMO G | NIMO G | NIMO G | NIMO G | NIMO G | NIMO G | NIMO G | NIMO G | NIMO G | NIMO G | NIMO G | NIMO G | NIMO G | NIMO G | NIMO G | NIMO G | NIMO G | NIMO G | NIMO G | NIMO G | NIMO G | NIMO G | NIMO G | NIMO G | NIMO G | NIMO G | NIMO G | NIMO G | NIMO G | NIMO G | NIMO G | NIMO G | NIMO G | NIMO G | NIMO G | NIMO G | NIMO G | NIMO G | NIMO G | NIMO G | NIMO G | NIMO G | NIMO G | NIMO G | NIMO G | NIMO G | NIMO G | NIMO G | NIMO G | NIMO G | NIMO G | NIMO G | NIMO G | NIMO G | NIMO G | NIMO G | NIMO G | NIMO G | NIMO G | NIMO G | NIMO G | NIMO G | NIMO G | NIMO G | NIMO G | NIMO G | NIMO G | NIMO G | NIMO G | NIMO G | NIMO G | NIMO G | NIMO G | NIMO G | NIMO G | NIMO G | NIMO G | NIMO G | NIMO G | NIMO G | NIMO G | NIMO G | NIMO G | NIMO G | NIMO G | NIMO G | NIMO G | NIMO G | NIMO G | NIMO G | NIMO G | NIMO G | NIMO G | NIMO G | NIMO G | NIMO G | NIMO G | NIMO G | NIMO G | NIMO G | NIMO G | NIMO G | NIMO G | NIMO G | NIMO G | NIMO G | NIMO G | NIMO G | NIMO G | NIMO G | NIMO G | NIMO G | NIMO G | NIMO G | NIMO G | NIMO G | NIMO G | NIMO G | NIMO G | NIMO G | NIMO G | NIMO G | NIMO G | NIMO G | NIMO G | NIMO G | NIMO G | NIMO G | NIMO G | NIMO G | NIMO G | NIMO G | NIMO G | NIMO G | NIMO G | NIMO G | NIMO G | NIMO G | NIMO G | NIMO G | NIMO G | NIMO G | NIMO G | NIMO G | NIMO G | NIMO G | NIMO G | NIMO G | NIMO G | NIMO G | NIMO G | NIMO G | NIMO G | NIMO G | NIMO G | NIMO G | NIMO G | NIMO G | NIMO G | NIMO G | NIMO G | NIMO G | NIMO G | NIMO G | NIMO G | NIMO G | NIMO G | NIMO G | NIMO G | NIMO G | NIMO G | NIMO G | NIMO G | NIMO G | NIMO G | NIMO G | NIMO G | NIMO G | NIMO G | NIMO G | NIMO G | NIMO G | NIMO G | NIMO G | NIMO G | NIMO G | NIMO G | NIMO G | NIMO G | NIMO G | NIMO G | NIMO G | NIMO G | NIMO G | NIMO G | NIMO G | NIMO G | NIMO G | NIMO G | NIMO G | NIMO G | NIMO G | NIMO G | NIMO G | NIMO G | NIMO G | NIMO G | NIMO G | NIMO G | NIMO G | NIMO G | NIMO G | NIMO G | NIMO G | NIMO G | NIMO G | NIMO G | NIMO G | NIMO G | NIMO G | NIMO G | NIMO G | NIMO G | NIMO G | NIMO G | NIMO G | NIMO G | NIMO G | NIMO G | NIMO G | NIMO G | NIMO G | NIMO G | NIMO G | NIMO G | NIMO G | NIMO G | NIMO G | NIMO G | NIMO G | NIMO G | NIMO G | NIMO G | NIMO G | NIMO G | NIMO G | NIMO G | NIMO G | NIMO G | NIMO G | NIMO G | NIMO G | NIMO G | NIMO G | NIMO G | NIMO G | NIMO G | NIMO G | NIMO G | NIMO G | NIMO G | NIMO G | NIMO G | NIMO G | NIMO G | NIMO G | NIMO G | NIMO G | NIMO G | NIMO G | NIMO G | NIMO G | NIMO G | NIMO G | NIMO G | NIMO G | NIMO G | NIMO G | NIMO G | NIMO G | NIMO G | NIMO G | NIMO G | NIMO G | NIMO G | NIMO G | NIMO G | NIMO G | NIMO G | NIMO G | NIMO G | NIMO G | NIMO G | NIMO G | NIMO G | NIMO G | NIMO G | NIMO G | NIMO G | NIMO G | NIMO G | NIMO G | NIMO G | NIMO G | NIMO G | NIMO G | NIMO G | NIMO G | NIMO G | NIMO G | NIMO G | NIMO G | NIMO G | NIMO G | NIMO G | NIMO G | NIMO G | NIMO G | NIMO G | NIMO G | NIMO G | NIMO G | NIMO G | NIMO G | NIMO G | NIMO G | NIMO G | NIMO G | NIMO G | NIMO G | NIMO G | NIMO G | NIMO G | NIMO G | NIMO G | NIMO G | NIMO G | NIMO G | NIMO G | NIMO G | NIMO G | NIMO G | NIMO G | NIMO G | NIMO G | NIMO G | NIMO G | NIMO G | NIMO G | NIMO G | NIMO G | NIMO G | NIMO G | NIMO G | NIMO G | NIMO G | NIMO G | NIMO G | NIMO G | NIMO G | NIMO G | NIMO G | NIMO G | NIMO G | NIMO G | NIMO G | NIMO G | NIMO G | NIMO G | NIMO G | NIMO G | NIMO G | NIMO G | NIMO G | NIMO G | NIMO G | NIMO G | NIMO G | NIMO G | NIMO G | NIMO G | NIMO G | NIMO G | NIMO G | NIMO G | NIMO G | NIMO G | NIMO G | NIMO G | NIMO G | NIMO G | NIMO G | NIMO G | NIMO G | NIMO G | NIMO G | NIMO G | NIMO G | NIMO G | NIMO G | NIMO G | NIMO G | NIMO G | NIMO G | NIMO G | NIMO G | NIMO G | NIMO G | NIMO G | NIMO G | NIMO G | NIMO G | NIMO G | NIMO G | NIMO G | NIMO G | NIMO G | NIMO G | NIMO G | NIMO G | NIMO G | NIMO G | NIMO G | NIMO G | NIMO G | NIMO G | NIMO G | NIMO G | NIMO G | NIMO G | NIMO G | NIMO G | NIMO G | NIMO G | NIMO G | NIMO G | NIMO G | NIMO G | NIMO G | NIMO G | NIMO G | NIMO G | NIMO G | NIMO G | NIMO G | NIMO G | NIMO G | NIMO G | NIMO G | NIMO G | NIMO G | NIMO G | NIMO G | NIMO G | NIMO G | NIMO G | NIMO G | NIMO G | NIMO G | NIMO G | NIMO G | NIMO G | NIMO G | NIMO G | NIMO G | NIMO G | NIMO G | NIMO G | NIMO G | NIMO G | NIMO G | NIMO G | NIMO G | NIMO G | NIMO G | NIMO G | NIMO G | NIMO G | NIMO G | NIMO G | NIMO G | NIMO G | NIMO G | NIMO G | NIMO G | NIMO G | NIMO G | NIMO G | NIMO G | NIMO G | NIMO G | NIMO G | NIMO G | NIMO G | NIMO G | NIMO G | NIMO G | NIMO G | NIMO G | NIMO G | NIMO G | NIMO G | NIMO G | NIMO G | NIMO G | NIMO G | NIMO G | NIMO G | NIMO G | NIMO G | NIMO G | NIMO G | NIMO G | NIMO G | NIMO G | NIMO G | NIMO G | NIMO G | NIMO G | NIMO G | NIMO G | NIMO G | NIMO G | NIMO G | NIMO G | NIMO G | NIMO G | NIMO G | NIMO G | NIMO G | NIMO G | NIMO G | NIMO G | NIMO G | NIMO G | NIMO G | NIMO G | NIMO G | NIMO G | NIMO G | NIMO G | NIMO G | NIMO G | NIMO G | NIMO G | NIMO G | NIMO G | NIMO G | NIMO G | NIMO G | NIMO G | NIMO G | NIMO G | NIMO G | NIMO G | NIMO G | NIMO G | NIMO G | NIMO G | NIMO G | NIMO G | NIMO G | NIMO G | NIMO G | NIMO G | NIMO G | NIMO G | NIMO G | NIMO G | NIMO G | NIMO G | NIMO G | NIMO G | NIMO G | NIMO G | NIMO G | NIMO G | NIMO G | NIMO G | NIMO G | NIMO G | NIMO G | NIMO G | NIMO G | NIMO G | NIMO G | NIMO G | NIMO G | NIMO G | NIMO G | NIMO G | NIMO G | NIMO G | NIMO G | NIMO G | NIMO G | NIMO G | NIMO G | NIMO G | NIMO G | NIMO G | NIMO G | NIMO G | NIMO G | NIMO G | NIMO G | NIMO G | NIMO G | NIMO G | NIMO G | NIMO G | NIMO G | NIMO G | NIMO G | NIMO G | NIMO G | NIMO G | NIMO G | NIMO G | NIMO G | NIMO G | NIMO G | NIMO G | NIMO G | NIMO G | NIMO G | NIMO G | NIMO G | NIMO G | NIMO G | NIMO G | NIMO G | NIMO G | NIMO G | NIMO G | NIMO G | NIMO G | NIMO G | NIMO G | NIMO G | NIMO G | NIMO G | NIMO G | NIMO G | NIMO G | NIMO G | NIMO G | NIMO G | NIMO G | NIMO G | NIMO G | NIMO G | NIMO G | NIMO G | NIMO G | NIMO G | NIMO G | NIMO G | NIMO G | NIMO G | NIMO G | NIMO G | NIMO G | NIMO G | NIMO G | NIMO G | NIMO G | NIMO G | NIMO G | NIMO G | NIMO G | NIMO G | NIMO G | NIMO G | NIMO G | NIMO G | NIMO G | NIMO G | NIMO G | NIMO G | NIMO G | NIMO G | NIMO G | NIMO G | NIMO G | NIMO G | NIMO G | NIMO G | NIMO G | NIMO G | NIMO G | NIMO G | NIMO G | KEDNY | KEDNY | KEDNY | KEDNY | KEDNY | KEDNY | KEDNY | KEDNY | KEDNY | KEDNY | KEDNY | KEDNY | KEDNY | KEDNY | KEDNY | KEDNY | KEDNY | KEDNY | KEDNY | KEDNY | KEDNY | KEDNY | KEDNY | KEDNY | KEDNY | KEDNY | KEDNY | KEDNY | KEDNY | KEDNY | KEDNY | KEDNY | KEDNY | KEDNY | KEDNY | KEDNY | KEDNY | KEDNY | KEDNY | KEDNY | KEDNY | KEDNY | KEDNY | KEDNY | KEDNY | KEDNY | KEDNY | KEDNY | KEDNY | KEDNY | KEDNY | KEDNY | KEDNY | KEDNY | KEDNY | KEDNY | KEDNY | KEDNY | KEDNY | KEDNY | KEDNY | KEDNY | KEDNY | KEDNY | KEDNY | KEDNY | KEDNY | KEDNY | KEDNY | KEDNY | KEDNY | KEDNY | KEDNY | KEDNY | KEDNY | KEDNY | KEDNY | KEDNY | KEDNY | KEDNY | KEDNY | KEDNY | KEDNY | KEDNY | KEDNY | KEDNY | KEDNY | KEDNY | KEDNY | KEDNY | KEDNY | KEDNY | KEDNY | KEDNY | KEDNY | KEDNY | KEDNY | KEDNY | KEDNY | KEDNY | KEDNY | KEDNY | KEDNY | KEDNY | KEDNY | KEDNY | KEDNY | KEDNY | KEDNY | KEDNY | KEDNY | KEDNY | KEDNY | KEDNY | KEDNY | KEDNY | KEDNY | KEDNY | KEDNY | KEDNY | KEDNY | KEDNY | KEDNY | KEDNY | KEDNY | KEDNY | KEDNY | KEDNY | KEDNY | KEDNY | KEDNY | KEDNY | KEDNY | KEDNY | KEDNY | KEDNY | KEDNY | KEDNY | KEDNY | KEDNY | KEDNY | KEDNY | KEDNY | KEDNY | KEDNY | KEDNY | KEDNY | KEDNY | KEDNY | KEDNY | KEDNY | KEDNY | KEDNY | KEDNY | KEDNY | KEDNY | KEDNY | KEDNY | KEDNY | KEDNY | KEDNY | KEDNY | KEDNY | KEDNY | KEDNY | KEDNY | KEDNY | KEDNY | KEDNY | KEDNY | KEDNY | KEDNY | KEDNY | KEDNY | KEDNY | KEDNY | KEDNY | KEDNY | KEDNY | KEDNY | KEDNY | KEDNY | KEDNY | KEDNY | KEDNY | KEDNY | KEDNY | KEDNY | KEDNY | KEDNY | KEDNY | KEDNY | KEDNY | KEDNY | KEDNY | KEDNY | KEDNY | KEDNY | KEDNY | KEDNY | KEDNY | KEDNY | KEDNY | KEDNY | KEDNY | KEDNY | KEDNY | KEDNY | KEDNY | KEDNY | KEDNY | KEDNY | KEDNY | KEDNY | KEDNY | KEDNY | KEDNY | KEDNY | KEDNY | KEDNY | KEDNY | KEDNY | KEDNY | KEDNY | KEDNY | KEDNY | KEDNY | KEDNY | KEDNY | KEDNY | KEDNY | KEDNY | KEDNY | KEDNY | KEDNY | KEDNY | KEDNY | KEDNY | KEDNY | KEDNY | KEDNY | KEDNY | KEDNY | KEDNY | KEDNY | KEDNY | KEDNY | KEDNY | KEDNY | KEDNY | KEDNY | KEDNY | KEDNY | KEDNY | KEDNY | KEDNY | KEDNY | KEDNY | KEDNY | KEDNY | KEDNY | KEDNY | KEDNY | KEDNY | KEDNY | KEDNY | KEDNY | KEDNY | KEDNY | KEDNY | KEDNY | KEDNY | KEDNY | KEDNY | KEDNY | KEDNY | KEDNY | KEDNY | KEDNY | KEDNY | KEDNY | KEDNY | KEDNY | KEDNY | KEDNY | KEDNY | KEDNY | KEDNY | KEDNY | KEDNY | KEDNY | KEDNY | KEDNY | KEDNY | KEDNY | KEDNY | KEDNY | KEDNY | KEDNY | KEDNY | KEDNY | KEDNY | KEDNY | KEDNY | KEDNY | KEDNY | KEDNY | KEDNY | KEDNY | KEDNY | KEDNY | KEDNY | KEDNY | KEDNY | KEDNY | KEDNY | KEDNY | KEDNY | KEDNY | KEDNY | KEDNY | KEDNY | KEDNY | KEDNY | KEDNY | KEDNY | KEDNY | KEDNY | KEDNY | KEDNY | KEDNY | KEDNY | KEDNY | KEDNY | KEDNY | KEDNY | KEDNY | KEDNY | KEDNY | KEDNY | KEDNY | KEDNY | KEDNY | KEDNY | KEDNY | KEDNY | KEDNY | KEDNY | KEDNY | KEDNY | KEDNY | KEDNY | KEDNY | KEDNY | KEDNY | KEDNY | KEDNY | KEDNY | KEDNY | KEDNY | KEDNY | KEDNY | KEDNY | KEDNY | KEDNY | KEDNY | KEDNY | KEDNY | KEDNY | KEDNY | KEDNY | KEDNY | KEDNY | KEDNY | KEDNY | KEDNY | KEDNY | KEDNY | KEDNY | KEDNY | KEDNY | KEDNY | KEDNY | KEDNY | KEDNY | KEDNY | KEDNY | KEDNY | KEDNY | KEDNY | KEDNY | KEDNY | KEDNY | KEDNY | KEDNY | KEDNY | KEDNY | KEDNY | KEDNY | KEDNY | KEDNY | KEDNY | KEDNY | KEDNY | KEDNY | KEDNY | KEDNY | KEDNY | KEDNY | KEDNY | KEDNY | KEDNY | KEDNY | KEDNY | KEDNY | KEDNY | KEDNY | KEDNY | KEDNY | KEDNY | KEDNY | KEDNY | KEDNY | KEDNY | KEDNY | KEDNY | KEDNY | KEDNY | KEDNY | KEDNY | KEDNY | KEDNY | KEDNY | KEDNY | KEDNY | KEDNY | KEDNY | KEDNY | KEDNY | KEDNY | KEDNY | KEDNY | KEDNY | KEDNY | KEDNY | KEDNY | KEDNY | KEDNY | KEDNY | KEDNY | KEDNY | KEDNY | KEDNY | KEDNY | KEDNY | KEDNY | KEDNY | KEDNY | KEDNY | KEDNY | KEDNY | KEDNY | KEDNY | KEDNY | KEDNY | KEDNY | KEDNY | KEDNY | KEDNY | KEDNY | KEDNY | KEDNY | KEDNY | KEDNY | KEDNY | KEDNY | KEDNY | KEDNY | KEDNY | KEDNY | KEDNY | KEDNY | KEDNY | KEDNY | KEDNY | KEDNY | KEDNY | KEDNY | KEDNY | KEDNY | KEDNY | KEDNY | KEDNY | KEDNY | KEDNY | KEDNY | KEDNY | KEDNY | KEDNY | KEDNY | KEDNY | KEDNY | KEDNY | KEDNY | KEDNY | KEDNY | KEDNY | KEDNY | KEDNY | KEDNY | KEDNY | KEDNY | KEDNY | KEDNY | KEDNY | KEDNY | KEDNY | KEDNY | KEDNY | KEDNY | KEDNY | KEDNY | KEDNY | KEDNY | KEDNY | KEDNY | KEDNY | KEDNY | KEDNY | KEDNY | KEDNY | KEDNY | KEDNY | KEDNY | KEDNY | KEDNY | KEDNY | KEDNY | KEDNY | KEDNY | KEDNY | KEDNY | KEDNY | KEDNY | KEDNY | KEDNY | KEDNY | KEDNY | KEDNY | KEDNY | KEDNY | KEDNY | KEDNY | KEDNY | KEDNY | KEDNY | KEDNY | KEDNY | KEDNY | KEDNY | KEDNY | KEDNY | KEDNY | KEDNY | KEDNY | KEDNY | KEDNY | KEDNY | KEDNY | KEDNY | KEDNY | KEDNY | KEDNY | KEDNY | KEDNY | KEDNY | KEDNY | KEDNY | KEDNY | KEDNY | KEDNY | KEDNY | KEDNY | KEDNY | KEDNY | KEDNY | KEDNY | KEDNY | KEDNY | KEDNY | KEDNY | KEDNY | KEDNY | KEDNY | KEDNY | KEDNY | KEDNY | KEDNY | KEDNY | KEDNY | KEDNY | KEDNY | KEDNY | KEDNY | KEDNY | KEDNY | KEDNY | KEDNY | KEDNY | KEDNY | KEDNY | KEDNY | KEDNY | KEDNY | KEDNY | KEDNY | KEDNY | KEDNY | KEDNY | KEDNY | KEDNY | KEDNY | KEDNY | KEDNY | KEDNY | KEDNY | KEDNY | KEDNY | KEDNY | KEDNY | KEDNY | KEDNY | KEDNY | KEDNY | KEDNY | KEDNY | KEDNY | KEDNY | KEDNY | KEDNY | KEDNY | KEDNY | KEDNY | KEDNY | KEDNY | KEDNY | KEDNY | KEDNY | KEDNY | KEDNY | KEDNY | KEDNY | KEDNY | KEDNY | KEDNY | KEDNY | KEDNY | KEDNY | KEDNY | KEDNY | KEDNY | KEDNY | KEDNY | KEDNY | KEDNY | KEDNY | KEDNY | KEDNY | KEDNY | NIMO G | NIMO G | NIMO G | NIMO G | NIMO G | NIMO G | NIMO G | NIMO G | NIMO G | NIMO G | NIMO G | NIMO G | NIMO G | NIMO G | NIMO G | NIMO G | NIMO G | NIMO G | NIMO G | NIMO G | NIMO G | NIMO G | NIMO G | NIMO G | NIMO G | NIMO G | NIMO G | NIMO G | NIMO G | NIMO G | NIMO G | NIMO G | NIMO G | NIMO G | NIMO G | NIMO G | NIMO G | NIMO G | NIMO G | NIMO G | NIMO G | NIMO G | NIMO G | NIMO G | NIMO G | NIMO G | NIMO G | NIMO G | NIMO G | NIMO G | NIMO G | NIMO G | NIMO G | NIMO G | NIMO G | NIMO G | NIMO G | NIMO G | NIMO G | NIMO G | NIMO G | NIMO G | NIMO G | NIMO G | NIMO G | NIMO G | NIMO G | NIMO G | NIMO G | NIMO G | NIMO G | NIMO G | NIMO G | NIMO G | NIMO G | NIMO G | NIMO G | NIMO G | NIMO G | NIMO G | NIMO G | NIMO G | NIMO G | NIMO G | NIMO G | NIMO G | NIMO G | NIMO G | NIMO G | NIMO G | NIMO G | NIMO G | NIMO G | NIMO G | NIMO G | NIMO G | NIMO G | NIMO G | NIMO G | NIMO G | NIMO G | NIMO G | NIMO G | NIMO G | NIMO G | NIMO G | NIMO G | NIMO G | NIMO G | NIMO G | NIMO G | NIMO G | NIMO G | NIMO G | NIMO G | NIMO G | NIMO G | NIMO G | NIMO G | NIMO G | NIMO G | NIMO G | NIMO G | NIMO G | NIMO G | NIMO G | NIMO G | NIMO G | NIMO G | NIMO G | NIMO G | NIMO G | NIMO G | NIMO G | NIMO G | NIMO G | NIMO G | NIMO G | NIMO G | NIMO G | NIMO G | NIMO G | NIMO G | NIMO G | NIMO G | NIMO G | NIMO G | NIMO G | NIMO G | NIMO G | NIMO G | NIMO G | NIMO G | NIMO G | NIMO G | NIMO G | NIMO G | NIMO G | NIMO G | NIMO G | NIMO G | NIMO G | NIMO G | NIMO G | NIMO G | NIMO G | NIMO G | NIMO G | NIMO G | NIMO G | NIMO G | NIMO G | NIMO G | NIMO G | NIMO G | NIMO G | NIMO G | NIMO G | NIMO G | NIMO G | NIMO G | NIMO G | NIMO G | NIMO G | NIMO G | NIMO G | NIMO G | NIMO G | NIMO G | NIMO G | NIMO G | NIMO G | NIMO G | NIMO G | NIMO G | NIMO G | NIMO G | NIMO G | NIMO G | NIMO G | NIMO G | NIMO G | NIMO G | NIMO G | NIMO G | NIMO G | NIMO G | NIMO G | NIMO G | NIMO G | NIMO G | NIMO G | NIMO G | NIMO G | NIMO G | NIMO G | NIMO G | NIMO G | NIMO G | NIMO G | NIMO G | NIMO G | NIMO G | NIMO G | NIMO G | NIMO G | NIMO G | NIMO G | NIMO G | NIMO G | NIMO G | NIMO G | NIMO G | NIMO G | NIMO G | NIMO G | NIMO G | NIMO G | NIMO G | NIMO G | NIMO G | NIMO G | NIMO G | NIMO G | NIMO G | NIMO G | NIMO G | NIMO G | NIMO G | NIMO G | NIMO G | NIMO G | NIMO G | NIMO G | NIMO G | NIMO G | NIMO G | NIMO G | NIMO G | NIMO G | NIMO G | NIMO G | NIMO G | NIMO G | NIMO G | NIMO G | NIMO G | NIMO G | NIMO G | NIMO G | NIMO G | NIMO G | NIMO G | NIMO G | NIMO G | NIMO G | NIMO G | NIMO G | NIMO G | NIMO G | NIMO G | NIMO G | NIMO G | NIMO G | NIMO G | NIMO G | NIMO G | NIMO G | NIMO G | NIMO G | NIMO G | NIMO G | NIMO G | NIMO G | NIMO G | NIMO G | NIMO G | NIMO G | NIMO G | NIMO G | NIMO G | NIMO G | NIMO G | NIMO G | NIMO G | NIMO G | NIMO G | NIMO G | NIMO G | NIMO G | NIMO G | NIMO G | NIMO G | NIMO G | NIMO G | NIMO G | NIMO G | NIMO G | NIMO G | NIMO G | NIMO G | NIMO G | NIMO G | NIMO G | NIMO G | NIMO G | NIMO G | NIMO G | NIMO G | NIMO G | NIMO G | NIMO G | NIMO G | NIMO G | NIMO G | NIMO G | NIMO G | NIMO G | NIMO G | NIMO G | NIMO G | NIMO G | NIMO G | NIMO G | NIMO G | NIMO G | NIMO G | NIMO G | NIMO G | NIMO G | NIMO G | NIMO G | NIMO G | NIMO G | NIMO G | NIMO G | NIMO G | NIMO G | NIMO G | NIMO G | NIMO G | NIMO G | NIMO G | NIMO G | NIMO G | NIMO G | NIMO G | NIMO G | NIMO G | NIMO G | NIMO G | NIMO G | NIMO G | NIMO G | NIMO G | NIMO G | NIMO G | NIMO G | NIMO G | NIMO G | NIMO G | NIMO G | NIMO G | NIMO G | NIMO G | NIMO G | NIMO G | NIMO G | NIMO G | NIMO G | NIMO G | NIMO G | NIMO G | NIMO G | NIMO G | NIMO G | NIMO G | NIMO G | NIMO G | NIMO G | NIMO G | NIMO G | NIMO G | NIMO G | NIMO G | NIMO G | NIMO G | NIMO G | NIMO G | NIMO G | NIMO G | NIMO G | NIMO G | NIMO G | NIMO G | NIMO G | NIMO G | NIMO G | NIMO G | NIMO G | NIMO G | NIMO G | NIMO G | NIMO G | NIMO G | NIMO G | NIMO G | NIMO G | NIMO G | NIMO G | NIMO G | NIMO G | NIMO G | NIMO G | NIMO G | NIMO G | NIMO G | NIMO G | NIMO G | NIMO G | NIMO G | NIMO G | NIMO G | NIMO G | NIMO G | NIMO G | NIMO G | NIMO G | NIMO G | NIMO G | NIMO G | NIMO G | NIMO G | NIMO G | NIMO G | NIMO G | NIMO G | NIMO G | NIMO G | NIMO G | NIMO G | NIMO G | NIMO G | NIMO G | NIMO G | NIMO G | NIMO G | NIMO G | NIMO G | NIMO G | NIMO G | NIMO G | NIMO G | NIMO G | NIMO G | NIMO G | NIMO G | NIMO G | NIMO G | NIMO G | NIMO G | NIMO G | NIMO G | NIMO G | NIMO G | NIMO G | NIMO G | NIMO G | NIMO G | NIMO G | NIMO G | NIMO G | NIMO G | NIMO G | NIMO G | NIMO G | NIMO-G
6390 | NYC | Suffolk | 4 | NYC | Binghamton | Massena
10001 | NYC | New York | 4 | NYC | Buffalo | Buffalo
10002 | NYC | New York | 4 | NYC | Massena | Massena
10003 | NYC | New York | 4 | NYC | NYC | NYC
10004 | NYC | New York | 4 | NYC | Poughkeepsie | Buffalo
10005 | NYC | New York | 4 | NYC | Syracuse | Buffalo
10006 | NYC | New York | 4 | NYC
10007 | NYC | New York | 4 | NYC
10008 | NYC | New York | 4 | NYC
10009 | NYC | New York | 4 | NYC
10010 | NYC | New York | 4 | NYC
10011 | NYC | New York | 4 | NYC
10012 | NYC | New York | 4 | NYC
10013 | NYC | New York | 4 | NYC
10014 | NYC | New York | 4 | NYC
10015 | NYC | New York | 4 | NYC
10016 | NYC | New York | 4 | NYC
10017 | NYC | New York | 4 | NYC
10018 | NYC | New York | 4 | NYC
10019 | NYC | New York | 4 | NYC
10020 | NYC | New York | 4 | NYC
10021 | NYC | New York | 4 | NYC
10022 | NYC | New York | 4 | NYC
10023 | NYC | New York | 4 | NYC
10024 | NYC | New York | 4 | NYC
10025 | NYC | New York | 4 | NYC
10026 | NYC | New York | 4 | NYC
10027 | NYC | New York | 4 | NYC
10028 | NYC | New York | 4 | NYC
10029 | NYC | New York | 4 | NYC
10030 | NYC | New York | 4 | NYC
10031 | NYC | New York | 4 | NYC
10032 | NYC | New York | 4 | NYC
10033 | NYC | New York | 4 | NYC
10034 | NYC | New York | 4 | NYC
10035 | NYC | New York | 4 | NYC
10036 | NYC | New York | 4 | NYC
10037 | NYC | New York | 4 | NYC
10038 | NYC | New York | 4 | NYC
10039 | NYC | New York | 4 | NYC
10040 | NYC | New York | 4 | NYC
10041 | NYC | New York | 4 | NYC
10043 | NYC | New York | 4 | NYC
10044 | NYC | New York | 4 | NYC
10045 | NYC | New York | 4 | NYC
10046 | NYC | New York | 4 | NYC
10047 | NYC | New York | 4 | NYC
10048 | NYC | New York | 4 | NYC
10055 | NYC | New York | 4 | NYC
10060 | NYC | New York | 4 | NYC
10065 | NYC | New York | 4 | NYC
10069 | NYC | New York | 4 | NYC
10072 | NYC | New York | 4 | NYC
10075 | NYC | New York | 4 | NYC
10079 | NYC | New York | 4 | NYC
10080 | NYC | New York | 4 | NYC
10081 | NYC | New York | 4 | NYC
10082 | NYC | New York | 4 | NYC
10087 | NYC | New York | 4 | NYC
10090 | NYC | New York | 4 | NYC
10094 | NYC | New York | 4 | NYC
10095 | NYC | New York | 4 | NYC
10096 | NYC | New York | 4 | NYC
10098 | NYC | New York | 4 | NYC
10099 | NYC | New York | 4 | NYC
10101 | NYC | New York | 4 | NYC
10102 | NYC | New York | 4 | NYC
10103 | NYC | New York | 4 | NYC
10104 | NYC | New York | 4 | NYC
10105 | NYC | New York | 4 | NYC
10106 | NYC | New York | 4 | NYC
10107 | NYC | New York | 4 | NYC
10108 | NYC | New York | 4 | NYC
10109 | NYC | New York | 4 | NYC
10110 | NYC | New York | 4 | NYC
10111 | NYC | New York | 4 | NYC
10112 | NYC | New York | 4 | NYC
10113 | NYC | New York | 4 | NYC
10114 | NYC | New York | 4 | NYC
10115 | NYC | New York | 4 | NYC
10116 | NYC | New York | 4 | NYC
10117 | NYC | New York | 4 | NYC
10118 | NYC | New York | 4 | NYC
10119 | NYC | New York | 4 | NYC
10120 | NYC | New York | 4 | NYC
10121 | NYC | New York | 4 | NYC
10122 | NYC | New York | 4 | NYC
10123 | NYC | New York | 4 | NYC
10124 | NYC | New York | 4 | NYC
10125 | NYC | New York | 4 | NYC
10126 | NYC | New York | 4 | NYC
10128 | NYC | New York | 4 | NYC
10129 | NYC | New York | 4 | NYC
10130 | NYC | New York | 4 | NYC
10131 | NYC | New York | 4 | NYC
10132 | NYC | New York | 4 | NYC
10133 | NYC | New York | 4 | NYC
10138 | NYC | New York | 4 | NYC
10149 | NYC | New York | 4 | NYC
10150 | NYC | New York | 4 | NYC
10151 | NYC | New York | 4 | NYC
10152 | NYC | New York | 4 | NYC
10153 | NYC | New York | 4 | NYC
10154 | NYC | New York | 4 | NYC
10155 | NYC | New York | 4 | NYC
10156 | NYC | New York | 4 | NYC
10157 | NYC | New York | 4 | NYC
10158 | NYC | New York | 4 | NYC
10159 | NYC | New York | 4 | NYC
10160 | NYC | New York | 4 | NYC
10161 | NYC | New York | 4 | NYC
10162 | NYC | New York | 4 | NYC
10163 | NYC | New York | 4 | NYC
10164 | NYC | New York | 4 | NYC
10165 | NYC | New York | 4 | NYC
10166 | NYC | New York | 4 | NYC
10167 | NYC | New York | 4 | NYC
10168 | NYC | New York | 4 | NYC
10169 | NYC | New York | 4 | NYC
10170 | NYC | New York | 4 | NYC
10171 | NYC | New York | 4 | NYC
10172 | NYC | New York | 4 | NYC
10173 | NYC | New York | 4 | NYC
10174 | NYC | New York | 4 | NYC
10175 | NYC | New York | 4 | NYC
10176 | NYC | New York | 4 | NYC
10177 | NYC | New York | 4 | NYC
10178 | NYC | New York | 4 | NYC
10179 | NYC | New York | 4 | NYC
10184 | NYC | New York | 4 | NYC
10185 | NYC | New York | 4 | NYC
10196 | NYC | New York | 4 | NYC
10197 | NYC | New York | 4 | NYC
10199 | NYC | New York | 4 | NYC
10200 | NYC | New York | 4 | NYC
10203 | NYC | New York | 4 | NYC
10211 | NYC | New York | 4 | NYC
10212 | NYC | New York | 4 | NYC
10213 | NYC | New York | 4 | NYC
10242 | NYC | New York | 4 | NYC
10249 | NYC | New York | 4 | NYC
10256 | NYC | New York | 4 | NYC
10257 | NYC | New York | 4 | NYC
10258 | NYC | New York | 4 | NYC
10259 | NYC | New York | 4 | NYC
10260 | NYC | New York | 4 | NYC
10261 | NYC | New York | 4 | NYC
10265 | NYC | New York | 4 | NYC
10268 | NYC | New York | 4 | NYC
10269 | NYC | New York | 4 | NYC
10270 | NYC | New York | 4 | NYC
10271 | NYC | New York | 4 | NYC
10272 | NYC | New York | 4 | NYC
10273 | NYC | New York | 4 | NYC
10274 | NYC | New York | 4 | NYC
10275 | NYC | New York | 4 | NYC
10276 | NYC | New York | 4 | NYC
10277 | NYC | New York | 4 | NYC
10278 | NYC | New York | 4 | NYC
10279 | NYC | New York | 4 | NYC
10280 | NYC | New York | 4 | NYC
10281 | NYC | New York | 4 | NYC
10282 | NYC | New York | 4 | NYC
10285 | NYC | New York | 4 | NYC
10286 | NYC | New York | 4 | NYC
10292 | NYC | New York | 4 | NYC
10301 | NYC | Richmond | 4 | NYC
10302 | NYC | Richmond | 4 | NYC
10303 | NYC | Richmond | 4 | NYC
10304 | NYC | Richmond | 4 | NYC
10305 | NYC | Richmond | 4 | NYC
10306 | NYC | Richmond | 4 | NYC
10307 | NYC | Richmond | 4 | NYC
10308 | NYC | Richmond | 4 | NYC
10309 | NYC | Richmond | 4 | NYC
10310 | NYC | Richmond | 4 | NYC
10311 | NYC | Richmond | 4 | NYC
10312 | NYC | Richmond | 4 | NYC
10313 | NYC | Richmond | 4 | NYC
10314 | NYC | Richmond | 4 | NYC
10451 | NYC | Bronx | 4 | NYC
10452 | NYC | Bronx | 4 | NYC
10453 | NYC | Bronx | 4 | NYC
10454 | NYC | Bronx | 4 | NYC
10455 | NYC | Bronx | 4 | NYC
10456 | NYC | Bronx | 4 | NYC
10457 | NYC | Bronx | 4 | NYC
10458 | NYC | Bronx | 4 | NYC
10459 | NYC | Bronx | 4 | NYC
10460 | NYC | Bronx | 4 | NYC
10461 | NYC | Bronx | 4 | NYC
10462 | NYC | Bronx | 4 | NYC
10463 | NYC | Bronx | 4 | NYC
10464 | NYC | Bronx | 4 | NYC
10465 | NYC | Bronx | 4 | NYC
10466 | NYC | Bronx | 4 | NYC
10467 | NYC | Bronx | 4 | NYC
10468 | NYC | Bronx | 4 | NYC
10469 | NYC | Bronx | 4 | NYC
10470 | NYC | Bronx | 4 | NYC
10471 | NYC | Bronx | 4 | NYC
10472 | NYC | Bronx | 4 | NYC
10473 | NYC | Bronx | 4 | NYC
10474 | NYC | Bronx | 4 | NYC
10475 | NYC | Bronx | 4 | NYC
10499 | NYC | Bronx | 4 | NYC
10501 | NYC | Westchester | 4 | NYC
10502 | NYC | Westchester | 4 | NYC
10503 | NYC | Westchester | 4 | NYC
10504 | NYC | Westchester | 4 | NYC
10505 | NYC | Putnam | 5 | NYC
10506 | NYC | Westchester | 4 | NYC
10507 | NYC | Westchester | 4 | NYC
10509 | Poughkeepsie | Putnam | 5 | Buffalo
10510 | NYC | Westchester | 4 | NYC
10511 | NYC | Westchester | 4 | NYC
10512 | Poughkeepsie | Putnam | 5 | Buffalo
10514 | NYC | Westchester | 4 | NYC
10516 | Poughkeepsie | Putnam | 5 | Buffalo
10517 | NYC | Westchester | 4 | NYC
10518 | NYC | Westchester | 4 | NYC
10519 | NYC | Westchester | 4 | NYC
10520 | NYC | Westchester | 4 | NYC
10521 | NYC | Westchester | 4 | NYC
10522 | NYC | Westchester | 4 | NYC
10523 | NYC | Westchester | 4 | NYC
10524 | Poughkeepsie | Putnam | 5 | Buffalo
10526 | NYC | Westchester | 4 | NYC
10527 | NYC | Westchester | 4 | NYC
10528 | NYC | Westchester | 4 | NYC
10530 | NYC | Westchester | 4 | NYC
10532 | NYC | Westchester | 4 | NYC
10533 | NYC | Westchester | 4 | NYC
10535 | NYC | Westchester | 4 | NYC
10536 | NYC | Westchester | 4 | NYC
10537 | Poughkeepsie | Putnam | 5 | Buffalo
10538 | NYC | Westchester | 4 | NYC
10540 | NYC | Westchester | 4 | NYC
10541 | Poughkeepsie | Putnam | 5 | Buffalo
10542 | Poughkeepsie | Putnam | 5 | Buffalo
10543 | NYC | Westchester | 4 | NYC
10545 | NYC | Westchester | 4 | NYC
10546 | NYC | Westchester | 4 | NYC
10547 | NYC | Westchester | 4 | NYC
10548 | NYC | Westchester | 4 | NYC
10549 | NYC | Westchester | 4 | NYC
10550 | NYC | Westchester | 4 | NYC
10551 | NYC | Westchester | 4 | NYC
10552 | NYC | Westchester | 4 | NYC
10553 | NYC | Westchester | 4 | NYC
10557 | NYC | Westchester | 4 | NYC
10558 | NYC | Westchester | 4 | NYC
10560 | NYC | Westchester | 4 | NYC
10562 | NYC | Westchester | 4 | NYC
10566 | NYC | Westchester | 4 | NYC
10567 | NYC | Westchester | 4 | NYC
10570 | NYC | Westchester | 4 | NYC
10571 | NYC | Westchester | 4 | NYC
10572 | NYC | Westchester | 4 | NYC
10573 | NYC | Westchester | 4 | NYC
10576 | NYC | Westchester | 4 | NYC
10577 | NYC | Westchester | 4 | NYC
10578 | NYC | Westchester | 4 | NYC
10579 | Poughkeepsie | Putnam | 5 | Buffalo
10580 | NYC | Westchester | 4 | NYC
10583 | NYC | Westchester | 4 | NYC
10587 | NYC | Westchester | 4 | NYC
10588 | NYC | Westchester | 4 | NYC
10589 | NYC | Westchester | 4 | NYC
10590 | NYC | Westchester | 4 | NYC
10591 | NYC | Westchester | 4 | NYC
10594 | NYC | Westchester | 4 | NYC
10595 | NYC | Westchester | 4 | NYC
10596 | NYC | Westchester | 4 | NYC
10597 | NYC | Westchester | 4 | NYC
10598 | NYC | Westchester | 4 | NYC
10601 | NYC | Westchester | 4 | NYC
10602 | NYC | Westchester | 4 | NYC
10603 | NYC | Westchester | 4 | NYC
10604 | NYC | Westchester | 4 | NYC
10605 | NYC | Westchester | 4 | NYC
10606 | NYC | Westchester | 4 | NYC
10607 | NYC | Westchester | 4 | NYC
10610 | NYC | Westchester | 4 | NYC
10701 | NYC | Westchester | 4 | NYC
10702 | NYC | Westchester | 4 | NYC
10703 | NYC | Westchester | 4 | NYC
10704 | NYC | Westchester | 4 | NYC
10705 | NYC | Westchester | 4 | NYC
10706 | NYC | Westchester | 4 | NYC
10707 | NYC | Westchester | 4 | NYC
10708 | NYC | Westchester | 4 | NYC
10709 | NYC | Westchester | 4 | NYC
10710 | NYC | Westchester | 4 | NYC
10801 | NYC | Westchester | 4 | NYC
10802 | NYC | Westchester | 4 | NYC
10803 | NYC | Westchester | 4 | NYC
10804 | NYC | Westchester | 4 | NYC
10805 | NYC | Westchester | 4 | NYC
10901 | NYC | Rockland | 5 | NYC
10910 | Poughkeepsie | Orange | 5 | Buffalo
10911 | Poughkeepsie | Rockland | 5 | Buffalo
10912 | Poughkeepsie | Orange | 5 | Buffalo
10913 | NYC | Rockland | 5 | NYC
10914 | Poughkeepsie | Orange | 5 | Buffalo
10915 | Poughkeepsie | Orange | 5 | Buffalo
10916 | Poughkeepsie | Orange | 5 | Buffalo
10917 | Poughkeepsie | Orange | 5 | Buffalo
10918 | Poughkeepsie | Orange | 5 | Buffalo
10919 | Poughkeepsie | Orange | 5 | Buffalo
10920 | NYC | Rockland | 5 | NYC
10921 | Poughkeepsie | Orange | 5 | Buffalo
10922 | Poughkeepsie | Orange | 5 | Buffalo
10923 | NYC | Rockland | 5 | NYC
10924 | Poughkeepsie | Orange | 5 | Buffalo
10925 | Poughkeepsie | Orange | 5 | Buffalo
10926 | Poughkeepsie | Orange | 5 | Buffalo
10927 | NYC | Rockland | 5 | NYC
10928 | Poughkeepsie | Orange | 5 | Buffalo
10930 | Poughkeepsie | Orange | 5 | Buffalo
10931 | NYC | Rockland | 5 | NYC
10932 | Poughkeepsie | Orange | 5 | Buffalo
10933 | Poughkeepsie | Orange | 5 | Buffalo
10940 | Poughkeepsie | Orange | 5 | Buffalo
10941 | Poughkeepsie | Orange | 5 | Buffalo
10943 | Poughkeepsie | Orange | 5 | Buffalo
10949 | Poughkeepsie | Orange | 5 | Buffalo
10950 | Poughkeepsie | Orange | 5 | Buffalo
10952 | NYC | Rockland | 5 | NYC
10953 | Poughkeepsie | Orange | 5 | Buffalo
10954 | NYC | Rockland | 5 | NYC
10956 | NYC | Rockland | 5 | NYC
10958 | Poughkeepsie | Orange | 5 | Buffalo
10959 | Poughkeepsie | Orange | 5 | Buffalo
10960 | NYC | Rockland | 5 | NYC
10962 | NYC | Rockland | 5 | NYC
10963 | Poughkeepsie | Orange | 5 | Buffalo
10964 | NYC | Rockland | 5 | NYC
10965 | NYC | Rockland | 5 | NYC
10968 | NYC | Rockland | 5 | NYC
10969 | Poughkeepsie | Orange | 5 | Buffalo
10970 | NYC | Rockland | 5 | NYC
10973 | Poughkeepsie | Orange | 5 | Buffalo
10974 | NYC | Rockland | 5 | NYC
10975 | Poughkeepsie | Orange | 5 | Buffalo
10976 | NYC | Rockland | 5 | NYC
10977 | NYC | Rockland | 5 | NYC
10979 | Poughkeepsie | Orange | 5 | Buffalo
10980 | NYC | Rockland | 5 | NYC
10981 | Poughkeepsie | Orange | 5 | Buffalo
10982 | NYC | Rockland | 5 | NYC
10983 | NYC | Rockland | 5 | NYC
10984 | NYC | Rockland | 5 | NYC
10985 | Poughkeepsie | Orange | 5 | Buffalo
10986 | NYC | Rockland | 5 | NYC
10987 | Poughkeepsie | Orange | 5 | Buffalo
10988 | Poughkeepsie | Orange | 5 | Buffalo
10989 | NYC | Rockland | 5 | NYC
10990 | Poughkeepsie | Orange | 5 | Buffalo
10992 | Poughkeepsie | Orange | 5 | Buffalo
10993 | NYC | Rockland | 5 | NYC
10994 | NYC | Rockland | 5 | NYC
10996 | Poughkeepsie | Orange | 5 | Buffalo
10997 | Poughkeepsie | Orange | 5 | Buffalo
10998 | Poughkeepsie | Orange | 5 | Buffalo
11001 | NYC | Nassau | 4 | NYC
11002 | NYC | Nassau | 4 | NYC
11003 | NYC | Nassau | 4 | NYC
11004 | NYC | Queens | 4 | NYC
11005 | NYC | Queens | 4 | NYC
11010 | NYC | Nassau | 4 | NYC
11020 | NYC | Nassau | 4 | NYC
11021 | NYC | Nassau | 4 | NYC
11022 | NYC | Nassau | 4 | NYC
11023 | NYC | Nassau | 4 | NYC
11024 | NYC | Nassau | 4 | NYC
11025 | NYC | Nassau | 4 | NYC
11026 | NYC | Nassau | 4 | NYC
11027 | NYC | Nassau | 4 | NYC
11030 | NYC | Nassau | 4 | NYC
11040 | NYC | Nassau | 4 | NYC
11041 | NYC | Nassau | 4 | NYC
11042 | NYC | Nassau | 4 | NYC
11043 | NYC | Nassau | 4 | NYC
11044 | NYC | Nassau | 4 | NYC
11050 | NYC | Nassau | 4 | NYC
11051 | NYC | Nassau | 4 | NYC
11052 | NYC | Nassau | 4 | NYC
11053 | NYC | Nassau | 4 | NYC
11054 | NYC | Nassau | 4 | NYC
11055 | NYC | Nassau | 4 | NYC
11096 | NYC | Nassau | 4 | NYC
11099 | NYC | Nassau | 4 | NYC
11101 | NYC | Queens | 4 | NYC
11102 | NYC | Queens | 4 | NYC
11103 | NYC | Queens | 4 | NYC
11104 | NYC | Queens | 4 | NYC
11105 | NYC | Queens | 4 | NYC
11106 | NYC | Queens | 4 | NYC
11109 | NYC | Queens | 4 | NYC
11120 | NYC | Queens | 4 | NYC
11201 | NYC | Kings | 4 | NYC
11202 | NYC | Kings | 4 | NYC
11203 | NYC | Kings | 4 | NYC
11204 | NYC | Kings | 4 | NYC
11205 | NYC | Kings | 4 | NYC
11206 | NYC | Kings | 4 | NYC
11207 | NYC | Kings | 4 | NYC
11208 | NYC | Kings | 4 | NYC
11209 | NYC | Kings | 4 | NYC
11210 | NYC | Kings | 4 | NYC
11211 | NYC | Kings | 4 | NYC
11212 | NYC | Kings | 4 | NYC
11213 | NYC | Kings | 4 | NYC
11214 | NYC | Kings | 4 | NYC
11215 | NYC | Kings | 4 | NYC
11216 | NYC | Kings | 4 | NYC
11217 | NYC | Kings | 4 | NYC
11218 | NYC | Kings | 4 | NYC
11219 | NYC | Kings | 4 | NYC
11220 | NYC | Kings | 4 | NYC
11221 | NYC | Kings | 4 | NYC
11222 | NYC | Kings | 4 | NYC
11223 | NYC | Kings | 4 | NYC
11224 | NYC | Kings | 4 | NYC
11225 | NYC | Kings | 4 | NYC
11226 | NYC | Kings | 4 | NYC
11228 | NYC | Kings | 4 | NYC
11229 | NYC | Kings | 4 | NYC
11230 | NYC | Kings | 4 | NYC
11231 | NYC | Kings | 4 | NYC
11232 | NYC | Kings | 4 | NYC
11233 | NYC | Kings | 4 | NYC
11234 | NYC | Kings | 4 | NYC
11235 | NYC | Kings | 4 | NYC
11236 | NYC | Kings | 4 | NYC
11237 | NYC | Kings | 4 | NYC
11238 | NYC | Kings | 4 | NYC
11239 | NYC | Kings | 4 | NYC
11240 | NYC | Kings | 4 | NYC
11241 | NYC | Kings | 4 | NYC
11242 | NYC | Kings | 4 | NYC
11243 | NYC | Kings | 4 | NYC
11244 | NYC | Kings | 4 | NYC
11245 | NYC | Kings | 4 | NYC
11247 | NYC | Kings | 4 | NYC
11248 | NYC | Kings | 4 | NYC
11249 | NYC | Kings | 4 | NYC
11251 | NYC | Kings | 4 | NYC
11252 | NYC | Kings | 4 | NYC
11254 | NYC | Kings | 4 | NYC
11255 | NYC | Kings | 4 | NYC
11256 | NYC | Kings | 4 | NYC
11351 | NYC | Queens | 4 | NYC
11352 | NYC | Queens | 4 | NYC
11354 | NYC | Queens | 4 | NYC
11355 | NYC | Queens | 4 | NYC
11356 | NYC | Queens | 4 | NYC
11357 | NYC | Queens | 4 | NYC
11358 | NYC | Queens | 4 | NYC
11359 | NYC | Queens | 4 | NYC
11360 | NYC | Queens | 4 | NYC
11361 | NYC | Queens | 4 | NYC
11362 | NYC | Queens | 4 | NYC
11363 | NYC | Queens | 4 | NYC
11364 | NYC | Queens | 4 | NYC
11365 | NYC | Queens | 4 | NYC
11366 | NYC | Queens | 4 | NYC
11367 | NYC | Queens | 4 | NYC
11368 | NYC | Queens | 4 | NYC
11369 | NYC | Queens | 4 | NYC
11370 | NYC | Queens | 4 | NYC
11371 | NYC | Queens | 4 | NYC
11372 | NYC | Queens | 4 | NYC
11373 | NYC | Queens | 4 | NYC
11374 | NYC | Queens | 4 | NYC
11375 | NYC | Queens | 4 | NYC
11377 | NYC | Queens | 4 | NYC
11378 | NYC | Queens | 4 | NYC
11379 | NYC | Queens | 4 | NYC
11380 | NYC | Queens | 4 | NYC
11381 | NYC | Queens | 4 | NYC
11385 | NYC | Queens | 4 | NYC
11386 | NYC | Queens | 4 | NYC
11390 | NYC | Queens | 4 | NYC
11405 | NYC | Queens | 4 | NYC
11411 | NYC | Queens | 4 | NYC
11412 | NYC | Queens | 4 | NYC
11413 | NYC | Queens | 4 | NYC
11414 | NYC | Queens | 4 | NYC
11415 | NYC | Queens | 4 | NYC
11416 | NYC | Queens | 4 | NYC
11417 | NYC | Queens | 4 | NYC
11418 | NYC | Queens | 4 | NYC
11419 | NYC | Queens | 4 | NYC
11420 | NYC | Queens | 4 | NYC
11421 | NYC | Queens | 4 | NYC
11422 | NYC | Queens | 4 | NYC
11423 | NYC | Queens | 4 | NYC
11424 | NYC | Queens | 4 | NYC
11425 | NYC | Queens | 4 | NYC
11426 | NYC | Queens | 4 | NYC
11427 | NYC | Queens | 4 | NYC
11428 | NYC | Queens | 4 | NYC
11429 | NYC | Queens | 4 | NYC
11430 | NYC | Queens | 4 | NYC
11431 | NYC | Queens | 4 | NYC
11432 | NYC | Queens | 4 | NYC
11433 | NYC | Queens | 4 | NYC
11434 | NYC | Queens | 4 | NYC
11435 | NYC | Queens | 4 | NYC
11436 | NYC | Queens | 4 | NYC
11437 | NYC | Queens | 4 | NYC
11439 | NYC | Queens | 4 | NYC
11451 | NYC | Queens | 4 | NYC
11499 | NYC | Queens | 4 | NYC
11501 | NYC | Nassau | 4 | NYC
11507 | NYC | Nassau | 4 | NYC
11509 | NYC | Nassau | 4 | NYC
11510 | NYC | Nassau | 4 | NYC
11514 | NYC | Nassau | 4 | NYC
11516 | NYC | Nassau | 4 | NYC
11518 | NYC | Nassau | 4 | NYC
11520 | NYC | Nassau | 4 | NYC
11530 | NYC | Nassau | 4 | NYC
11531 | NYC | Nassau | 4 | NYC
11535 | NYC | Nassau | 4 | NYC
11536 | NYC | Nassau | 4 | NYC
11542 | NYC | Nassau | 4 | NYC
11545 | NYC | Nassau | 4 | NYC
11547 | NYC | Nassau | 4 | NYC
11548 | NYC | Nassau | 4 | NYC
11549 | NYC | Nassau | 4 | NYC
11550 | NYC | Nassau | 4 | NYC
11551 | NYC | Nassau | 4 | NYC
11552 | NYC | Nassau | 4 | NYC
11553 | NYC | Nassau | 4 | NYC
11554 | NYC | Nassau | 4 | NYC
11555 | NYC | Nassau | 4 | NYC
11556 | NYC | Nassau | 4 | NYC
11557 | NYC | Nassau | 4 | NYC
11558 | NYC | Nassau | 4 | NYC
11559 | NYC | Nassau | 4 | NYC
11560 | NYC | Nassau | 4 | NYC
11561 | NYC | Nassau | 4 | NYC
11563 | NYC | Nassau | 4 | NYC
11565 | NYC | Nassau | 4 | NYC
11566 | NYC | Nassau | 4 | NYC
11568 | NYC | Nassau | 4 | NYC
11569 | NYC | Nassau | 4 | NYC
11570 | NYC | Nassau | 4 | NYC
11571 | NYC | Nassau | 4 | NYC
11572 | NYC | Nassau | 4 | NYC
11575 | NYC | Nassau | 4 | NYC
11576 | NYC | Nassau | 4 | NYC
11577 | NYC | Nassau | 4 | NYC
11579 | NYC | Nassau | 4 | NYC
11580 | NYC | Nassau | 4 | NYC
11581 | NYC | Nassau | 4 | NYC
11582 | NYC | Nassau | 4 | NYC
11590 | NYC | Nassau | 4 | NYC
11592 | NYC | Nassau | 4 | NYC
11594 | NYC | Nassau | 4 | NYC
11595 | NYC | Nassau | 4 | NYC
11596 | NYC | Nassau | 4 | NYC
11597 | NYC | Nassau | 4 | NYC
11598 | NYC | Nassau | 4 | NYC
11599 | NYC | Nassau | 4 | NYC
11690 | NYC | Queens | 4 | NYC
11691 | NYC | Queens | 4 | NYC
11692 | NYC | Queens | 4 | NYC
11693 | NYC | Queens | 4 | NYC
11694 | NYC | Queens | 4 | NYC
11695 | NYC | Queens | 4 | NYC
11697 | NYC | Queens | 4 | NYC
11701 | NYC | Suffolk | 4 | NYC
11702 | NYC | Suffolk | 4 | NYC
11703 | NYC | Suffolk | 4 | NYC
11704 | NYC | Suffolk | 4 | NYC
11705 | NYC | Suffolk | 4 | NYC
11706 | NYC | Suffolk | 4 | NYC
11707 | NYC | Suffolk | 4 | NYC
11708 | NYC | Suffolk | 4 | NYC
11709 | NYC | Nassau | 4 | NYC
11710 | NYC | Nassau | 4 | NYC
11713 | NYC | Suffolk | 4 | NYC
11714 | NYC | Nassau | 4 | NYC
11715 | NYC | Suffolk | 4 | NYC
11716 | NYC | Suffolk | 4 | NYC
11717 | NYC | Suffolk | 4 | NYC
11718 | NYC | Suffolk | 4 | NYC
11719 | NYC | Suffolk | 4 | NYC
11720 | NYC | Suffolk | 4 | NYC
11721 | NYC | Suffolk | 4 | NYC
11722 | NYC | Suffolk | 4 | NYC
11724 | NYC | Suffolk | 4 | NYC
11725 | NYC | Suffolk | 4 | NYC
11726 | NYC | Suffolk | 4 | NYC
11727 | NYC | Suffolk | 4 | NYC
11729 | NYC | Suffolk | 4 | NYC
11730 | NYC | Suffolk | 4 | NYC
11731 | NYC | Suffolk | 4 | NYC
11732 | NYC | Nassau | 4 | NYC
11733 | NYC | Suffolk | 4 | NYC
11735 | NYC | Nassau | 4 | NYC
11736 | NYC | Nassau | 4 | NYC
11737 | NYC | Nassau | 4 | NYC
11738 | NYC | Suffolk | 4 | NYC
11739 | NYC | Suffolk | 4 | NYC
11740 | NYC | Suffolk | 4 | NYC
11741 | NYC | Suffolk | 4 | NYC
11742 | NYC | Suffolk | 4 | NYC
11743 | NYC | Suffolk | 4 | NYC
11746 | NYC | Suffolk | 4 | NYC
11747 | NYC | Suffolk | 4 | NYC
11749 | NYC | Suffolk | 4 | NYC
11750 | NYC | Suffolk | 4 | NYC
11751 | NYC | Suffolk | 4 | NYC
11752 | NYC | Suffolk | 4 | NYC
11753 | NYC | Nassau | 4 | NYC
11754 | NYC | Suffolk | 4 | NYC
11755 | NYC | Suffolk | 4 | NYC
11756 | NYC | Nassau | 4 | NYC
11757 | NYC | Suffolk | 4 | NYC
11758 | NYC | Nassau | 4 | NYC
11760 | NYC | Suffolk | 4 | NYC
11762 | NYC | Nassau | 4 | NYC
11763 | NYC | Suffolk | 4 | NYC
11764 | NYC | Suffolk | 4 | NYC
11765 | NYC | Nassau | 4 | NYC
11766 | NYC | Suffolk | 4 | NYC
11767 | NYC | Suffolk | 4 | NYC
11768 | NYC | Suffolk | 4 | NYC
11769 | NYC | Suffolk | 4 | NYC
11770 | NYC | Suffolk | 4 | NYC
11771 | NYC | Nassau | 4 | NYC
11772 | NYC | Suffolk | 4 | NYC
11773 | NYC | Nassau | 4 | NYC
11774 | NYC | Nassau | 4 | NYC
11775 | NYC | Nassau | 4 | NYC
11776 | NYC | Suffolk | 4 | NYC
11777 | NYC | Suffolk | 4 | NYC
11778 | NYC | Suffolk | 4 | NYC
11779 | NYC | Suffolk | 4 | NYC
11780 | NYC | Suffolk | 4 | NYC
11782 | NYC | Suffolk | 4 | NYC
11783 | NYC | Nassau | 4 | NYC
11784 | NYC | Suffolk | 4 | NYC
11786 | NYC | Suffolk | 4 | NYC
11787 | NYC | Suffolk | 4 | NYC
11788 | NYC | Suffolk | 4 | NYC
11789 | NYC | Suffolk | 4 | NYC
11790 | NYC | Suffolk | 4 | NYC
11791 | NYC | Nassau | 4 | NYC
11792 | NYC | Suffolk | 4 | NYC
11793 | NYC | Nassau | 4 | NYC
11794 | NYC | Suffolk | 4 | NYC
11795 | NYC | Suffolk | 4 | NYC
11796 | NYC | Suffolk | 4 | NYC
11797 | NYC | Nassau | 4 | NYC
11798 | NYC | Suffolk | 4 | NYC
11801 | NYC | Nassau | 4 | NYC
11802 | NYC | Nassau | 4 | NYC
11803 | NYC | Nassau | 4 | NYC
11804 | NYC | Nassau | 4 | NYC
11815 | NYC | Nassau | 4 | NYC
11819 | NYC | Nassau | 4 | NYC
11853 | NYC | Nassau | 4 | NYC
11854 | NYC | Nassau | 4 | NYC
11855 | NYC | Nassau | 4 | NYC
11901 | NYC | Suffolk | 4 | NYC
11930 | NYC | Suffolk | 4 | NYC
11931 | NYC | Suffolk | 4 | NYC
11932 | NYC | Suffolk | 4 | NYC
11933 | NYC | Suffolk | 4 | NYC
11934 | NYC | Suffolk | 4 | NYC
11935 | NYC | Suffolk | 4 | NYC
11937 | NYC | Suffolk | 4 | NYC
11939 | NYC | Suffolk | 4 | NYC
11940 | NYC | Suffolk | 4 | NYC
11941 | NYC | Suffolk | 4 | NYC
11942 | NYC | Suffolk | 4 | NYC
11944 | NYC | Suffolk | 4 | NYC
11946 | NYC | Suffolk | 4 | NYC
11947 | NYC | Suffolk | 4 | NYC
11948 | NYC | Suffolk | 4 | NYC
11949 | NYC | Suffolk | 4 | NYC
11950 | NYC | Suffolk | 4 | NYC
11951 | NYC | Suffolk | 4 | NYC
11952 | NYC | Suffolk | 4 | NYC
11953 | NYC | Suffolk | 4 | NYC
11954 | NYC | Suffolk | 4 | NYC
11955 | NYC | Suffolk | 4 | NYC
11956 | NYC | Suffolk | 4 | NYC
11957 | NYC | Suffolk | 4 | NYC
11958 | NYC | Suffolk | 4 | NYC
11959 | NYC | Suffolk | 4 | NYC
11960 | NYC | Suffolk | 4 | NYC
11961 | NYC | Suffolk | 4 | NYC
11962 | NYC | Suffolk | 4 | NYC
11963 | NYC | Suffolk | 4 | NYC
11964 | NYC | Suffolk | 4 | NYC
11965 | NYC | Suffolk | 4 | NYC
11967 | NYC | Suffolk | 4 | NYC
11968 | NYC | Suffolk | 4 | NYC
11969 | NYC | Suffolk | 4 | NYC
11970 | NYC | Suffolk | 4 | NYC
11971 | NYC | Suffolk | 4 | NYC
11972 | NYC | Suffolk | 4 | NYC
11973 | NYC | Suffolk | 4 | NYC
11975 | NYC | Suffolk | 4 | NYC
11976 | NYC | Suffolk | 4 | NYC
11977 | NYC | Suffolk | 4 | NYC
11978 | NYC | Suffolk | 4 | NYC
11980 | NYC | Suffolk | 4 | NYC
12007 | Albany | Albany | 5 | Buffalo
12008 | Albany | Schenectady | 5 | Buffalo
12009 | Albany | Albany | 5 | Buffalo
12010 | Albany | Montgomery | 6 | Buffalo
12015 | Albany | Greene | 5 | Buffalo
12016 | Albany | Montgomery | 6 | Buffalo
12017 | Albany | Columbia | 5 | Buffalo
12018 | Albany | Rensselaer | 5 | Buffalo
12019 | Albany | Saratoga | 5 | Buffalo
12020 | Albany | Saratoga | 5 | Buffalo
12022 | Albany | Rensselaer | 5 | Buffalo
12023 | Albany | Albany | 5 | Buffalo
12024 | Albany | Columbia | 5 | Buffalo
12025 | Albany | Fulton | 6 | Buffalo
12027 | Albany | Saratoga | 5 | Buffalo
12028 | Albany | Rensselaer | 5 | Buffalo
12029 | Albany | Columbia | 5 | Buffalo
12031 | Albany | Schoharie | 6 | Buffalo
12032 | Albany | Fulton | 6 | Buffalo
12033 | Albany | Rensselaer | 5 | Buffalo
12035 | Albany | Schoharie | 6 | Buffalo
12036 | Albany | Schoharie | 6 | Buffalo
12037 | Albany | Columbia | 5 | Buffalo
12040 | Albany | Rensselaer | 5 | Buffalo
12041 | Albany | Albany | 5 | Buffalo
12042 | Albany | Greene | 5 | Buffalo
12043 | Albany | Schoharie | 6 | Buffalo
12045 | Albany | Albany | 5 | Buffalo
12046 | Albany | Albany | 5 | Buffalo
12047 | Albany | Albany | 5 | Buffalo
12050 | Albany | Columbia | 5 | Buffalo
12051 | Albany | Greene | 5 | Buffalo
12052 | Albany | Rensselaer | 5 | Buffalo
12053 | Albany | Schenectady | 5 | Buffalo
12054 | Albany | Albany | 5 | Buffalo
12055 | Albany | Albany | 5 | Buffalo
12056 | Albany | Schenectady | 5 | Buffalo
12057 | Albany | Washington | 5 | Buffalo
12058 | Albany | Greene | 5 | Buffalo
12059 | Albany | Albany | 5 | Buffalo
12060 | Albany | Columbia | 5 | Buffalo
12061 | Albany | Rensselaer | 5 | Buffalo
12062 | Albany | Rensselaer | 5 | Buffalo
12063 | Albany | Rensselaer | 5 | Buffalo
12064 | Binghamton | Otsego | 6 | Massena
12065 | Albany | Saratoga | 5 | Buffalo
12066 | Albany | Schoharie | 6 | Buffalo
12067 | Albany | Albany | 5 | Buffalo
12068 | Albany | Montgomery | 6 | Buffalo
12069 | Albany | Montgomery | 6 | Buffalo
12070 | Albany | Montgomery | 6 | Buffalo
12071 | Albany | Schoharie | 6 | Buffalo
12072 | Albany | Montgomery | 6 | Buffalo
12073 | Albany | Schoharie | 6 | Buffalo
12074 | Albany | Saratoga | 5 | Buffalo
12075 | Albany | Columbia | 5 | Buffalo
12076 | Albany | Schoharie | 6 | Buffalo
12077 | Albany | Albany | 5 | Buffalo
12078 | Albany | Fulton | 6 | Buffalo
12082 | Albany | Rensselaer | 5 | Buffalo
12083 | Albany | Greene | 5 | Buffalo
12084 | Albany | Albany | 5 | Buffalo
12085 | Albany | Albany | 5 | Buffalo
12086 | Albany | Montgomery | 6 | Buffalo
12087 | Albany | Greene | 5 | Buffalo
12089 | Albany | Rensselaer | 5 | Buffalo
12090 | Albany | Rensselaer | 5 | Buffalo
12092 | Albany | Schoharie | 6 | Buffalo
12093 | Albany | Schoharie | 6 | Buffalo
12094 | Albany | Rensselaer | 5 | Buffalo
12095 | Albany | Fulton | 6 | Buffalo
12106 | Albany | Columbia | 5 | Buffalo
12107 | Albany | Albany | 5 | Buffalo
12108 | Massena | Hamilton | 6 | Massena
12110 | Albany | Albany | 5 | Buffalo
12115 | Albany | Columbia | 5 | Buffalo
12116 | Binghamton | Otsego | 6 | Massena
12117 | Albany | Fulton | 6 | Buffalo
12118 | Albany | Saratoga | 5 | Buffalo
12120 | Albany | Albany | 5 | Buffalo
12121 | Albany | Rensselaer | 5 | Buffalo
12122 | Albany | Schoharie | 6 | Buffalo
12123 | Albany | Rensselaer | 5 | Buffalo
12124 | Albany | Greene | 5 | Buffalo
12125 | Albany | Columbia | 5 | Buffalo
12128 | Albany | Albany | 5 | Buffalo
12130 | Albany | Columbia | 5 | Buffalo
12131 | Albany | Schoharie | 6 | Buffalo
12132 | Albany | Columbia | 5 | Buffalo
12133 | Albany | Rensselaer | 5 | Buffalo
12134 | Albany | Fulton | 6 | Buffalo
12136 | Albany | Columbia | 5 | Buffalo
12137 | Albany | Schenectady | 5 | Buffalo
12138 | Albany | Rensselaer | 5 | Buffalo
12139 | Massena | Hamilton | 6 | Massena
12140 | Albany | Rensselaer | 5 | Buffalo
12141 | Albany | Schenectady | 5 | Buffalo
12143 | Albany | Albany | 5 | Buffalo
12144 | Albany | Rensselaer | 5 | Buffalo
12147 | Albany | Albany | 5 | Buffalo
12148 | Albany | Saratoga | 5 | Buffalo
12149 | Albany | Schoharie | 6 | Buffalo
12150 | Albany | Schenectady | 5 | Buffalo
12151 | Albany | Saratoga | 5 | Buffalo
12153 | Albany | Rensselaer | 5 | Buffalo
12154 | Albany | Rensselaer | 5 | Buffalo
12155 | Binghamton | Otsego | 6 | Massena
12156 | Albany | Rensselaer | 5 | Buffalo
12157 | Albany | Schoharie | 6 | Buffalo
12158 | Albany | Albany | 5 | Buffalo
12159 | Albany | Albany | 5 | Buffalo
12160 | Albany | Schoharie | 6 | Buffalo
12161 | Albany | Albany | 5 | Buffalo
12164 | Massena | Hamilton | 6 | Massena
12165 | Albany | Columbia | 5 | Buffalo
12166 | Albany | Montgomery | 6 | Buffalo
12167 | Binghamton | Delaware | 6 | Massena
12168 | Albany | Rensselaer | 5 | Buffalo
12169 | Albany | Rensselaer | 5 | Buffalo
12170 | Albany | Saratoga | 5 | Buffalo
12172 | Albany | Columbia | 5 | Buffalo
12173 | Albany | Columbia | 5 | Buffalo
12174 | Albany | Columbia | 5 | Buffalo
12175 | Albany | Schoharie | 6 | Buffalo
12176 | Albany | Greene | 5 | Buffalo
12177 | Albany | Montgomery | 6 | Buffalo
12180 | Albany | Rensselaer | 5 | Buffalo
12181 | Albany | Rensselaer | 5 | Buffalo
12182 | Albany | Rensselaer | 5 | Buffalo
12183 | Albany | Albany | 5 | Buffalo
12184 | Albany | Columbia | 5 | Buffalo
12185 | Albany | Rensselaer | 5 | Buffalo
12186 | Albany | Albany | 5 | Buffalo
12187 | Albany | Schoharie | 6 | Buffalo
12188 | Albany | Saratoga | 5 | Buffalo
12189 | Albany | Albany | 5 | Buffalo
12190 | Massena | Hamilton | 6 | Massena
12192 | Albany | Greene | 5 | Buffalo
12193 | Albany | Albany | 5 | Buffalo
12194 | Albany | Schoharie | 6 | Buffalo
12195 | Albany | Columbia | 5 | Buffalo
12196 | Albany | Rensselaer | 5 | Buffalo
12197 | Binghamton | Otsego | 6 | Massena
12198 | Albany | Rensselaer | 5 | Buffalo
12201 | Albany | Albany | 5 | Buffalo
12202 | Albany | Albany | 5 | Buffalo
12203 | Albany | Albany | 5 | Buffalo
12204 | Albany | Albany | 5 | Buffalo
12205 | Albany | Albany | 5 | Buffalo
12206 | Albany | Albany | 5 | Buffalo
12207 | Albany | Albany | 5 | Buffalo
12208 | Albany | Albany | 5 | Buffalo
12209 | Albany | Albany | 5 | Buffalo
12210 | Albany | Albany | 5 | Buffalo
12211 | Albany | Albany | 5 | Buffalo
12212 | Albany | Albany | 5 | Buffalo
12214 | Albany | Albany | 5 | Buffalo
12220 | Albany | Albany | 5 | Buffalo
12222 | Albany | Albany | 5 | Buffalo
12223 | Albany | Albany | 5 | Buffalo
12224 | Albany | Albany | 5 | Buffalo
12225 | Albany | Albany | 5 | Buffalo
12226 | Albany | Albany | 5 | Buffalo
12227 | Albany | Albany | 5 | Buffalo
12228 | Albany | Albany | 5 | Buffalo
12229 | Albany | Albany | 5 | Buffalo
12230 | Albany | Albany | 5 | Buffalo
12231 | Albany | Albany | 5 | Buffalo
12232 | Albany | Albany | 5 | Buffalo
12233 | Albany | Albany | 5 | Buffalo
12234 | Albany | Albany | 5 | Buffalo
12235 | Albany | Albany | 5 | Buffalo
12236 | Albany | Albany | 5 | Buffalo
12237 | Albany | Albany | 5 | Buffalo
12238 | Albany | Albany | 5 | Buffalo
12239 | Albany | Albany | 5 | Buffalo
12240 | Albany | Albany | 5 | Buffalo
12241 | Albany | Albany | 5 | Buffalo
12242 | Albany | Albany | 5 | Buffalo
12243 | Albany | Albany | 5 | Buffalo
12244 | Albany | Albany | 5 | Buffalo
12245 | Albany | Albany | 5 | Buffalo
12246 | Albany | Albany | 5 | Buffalo
12247 | Albany | Albany | 5 | Buffalo
12248 | Albany | Albany | 5 | Buffalo
12249 | Albany | Albany | 5 | Buffalo
12250 | Albany | Albany | 5 | Buffalo
12252 | Albany | Albany | 5 | Buffalo
12255 | Albany | Albany | 5 | Buffalo
12256 | Albany | Albany | 5 | Buffalo
12257 | Albany | Albany | 5 | Buffalo
12260 | Albany | Albany | 5 | Buffalo
12261 | Albany | Albany | 5 | Buffalo
12288 | Albany | Albany | 5 | Buffalo
12301 | Albany | Schenectady | 5 | Buffalo
12302 | Albany | Schenectady | 5 | Buffalo
12303 | Albany | Schenectady | 5 | Buffalo
12304 | Albany | Schenectady | 5 | Buffalo
12305 | Albany | Schenectady | 5 | Buffalo
12306 | Albany | Schenectady | 5 | Buffalo
12307 | Albany | Schenectady | 5 | Buffalo
12308 | Albany | Schenectady | 5 | Buffalo
12309 | Albany | Schenectady | 5 | Buffalo
12325 | Albany | Schenectady | 5 | Buffalo
12345 | Albany | Schenectady | 5 | Buffalo
12401 | Poughkeepsie | Ulster | 6 | Buffalo
12402 | Poughkeepsie | Ulster | 6 | Buffalo
12404 | Poughkeepsie | Ulster | 6 | Buffalo
12405 | Albany | Greene | 5 | Buffalo
12406 | Binghamton | Delaware | 6 | Massena
12407 | Albany | Greene | 5 | Buffalo
12409 | Poughkeepsie | Ulster | 6 | Buffalo
12410 | Poughkeepsie | Ulster | 6 | Buffalo
12411 | Poughkeepsie | Ulster | 6 | Buffalo
12412 | Poughkeepsie | Ulster | 6 | Buffalo
12413 | Albany | Greene | 5 | Buffalo
12414 | Albany | Greene | 5 | Buffalo
12416 | Poughkeepsie | Ulster | 6 | Buffalo
12417 | Poughkeepsie | Ulster | 6 | Buffalo
12418 | Albany | Greene | 5 | Buffalo
12419 | Poughkeepsie | Ulster | 6 | Buffalo
12420 | Poughkeepsie | Ulster | 6 | Buffalo
12421 | Binghamton | Delaware | 6 | Massena
12422 | Albany | Greene | 5 | Buffalo
12423 | Albany | Greene | 5 | Buffalo
12424 | Albany | Greene | 5 | Buffalo
12427 | Albany | Greene | 5 | Buffalo
12428 | Poughkeepsie | Ulster | 6 | Buffalo
12429 | Poughkeepsie | Ulster | 6 | Buffalo
12430 | Binghamton | Delaware | 6 | Massena
12431 | Albany | Greene | 5 | Buffalo
12432 | Poughkeepsie | Ulster | 6 | Buffalo
12433 | Poughkeepsie | Ulster | 6 | Buffalo
12434 | Binghamton | Delaware | 6 | Massena
12435 | Poughkeepsie | Ulster | 6 | Buffalo
12436 | Albany | Greene | 5 | Buffalo
12438 | Binghamton | Delaware | 6 | Massena
12439 | Albany | Greene | 5 | Buffalo
12440 | Poughkeepsie | Ulster | 6 | Buffalo
12441 | Poughkeepsie | Ulster | 6 | Buffalo
12442 | Albany | Greene | 5 | Buffalo
12443 | Poughkeepsie | Ulster | 6 | Buffalo
12444 | Albany | Greene | 5 | Buffalo
12446 | Poughkeepsie | Ulster | 6 | Buffalo
12448 | Poughkeepsie | Ulster | 6 | Buffalo
12449 | Poughkeepsie | Ulster | 6 | Buffalo
12450 | Albany | Greene | 5 | Buffalo
12451 | Albany | Greene | 5 | Buffalo
12452 | Albany | Greene | 5 | Buffalo
12453 | Poughkeepsie | Ulster | 6 | Buffalo
12454 | Albany | Greene | 5 | Buffalo
12455 | Binghamton | Delaware | 6 | Massena
12456 | Poughkeepsie | Ulster | 6 | Buffalo
12457 | Poughkeepsie | Ulster | 6 | Buffalo
12458 | Poughkeepsie | Ulster | 6 | Buffalo
12459 | Binghamton | Delaware | 6 | Massena
12460 | Albany | Greene | 5 | Buffalo
12461 | Poughkeepsie | Ulster | 6 | Buffalo
12463 | Albany | Greene | 5 | Buffalo
12464 | Poughkeepsie | Ulster | 6 | Buffalo
12465 | Poughkeepsie | Ulster | 6 | Buffalo
12466 | Poughkeepsie | Ulster | 6 | Buffalo
12468 | Albany | Greene | 5 | Buffalo
12469 | Albany | Albany | 5 | Buffalo
12470 | Albany | Greene | 5 | Buffalo
12471 | Poughkeepsie | Ulster | 6 | Buffalo
12472 | Poughkeepsie | Ulster | 6 | Buffalo
12473 | Albany | Greene | 5 | Buffalo
12474 | Binghamton | Delaware | 6 | Massena
12475 | Poughkeepsie | Ulster | 6 | Buffalo
12477 | Poughkeepsie | Ulster | 6 | Buffalo
12480 | Poughkeepsie | Ulster | 6 | Buffalo
12481 | Poughkeepsie | Ulster | 6 | Buffalo
12482 | Albany | Greene | 5 | Buffalo
12483 | Poughkeepsie | Ulster | 6 | Buffalo
12484 | Poughkeepsie | Ulster | 6 | Buffalo
12485 | Albany | Greene | 5 | Buffalo
12486 | Poughkeepsie | Ulster | 6 | Buffalo
12487 | Poughkeepsie | Ulster | 6 | Buffalo
12489 | Poughkeepsie | Ulster | 6 | Buffalo
12490 | Poughkeepsie | Ulster | 6 | Buffalo
12491 | Poughkeepsie | Ulster | 6 | Buffalo
12492 | Albany | Greene | 5 | Buffalo
12493 | Poughkeepsie | Ulster | 6 | Buffalo
12494 | Poughkeepsie | Ulster | 6 | Buffalo
12495 | Poughkeepsie | Ulster | 6 | Buffalo
12496 | Albany | Greene | 5 | Buffalo
12498 | Poughkeepsie | Ulster | 6 | Buffalo
12501 | Poughkeepsie | Dutchess | 5 | Buffalo
12502 | Albany | Columbia | 5 | Buffalo
12503 | Albany | Columbia | 5 | Buffalo
12504 | Poughkeepsie | Dutchess | 5 | Buffalo
12506 | Poughkeepsie | Dutchess | 5 | Buffalo
12507 | Poughkeepsie | Dutchess | 5 | Buffalo
12508 | Poughkeepsie | Dutchess | 5 | Buffalo
12510 | Poughkeepsie | Dutchess | 5 | Buffalo
12511 | Poughkeepsie | Dutchess | 5 | Buffalo
12512 | Poughkeepsie | Dutchess | 5 | Buffalo
12513 | Albany | Columbia | 5 | Buffalo
12514 | Poughkeepsie | Dutchess | 5 | Buffalo
12515 | Poughkeepsie | Ulster | 6 | Buffalo
12516 | Albany | Columbia | 5 | Buffalo
12517 | Albany | Columbia | 5 | Buffalo
12518 | Poughkeepsie | Orange | 5 | Buffalo
12520 | Poughkeepsie | Orange | 5 | Buffalo
12521 | Albany | Columbia | 5 | Buffalo
12522 | Poughkeepsie | Dutchess | 5 | Buffalo
12523 | Albany | Columbia | 5 | Buffalo
12524 | Poughkeepsie | Dutchess | 5 | Buffalo
12525 | Poughkeepsie | Ulster | 6 | Buffalo
12526 | Albany | Columbia | 5 | Buffalo
12527 | Poughkeepsie | Dutchess | 5 | Buffalo
12528 | Poughkeepsie | Ulster | 6 | Buffalo
12529 | Albany | Columbia | 5 | Buffalo
12530 | Albany | Columbia | 5 | Buffalo
12531 | Poughkeepsie | Dutchess | 5 | Buffalo
12533 | Poughkeepsie | Dutchess | 5 | Buffalo
12534 | Albany | Columbia | 5 | Buffalo
12537 | Poughkeepsie | Dutchess | 5 | Buffalo
12538 | Poughkeepsie | Dutchess | 5 | Buffalo
12540 | Poughkeepsie | Dutchess | 5 | Buffalo
12541 | Albany | Columbia | 5 | Buffalo
12542 | Poughkeepsie | Ulster | 6 | Buffalo
12543 | Poughkeepsie | Orange | 5 | Buffalo
12544 | Albany | Columbia | 5 | Buffalo
12545 | Poughkeepsie | Dutchess | 5 | Buffalo
12546 | Poughkeepsie | Dutchess | 5 | Buffalo
12547 | Poughkeepsie | Ulster | 6 | Buffalo
12548 | Poughkeepsie | Ulster | 6 | Buffalo
12549 | Poughkeepsie | Orange | 5 | Buffalo
12550 | Poughkeepsie | Orange | 5 | Buffalo
12551 | Poughkeepsie | Orange | 5 | Buffalo
12552 | Poughkeepsie | Orange | 5 | Buffalo
12553 | Poughkeepsie | Orange | 5 | Buffalo
12555 | Poughkeepsie | Orange | 5 | Buffalo
12561 | Poughkeepsie | Ulster | 6 | Buffalo
12563 | Poughkeepsie | Putnam | 5 | Buffalo
12564 | Poughkeepsie | Dutchess | 5 | Buffalo
12565 | Albany | Columbia | 5 | Buffalo
12566 | Poughkeepsie | Ulster | 6 | Buffalo
12567 | Poughkeepsie | Dutchess | 5 | Buffalo
12568 | Poughkeepsie | Ulster | 6 | Buffalo
12569 | Poughkeepsie | Dutchess | 5 | Buffalo
12570 | Poughkeepsie | Dutchess | 5 | Buffalo
12571 | Poughkeepsie | Dutchess | 5 | Buffalo
12572 | Poughkeepsie | Dutchess | 5 | Buffalo
12574 | Poughkeepsie | Dutchess | 5 | Buffalo
12575 | Poughkeepsie | Orange | 5 | Buffalo
12577 | Poughkeepsie | Orange | 5 | Buffalo
12578 | Poughkeepsie | Dutchess | 5 | Buffalo
12580 | Poughkeepsie | Dutchess | 5 | Buffalo
12581 | Poughkeepsie | Dutchess | 5 | Buffalo
12582 | Poughkeepsie | Dutchess | 5 | Buffalo
12583 | Poughkeepsie | Dutchess | 5 | Buffalo
12584 | Poughkeepsie | Orange | 5 | Buffalo
12585 | Poughkeepsie | Dutchess | 5 | Buffalo
12586 | Poughkeepsie | Orange | 5 | Buffalo
12588 | Poughkeepsie | Ulster | 6 | Buffalo
12589 | Poughkeepsie | Ulster | 6 | Buffalo
12590 | Poughkeepsie | Dutchess | 5 | Buffalo
12592 | Poughkeepsie | Dutchess | 5 | Buffalo
12593 | Albany | Columbia | 5 | Buffalo
12594 | Poughkeepsie | Dutchess | 5 | Buffalo
12601 | Poughkeepsie | Dutchess | 5 | Buffalo
12602 | Poughkeepsie | Dutchess | 5 | Buffalo
12603 | Poughkeepsie | Dutchess | 5 | Buffalo
12604 | Poughkeepsie | Dutchess | 5 | Buffalo
12701 | Poughkeepsie | Sullivan | 6 | Buffalo
12719 | Poughkeepsie | Sullivan | 6 | Buffalo
12720 | Poughkeepsie | Sullivan | 6 | Buffalo
12721 | Poughkeepsie | Sullivan | 6 | Buffalo
12722 | Poughkeepsie | Sullivan | 6 | Buffalo
12723 | Poughkeepsie | Sullivan | 6 | Buffalo
12724 | Poughkeepsie | Sullivan | 6 | Buffalo
12725 | Poughkeepsie | Ulster | 6 | Buffalo
12726 | Poughkeepsie | Sullivan | 6 | Buffalo
12727 | Poughkeepsie | Sullivan | 6 | Buffalo
12729 | Poughkeepsie | Orange | 5 | Buffalo
12732 | Poughkeepsie | Sullivan | 6 | Buffalo
12733 | Poughkeepsie | Sullivan | 6 | Buffalo
12734 | Poughkeepsie | Sullivan | 6 | Buffalo
12736 | Poughkeepsie | Sullivan | 6 | Buffalo
12737 | Poughkeepsie | Sullivan | 6 | Buffalo
12738 | Poughkeepsie | Sullivan | 6 | Buffalo
12740 | Poughkeepsie | Sullivan | 6 | Buffalo
12741 | Poughkeepsie | Sullivan | 6 | Buffalo
12742 | Poughkeepsie | Sullivan | 6 | Buffalo
12743 | Poughkeepsie | Sullivan | 6 | Buffalo
12745 | Poughkeepsie | Sullivan | 6 | Buffalo
12746 | Poughkeepsie | Orange | 5 | Buffalo
12747 | Poughkeepsie | Sullivan | 6 | Buffalo
12748 | Poughkeepsie | Sullivan | 6 | Buffalo
12749 | Poughkeepsie | Sullivan | 6 | Buffalo
12750 | Poughkeepsie | Sullivan | 6 | Buffalo
12751 | Poughkeepsie | Sullivan | 6 | Buffalo
12752 | Poughkeepsie | Sullivan | 6 | Buffalo
12754 | Poughkeepsie | Sullivan | 6 | Buffalo
12758 | Poughkeepsie | Sullivan | 6 | Buffalo
12759 | Poughkeepsie | Sullivan | 6 | Buffalo
12760 | Binghamton | Delaware | 6 | Massena
12762 | Poughkeepsie | Sullivan | 6 | Buffalo
12763 | Poughkeepsie | Sullivan | 6 | Buffalo
12764 | Poughkeepsie | Sullivan | 6 | Buffalo
12765 | Poughkeepsie | Sullivan | 6 | Buffalo
12766 | Poughkeepsie | Sullivan | 6 | Buffalo
12767 | Poughkeepsie | Sullivan | 6 | Buffalo
12768 | Poughkeepsie | Sullivan | 6 | Buffalo
12769 | Poughkeepsie | Sullivan | 6 | Buffalo
12770 | Poughkeepsie | Sullivan | 6 | Buffalo
12771 | Poughkeepsie | Orange | 5 | Buffalo
12775 | Poughkeepsie | Sullivan | 6 | Buffalo
12776 | Poughkeepsie | Sullivan | 6 | Buffalo
12777 | Poughkeepsie | Sullivan | 6 | Buffalo
12778 | Poughkeepsie | Sullivan | 6 | Buffalo
12779 | Poughkeepsie | Sullivan | 6 | Buffalo
12780 | Poughkeepsie | Orange | 5 | Buffalo
12781 | Poughkeepsie | Sullivan | 6 | Buffalo
12783 | Poughkeepsie | Sullivan | 6 | Buffalo
12784 | Poughkeepsie | Sullivan | 6 | Buffalo
12785 | Poughkeepsie | Orange | 5 | Buffalo
12786 | Poughkeepsie | Sullivan | 6 | Buffalo
12787 | Poughkeepsie | Sullivan | 6 | Buffalo
12788 | Poughkeepsie | Sullivan | 6 | Buffalo
12789 | Poughkeepsie | Sullivan | 6 | Buffalo
12790 | Poughkeepsie | Sullivan | 6 | Buffalo
12791 | Poughkeepsie | Sullivan | 6 | Buffalo
12792 | Poughkeepsie | Sullivan | 6 | Buffalo
12801 | Albany | Warren | 6 | Buffalo
12803 | Albany | Saratoga | 5 | Buffalo
12804 | Albany | Warren | 6 | Buffalo
12808 | Albany | Warren | 6 | Buffalo
12809 | Albany | Washington | 5 | Buffalo
12810 | Albany | Warren | 6 | Buffalo
12811 | Albany | Warren | 6 | Buffalo
12812 | Massena | Hamilton | 6 | Massena
12814 | Albany | Warren | 6 | Buffalo
12815 | Albany | Warren | 6 | Buffalo
12816 | Albany | Washington | 5 | Buffalo
12817 | Albany | Warren | 6 | Buffalo
12819 | Albany | Washington | 5 | Buffalo
12820 | Albany | Warren | 6 | Buffalo
12821 | Albany | Washington | 5 | Buffalo
12822 | Albany | Saratoga | 5 | Buffalo
12823 | Albany | Washington | 5 | Buffalo
12824 | Albany | Warren | 6 | Buffalo
12827 | Albany | Washington | 5 | Buffalo
12828 | Albany | Washington | 5 | Buffalo
12831 | Albany | Saratoga | 5 | Buffalo
12832 | Albany | Washington | 5 | Buffalo
12833 | Albany | Saratoga | 5 | Buffalo
12834 | Albany | Washington | 5 | Buffalo
12835 | Albany | Saratoga | 5 | Buffalo
12836 | Albany | Warren | 6 | Buffalo
12837 | Albany | Washington | 5 | Buffalo
12838 | Albany | Washington | 5 | Buffalo
12839 | Albany | Washington | 5 | Buffalo
12841 | Albany | Washington | 5 | Buffalo
12842 | Massena | Hamilton | 6 | Massena
12843 | Albany | Warren | 6 | Buffalo
12844 | Albany | Washington | 5 | Buffalo
12845 | Albany | Warren | 6 | Buffalo
12846 | Albany | Warren | 6 | Buffalo
12847 | Massena | Hamilton | 6 | Massena
12848 | Albany | Washington | 5 | Buffalo
12849 | Albany | Washington | 5 | Buffalo
12850 | Albany | Saratoga | 5 | Buffalo
12851 | Massena | Essex | 6 | Massena
12852 | Massena | Essex | 6 | Massena
12853 | Albany | Warren | 6 | Buffalo
12854 | Albany | Washington | 5 | Buffalo
12855 | Massena | Essex | 6 | Massena
12856 | Albany | Warren | 6 | Buffalo
12857 | Massena | Essex | 6 | Massena
12858 | Massena | Essex | 6 | Massena
12859 | Albany | Saratoga | 5 | Buffalo
12860 | Albany | Warren | 6 | Buffalo
12861 | Albany | Washington | 5 | Buffalo
12862 | Albany | Warren | 6 | Buffalo
12863 | Albany | Saratoga | 5 | Buffalo
12864 | Massena | Hamilton | 6 | Massena
12865 | Albany | Washington | 5 | Buffalo
12866 | Albany | Saratoga | 5 | Buffalo
12870 | Massena | Essex | 6 | Massena
12871 | Albany | Saratoga | 5 | Buffalo
12872 | Massena | Essex | 6 | Massena
12873 | Albany | Washington | 5 | Buffalo
12874 | Albany | Warren | 6 | Buffalo
12878 | Albany | Warren | 6 | Buffalo
12879 | Massena | Essex | 6 | Massena
12883 | Massena | Essex | 6 | Massena
12884 | Albany | Saratoga | 5 | Buffalo
12885 | Albany | Warren | 6 | Buffalo
12886 | Albany | Warren | 6 | Buffalo
12887 | Albany | Washington | 5 | Buffalo
12901 | Massena | Clinton | 6 | Massena
12903 | Massena | Clinton | 6 | Massena
12910 | Massena | Clinton | 6 | Massena
12911 | Massena | Clinton | 6 | Massena
12912 | Massena | Clinton | 6 | Massena
12913 | Massena | Essex | 6 | Massena
12914 | Massena | Franklin | 6 | Massena
12915 | Massena | Franklin | 6 | Massena
12916 | Massena | Franklin | 6 | Massena
12917 | Massena | Franklin | 6 | Massena
12918 | Massena | Clinton | 6 | Massena
12919 | Massena | Clinton | 6 | Massena
12920 | Massena | Franklin | 6 | Massena
12921 | Massena | Clinton | 6 | Massena
12922 | Massena | St. Lawrence | 6 | Massena
12923 | Massena | Clinton | 6 | Massena
12924 | Massena | Clinton | 6 | Massena
12926 | Massena | Franklin | 6 | Massena
12927 | Massena | St. Lawrence | 6 | Massena
12928 | Massena | Essex | 6 | Massena
12929 | Massena | Clinton | 6 | Massena
12930 | Massena | Franklin | 6 | Massena
12932 | Massena | Essex | 6 | Massena
12933 | Massena | Clinton | 6 | Massena
12934 | Massena | Clinton | 6 | Massena
12935 | Massena | Clinton | 6 | Massena
12936 | Massena | Essex | 6 | Massena
12937 | Massena | Franklin | 6 | Massena
12939 | Massena | Franklin | 6 | Massena
12941 | Massena | Essex | 6 | Massena
12942 | Massena | Essex | 6 | Massena
12943 | Massena | Essex | 6 | Massena
12944 | Massena | Essex | 6 | Massena
12945 | Massena | Franklin | 6 | Massena
12946 | Massena | Essex | 6 | Massena
12949 | Massena | St. Lawrence | 6 | Massena
12950 | Massena | Essex | 6 | Massena
12952 | Massena | Clinton | 6 | Massena
12953 | Massena | Franklin | 6 | Massena
12955 | Massena | Clinton | 6 | Massena
12956 | Massena | Essex | 6 | Massena
12957 | Massena | Franklin | 6 | Massena
12958 | Massena | Clinton | 6 | Massena
12959 | Massena | Clinton | 6 | Massena
12960 | Massena | Essex | 6 | Massena
12961 | Massena | Essex | 6 | Massena
12962 | Massena | Clinton | 6 | Massena
12964 | Massena | Essex | 6 | Massena
12965 | Massena | St. Lawrence | 6 | Massena
12966 | Massena | Franklin | 6 | Massena
12967 | Massena | St. Lawrence | 6 | Massena
12969 | Massena | Franklin | 6 | Massena
12970 | Massena | Franklin | 6 | Massena
12972 | Massena | Clinton | 6 | Massena
12973 | Massena | St. Lawrence | 6 | Massena
12974 | Massena | Essex | 6 | Massena
12975 | Massena | Essex | 6 | Massena
12976 | Massena | Franklin | 6 | Massena
12977 | Massena | Essex | 6 | Massena
12978 | Massena | Clinton | 6 | Massena
12979 | Massena | Clinton | 6 | Massena
12980 | Massena | Franklin | 6 | Massena
12981 | Massena | Clinton | 6 | Massena
12983 | Massena | Franklin | 6 | Massena
12985 | Massena | Clinton | 6 | Massena
12986 | Massena | Franklin | 6 | Massena
12987 | Massena | Essex | 6 | Massena
12989 | Massena | Franklin | 6 | Massena
12992 | Massena | Clinton | 6 | Massena
12993 | Massena | Essex | 6 | Massena
12995 | Massena | Franklin | 6 | Massena
12996 | Massena | Essex | 6 | Massena
12997 | Massena | Essex | 6 | Massena
12998 | Massena | Essex | 6 | Massena
13020 | Syracuse | Onondaga | 5 | Buffalo
13021 | Syracuse | Cayuga | 5 | Buffalo
13022 | Syracuse | Cayuga | 5 | Buffalo
13024 | Syracuse | Cayuga | 5 | Buffalo
13026 | Syracuse | Cayuga | 5 | Buffalo
13027 | Syracuse | Onondaga | 5 | Buffalo
13028 | Syracuse | Oswego | 5 | Buffalo
13029 | Syracuse | Onondaga | 5 | Buffalo
13030 | Syracuse | Madison | 6 | Buffalo
13031 | Syracuse | Onondaga | 5 | Buffalo
13032 | Syracuse | Madison | 6 | Buffalo
13033 | Syracuse | Cayuga | 5 | Buffalo
13034 | Syracuse | Cayuga | 5 | Buffalo
13035 | Syracuse | Madison | 6 | Buffalo
13036 | Syracuse | Oswego | 5 | Buffalo
13037 | Syracuse | Madison | 6 | Buffalo
13039 | Syracuse | Onondaga | 5 | Buffalo
13040 | Syracuse | Cortland | 5 | Buffalo
13041 | Syracuse | Onondaga | 5 | Buffalo
13042 | Syracuse | Oneida | 6 | Buffalo
13043 | Syracuse | Madison | 6 | Buffalo
13044 | Syracuse | Oswego | 5 | Buffalo
13045 | Syracuse | Cortland | 5 | Buffalo
13051 | Syracuse | Onondaga | 5 | Buffalo
13052 | Syracuse | Madison | 6 | Buffalo
13053 | Binghamton | Tompkins | 6 | Massena
13054 | Syracuse | Oneida | 6 | Buffalo
13056 | Syracuse | Cortland | 5 | Buffalo
13057 | Syracuse | Onondaga | 5 | Buffalo
13060 | Syracuse | Onondaga | 5 | Buffalo
13061 | Syracuse | Madison | 6 | Buffalo
13062 | Binghamton | Tompkins | 6 | Massena
13063 | Syracuse | Onondaga | 5 | Buffalo
13064 | Syracuse | Cayuga | 5 | Buffalo
13065 | Syracuse | Seneca | 5 | Buffalo
13066 | Syracuse | Onondaga | 5 | Buffalo
13068 | Binghamton | Tompkins | 6 | Massena
13069 | Syracuse | Oswego | 5 | Buffalo
13071 | Syracuse | Cayuga | 5 | Buffalo
13072 | Syracuse | Madison | 6 | Buffalo
13073 | Binghamton | Tompkins | 6 | Massena
13074 | Syracuse | Oswego | 5 | Buffalo
13076 | Syracuse | Oswego | 5 | Buffalo
13077 | Syracuse | Cortland | 5 | Buffalo
13078 | Syracuse | Onondaga | 5 | Buffalo
13080 | Syracuse | Onondaga | 5 | Buffalo
13081 | Syracuse | Cayuga | 5 | Buffalo
13082 | Syracuse | Madison | 6 | Buffalo
13083 | Syracuse | Oswego | 5 | Buffalo
13084 | Syracuse | Onondaga | 5 | Buffalo
13087 | Syracuse | Cortland | 5 | Buffalo
13088 | Syracuse | Onondaga | 5 | Buffalo
13089 | Syracuse | Onondaga | 5 | Buffalo
13090 | Syracuse | Onondaga | 5 | Buffalo
13092 | Syracuse | Cayuga | 5 | Buffalo
13093 | Syracuse | Oswego | 5 | Buffalo
13101 | Syracuse | Cortland | 5 | Buffalo
13102 | Binghamton | Tompkins | 6 | Massena
13103 | Syracuse | Oswego | 5 | Buffalo
13104 | Syracuse | Onondaga | 5 | Buffalo
13107 | Syracuse | Oswego | 5 | Buffalo
13108 | Syracuse | Onondaga | 5 | Buffalo
13110 | Syracuse | Onondaga | 5 | Buffalo
13111 | Syracuse | Cayuga | 5 | Buffalo
13112 | Syracuse | Onondaga | 5 | Buffalo
13113 | Syracuse | Cayuga | 5 | Buffalo
13114 | Syracuse | Oswego | 5 | Buffalo
13115 | Syracuse | Oswego | 5 | Buffalo
13116 | Syracuse | Onondaga | 5 | Buffalo
13117 | Syracuse | Cayuga | 5 | Buffalo
13118 | Syracuse | Cayuga | 5 | Buffalo
13119 | Syracuse | Onondaga | 5 | Buffalo
13120 | Syracuse | Onondaga | 5 | Buffalo
13121 | Syracuse | Oswego | 5 | Buffalo
13122 | Syracuse | Madison | 6 | Buffalo
13123 | Syracuse | Oneida | 6 | Buffalo
13124 | Binghamton | Chenango | 6 | Massena
13126 | Syracuse | Oswego | 5 | Buffalo
13131 | Syracuse | Oswego | 5 | Buffalo
13132 | Syracuse | Oswego | 5 | Buffalo
13134 | Syracuse | Madison | 6 | Buffalo
13135 | Syracuse | Oswego | 5 | Buffalo
13136 | Binghamton | Chenango | 6 | Massena
13137 | Syracuse | Onondaga | 5 | Buffalo
13138 | Syracuse | Onondaga | 5 | Buffalo
13139 | Syracuse | Cayuga | 5 | Buffalo
13140 | Syracuse | Cayuga | 5 | Buffalo
13141 | Syracuse | Cortland | 5 | Buffalo
13142 | Syracuse | Oswego | 5 | Buffalo
13143 | Syracuse | Wayne | 5 | Buffalo
13144 | Syracuse | Oswego | 5 | Buffalo
13145 | Syracuse | Oswego | 5 | Buffalo
13146 | Syracuse | Wayne | 5 | Buffalo
13147 | Syracuse | Cayuga | 5 | Buffalo
13148 | Syracuse | Seneca | 5 | Buffalo
13152 | Syracuse | Onondaga | 5 | Buffalo
13153 | Syracuse | Onondaga | 5 | Buffalo
13154 | Syracuse | Wayne | 5 | Buffalo
13155 | Binghamton | Chenango | 6 | Massena
13156 | Syracuse | Cayuga | 5 | Buffalo
13157 | Syracuse | Oneida | 6 | Buffalo
13158 | Syracuse | Cortland | 5 | Buffalo
13159 | Syracuse | Onondaga | 5 | Buffalo
13160 | Syracuse | Cayuga | 5 | Buffalo
13162 | Syracuse | Oneida | 6 | Buffalo
13163 | Syracuse | Madison | 6 | Buffalo
13164 | Syracuse | Onondaga | 5 | Buffalo
13165 | Syracuse | Seneca | 5 | Buffalo
13166 | Syracuse | Cayuga | 5 | Buffalo
13167 | Syracuse | Oswego | 5 | Buffalo
13201 | Syracuse | Onondaga | 5 | Buffalo
13202 | Syracuse | Onondaga | 5 | Buffalo
13203 | Syracuse | Onondaga | 5 | Buffalo
13204 | Syracuse | Onondaga | 5 | Buffalo
13205 | Syracuse | Onondaga | 5 | Buffalo
13206 | Syracuse | Onondaga | 5 | Buffalo
13207 | Syracuse | Onondaga | 5 | Buffalo
13208 | Syracuse | Onondaga | 5 | Buffalo
13209 | Syracuse | Onondaga | 5 | Buffalo
13210 | Syracuse | Onondaga | 5 | Buffalo
13211 | Syracuse | Onondaga | 5 | Buffalo
13212 | Syracuse | Onondaga | 5 | Buffalo
13214 | Syracuse | Onondaga | 5 | Buffalo
13215 | Syracuse | Onondaga | 5 | Buffalo
13217 | Syracuse | Onondaga | 5 | Buffalo
13218 | Syracuse | Onondaga | 5 | Buffalo
13219 | Syracuse | Onondaga | 5 | Buffalo
13220 | Syracuse | Onondaga | 5 | Buffalo
13221 | Syracuse | Onondaga | 5 | Buffalo
13224 | Syracuse | Onondaga | 5 | Buffalo
13225 | Syracuse | Onondaga | 5 | Buffalo
13235 | Syracuse | Onondaga | 5 | Buffalo
13244 | Syracuse | Onondaga | 5 | Buffalo
13250 | Syracuse | Onondaga | 5 | Buffalo
13251 | Syracuse | Onondaga | 5 | Buffalo
13252 | Syracuse | Onondaga | 5 | Buffalo
13261 | Syracuse | Onondaga | 5 | Buffalo
13290 | Syracuse | Onondaga | 5 | Buffalo
13301 | Syracuse | Oneida | 6 | Buffalo
13302 | Syracuse | Oswego | 5 | Buffalo
13303 | Syracuse | Oneida | 6 | Buffalo
13304 | Syracuse | Oneida | 6 | Buffalo
13305 | Massena | Lewis | 6 | Massena
13308 | Syracuse | Oneida | 6 | Buffalo
13309 | Syracuse | Oneida | 6 | Buffalo
13310 | Syracuse | Madison | 6 | Buffalo
13312 | Massena | Lewis | 6 | Massena
13313 | Syracuse | Oneida | 6 | Buffalo
13314 | Syracuse | Madison | 6 | Buffalo
13315 | Binghamton | Otsego | 6 | Massena
13316 | Syracuse | Oneida | 6 | Buffalo
13317 | Albany | Montgomery | 6 | Buffalo
13318 | Syracuse | Oneida | 6 | Buffalo
13319 | Syracuse | Oneida | 6 | Buffalo
13320 | Binghamton | Otsego | 6 | Massena
13321 | Syracuse | Oneida | 6 | Buffalo
13322 | Syracuse | Oneida | 6 | Buffalo
13323 | Syracuse | Oneida | 6 | Buffalo
13324 | Syracuse | Herkimer | 6 | Buffalo
13325 | Massena | Lewis | 6 | Massena
13326 | Binghamton | Otsego | 6 | Massena
13327 | Massena | Lewis | 6 | Massena
13328 | Syracuse | Oneida | 6 | Buffalo
13329 | Syracuse | Herkimer | 6 | Buffalo
13331 | Syracuse | Herkimer | 6 | Buffalo
13332 | Syracuse | Madison | 6 | Buffalo
13333 | Binghamton | Otsego | 6 | Massena
13334 | Syracuse | Madison | 6 | Buffalo
13335 | Binghamton | Otsego | 6 | Massena
13337 | Binghamton | Otsego | 6 | Massena
13338 | Syracuse | Oneida | 6 | Buffalo
13339 | Albany | Montgomery | 6 | Buffalo
13340 | Syracuse | Herkimer | 6 | Buffalo
13341 | Syracuse | Oneida | 6 | Buffalo
13342 | Binghamton | Otsego | 6 | Massena
13343 | Massena | Lewis | 6 | Massena
13345 | Massena | Lewis | 6 | Massena
13346 | Syracuse | Madison | 6 | Buffalo
13348 | Binghamton | Otsego | 6 | Massena
13350 | Syracuse | Herkimer | 6 | Buffalo
13352 | Syracuse | Oneida | 6 | Buffalo
13353 | Massena | Hamilton | 6 | Massena
13354 | Syracuse | Oneida | 6 | Buffalo
13355 | Syracuse | Madison | 6 | Buffalo
13357 | Syracuse | Herkimer | 6 | Buffalo
13360 | Massena | Hamilton | 6 | Massena
13361 | Syracuse | Herkimer | 6 | Buffalo
13362 | Syracuse | Oneida | 6 | Buffalo
13363 | Syracuse | Oneida | 6 | Buffalo
13364 | Syracuse | Madison | 6 | Buffalo
13365 | Syracuse | Herkimer | 6 | Buffalo
13367 | Massena | Lewis | 6 | Massena
13368 | Massena | Lewis | 6 | Massena
13401 | Syracuse | Oneida | 6 | Buffalo
13402 | Syracuse | Madison | 6 | Buffalo
13403 | Syracuse | Oneida | 6 | Buffalo
13404 | Massena | Lewis | 6 | Massena
13406 | Syracuse | Herkimer | 6 | Buffalo
13407 | Syracuse | Herkimer | 6 | Buffalo
13408 | Syracuse | Madison | 6 | Buffalo
13409 | Syracuse | Madison | 6 | Buffalo
13410 | Albany | Montgomery | 6 | Buffalo
13411 | Binghamton | Chenango | 6 | Massena
13413 | Syracuse | Oneida | 6 | Buffalo
13415 | Binghamton | Otsego | 6 | Massena
13416 | Syracuse | Herkimer | 6 | Buffalo
13417 | Syracuse | Oneida | 6 | Buffalo
13418 | Syracuse | Madison | 6 | Buffalo
13420 | Syracuse | Herkimer | 6 | Buffalo
13421 | Syracuse | Madison | 6 | Buffalo
13424 | Syracuse | Oneida | 6 | Buffalo
13425 | Syracuse | Oneida | 6 | Buffalo
13426 | Syracuse | Oswego | 5 | Buffalo
13428 | Albany | Montgomery | 6 | Buffalo
13431 | Syracuse | Herkimer | 6 | Buffalo
13433 | Massena | Lewis | 6 | Massena
13435 | Syracuse | Oneida | 6 | Buffalo
13436 | Massena | Hamilton | 6 | Massena
13437 | Syracuse | Oswego | 5 | Buffalo
13438 | Syracuse | Oneida | 6 | Buffalo
13439 | Binghamton | Otsego | 6 | Massena
13440 | Syracuse | Oneida | 6 | Buffalo
13441 | Syracuse | Oneida | 6 | Buffalo
13442 | Syracuse | Oneida | 6 | Buffalo
13449 | Syracuse | Oneida | 6 | Buffalo
13450 | Binghamton | Otsego | 6 | Massena
13452 | Albany | Montgomery | 6 | Buffalo
13454 | Syracuse | Herkimer | 6 | Buffalo
13455 | Syracuse | Oneida | 6 | Buffalo
13456 | Syracuse | Oneida | 6 | Buffalo
13457 | Binghamton | Otsego | 6 | Massena
13459 | Albany | Schoharie | 6 | Buffalo
13460 | Binghamton | Chenango | 6 | Massena
13461 | Syracuse | Oneida | 6 | Buffalo
13464 | Binghamton | Chenango | 6 | Massena
13465 | Syracuse | Madison | 6 | Buffalo
13468 | Binghamton | Otsego | 6 | Massena
13469 | Syracuse | Oneida | 6 | Buffalo
13470 | Albany | Fulton | 6 | Buffalo
13471 | Syracuse | Oneida | 6 | Buffalo
13472 | Syracuse | Herkimer | 6 | Buffalo
13473 | Massena | Lewis | 6 | Massena
13475 | Syracuse | Herkimer | 6 | Buffalo
13476 | Syracuse | Oneida | 6 | Buffalo
13477 | Syracuse | Oneida | 6 | Buffalo
13478 | Syracuse | Oneida | 6 | Buffalo
13479 | Syracuse | Oneida | 6 | Buffalo
13480 | Syracuse | Oneida | 6 | Buffalo
13482 | Binghamton | Otsego | 6 | Massena
13483 | Syracuse | Oneida | 6 | Buffalo
13484 | Syracuse | Madison | 6 | Buffalo
13485 | Syracuse | Madison | 6 | Buffalo
13486 | Syracuse | Oneida | 6 | Buffalo
13488 | Binghamton | Otsego | 6 | Massena
13489 | Massena | Lewis | 6 | Massena
13490 | Syracuse | Oneida | 6 | Buffalo
13491 | Syracuse | Herkimer | 6 | Buffalo
13492 | Syracuse | Oneida | 6 | Buffalo
13493 | Syracuse | Oswego | 5 | Buffalo
13494 | Syracuse | Oneida | 6 | Buffalo
13495 | Syracuse | Oneida | 6 | Buffalo
13501 | Syracuse | Oneida | 6 | Buffalo
13502 | Syracuse | Oneida | 6 | Buffalo
13503 | Syracuse | Oneida | 6 | Buffalo
13504 | Syracuse | Oneida | 6 | Buffalo
13505 | Syracuse | Oneida | 6 | Buffalo
13599 | Syracuse | Oneida | 6 | Buffalo
13601 | Massena | Jefferson | 6 | Massena
13602 | Massena | Jefferson | 6 | Massena
13603 | Massena | Jefferson | 6 | Massena
13605 | Massena | Jefferson | 6 | Massena
13606 | Massena | Jefferson | 6 | Massena
13607 | Massena | Jefferson | 6 | Massena
13608 | Massena | Jefferson | 6 | Massena
13611 | Massena | Jefferson | 6 | Massena
13612 | Massena | Jefferson | 6 | Massena
13613 | Massena | St. Lawrence | 6 | Massena
13614 | Massena | St. Lawrence | 6 | Massena
13615 | Massena | Jefferson | 6 | Massena
13616 | Massena | Jefferson | 6 | Massena
13617 | Massena | St. Lawrence | 6 | Massena
13618 | Massena | Jefferson | 6 | Massena
13619 | Massena | Jefferson | 6 | Massena
13620 | Massena | Lewis | 6 | Massena
13621 | Massena | St. Lawrence | 6 | Massena
13622 | Massena | Jefferson | 6 | Massena
13623 | Massena | St. Lawrence | 6 | Massena
13624 | Massena | Jefferson | 6 | Massena
13625 | Massena | St. Lawrence | 6 | Massena
13626 | Massena | Lewis | 6 | Massena
13627 | Massena | Lewis | 6 | Massena
13628 | Massena | Jefferson | 6 | Massena
13630 | Massena | St. Lawrence | 6 | Massena
13631 | Massena | Jefferson | 6 | Massena
13632 | Massena | Jefferson | 6 | Massena
13633 | Massena | St. Lawrence | 6 | Massena
13634 | Massena | Jefferson | 6 | Massena
13635 | Massena | St. Lawrence | 6 | Massena
13636 | Massena | Jefferson | 6 | Massena
13637 | Massena | Jefferson | 6 | Massena
13638 | Massena | Jefferson | 6 | Massena
13639 | Massena | St. Lawrence | 6 | Massena
13640 | Massena | Jefferson | 6 | Massena
13641 | Massena | Jefferson | 6 | Massena
13642 | Massena | St. Lawrence | 6 | Massena
13643 | Massena | Jefferson | 6 | Massena
13645 | Massena | St. Lawrence | 6 | Massena
13646 | Massena | St. Lawrence | 6 | Massena
13647 | Massena | St. Lawrence | 6 | Massena
13648 | Massena | Lewis | 6 | Massena
13649 | Massena | St. Lawrence | 6 | Massena
13650 | Massena | Jefferson | 6 | Massena
13651 | Massena | Jefferson | 6 | Massena
13652 | Massena | St. Lawrence | 6 | Massena
13654 | Massena | St. Lawrence | 6 | Massena
13655 | Massena | Franklin | 6 | Massena
13656 | Massena | Jefferson | 6 | Massena
13657 | Massena | Jefferson | 6 | Massena
13658 | Massena | St. Lawrence | 6 | Massena
13659 | Massena | Jefferson | 6 | Massena
13660 | Massena | St. Lawrence | 6 | Massena
13661 | Massena | Jefferson | 6 | Massena
13662 | Massena | St. Lawrence | 6 | Massena
13664 | Massena | St. Lawrence | 6 | Massena
13665 | Massena | Jefferson | 6 | Massena
13666 | Massena | St. Lawrence | 6 | Massena
13667 | Massena | St. Lawrence | 6 | Massena
13668 | Massena | St. Lawrence | 6 | Massena
13669 | Massena | St. Lawrence | 6 | Massena
13670 | Massena | St. Lawrence | 6 | Massena
13671 | Massena | Jefferson | 6 | Massena
13672 | Massena | St. Lawrence | 6 | Massena
13673 | Massena | Jefferson | 6 | Massena
13674 | Massena | Jefferson | 6 | Massena
13675 | Massena | Jefferson | 6 | Massena
13676 | Massena | St. Lawrence | 6 | Massena
13677 | Massena | St. Lawrence | 6 | Massena
13678 | Massena | St. Lawrence | 6 | Massena
13679 | Massena | Jefferson | 6 | Massena
13680 | Massena | St. Lawrence | 6 | Massena
13681 | Massena | St. Lawrence | 6 | Massena
13682 | Massena | Jefferson | 6 | Massena
13683 | Massena | Franklin | 6 | Massena
13684 | Massena | St. Lawrence | 6 | Massena
13685 | Massena | Jefferson | 6 | Massena
13687 | Massena | St. Lawrence | 6 | Massena
13690 | Massena | St. Lawrence | 6 | Massena
13691 | Massena | Jefferson | 6 | Massena
13692 | Massena | Jefferson | 6 | Massena
13693 | Massena | Jefferson | 6 | Massena
13694 | Massena | St. Lawrence | 6 | Massena
13695 | Massena | St. Lawrence | 6 | Massena
13696 | Massena | St. Lawrence | 6 | Massena
13697 | Massena | St. Lawrence | 6 | Massena
13699 | Massena | St. Lawrence | 6 | Massena
13730 | Binghamton | Chenango | 6 | Massena
13731 | Binghamton | Delaware | 6 | Massena
13732 | Binghamton | Tioga | 5 | Massena
13733 | Binghamton | Chenango | 6 | Massena
13734 | Binghamton | Tioga | 5 | Massena
13736 | Binghamton | Tioga | 5 | Massena
13737 | Binghamton | Broome | 6 | Massena
13738 | Syracuse | Cortland | 5 | Buffalo
13739 | Binghamton | Delaware | 6 | Massena
13740 | Binghamton | Delaware | 6 | Massena
13743 | Binghamton | Tioga | 5 | Massena
13744 | Binghamton | Broome | 6 | Massena
13745 | Binghamton | Broome | 6 | Massena
13746 | Binghamton | Broome | 6 | Massena
13747 | Binghamton | Otsego | 6 | Massena
13748 | Binghamton | Broome | 6 | Massena
13749 | Binghamton | Broome | 6 | Massena
13750 | Binghamton | Delaware | 6 | Massena
13751 | Binghamton | Delaware | 6 | Massena
13752 | Binghamton | Delaware | 6 | Massena
13753 | Binghamton | Delaware | 6 | Massena
13754 | Binghamton | Broome | 6 | Massena
13755 | Binghamton | Delaware | 6 | Massena
13756 | Binghamton | Delaware | 6 | Massena
13757 | Binghamton | Delaware | 6 | Massena
13758 | Binghamton | Chenango | 6 | Massena
13760 | Binghamton | Broome | 6 | Massena
13761 | Binghamton | Broome | 6 | Massena
13762 | Binghamton | Broome | 6 | Massena
13763 | Binghamton | Broome | 6 | Massena
13774 | Binghamton | Delaware | 6 | Massena
13775 | Binghamton | Delaware | 6 | Massena
13776 | Binghamton | Otsego | 6 | Massena
13777 | Binghamton | Broome | 6 | Massena
13778 | Binghamton | Chenango | 6 | Massena
13780 | Binghamton | Chenango | 6 | Massena
13782 | Binghamton | Delaware | 6 | Massena
13783 | Binghamton | Delaware | 6 | Massena
13784 | Syracuse | Cortland | 5 | Buffalo
13786 | Binghamton | Delaware | 6 | Massena
13787 | Binghamton | Broome | 6 | Massena
13788 | Binghamton | Delaware | 6 | Massena
13790 | Binghamton | Broome | 6 | Massena
13794 | Binghamton | Broome | 6 | Massena
13795 | Binghamton | Broome | 6 | Massena
13796 | Binghamton | Otsego | 6 | Massena
13797 | Binghamton | Broome | 6 | Massena
13801 | Binghamton | Chenango | 6 | Massena
13802 | Binghamton | Broome | 6 | Massena
13803 | Syracuse | Cortland | 5 | Buffalo
13804 | Binghamton | Delaware | 6 | Massena
13806 | Binghamton | Delaware | 6 | Massena
13807 | Binghamton | Otsego | 6 | Massena
13808 | Binghamton | Otsego | 6 | Massena
13809 | Binghamton | Chenango | 6 | Massena
13810 | Binghamton | Otsego | 6 | Massena
13811 | Binghamton | Tioga | 5 | Massena
13812 | Binghamton | Tioga | 5 | Massena
13813 | Binghamton | Broome | 6 | Massena
13814 | Binghamton | Chenango | 6 | Massena
13815 | Binghamton | Chenango | 6 | Massena
13820 | Binghamton | Otsego | 6 | Massena
13825 | Binghamton | Otsego | 6 | Massena
13826 | Binghamton | Broome | 6 | Massena
13827 | Binghamton | Tioga | 5 | Massena
13830 | Binghamton | Chenango | 6 | Massena
13832 | Binghamton | Chenango | 6 | Massena
13833 | Binghamton | Broome | 6 | Massena
13834 | Binghamton | Otsego | 6 | Massena
13835 | Binghamton | Tioga | 5 | Massena
13837 | Binghamton | Delaware | 6 | Massena
13838 | Binghamton | Delaware | 6 | Massena
13839 | Binghamton | Delaware | 6 | Massena
13840 | Binghamton | Tioga | 5 | Massena
13841 | Binghamton | Chenango | 6 | Massena
13842 | Binghamton | Delaware | 6 | Massena
13843 | Binghamton | Chenango | 6 | Massena
13844 | Binghamton | Chenango | 6 | Massena
13845 | Binghamton | Tioga | 5 | Massena
13846 | Binghamton | Delaware | 6 | Massena
13847 | Binghamton | Delaware | 6 | Massena
13848 | Binghamton | Broome | 6 | Massena
13849 | Binghamton | Otsego | 6 | Massena
13850 | Binghamton | Broome | 6 | Massena
13851 | Binghamton | Broome | 6 | Massena
13856 | Binghamton | Delaware | 6 | Massena
13859 | Binghamton | Otsego | 6 | Massena
13860 | Binghamton | Delaware | 6 | Massena
13861 | Binghamton | Otsego | 6 | Massena
13862 | Binghamton | Broome | 6 | Massena
13863 | Syracuse | Cortland | 5 | Buffalo
13864 | Binghamton | Tioga | 5 | Massena
13865 | Binghamton | Broome | 6 | Massena
13901 | Binghamton | Broome | 6 | Massena
13902 | Binghamton | Broome | 6 | Massena
13903 | Binghamton | Broome | 6 | Massena
13904 | Binghamton | Broome | 6 | Massena
13905 | Binghamton | Broome | 6 | Massena
14001 | Buffalo | Erie | 5 | Buffalo
14004 | Buffalo | Erie | 5 | Buffalo
14005 | Buffalo | Genesee | 5 | Buffalo
14006 | Buffalo | Erie | 5 | Buffalo
14008 | Buffalo | Niagara | 5 | Buffalo
14009 | Buffalo | Wyoming | 6 | Buffalo
14010 | Buffalo | Erie | 5 | Buffalo
14011 | Buffalo | Wyoming | 6 | Buffalo
14012 | Buffalo | Niagara | 5 | Buffalo
14013 | Buffalo | Genesee | 5 | Buffalo
14020 | Buffalo | Genesee | 5 | Buffalo
14021 | Buffalo | Genesee | 5 | Buffalo
14024 | Buffalo | Wyoming | 6 | Buffalo
14025 | Buffalo | Erie | 5 | Buffalo
14026 | Buffalo | Erie | 5 | Buffalo
14027 | Buffalo | Erie | 5 | Buffalo
14028 | Buffalo | Niagara | 5 | Buffalo
14029 | Buffalo | Allegany | 6 | Buffalo
14030 | Buffalo | Erie | 5 | Buffalo
14031 | Buffalo | Erie | 5 | Buffalo
14032 | Buffalo | Erie | 5 | Buffalo
14033 | Buffalo | Erie | 5 | Buffalo
14034 | Buffalo | Erie | 5 | Buffalo
14035 | Buffalo | Erie | 5 | Buffalo
14036 | Buffalo | Genesee | 5 | Buffalo
14037 | Buffalo | Wyoming | 6 | Buffalo
14038 | Buffalo | Erie | 5 | Buffalo
14039 | Buffalo | Wyoming | 6 | Buffalo
14040 | Buffalo | Genesee | 5 | Buffalo
14041 | Buffalo | Cattaraugus | 6 | Buffalo
14042 | Buffalo | Cattaraugus | 6 | Buffalo
14043 | Buffalo | Erie | 5 | Buffalo
14047 | Buffalo | Erie | 5 | Buffalo
14048 | Buffalo | Chautauqua | 5 | Buffalo
14051 | Buffalo | Erie | 5 | Buffalo
14052 | Buffalo | Erie | 5 | Buffalo
14054 | Buffalo | Genesee | 5 | Buffalo
14055 | Buffalo | Erie | 5 | Buffalo
14056 | Buffalo | Genesee | 5 | Buffalo
14057 | Buffalo | Erie | 5 | Buffalo
14058 | Buffalo | Genesee | 5 | Buffalo
14059 | Buffalo | Erie | 5 | Buffalo
14060 | Buffalo | Cattaraugus | 6 | Buffalo
14061 | Buffalo | Erie | 5 | Buffalo
14062 | Buffalo | Chautauqua | 5 | Buffalo
14063 | Buffalo | Chautauqua | 5 | Buffalo
14065 | Buffalo | Cattaraugus | 6 | Buffalo
14066 | Buffalo | Wyoming | 6 | Buffalo
14067 | Buffalo | Niagara | 5 | Buffalo
14068 | Buffalo | Erie | 5 | Buffalo
14069 | Buffalo | Erie | 5 | Buffalo
14070 | Buffalo | Cattaraugus | 6 | Buffalo
14072 | Buffalo | Erie | 5 | Buffalo
14075 | Buffalo | Erie | 5 | Buffalo
14080 | Buffalo | Erie | 5 | Buffalo
14081 | Buffalo | Erie | 5 | Buffalo
14082 | Buffalo | Wyoming | 6 | Buffalo
14083 | Buffalo | Wyoming | 6 | Buffalo
14085 | Buffalo | Erie | 5 | Buffalo
14086 | Buffalo | Erie | 5 | Buffalo
14091 | Buffalo | Erie | 5 | Buffalo
14092 | Buffalo | Niagara | 5 | Buffalo
14094 | Buffalo | Niagara | 5 | Buffalo
14095 | Buffalo | Niagara | 5 | Buffalo
14098 | Buffalo | Orleans | 5 | Buffalo
14101 | Buffalo | Cattaraugus | 6 | Buffalo
14102 | Buffalo | Erie | 5 | Buffalo
14103 | Buffalo | Orleans | 5 | Buffalo
14105 | Buffalo | Niagara | 5 | Buffalo
14107 | Buffalo | Niagara | 5 | Buffalo
14108 | Buffalo | Niagara | 5 | Buffalo
14109 | Buffalo | Niagara | 5 | Buffalo
14110 | Buffalo | Erie | 5 | Buffalo
14111 | Buffalo | Erie | 5 | Buffalo
14112 | Buffalo | Erie | 5 | Buffalo
14113 | Buffalo | Wyoming | 6 | Buffalo
14120 | Buffalo | Niagara | 5 | Buffalo
14125 | Buffalo | Genesee | 5 | Buffalo
14126 | Buffalo | Niagara | 5 | Buffalo
14127 | Buffalo | Erie | 5 | Buffalo
14129 | Buffalo | Cattaraugus | 6 | Buffalo
14130 | Buffalo | Wyoming | 6 | Buffalo
14131 | Buffalo | Niagara | 5 | Buffalo
14132 | Buffalo | Niagara | 5 | Buffalo
14133 | Buffalo | Cattaraugus | 6 | Buffalo
14134 | Buffalo | Erie | 5 | Buffalo
14135 | Buffalo | Chautauqua | 5 | Buffalo
14136 | Buffalo | Chautauqua | 5 | Buffalo
14138 | Buffalo | Cattaraugus | 6 | Buffalo
14139 | Buffalo | Erie | 5 | Buffalo
14140 | Buffalo | Erie | 5 | Buffalo
14141 | Buffalo | Erie | 5 | Buffalo
14143 | Buffalo | Genesee | 5 | Buffalo
14144 | Buffalo | Niagara | 5 | Buffalo
14145 | Buffalo | Wyoming | 6 | Buffalo
14150 | Buffalo | Erie | 5 | Buffalo
14151 | Buffalo | Erie | 5 | Buffalo
14166 | Buffalo | Chautauqua | 5 | Buffalo
14167 | Buffalo | Wyoming | 6 | Buffalo
14168 | Buffalo | Cattaraugus | 6 | Buffalo
14169 | Buffalo | Erie | 5 | Buffalo
14170 | Buffalo | Erie | 5 | Buffalo
14171 | Buffalo | Cattaraugus | 6 | Buffalo
14172 | Buffalo | Niagara | 5 | Buffalo
14173 | Buffalo | Cattaraugus | 6 | Buffalo
14174 | Buffalo | Niagara | 5 | Buffalo
14201 | Buffalo | Erie | 5 | Buffalo
14202 | Buffalo | Erie | 5 | Buffalo
14203 | Buffalo | Erie | 5 | Buffalo
14204 | Buffalo | Erie | 5 | Buffalo
14205 | Buffalo | Erie | 5 | Buffalo
14206 | Buffalo | Erie | 5 | Buffalo
14207 | Buffalo | Erie | 5 | Buffalo
14208 | Buffalo | Erie | 5 | Buffalo
14209 | Buffalo | Erie | 5 | Buffalo
14210 | Buffalo | Erie | 5 | Buffalo
14211 | Buffalo | Erie | 5 | Buffalo
14212 | Buffalo | Erie | 5 | Buffalo
14213 | Buffalo | Erie | 5 | Buffalo
14214 | Buffalo | Erie | 5 | Buffalo
14215 | Buffalo | Erie | 5 | Buffalo
14216 | Buffalo | Erie | 5 | Buffalo
14217 | Buffalo | Erie | 5 | Buffalo
14218 | Buffalo | Erie | 5 | Buffalo
14219 | Buffalo | Erie | 5 | Buffalo
14220 | Buffalo | Erie | 5 | Buffalo
14221 | Buffalo | Erie | 5 | Buffalo
14222 | Buffalo | Erie | 5 | Buffalo
14223 | Buffalo | Erie | 5 | Buffalo
14224 | Buffalo | Erie | 5 | Buffalo
14225 | Buffalo | Erie | 5 | Buffalo
14226 | Buffalo | Erie | 5 | Buffalo
14227 | Buffalo | Erie | 5 | Buffalo
14228 | Buffalo | Erie | 5 | Buffalo
14231 | Buffalo | Erie | 5 | Buffalo
14233 | Buffalo | Erie | 5 | Buffalo
14240 | Buffalo | Erie | 5 | Buffalo
14241 | Buffalo | Erie | 5 | Buffalo
14260 | Buffalo | Erie | 5 | Buffalo
14261 | Buffalo | Erie | 5 | Buffalo
14263 | Buffalo | Erie | 5 | Buffalo
14264 | Buffalo | Erie | 5 | Buffalo
14265 | Buffalo | Erie | 5 | Buffalo
14267 | Buffalo | Erie | 5 | Buffalo
14269 | Buffalo | Erie | 5 | Buffalo
14270 | Buffalo | Erie | 5 | Buffalo
14272 | Buffalo | Erie | 5 | Buffalo
14273 | Buffalo | Erie | 5 | Buffalo
14276 | Buffalo | Erie | 5 | Buffalo
14280 | Buffalo | Erie | 5 | Buffalo
14301 | Buffalo | Niagara | 5 | Buffalo
14302 | Buffalo | Niagara | 5 | Buffalo
14303 | Buffalo | Niagara | 5 | Buffalo
14304 | Buffalo | Niagara | 5 | Buffalo
14305 | Buffalo | Niagara | 5 | Buffalo
14410 | Buffalo | Monroe | 5 | Buffalo
14411 | Buffalo | Orleans | 5 | Buffalo
14413 | Syracuse | Wayne | 5 | Buffalo
14414 | Buffalo | Livingston | 5 | Buffalo
14415 | Syracuse | Yates | 5 | Buffalo
14416 | Buffalo | Genesee | 5 | Buffalo
14418 | Syracuse | Yates | 5 | Buffalo
14420 | Buffalo | Monroe | 5 | Buffalo
14422 | Buffalo | Genesee | 5 | Buffalo
14423 | Buffalo | Livingston | 5 | Buffalo
14424 | Syracuse | Ontario | 5 | Buffalo
14425 | Syracuse | Ontario | 5 | Buffalo
14427 | Buffalo | Wyoming | 6 | Buffalo
14428 | Buffalo | Monroe | 5 | Buffalo
14429 | Buffalo | Orleans | 5 | Buffalo
14430 | Buffalo | Monroe | 5 | Buffalo
14432 | Syracuse | Ontario | 5 | Buffalo
14433 | Syracuse | Wayne | 5 | Buffalo
14435 | Buffalo | Livingston | 5 | Buffalo
14437 | Buffalo | Livingston | 5 | Buffalo
14441 | Syracuse | Yates | 5 | Buffalo
14443 | Syracuse | Ontario | 5 | Buffalo
14445 | Buffalo | Monroe | 5 | Buffalo
14449 | Syracuse | Wayne | 5 | Buffalo
14450 | Buffalo | Monroe | 5 | Buffalo
14452 | Buffalo | Orleans | 5 | Buffalo
14453 | Syracuse | Ontario | 5 | Buffalo
14454 | Buffalo | Livingston | 5 | Buffalo
14456 | Syracuse | Ontario | 5 | Buffalo
14461 | Syracuse | Ontario | 5 | Buffalo
14462 | Buffalo | Livingston | 5 | Buffalo
14463 | Syracuse | Ontario | 5 | Buffalo
14464 | Buffalo | Monroe | 5 | Buffalo
14466 | Syracuse | Ontario | 5 | Buffalo
14467 | Buffalo | Monroe | 5 | Buffalo
14468 | Buffalo | Monroe | 5 | Buffalo
14469 | Syracuse | Ontario | 5 | Buffalo
14470 | Buffalo | Orleans | 5 | Buffalo
14471 | Syracuse | Ontario | 5 | Buffalo
14472 | Buffalo | Monroe | 5 | Buffalo
14475 | Syracuse | Ontario | 5 | Buffalo
14476 | Buffalo | Orleans | 5 | Buffalo
14477 | Buffalo | Orleans | 5 | Buffalo
14478 | Syracuse | Yates | 5 | Buffalo
14479 | Buffalo | Orleans | 5 | Buffalo
14480 | Buffalo | Livingston | 5 | Buffalo
14481 | Buffalo | Livingston | 5 | Buffalo
14482 | Buffalo | Genesee | 5 | Buffalo
14485 | Buffalo | Livingston | 5 | Buffalo
14486 | Buffalo | Livingston | 5 | Buffalo
14487 | Buffalo | Livingston | 5 | Buffalo
14488 | Buffalo | Livingston | 5 | Buffalo
14489 | Syracuse | Wayne | 5 | Buffalo
14502 | Syracuse | Wayne | 5 | Buffalo
14504 | Syracuse | Ontario | 5 | Buffalo
14505 | Syracuse | Wayne | 5 | Buffalo
14506 | Buffalo | Monroe | 5 | Buffalo
14507 | Syracuse | Yates | 5 | Buffalo
14508 | Buffalo | Monroe | 5 | Buffalo
14510 | Buffalo | Livingston | 5 | Buffalo
14511 | Buffalo | Monroe | 5 | Buffalo
14512 | Syracuse | Ontario | 5 | Buffalo
14513 | Syracuse | Wayne | 5 | Buffalo
14514 | Buffalo | Monroe | 5 | Buffalo
14515 | Buffalo | Monroe | 5 | Buffalo
14516 | Syracuse | Wayne | 5 | Buffalo
14517 | Buffalo | Livingston | 5 | Buffalo
14518 | Syracuse | Ontario | 5 | Buffalo
14519 | Syracuse | Wayne | 5 | Buffalo
14520 | Syracuse | Wayne | 5 | Buffalo
14521 | Syracuse | Seneca | 5 | Buffalo
14522 | Syracuse | Wayne | 5 | Buffalo
14525 | Buffalo | Genesee | 5 | Buffalo
14526 | Buffalo | Monroe | 5 | Buffalo
14527 | Syracuse | Yates | 5 | Buffalo
14529 | Binghamton | Steuben | 6 | Massena
14530 | Buffalo | Wyoming | 6 | Buffalo
14532 | Syracuse | Ontario | 5 | Buffalo
14533 | Buffalo | Livingston | 5 | Buffalo
14534 | Buffalo | Monroe | 5 | Buffalo
14536 | Buffalo | Wyoming | 6 | Buffalo
14537 | Syracuse | Ontario | 5 | Buffalo
14538 | Syracuse | Wayne | 5 | Buffalo
14539 | Buffalo | Livingston | 5 | Buffalo
14541 | Syracuse | Seneca | 5 | Buffalo
14542 | Syracuse | Wayne | 5 | Buffalo
14543 | Buffalo | Monroe | 5 | Buffalo
14544 | Syracuse | Yates | 5 | Buffalo
14545 | Buffalo | Livingston | 5 | Buffalo
14546 | Buffalo | Monroe | 5 | Buffalo
14547 | Syracuse | Ontario | 5 | Buffalo
14548 | Syracuse | Ontario | 5 | Buffalo
14549 | Buffalo | Wyoming | 6 | Buffalo
14550 | Buffalo | Wyoming | 6 | Buffalo
14551 | Syracuse | Wayne | 5 | Buffalo
14555 | Syracuse | Wayne | 5 | Buffalo
14556 | Buffalo | Livingston | 5 | Buffalo
14557 | Buffalo | Genesee | 5 | Buffalo
14558 | Buffalo | Livingston | 5 | Buffalo
14559 | Buffalo | Monroe | 5 | Buffalo
14560 | Buffalo | Livingston | 5 | Buffalo
14561 | Syracuse | Ontario | 5 | Buffalo
14563 | Syracuse | Wayne | 5 | Buffalo
14564 | Syracuse | Ontario | 5 | Buffalo
14568 | Syracuse | Wayne | 5 | Buffalo
14569 | Buffalo | Wyoming | 6 | Buffalo
14571 | Buffalo | Orleans | 5 | Buffalo
14572 | Binghamton | Steuben | 6 | Massena
14580 | Buffalo | Monroe | 5 | Buffalo
14585 | Syracuse | Ontario | 5 | Buffalo
14586 | Buffalo | Monroe | 5 | Buffalo
14588 | Syracuse | Seneca | 5 | Buffalo
14589 | Syracuse | Wayne | 5 | Buffalo
14590 | Syracuse | Wayne | 5 | Buffalo
14591 | Buffalo | Wyoming | 6 | Buffalo
14592 | Buffalo | Livingston | 5 | Buffalo
14602 | Buffalo | Monroe | 5 | Buffalo
14603 | Buffalo | Monroe | 5 | Buffalo
14604 | Buffalo | Monroe | 5 | Buffalo
14605 | Buffalo | Monroe | 5 | Buffalo
14606 | Buffalo | Monroe | 5 | Buffalo
14607 | Buffalo | Monroe | 5 | Buffalo
14608 | Buffalo | Monroe | 5 | Buffalo
14609 | Buffalo | Monroe | 5 | Buffalo
14610 | Buffalo | Monroe | 5 | Buffalo
14611 | Buffalo | Monroe | 5 | Buffalo
14612 | Buffalo | Monroe | 5 | Buffalo
14613 | Buffalo | Monroe | 5 | Buffalo
14614 | Buffalo | Monroe | 5 | Buffalo
14615 | Buffalo | Monroe | 5 | Buffalo
14616 | Buffalo | Monroe | 5 | Buffalo
14617 | Buffalo | Monroe | 5 | Buffalo
14618 | Buffalo | Monroe | 5 | Buffalo
14619 | Buffalo | Monroe | 5 | Buffalo
14620 | Buffalo | Monroe | 5 | Buffalo
14621 | Buffalo | Monroe | 5 | Buffalo
14622 | Buffalo | Monroe | 5 | Buffalo
14623 | Buffalo | Monroe | 5 | Buffalo
14624 | Buffalo | Monroe | 5 | Buffalo
14625 | Buffalo | Monroe | 5 | Buffalo
14626 | Buffalo | Monroe | 5 | Buffalo
14627 | Buffalo | Monroe | 5 | Buffalo
14638 | Buffalo | Monroe | 5 | Buffalo
14639 | Buffalo | Monroe | 5 | Buffalo
14642 | Buffalo | Monroe | 5 | Buffalo
14643 | Buffalo | Monroe | 5 | Buffalo
14644 | Buffalo | Monroe | 5 | Buffalo
14645 | Buffalo | Monroe | 5 | Buffalo
14646 | Buffalo | Monroe | 5 | Buffalo
14647 | Buffalo | Monroe | 5 | Buffalo
14649 | Buffalo | Monroe | 5 | Buffalo
14650 | Buffalo | Monroe | 5 | Buffalo
14651 | Buffalo | Monroe | 5 | Buffalo
14652 | Buffalo | Monroe | 5 | Buffalo
14653 | Buffalo | Monroe | 5 | Buffalo
14664 | Buffalo | Monroe | 5 | Buffalo
14673 | Buffalo | Monroe | 5 | Buffalo
14683 | Buffalo | Monroe | 5 | Buffalo
14692 | Buffalo | Monroe | 5 | Buffalo
14694 | Buffalo | Chautauqua | 5 | Buffalo
14701 | Buffalo | Chautauqua | 5 | Buffalo
14702 | Buffalo | Chautauqua | 5 | Buffalo
14706 | Buffalo | Cattaraugus | 6 | Buffalo
14707 | Buffalo | Allegany | 6 | Buffalo
14708 | Buffalo | Allegany | 6 | Buffalo
14709 | Buffalo | Allegany | 6 | Buffalo
14710 | Buffalo | Chautauqua | 5 | Buffalo
14711 | Buffalo | Allegany | 6 | Buffalo
14712 | Buffalo | Chautauqua | 5 | Buffalo
14714 | Buffalo | Allegany | 6 | Buffalo
14715 | Buffalo | Allegany | 6 | Buffalo
14716 | Buffalo | Chautauqua | 5 | Buffalo
14717 | Buffalo | Allegany | 6 | Buffalo
14718 | Buffalo | Chautauqua | 5 | Buffalo
14719 | Buffalo | Cattaraugus | 6 | Buffalo
14720 | Buffalo | Chautauqua | 5 | Buffalo
14721 | Buffalo | Allegany | 6 | Buffalo
14722 | Buffalo | Chautauqua | 5 | Buffalo
14723 | Buffalo | Chautauqua | 5 | Buffalo
14724 | Buffalo | Chautauqua | 5 | Buffalo
14726 | Buffalo | Cattaraugus | 6 | Buffalo
14727 | Buffalo | Allegany | 6 | Buffalo
14728 | Buffalo | Chautauqua | 5 | Buffalo
14729 | Buffalo | Cattaraugus | 6 | Buffalo
14730 | Buffalo | Cattaraugus | 6 | Buffalo
14731 | Buffalo | Cattaraugus | 6 | Buffalo
14732 | Buffalo | Chautauqua | 5 | Buffalo
14733 | Buffalo | Chautauqua | 5 | Buffalo
14735 | Buffalo | Allegany | 6 | Buffalo
14736 | Buffalo | Chautauqua | 5 | Buffalo
14737 | Buffalo | Cattaraugus | 6 | Buffalo
14738 | Buffalo | Chautauqua | 5 | Buffalo
14739 | Buffalo | Allegany | 6 | Buffalo
14740 | Buffalo | Chautauqua | 5 | Buffalo
14741 | Buffalo | Cattaraugus | 6 | Buffalo
14742 | Buffalo | Chautauqua | 5 | Buffalo
14743 | Buffalo | Cattaraugus | 6 | Buffalo
14744 | Buffalo | Allegany | 6 | Buffalo
14745 | Buffalo | Allegany | 6 | Buffalo
14747 | Buffalo | Chautauqua | 5 | Buffalo
14748 | Buffalo | Cattaraugus | 6 | Buffalo
14750 | Buffalo | Chautauqua | 5 | Buffalo
14751 | Buffalo | Cattaraugus | 6 | Buffalo
14752 | Buffalo | Chautauqua | 5 | Buffalo
14753 | Buffalo | Cattaraugus | 6 | Buffalo
14754 | Buffalo | Allegany | 6 | Buffalo
14755 | Buffalo | Cattaraugus | 6 | Buffalo
14756 | Buffalo | Cattaraugus | 6 | Buffalo
14757 | Buffalo | Chautauqua | 5 | Buffalo
14758 | Buffalo | Chautauqua | 5 | Buffalo
14760 | Buffalo | Cattaraugus | 6 | Buffalo
14766 | Buffalo | Cattaraugus | 6 | Buffalo
14767 | Buffalo | Chautauqua | 5 | Buffalo
14769 | Buffalo | Chautauqua | 5 | Buffalo
14770 | Buffalo | Cattaraugus | 6 | Buffalo
14772 | Buffalo | Cattaraugus | 6 | Buffalo
14774 | Buffalo | Allegany | 6 | Buffalo
14775 | Buffalo | Chautauqua | 5 | Buffalo
14777 | Buffalo | Allegany | 6 | Buffalo
14778 | Buffalo | Cattaraugus | 6 | Buffalo
14779 | Buffalo | Cattaraugus | 6 | Buffalo
14781 | Buffalo | Chautauqua | 5 | Buffalo
14782 | Buffalo | Chautauqua | 5 | Buffalo
14783 | Buffalo | Cattaraugus | 6 | Buffalo
14784 | Buffalo | Chautauqua | 5 | Buffalo
14785 | Buffalo | Chautauqua | 5 | Buffalo
14786 | Buffalo | Allegany | 6 | Buffalo
14787 | Buffalo | Chautauqua | 5 | Buffalo
14788 | Buffalo | Cattaraugus | 6 | Buffalo
14801 | Binghamton | Steuben | 6 | Massena
14802 | Buffalo | Allegany | 6 | Buffalo
14803 | Buffalo | Allegany | 6 | Buffalo
14804 | Buffalo | Allegany | 6 | Buffalo
14805 | Binghamton | Schuyler | 6 | Massena
14806 | Buffalo | Allegany | 6 | Buffalo
14807 | Binghamton | Steuben | 6 | Massena
14808 | Binghamton | Steuben | 6 | Massena
14809 | Binghamton | Steuben | 6 | Massena
14810 | Binghamton | Steuben | 6 | Massena
14812 | Binghamton | Schuyler | 6 | Massena
14813 | Buffalo | Allegany | 6 | Buffalo
14814 | Binghamton | Chemung | 5 | Massena
14815 | Binghamton | Schuyler | 6 | Massena
14816 | Binghamton | Chemung | 5 | Massena
14817 | Binghamton | Tompkins | 6 | Massena
14818 | Binghamton | Schuyler | 6 | Massena
14819 | Binghamton | Steuben | 6 | Massena
14820 | Binghamton | Steuben | 6 | Massena
14821 | Binghamton | Steuben | 6 | Massena
14822 | Buffalo | Allegany | 6 | Buffalo
14823 | Binghamton | Steuben | 6 | Massena
14824 | Binghamton | Schuyler | 6 | Massena
14825 | Binghamton | Chemung | 5 | Massena
14826 | Binghamton | Steuben | 6 | Massena
14827 | Binghamton | Steuben | 6 | Massena
14830 | Binghamton | Steuben | 6 | Massena
14831 | Binghamton | Steuben | 6 | Massena
14836 | Buffalo | Livingston | 5 | Buffalo
14837 | Syracuse | Yates | 5 | Buffalo
14838 | Binghamton | Chemung | 5 | Massena
14839 | Binghamton | Steuben | 6 | Massena
14840 | Binghamton | Steuben | 6 | Massena
14841 | Binghamton | Schuyler | 6 | Massena
14842 | Syracuse | Yates | 5 | Buffalo
14843 | Binghamton | Steuben | 6 | Massena
14845 | Binghamton | Chemung | 5 | Massena
14846 | Buffalo | Livingston | 5 | Buffalo
14847 | Syracuse | Seneca | 5 | Buffalo
14850 | Binghamton | Tompkins | 6 | Massena
14851 | Binghamton | Tompkins | 6 | Massena
14852 | Binghamton | Tompkins | 6 | Massena
14853 | Binghamton | Tompkins | 6 | Massena
14854 | Binghamton | Tompkins | 6 | Massena
14855 | Binghamton | Steuben | 6 | Massena
14856 | Binghamton | Steuben | 6 | Massena
14857 | Syracuse | Yates | 5 | Buffalo
14858 | Binghamton | Steuben | 6 | Massena
14859 | Binghamton | Tioga | 5 | Massena
14860 | Syracuse | Seneca | 5 | Buffalo
14861 | Binghamton | Chemung | 5 | Massena
14863 | Binghamton | Schuyler | 6 | Massena
14864 | Binghamton | Chemung | 5 | Massena
14865 | Binghamton | Schuyler | 6 | Massena
14867 | Binghamton | Tompkins | 6 | Massena
14869 | Binghamton | Schuyler | 6 | Massena
14870 | Binghamton | Steuben | 6 | Massena
14871 | Binghamton | Chemung | 5 | Massena
14872 | Binghamton | Chemung | 5 | Massena
14873 | Binghamton | Steuben | 6 | Massena
14874 | Binghamton | Steuben | 6 | Massena
14876 | Binghamton | Schuyler | 6 | Massena
14877 | Binghamton | Steuben | 6 | Massena
14878 | Binghamton | Schuyler | 6 | Massena
14879 | Binghamton | Steuben | 6 | Massena
14880 | Buffalo | Allegany | 6 | Buffalo
14881 | Binghamton | Tompkins | 6 | Massena
14882 | Binghamton | Tompkins | 6 | Massena
14883 | Binghamton | Tioga | 5 | Massena
14884 | Buffalo | Allegany | 6 | Buffalo
14885 | Binghamton | Steuben | 6 | Massena
14886 | Binghamton | Tompkins | 6 | Massena
14887 | Binghamton | Schuyler | 6 | Massena
14889 | Binghamton | Chemung | 5 | Massena
14891 | Binghamton | Schuyler | 6 | Massena
14892 | Binghamton | Tioga | 5 | Massena
14893 | Binghamton | Schuyler | 6 | Massena
14894 | Binghamton | Chemung | 5 | Massena
14895 | Buffalo | Allegany | 6 | Buffalo
14897 | Buffalo | Allegany | 6 | Buffalo
14898 | Binghamton | Steuben | 6 | Massena
14901 | Binghamton | Chemung | 5 | Massena
14902 | Binghamton | Chemung | 5 | Massena
14903 | Binghamton | Chemung | 5 | Massena
14904 | Binghamton | Chemung | 5 | Massena
14905 | Binghamton | Chemung | 5 | Massena
14925 | Binghamton | Chemung | 5 | Massena

## Incentive (hidden)
Energy Company | Proposed ASHP Type | Measure Description | Incentive Rate | DAC Rate | Incentive Structure
NIMO-E | Central ASHP Split System | Central Ducted Heat Pump – Air Source (ccASHP) | 4200 | 4700 | Per Ton | NIMO-E | Measure Description | Incentive Rate | DAC Rate | Incentive Structure | Project Incentive Cap
NIMO-E | Central ASHP Packaged System | Central Ducted Heat Pump – Air Source (ccASHP) | 4200 | 4700 | Per Ton |  | Central Ducted Heat Pump – Air Source (ccASHP) | 4200 | 4700 | $/ton | Market Rate: 70% or $50,000, whichever is met first DAC: 85% or $50,000, whichever is met first
NIMO-E | Ductless Mini-Split | Ductless MSHP – Air Source (ccASHP) | 4200 | 4700 | Per Ton |  | Ductless MSHP – Air Source (ccASHP) | 4200 | 4700 | $/ton
NIMO-E | Ductless Multi-Split | Ductless MSHP – Air Source (ccASHP) | 4200 | 4700 | Per Ton |  | SPVHP – Air Source (ccASHP) | 800 | 1300 | $/ton
NIMO-E | Compact Ducted Mini-Split | Ductless MSHP – Air Source (ccASHP) | 4200 | 4700 | Per Ton |  | Heat Pump - Unitary & Applied | 1000 | 1500 | $/ton
NIMO-E | PTAC Std Size | N/A | 0 | 0 | Per Ton |  | HEAT PUMP WATER HEATER (HPWH) | 1500 | 2000 | $/unit
NIMO-E | PTAC Non-Std Size | N/A | 0 | 0 | Per Ton |  | Ground Source (GSHP) | 6000 | 6500 | $/ton
NIMO-E | PTHP Std Size | Packaged Terminal Heat Pump | 1200 | 1700 | Per Ton |  | Packaged Terminal Heat Pump | 1200 | 1700 | $/ton
NIMO-E | PTHP Non-Std Size | Packaged Terminal Heat Pump | 1200 | 1700 | Per Ton
NIMO-E | Very Small CUHP< 65,000 BTU/h | Heat Pump - Unitary & Applied | 1000 | 1500 | Per Ton
NIMO-E | Small CUHP≥ 65,000 BTU/h and < 135,000 BTU/h | Heat Pump - Unitary & Applied | 1000 | 1500 | Per Ton
NIMO-E | Large CUHP≥ 135,000 BTU/h and < 240,000 BTU/h | Heat Pump - Unitary & Applied | 1000 | 1500 | Per Ton
NIMO-E | Unitary Non-ENERGY STAR≥ 240,000 BTU/h | Heat Pump - Unitary & Applied | 1000 | 1500 | Per Ton

## Floors
Id | Label
F1 | #VALUE!
F2
F3
F4
F5
F6
F7
F8
F9
F10
F11
F12
F13
F14
F15
F16
F17
F18
F19
F20
F21
F22
F23
F24
F25
F26
F27
F28
F29
F30
F31
F32
F33
F34
F35
F36
F37
F38
F39
F40
F41
F42
F43
F44
F45
F46
F47
F48
F49
F50

## Rooms
Id | Floor ID | Select Floor | Label | Weekly Hours | Height | Is the room conditioned? | Outdoors?
R1 | #VALUE! | #VALUE! | #VALUE! | #VALUE! | #VALUE! | #VALUE! | #VALUE!
R2
R3
R4
R5
R6
R7
R8
R9
R10
R11
R12
R13
R14
R15
R16
R17
R18
R19
R20
R21
R22
R23
R24
R25
R26
R27
R28
R29
R30
R31
R32
R33
R34
R35
R36
R37
R38
R39
R40
R41
R42
R43
R44
R45
R46
R47
R48
R49

## v2_custom Line Items
v2_custom | useAttributes |  | useAttributes | Core | [23 empty] | SubTech Specific |  |  | v2_custom_AfterbuildingType
UUID | isDeleted | RoomID | Weekly Hours | Line | Room Description | Before Measure | bDesc | Before Quantity | Before Height | After Measure | aDesc | After Quantity | After Height | Building Type | Unit kW Savings | Unit kWh Savings | Unit MMBTU Savings | Unit MMBTU Gas Savings | Unit MMBTU Oil Savings | Unit MMBTU Propane Savings | Unit Therm Savings | Default Weekly Hours | Unit Price | Unit Material Cost | Unit Labor Cost | Sq/Ft Impacted | EUL | v2_custom_AfterfixedUnitPrice | v2_custom_AfterfixedUnitMaterialCost | v2_custom_AfterfixedUnitLaborCost | v2_custom_AfterbuildingType | v2_custom_AfterfixedKwSavings | v2_custom_AfterfixedKwhSavings | v2_custom_AfterfixedMmbtuSavings | v2_custom_AfterfixedMmbtuGasSavings | v2_custom_AfterfixedMmbtuOilSavings | v2_custom_AfterfixedMmbtuPropaneSavings | v2_custom_AfterfixedThermSavings | v2_custom_AftersquareFootageImpacted | v2_custom_AfterfixedEul | EnergyConsumptionBefore | EnergyConsumptionAfter

## Measures (hidden)
Technology | Before Code | BeforeText | AEMCode | AfterText |  | Proposed ASHP Type | C&I Measure | EUL
Clean Heat | Prescriptive-CHP-E | Prescriptive Clean Heat Upgrades | Prescriptive-CHP | Prescriptive Clean Heat Upgrades, Heat Pump | cccASHP | Central ASHP Split System | Heat Pump - Air Source (ccASHP) | 23
[5 empty] | cccASHP | Central ASHP Packaged System | Heat Pump - Air Source (ccASHP) | 23
[5 empty] | cccASHP | Ductless Mini-Split | Heat Pump - Air Source (ccASHP) | 23
[5 empty] | cccASHP | Ductless Multi-Split | Heat Pump - Air Source (ccASHP) | 23
[5 empty] | cccASHP | Compact Ducted Mini-Split | Heat Pump - Air Source (ccASHP) | 23
[5 empty] | PTHP | PTAC Std Size | Heat Pump – Cold Climate Packaged Terminal (ccPTHP) | 15
[5 empty] | PTHP | PTAC Non-Std Size | Heat Pump – Cold Climate Packaged Terminal (ccPTHP) | 15
[5 empty] | PTHP | PTHP Std Size | Heat Pump – Cold Climate Packaged Terminal (ccPTHP) | 15
[5 empty] | PTHP | PTHP Non-Std Size | Heat Pump – Cold Climate Packaged Terminal (ccPTHP) | 15
[5 empty] | Unitary | Very Small CUHP< 65,000 BTU/h | Heat Pump – Unitary & Applied | 20
[5 empty] | Unitary | Small CUHP≥ 65,000 BTU/h and < 135,000 BTU/h | Heat Pump – Unitary & Applied | 20
[5 empty] | Unitary | Large CUHP≥ 135,000 BTU/h and < 240,000 BTU/h | Heat Pump – Unitary & Applied | 20
[5 empty] | Unitary | Unitary Non-ENERGY STAR≥ 240,000 BTU/h | Heat Pump – Unitary & Applied | 20