## Version (hidden)
*Lime Juicers are proprietary and confidential documents
Category | Current Version
TechnologyTypeGroup | Heating, Ventilation, and Air Conditioning (HVAC)
TechnologyTypeId Description | Heat Pump - Air Source (ccASHP)
TechnologyTypeID
Savings Resource | NYTRM
Savings Resource Version | 13.0
Savings Resource Valid From | 2026-01-01
Savings Resource Valid To | 2100-01-01
Section | Commercial and Industrial Measures
Subsection | HEAT PUMP – AIR SOURCE (CCASHP), HEAT PUMP - COLD CLIMATE PACKAGED TERMINAL (CCPTHP),HEAT PUMP – UNITARY AND APPLIED
Calculation
Calculation Version
SubTechnologyType | HVAC ccASHP
Questionnaire | N
DI UI Form | N
Therms Saved | Y
kW Saved | Y
kWh Saved | Y
Water Savings (Gallons/Yr) | N
Sewer Savings (Gallons/Yr) | N
Other Dollar Savings | N
Add-On Calculator | N
Additional TRM Notes
Programs Applicable | NGRID NY
EnergyCompanies
Calculator Name | Air Source Heat Pump Savings
Function | Calculate savings for all Air Source Heat Pumps
Version | 1.0.0
Valid From | 2025-01-01
Valid To | 2100-01-01
Date Criteria
Version Update Notes
Inputs
Variables
Model
Output
Dev Spec
Glossary
Input/Output Notes Link

## App Cust Info
Small and Medium Business | [8 empty] | Assessment completed by:
Upstate NY, NYC, and Long Island Program Application
*ALL FIELDS ON THIS PAGE ARE REQUIRED
CUSTOMER/ACCOUNT HOLDER INFORMATION | [8 empty] | This WX Tool includes the following measures
CUSTOMER FACILITY NAME |  |  | CONTACT PERSON |  |  |  | APPLICATION DATE |  | which are included in the 2025 Program
Incentive Offer
PHONE NUMBER |  |  | EMAIL ADDRESS |  |  | CUSTOMER FEDERAL TAX ID NUMBER
Air Sealing
MAILING ADDRESS (IF DIFFERENT) |  |  | CITY |  |  | STATE |  | ZIP
INSTALLATION SITE INFORMATION
STREET ADDRESS |  |  | CITY |  |  | STATE |  | ZIP | Wall Insulation
Is the Install Site located in a NYS Disadvantaged Community? | [5 empty] | BUILDING SQUARE FEET |  |  | Roof Insulation |  |  |  | project type
To determine status, visit: |  |  |  | https://www.nyserda.ny.gov/ny/disadvantaged-communities | [8 empty] | Retrofit
CUSTOMER OF RECORD: ELECTRIC ACCOUNT NO.: |  |  | ANNUAL KWH USAGE: |  |  |  | Electric Utility |  | Windows |  |  |  | Gut Rehab
New Construction
CUSTOMER OF RECORD: GAS ACCOUNT NO.: |  |  | ANNUAL THERMS USAGE: |  | Gas Utility/Tariff |  | ANNUAL OTHER FUELS USAGE: |  | Window Inserts
MMBTU
BUILDING TYPE (SELECT ONE) |  | Will heat pump serve the entire building? |  |  |  |  | Project Type |  | (Air Curtains and AC Covers are not |  |  |  | what will happen to existing system
|  | Additional information may be required | [6 empty] | included in this WX Tool) |  |  |  | decommission
Primary Heating Energy: |  |  |  |  | Notes: | [7 empty] | leave in place (equipment operable)
Primary Heating System Type: | [12 empty] | remove from site
Secondary Heating Energy:
Secondary Heating System Type: | [12 empty] | Yes
What will happen to existing system | [9 empty] | Weather Location (based on ZIP Code): | Albany |  | No
Primary Cooling Energy: | [9 empty] | National Grid Service Region: | #N/A
Primary Cooling System Type: | [12 empty] | Natural Gas
Electric
Measures | [12 empty] | Oil/Propane
Heating Electrification Measures: |  | Weatherization (UNY and DNY) | [10 empty] | Other
Is the customer also completing weatherization measures?
Steam Boiler
Hot Water Boiler (Std Eff)
Hot Water Boiler (High Eff, >90%)
Packaged HVAC - Gas Heat
Furnace (Standard Efficiency)
Furnace (High Efficiency, >90%)
Electric Chiller
Heat Pump
Packaged HVAC
INCENTIVE PAYMENT | [12 empty] | Through-the-Wall AC
VRF
Window AC
BUSINESS NAME |  |  | CONTACT PERSON
STREET ADDRESS |  |  | CITY |  |  | STATE |  | ZIP
PHONE |  |  | EMAIL ADDRESS
COMPANY TYPE |  |  | FEDERAL TAX ID NUMBER (REQUIRED IF RECEIVING INCENTIVE)
INSTALLATION CONTRACTOR INFORMATION
BUSINESS NAME |  |  | CONTACT PERSON
STREET ADDRESS |  |  | CITY |  |  | STATE |  | ZIP
PHONE |  |  | EMAIL ADDRESS
COMPANY TYPE |  |  | FEDERAL TAX ID NUMBER (REQUIRED IF RECEIVING INCENTIVE)
PROJECT EXPEDITOR INFORMATION
PROJECT EXPEDITOR |  |  | COMPANY CONTACT PERSON
STREET ADDRESS |  |  | CITY |  |  | STATE |  | ZIP
PHONE |  |  | EMAIL ADDRESS
COMPANY TYPE |  |  | FEDERAL TAX ID NUMBER (REQUIRED IF RECEIVING INCENTIVE)
Test
ADDITIONAL APPLICATION INFORMATION | [11 empty] | Heating
EXPECTED COMPLETION DATE OF PROJECT | [11 empty] | Gas Ngrid
Gas Ngrid
TOTAL COST OF LABOR AND MATERIALS FOR INSTALLED EQUIPMENT* | [11 empty] | Gas Ngrid
* Note: an actual invoice on company letterhead is required to be submitted to National Grid prior to final payment of incentive | [6 empty] | Labor Costs |  |  |  |  | Gas Ngrid
[7 empty] | Material Costs |  |  |  |  | Gas Ngrid
[7 empty] | Total Costs | 0
Elec Ngid
CUSTOMER ACCEPTANCE OF TERMS | [11 empty] | Elec Ngid
Elec Ngid
Elec Ngid
BY (AUTHORIZED SIGNATUIRE) | [11 empty] | Elec Ngid
PRINTED NAME | TITLE |  |  | COMPANY |  |  |  | DATE |  |  |  | Oil
Oil
Oil
1-855-236-7052 ¦ energysavings@nationalgrid.com ¦ www.ngrid.com/unybiz | [7 empty] | v4.3a
Installation Contractor/Project Expediter
Customer Address Above
Other (Fill out Below)
Exempt
Incorporated
Not Incorporated
Exempt
Incorporated
Not Incorporated
Exempt
Incorporated
Not Incorporated
I CERTIFY THAT ALL STATEMENTS MADE IN THIS APPLICATION ARE CORRECT TO THE BEST OF MY KNOWLEDGE AND THAT I HAVE READ AND AGREE TO THE TERMS AND CONDITIONS OF NATIONAL GRID'S RETROFIT PROGRAM
Equipment Vendor Address Below
Ductless Mini Split ccASHP
Central Ducted ccASHP
HP Unitary & Applied
SPVHP ccASHP
Ground Source HP
Package Terminal HP
Heat Pump Water Heater
Roof insulation
Wall insulation
Window replacement
Window Insert
Air curtain
Floor insulation
Door Replacement
Air sealing
Insulation - Hot water and steam pipe
Insulation - Pipe components (tank, valve, etc)
Duct sealing - unconditioned space
Yes
No

## Terms & Conditions
Small and Medium Business
Upstate NY, NYC, and Long Island Program Application
TERMS and CONDITIONS
1. Incentives - Subject to these terms and conditions (“Terms & Conditions”), under the Commercial & Industrial & Multifamily Energy Efficiency Program (hereafter the “Program”) The Brooklyn Union Gas Company, KeySpan Gas East Corporation, and Niagara Mohawk Power Corporation each d/b/a National Grid (each “Company” or “National Grid”) will pay incentives to eligible National Grid customers for the purchase and installation of Energy Efficiency Measures ("EEMs") described in the Company's Program literature and with the Program application (as defined below).
2. Customer Eligibility - National Grid customers are eligible if they are on a qualifying commercial rate code and are directly responsible for the payment of the Company’s energy bills for the facility in which they conduct business (hereinafter the "Customer"). Issuance of incentives for completed Applications is contingent upon program funding availability and will be paid only for qualifying EEM installations between 01/01/2026 and 12/31/2026. Applications must be submitted by 12/31/2026. Equipment must be installed at the installation address listed on this application. Customers may not apply for or receive multiple incentives for the same EEM from other System Benefits Charge (SBC) funded or rate based funded New York State utilities or the New York State Energy Research and Development Authority ("NYSERDA") or from any other energy efficiency programs offered by National Grid. Check ngrid.com/business frequently for program updates or program extensions.
3. Energy Efficiency Measures (EEMs) - (a) The Company will only pay incentives for the specific EEMs listed within this application The Company will not pay for EEMs that are not listed within this Program application. The Company has the right to reject any incentive application with ineligible equipment or equipment not indicated on this incentive application. There will be no incentive payments for substitute EEMs or used equipment, unless the substitute is approved by the Company in writing and in advance of installation. (b) All EEM installations must be installed in conformance with federal, state and local code requirements and by qualified or licensed contractors. The Company does not endorse the products listed nor makes any representations, warranties or guarantees as to, and assumes no responsibility for the equipment installed.
4. Incentive Amounts - The Company will provide incentives for approved equipment, equal to the incentive amount indicated in the Company's Program literature and within the Program application. The Company reserves the right to change its incentive amounts in addition to negotiating a lower incentive amount on a per-unit basis in the case of multiple installations at the same site. The incentive may not exceed the cost of the EEMs. The Company will not provide incentives that are more than 100% of the cost of the equipment and installation and will limit the incentive amounts per project.
5. Post-Installation Work Verification - The Company reserves the right to withhold the payment of any incentive until it has performed a verification of the specified installation. If the Company determines that the EEMs were not installed in a manner that is consistent with Program guidelines and applicable federal, state and local code requirements, the Company will not pay the incentive and may require that the installation be modified before making any incentive payments. The cost of such modifications is the responsibility of the Customer.
6. Proof-of-Cost of Installation - The Customer shall submit, with its Program application, copies of all itemized proofs of purchase and invoices documenting the installation (including all materials, labor and equipment invoices), which reflect the actual cost of purchasing and installing the EEMs. In addition, the Company may request any other reasonable documentation or verification of the date of installation or the cost to the Customer of purchasing and installing the EEMs. The documentation shall be provided at the time the customer submits the Program application.
7. Payment - The Company expects to make incentive payments to eligible Customers within 45 days of a satisfactory work verification. The customer must refund any incentive made to the extent the contractor or equipment does not satisfy Program requirements.
8. Payments Assignable to a Third Party - (a) The Customer may request that the incentive be paid directly to a third party by so indicating in the Program application. Notification of third-party payment will be sent to customer upon submission of the Program application for the purpose of Customer confirmation. (b) If no payment choice is made, the Company will send the incentive payment directly to the Customer at the address indicated in the Program application.
9. Program Materials - The Customer must comply with the instructions in the Program Material in order to obtain National Grid incentives on approved EEMs. “Program Materials” means the information provided by National Grid, including, without limitation, Program guidelines and requirements, application forms, terms and conditions, and other literature regarding the Program (“Program Materials”).
10. Installation Service Cost - The Company will recognize material and installation costs only to the extent that they are (i) directly related to energy savings, (ii) reasonable. (iii) actually incurred by the Customer and (iiii) fall within the guidelines for the Program.
11. Indemnification/Release - (a) The Customer shall indemnify, defend and hold harmless the Company, its affiliates and the Company's and its affiliates' respective contractors, officers, directors, employees, agents, and representatives (collectively, the "Indemnified Parties") from and against any and all claims, demands, damages, losses, liabilities, judgements and expenses (including attorneys' fees and cost incurred to enforce this indemnity) arising out of or in conjunction with the Program except to the extent caused by negligence or willful misconduct of the Indemnified Parties. (b) To the fullest extent allowed by law and as part of the consideration for participation in the Program, the Customer waives and releases from harm the Indemnified Parties from all the obligations and for any and all liability or claims associated with this Program, the equipment/EEMs, and the work or services of the Customer's contractor, the performance of the equipment/EEMs, and these Terms and Conditions except to the extent such claims result from the negligence or willful misconduct of the Indemnified Parties.
12. Warranty Disclaimer/Liability - (a) The Company does not endorse, guarantee or warrant any particular contractor, manufacturer, product or other item in connection with the Program (including third party warranties); (b) The Company does not make any representation of any kind regarding the results to be achieved by the equipment/EEMs or the adequacy or safety of such equipment/EEMs; (c) In no event shall the Company be liable to the Customer for any special, indirect, incidental, penal, punitive or consequential damages of any nature in connection with the use of this website or participation in this Program.
13. Limited Scope Review - The scope of review by the Company and/or the Vendor, of the installation of the equipment, is limited solely to determine whether incentives are payable. It does not include any kind of safety or code review, and should not be relied upon by the Customer as constituting a safety code review.
14. Modification and Termination - National Grid shall, in its sole discretion, limit participation by any Customer, and deny or terminate, in its sole discretion, at any time, participation by any Customer. National Grid may, in its sole discretion, at any time and without notice, terminate these Terms and Conditions and/or the Customer’s participation in the Program. Program expenditures, requirements and eligibility, and these Terms and Conditions, may be terminated, canceled or modified by National Grid at any time without notice.
15. No Tax Liability to the Company - The Company is not responsible for any tax liability which may be imposed as a result of the payment of the incentive to the Customer or designated third party.
16. Contractor Insurance - The Company is not responsible for any damage that may be caused as a result of an installation of any equipment/material. It is the responsibility of the customer to select qualified Contractors who carry adequate insurance coverage.
17. Confidentiality and Utility Customer Consent Form - Customer of The Company agrees and authorizes the utility’s sharing of the participant-customer’s information and/or project-level information with New York State Department of Public Service Staff and NYSERDA, including its agents or authorized representatives, consistent with NYSERDA’s New York State Public Service Commission and statutorily authorized responsibilities, including, but not limited to supporting market development initiatives, and other evaluation and measurement activities. (For clarity, the term project level includes the information based on the scope of the project, including, but not limited to, aggregated and anonymized whole building, building or subsets of the project.)
18. Energy Credits and Attributes - Other than the energy cost savings realized by Customer, the Company is entitled to 100% of the benefits and rights associated with the EEMs and the Program under any regional initiative or federal, state or local law, program or regulation, and Customer waives, and agrees not to seek, any right to the same. When all other program terms and conditions are met, National Grid reserves the right to claim and report any energy savings associated with this application with or without incentive payments to the customer or their designated payee.
19. General Provisions - These Terms and Conditions shall be interpreted and enforced according to the laws of the State of New York. In the event of any conflict or inconsistency between these Terms and Conditions and any Program Materials, these Terms and Conditions shall be controlling. There shall be no amendment to these Terms and Conditions or any Program Materials unless such is made by National Grid.
1-800-787-1706 energysavings@nationalgrid.com ngrid.com/business |  | v4.3a

## Project Inputs
| Customer Information |  | Audit Details |  | Audit Summary
| Business Name: | 0 | Trade Ally: |  |  |  | Annual | [74 empty] | Line | Room Description | Before Quantity | Before Measure | bDesc | Before Height | After Quantity | After Measure | aDesc | After Height | Unit kW Savings | Unit kWh Savings | Unit MMBTU Gas Savings | Unit Therm Savings | Default Weekly Hours | EUL | Unit L/Ft | Sq/Ft Impacted | Building Type | Unit Price | Total Price
| Business Address: | 0 | Auditor Name: |  |  | Incentive $ | kW Savings | kWh Savings | Therm Savings | [72 empty] | #VALUE!
| Site Zipcode | Missing Zip Code! | Audit Date: |  | Heat Pumps | 0 | 0 | 0 | 0
| Customer Contact Name: | 0 | Auditor Phone #:
| Customer Phone #: | Missing | Region: |  |  |  |  | *Required | *Required
| DAC Eligible?: | Missing DAC Status | [5 empty] | Total Building Cooling Load at Design (BTU/h) | Total Building Heating Load at Design (BTU/h)
| Air Source Heat Pumps | [8 empty] | Existing HVAC Data | [5 empty] | Proposed HVAC Data
| *Required | *Required | *Required | *Required | *Required | *Required (High Rise MF) | Calculated | Calculated | Calculated | *Required | *Required | *Required | *Required | *Required (PTAC/PTHP Only) | *Required (Unitary/Applied Only) | *Required | *Required | *Required | *Required if NEEP listed | *Required | *Required | *Required if unit is not NEEP listed | [6 empty] | *Required | *Required | *Required | Baseline HVAC Efficiencies |  |  |  |  | Code Minimum HVAC Efficiencies |  |  |  |  | Displacement Validation
Zone # | HVAC Unit Name (25 Character Limit, no special characters) | Make (Existing HVAC Unit) | Model (Existing HVAC Unit) | Existing Unit Quantity | Building Type (Same for all zones) | Building Vintage (MF Only) | TRM City (Same for all zones, based on zipcode lookup) | Building Cooling Load at Design (BTU/h) - Distributed | Building Heating Load at Design (BTU/h) - Distributed | Existing Heating Type | Existing Heating Capacity (BTU/h) | Existing Electric Resistance Heat | Existing Cooling Type | Existing Cooling Capacity_PTAC_PTHP (BTU/h) | Existing Cooling Capacity_Unitary_And_Applied_Heat_Pumps (BTU/h) | Proposed ASHP Type | Proposed Controls | Add Electric Resistance Heat | AHRI Certified Number | Make (Proposed HVAC Unit) | Model (Proposed HVAC Unit) | Cooling Capacity (BTU/h) – Proposed System | Heating Capacity (BTU/h) – Proposed System | SEER2 - Proposed System | IEER - Proposed System | EER2 - Proposed System | HSPF2 - Proposed System | COP Rated 47°F - Proposed System | Total Equipment Cost | Total Labor Cost | Proposed Unit Qty | Baseline EER | Baseline SEER | Baseline HSPF | Baseline COP | Baseline IEER | Minimum Proposed EER | Minimum Proposed SEER | Minimum Proposed HSPF | Minimum Proposed COP | Minimum Proposed IEER | Building Heating Load Requirement - BTU/h | Total Proposed Heating Capacity - BTU/h | Actual Displacement - Total Proposed Heating Capacity (BTU/h) vs. Bldg. Heating Load at Design (BTU/h) | Eligible Displacement Options (Total Proposed Heating Capacity / Required Heating Load of Bldg.) | Displacement Check | Eligibility Check | Total Equipment Cost (Output) | Total Labor Cost (Output) | kWh Savings – Cooling | kWh Savings – Heating | Annual Electric Energy Savings (kWh/yr) | Summer Peak Coincident Demand Savings (kW) | Annual Gas Savings (Therms) | Total Annual Fossil Fuel Energy Savings (MMBtu) | Total Annual Energy Savings (MMBtu) | EUL | Heating Ratio | Cooling Ratio | Incentive | Line | Room Description | Before Quantity | Before Measure | bDesc | Before Height | After Quantity | After Measure | aDesc | After Height | Unit kW Savings | Unit kWh Savings | Unit MMBTU Gas Savings | Unit Therm Savings | Default Weekly Hours | EUL | Unit L/Ft | Sq/Ft Impacted | Building Type | Unit Price | Total Price
1
2
3
4
5
6
7
8
9
10
11
12
13
14
15
16
17
18
19
20
21
22
23
24
25
Note on W10: Willdan: AHRI details are required when proposing a new ASHP unit to verify that the specific equipment combination has independently tested and certified performance ratings (capacity and efficiency), ensuring accurate comparisons, compliance with program requirements, and eligibility for rebates or incentives.

## NG Review (hidden)
# | Tab | Location | NG Comment | Willdan Response | Resolved (Yes/No) | NG Comment | Willdan Response | Resolved (Yes/No)
1 | Model and Inputs | Column W (Model) and Colum Y (Inputs) | Please use conditional formatting to turn cell color red or a warning message appearing when the zip code entered is outside New York region (could happen with typo). Also, note that BEFLH values are only limited to three cities hence, we need a solution to auto populate the closest city. | Done. Changelog: Model AP, AQ, AR, AS and AT - Updated to incorporate EFLH regions for CCASHP (BEFLH) and Packaged Terminal Units (EFLH). Updated ZipCodeLookup tab cities alignment (col D only) and added the climate zone map. Added Small Business EFLH tables from Appendix G in NY TRM 13 | No | For uniformity include "Multifamily" EFLH values in the table as well just like BEFLH. Also, note that EFLH tables in TRM has more than three regions within Appendix G (unlike BEFLH). Revise accoridngly. Also, verify values in the variable tables. For example, 1140 hours for heating EFLH for Massena as compared to 1141 hours in TRM. For BEFLH the proposed solution for the closest city as provided in the email is acceptable. However, for EFLH we have all cities so that should be accurate based on zip code for corresponding region. | Multifamily tables have been added in the Variables tab, but will not be used in any calculation as this tool is specifically for the C&I measures. Added missing regions to "EFLH" tables and adjusted heating & cooling hours calcs to use actual region (Col W), instead of mapped region in zipcode lookup. BEFLH will continue to use closest mapped region in zip code lookup. | NG to Fill in
2 | Model | Column AH (Model) | Revise formula to be consistent with NYC approach. Max Capacity 5°F should be for all regions. | Model AH - Updated Heating load (for CCASHP including ductless Mini splits) to use Max Capacity 5°F for All Region, else Max Capacity 17°F (or Rated Capacity 47°F) - Only using 47 for PTAC/PTHP and Ductless ccASHP which does not have rated capacity at 5 or 17. | No | Revise the tool for "Cold Climate" PTHP. ccPTHPs also fall under NEEP specification per the TRM. Refer to NEEP qualified product list for ccPTHP with max capacity at 5 deg. F. Use the same fro consistency. Same is true for ductless ccASHP. | ccPTHPs already included in savings calculations. NEEP_QPL list was updated to use "max" efficiency values, for all listed units. | NG to Fill in
3 | Model | Columns T, U and V | We should have conditional formatting and eligibility criteria established based on NEEP specification. Whether or not a unit is eligible is based on certain minimum values that must be documented by the user. Are SEER2, EER2 , COP seasonal, ee values directly available from the manufacturer or they should be calculated by the tool after inputting SEER, EER or HSPF values. If a NEEP criteria and NYSECC minimum required efficiency values are not met then the unit should fail eligibility. Can this be incorporated into the tool. If not, then we should limit ourselves only to NEEP approved QPL. | We will work on adding the NYSECC minimum table, but for now have added validation that requires extra checking for non-NEEP units until this is implemented. Non-NEEP units will generate 0 savings and incentives in the tool until this methodology is agreed upon between NG and Willdan. |  | To be discussed and resolved through external communications after revisions have been made incorporating NYSECC minimum requirements. |  | NG to Fill in
4 | Model | Column DO | Revise the logic to incorporate incentives per 10,000 btuh of max heating capacity at 5 deg.F for consistency with statewide Clean Heat program. We are assuming 10,000 Btuh heating capacity at 5 deg. F as synonymous to ton (12000 btuh cooling capacity). Revise formula accordinglt to divide by 10,000 instead of 12,000. | Done. Changelog: Model DS - Updated Total units formula to use: Rated Capacity 47F - Incentives per 10000 btuh of heating load (PTAC/ PTHP and Ductless mini-splits) Maximum Capacity 17F - Incentives per 12000 btuh of heating load (if no 5F Heating Capacity available) Maximum Capacity 5F - Incentives per 10000 btuh of heating load (as per NG comments) Not NEEP Listed - Incentives per 10000 btuh of heating load (default if no AHRI info) | NO | We do not interpret it as how Wilden has presented. All live NEEP systems that have ratings at 5 deg.F for max heating capacity. We should use the heating capacity at 5 deg. F regardless of the type of system. For systems that do not have 5 deg. F ratings, we go to ratings at 17 deg. F. And, to 47 deg. when 17 deg. F is not available regardless of the type of systems unlike how wilden has specified in the response within paranthesis. Please note why we are calling for 12000 for 17 deg F in the response. Verify formula if it is just a typo. | Proposed capacities now default to "Max Capacity 5°", else "Max Capacity 17°", else "Max Capacity 47°". All tonnage conversions for incentive unit will multiply capacity by "10,000" for all instances. | NG to Fill in
5 | Model | Column BV:Column CG | What is the difference between non-adjusted and adjusted gross and net values for kWh, kW, Therms, and mmBTU? And how are these conversion factors determined? | Non-Adjusted Gross = TRM Calculated Savings. Adjusted Gross = Non-Adjusted Gross * ISR * RR. Adjusted Net = Adjusted Gross * NTG. These calculations are built into Willdan calculations in all programs to handle potential utility-specific or TRM-specific adjustment factors. At the moment these are all set to 1. They would only be adjusted if Willdan and National Grid agree that any adjustment factors need to be applied. | NG to Fill in |  |  | NG to Fill in
6 | Model | Column BE: Column BJ | What are these factors and how are these determined? What are these abbreviation: ISR, Rre, RRd, RRg, and NTG | ISR = In-Service Rate. Rre = Realization Rate Energy (applied to kWh). RRd = Realization Rate Demand (applied to kW savings)RRg = Realization Rate Gas (applied to therms savings). NTG = Net-to-Gross Factor. See comment on item 6 above. All factors will be set to 1 which applyies no adjustment to the TRM savings, unless otherwise agreed between Willdan and National Grid. | NG to Fill in |  |  | NG to Fill in
7 | Model | Rows 27 and 28 (PTHPs Examples) | Why Felecheat in Cells AG27 and AG28 are zero for PTHP? Its resulting in | Heating Load, Efficiencies, and calculations for PTHP were separated from ccASHP to ensure no ccASHP logic was incorrectlly applied to PTHP. The tool is set up to load these capacities and efficeincies in different columns to maintain that split. | NG to Fill in |  |  | NG to Fill in
8 | Model | Column BT | What is the purpose of "MMBTU Savings_PTAC_PTHP" when "MMBTU Savings" is being calculated separately in column BU? Are we trying to capture savings from Gas Fired PTACs as baseline? Is this deviation from TRM? | Same as above. PTAC/PTHP calculations are separated from ASHP to ensure distinct TRM calcs are maintained. No attempt to capture gas PTACs that deviate from the TRM. | NG to Fill in |  |  | NG to Fill in
9 | Model | Column BT | In the formula to calculate "MMBTU Savings_PTAC_PTHP" why we are not accounting for Fload,heating and Fctrl? | This has been corrected. | NG to Fill in |  |  | NG to Fill in
10 | Model | Column U | For the eligibility criteria under "Proposed Equipment Eligibility Status" we are limiting to NEEP live list. How frequently will it get updated and what if there is a model/manufacturer that passes the eligibility criteria manually but not in the NEEP updated list yet. How a user can still utilize this calculator through manually entering SEER, EER, COP, HSPF values? | this list will be updated every 3 months to keep in compliance. If new units are added and/or a contractor flags that a NEEP unit is not on the list, the tool can be updated early before the 3 month refresh. Manual entry of SEER, EER, COP, and HSPF values has been added in 'Project Inputs' columns R-V | NG to Fill in |  |  | NG to Fill in
11 | Inputs | Cells I40:I60 | This dropdown list is not limited to TRM. If it has been expanded to accommodate for PTACs and PTHPs then what if we have gas fired PTACs. Ffuelheat value (Column AI of model tab) in cell needs to accommodate for that scenario. | This has been expanded to accommodate PTAC and PTHP. At the moment gas-fired PTAC is not included in this calculation as it is not handled in the TRM. Gas fired PTACs need further discussion since this is not handled in the TRM. | NG to Fill in |  |  | NG to Fill in
12 | Model | Column AN - Rows 25 thru 28 | Why Fctrl for PTHPs are not set as default 1 instead of N/A? | Fctrl is not applicable to PTHP since it is not handled in the TRM calculation (ccPTHP pg. 520) | NG to Fill in |  |  | NG to Fill in
13 | Model | Column AN | Incorrect formulas for Fctrl pulling values from the wrong column. | Need to discuss, lookup works correctly and lines up to TRM per Willdan reading | NG to Fill in |  |  | NG to Fill in
14 | Variables | Cells C4:E4 | Limitation to regions - How are other areas being captured. Yes, it is consistent with TRM but what will be the values for other cities that are misisng for BEFLH and BEFLC. | Resolved in Item #1 above. | NG to Fill in |  |  | NG to Fill in
15 | General | N/A | Incorporate selection of region based on the zip code accoridng to the Appendix S of the TRM. Currently, the tool is limited to NYC as the only region by default. | Resolved in Item #1 above. | NG to Fill in |  |  | NG to Fill in
16 | Variables | Cell E64 | Inconsistent information compared to TRM | Baseline AFUE/ET efficiency table has been corrected. | NG to Fill in |  |  | NG to Fill in
17 | Variables | Cell F136:I147 | Revisit and compare to 2025 NYCESS values. Some inconsistency discovered in comparison to the latest code. This particular section is not covered by TRM - Please provide reasoning how these values has been established for the ones not in the code. | Need to discuss, lines up to TRM per Willdan reading. This section is specifically used to calculate baseline efficiencies. | NG to Fill in |  |  | NG to Fill in
18 | Variables | Columns U, AA, and AG and Cells I59:I78 | Not all of these scenarios have been covered by TRM. TRM is only limited to few of the scenarios: 1d, 2b, 2c, 2h, 3a, 3c, 4a, 4b, 4d - Explain reasoning for including all other various scenarios and putting their values same in each category. | Removed all ineligible scenarios from the coefficients lookups based on response from TRM board. Email sent out to Maged on 3/6/2026 detailing the gaps and his response was received on 3/9/2026. | NG to Fill in |  |  | NG to Fill in
19 | Model | Columns BW, BL and BK | Conincident factor has been applied twice. Please revisit. Its already being applied within the formula to derive non-adjusted kW savings and then applied again to derive adjusted kW savings. | Corrected | NG to Fill in |  |  | NG to Fill in
20 | Model | Column BD | Needs adjustment to formula - Incorrect lookup references. | The array referenced in formula has been corrected, and the value is produced correctly now. | NG to Fill in |  |  | NG to Fill in
21 | Model | Column BE | Incorrect formula. Criteria is established wrong with 8.5 HSPF2 - Should be 7.3 instead per TRM. | The fomulas were updated to look for "< 7.3" or "≥ 7.3" to use the correct HSPF climate adjustment factor. | NG to Fill in |  |  | NG to Fill in
22 | Model | Column BP and BR | Please revisit the formula - Not sure why [@[After Qty]] is being multiplied to calculate kWh Savings - Cooling_PTAC_PTHP and kWh Savings - heating_PTAC_PTHP | PTAC_PTHP are "one for one" where qty is part of the savings calculation, whereas non PTAC_PTHP is based on total building load displacement where there could be one existing unit to many proposed units. Calcs aligns with the TRM. | NG to Fill in |  |  | NG to Fill in
Requestor
23 | Project Inputs | Add these data fields to the result table: | Expected Useful Life | Complete. Added line level output in Column AX. | Julie Hawkins |  |  | NG to Fill in
24 | Project Inputs | Add these data fields to the result table: | Heating Ratio (should be a formula: heating capacity / heating load) | Complete. Added line level output in Column AY. | Julie Hawkins |  |  | NG to Fill in
25 | Project Inputs | Add these data fields to the result table: | Cooling Ratio (should be a formula: cooling capacity / cooling load ) | Complete. Added line level output in Column AZ. | Julie Hawkins |  |  | NG to Fill in
26 | Project Inputs | Columns B-H | • Change name in row 9: Air Source Heat Pumps • Add field between column B and C: Make • Add field in next column: Model • Is it possible to move quantity next to make and model? *nice to have | Complete. Moved qty over which represents the existing equipment quantity, then added a proposed equipment qty in column AC. This will allow is to calculate the per unit price as required in Willdan's database. | Julie Hawkins |  |  | NG to Fill in
27 | Project Inputs | Under the “Proposed HVAC Data” section: | • Change subheading in row 10 (“Optional if Unit not AHRI”) to: Required if unit is not NEEP-listed o Note: you might want to add a note explaining that the tool looks up the AHRI # in column R against a table of NEEP values o Rename Cooling Load (BTU/h) - Proposed System to Cooling Capacity (BTU/h) – Proposed System o Rename Heating Load (BTU/h) - Proposed System to Heating Capacity (BTU/h) – Proposed System | Complete | Julie Hawkins |  |  | NG to Fill in
28 |  |  | • COP Rated – 47 o Is this the only test condition that needs to be input? Just curious to confirm that the inputs are available to check criteria for each equipment type (copied below also) • PTHP – must meet NEEP criteria • SPVHP – must meet NEEP criteria • Commercial Unitary HP – NEEP, Energy Star, and code depending on type and size | The "COP @ 47°" input is only required for Unitary/Applied heat pumps. Our expectation is the COP @47° rating is the most common value published and should always be available for all units. We look to your guidance as to whether or not the tool should also be able to handle the COP @17° input for compliance. | Julie Hawkins |  |  | NG to Fill in
29 | Project Inputs | Please add 2 fields next to Total Price (column AM): | • Total Equipment Cost • Total Labor Cost *note: we don’t need per unit price/costs. If Wildan needs it feel free to keep | Complete. Removed "Unit Price" and added these (2) new fields for the user to enter and passed them to the locked section. | Julie Hawkins |  |  | NG to Fill in
30 | Project Inputs | Please display the following results: | o kWh Savings – Cooling o kWh Savings – Heating o Annual Electric Energy Savings (kWh/yr) • Please confirm this is sum of above o Annual Gas Savings (therms) o Annual Fossil Fuel Energy Savings (MMBtu)- please confirm if this is displayed when not a natural gas baseline? If so, keep o Total Annual Energy Savings (MMBtu) • Should be sum of electric + fossil fuel savings o If available, • Summer Demand Savings kW • Winter Demand Savings kW | Complete. The TRM currently does not provide a savings algorithm for winter peak demand savings. Please provide guidance on how to handle this if we need to add this savings type. | Julie Hawkins |  |  | NG to Fill in
31 | Project Inputs |  | • Incentive – please display o Calculated (Uncapped) Incentive o Authorized Incentive (eg after caps are applied) | Complete. Uncapped incentive is displayed at the line-item level. Capped (project) incentive is displayed in Audit Summary section above which caps the incentive at total project level. | Julie Hawkins |  |  | NG to Fill in
32 | Application & Customer Info Section | Comments from Syracuse Energy Systems | - The "Building Type" and the information sections below it appear to be locked. - In the "Building Types" dropdown, "Rental Room" or "Multi-room Rental" options appear to be missing. | Willdan doesn't have control of functionality on locked Ngrid tabs (App Cust Info, Terms & Conditions). The original file sent did not have functional drop downs. Pplease provide an unlocked version of he 'App Cust Info' tab and we can verify drop down functionality and completeness. | Julie Hawkins |  |  | NG to Fill in
33 | Project Inputs Tab | Comments from Syracuse Energy Systems | Project Inputs Tab - Cells 12A and 12F are currently protected. - While cell 12R correctly populates other fields, cell 11R seems to be set to the wrong size. - Regarding cells C12–C36, could you clarify what type of notes are required here? The webinar seemed to skip over this section. | Column A (12A) is a reference to the line numbering and will remain locked. We can rename this to "Line Item #", but this space does represent the zone in which the HVAC unit controls. Column F (12F) is a TRM region that looks up customer site zipcode to proper TRM region and must remain locked as to not impact savings. Column C (C12-C36) no longer refers to 'HVAC Unit Notes' which was orignally intended for the contractor to note anything relevant to the existing system or upgrade. This field was removed. | Julie Hawkins |  |  | NG to Fill in
34 | Rooms Tab | Comments from Syracuse Energy Systems | Could you clarify where the data in this tab is being pulled from? | The 'Floors', 'Rooms' and 'v2_custom Line Items' tabs are only used to execute the upload process into Willdan's internal database. Data from these tabs pull from (hidden) columns BL-DD in the 'Project Inputs' tab. The contractor does not need to interact with these three tabs. They are the backend template Willdan's database requires to pass data. | Julie Hawkins |  |  | NG to Fill in
35 | Project Inputs Tab | General Process Suggestions | - Data Entry: Why doesn't the customer information automatically copy over to the project inputs tab? | Complete. We have automated all 'Customer Information' fields found in the 'Project Inputs' tab so the user does not have to duplicate efforts. We have added validation to the 'DAC Eligible' dropdown field where when blank, field is highlighted yellow. We have also added validation to the 'Region' dropdown field where when blank, field is highlighted yellow. | Julie Hawkins |  |  | NG to Fill in
36 | Project Inputs Tab | Columns I & J | We have updated the way the tool handles the "Total Building Heating Load at Design (BTU/h)", where the user enters the value at a building level in cell J9 (cooling load is in cell I9) and then gets distributed down to the line-items based on the different types of units being proposed. The distributions is as follows: Total Building Heating Load / (SUM(Total Proposed Heating Capacity-All Lines)) xTotal Proposed Heating Capacity-Each Line We have confimed this equation with our ConEd team and this is how the building heating load by design is distributed in the state-wide workbook. |  | Willdan |  |  | NG to Fill in
37 | Project Inputs Tab | Based on contractor feedback | We have had a couple issues come back to us for review from the contractors where they didn't understand why the proposed equipment was not producing savings. In all instances, the proposed heating capacity did not meet the eligible part/full load displacements scenarios. We feel it is necessary to provide visibility to the eligible displacement scenarios based on the proposed ASHP type, the actual displacement value and output the eligibility status. | We added a "Displacement Validation" section in columns AQ-AU to notify the user when the heating capacity of the proposed equipment does not meet the eligible part/full load displacement categories. This new validation compares the distributed building heating load to the proposed heating capacity and validates whether or not the proposed equipment is eligible, based on the eligible displacement scenarios. | Willdan |  |  | NG to Fill in
38 | Project Inputs Tab | Willdan Bug Fix | I found a bug in the formula that calculates the capped incentive in cell G4, since we removed "Unit Price" and added " Total Equipment Cost" & "Total Labor Cost", our formula didn't get updated to capture both pricing columns to determine the proper project cap. | Issue resolved | Willdan |  |  | NG to Fill in
39 | Project Inputs Tab | Willdan Bug Fix | Updated line-item incentive formula in cells BI12:BI36 where if Region (E6) is BLANK, incentive = $0. We want to insure the user selects an option in the Region drop down, otherwise "0" incentive dollars will be shown. | Issue resolved | Willdan |  |  | NG to Fill in

## Inputs (hidden)
Parent ID |  | Service name | CHP_SAVINGS_NY_TRM | [7 empty] | Split System - Air Conditioner (<45 kBTU/h) |  |  | Central ASHP Split System
Program ID |  | Service ID | 300710 | [7 empty] | Split System - Air Conditioner (≥45 and <65 kBTU/h) |  |  | Central ASHP Packaged System
Energy Company ID | [5 empty] | Add unitary and applied heat pump calculation to this tool + gut rehab (increased baseline efficiencies) |  |  |  |  | Single Package - Air Conditioner |  |  | Ductless Mini-Split
ApplicationID | [5 empty] | Verify if we need to add HSPF2 to the proposed EE inputs when unit is not NEEP listed |  |  |  |  | Split System - Heat Pump (<45 kBTU/h) |  |  | Ductless Multi-Split
LimeID | [10 empty] | Split System - Heat Pump (≥45 and <65 kBTU/h) |  |  | Compact Ducted Mini-Split
Status | [10 empty] | Single Package - Heat Pump (<65 kBTU/h) |  |  | PTAC Std Size |  |  |  | Pre-war - uninsulated brick
Status Date | [7 empty] | Warm-air furnace, Gas-fired, Non-weatherized, 1 Phase Power Warm-air furnace, Gas-fired, Weatherized, 1 Phase Power Warm-air furnace, Gas-fired, Non-weatherized, 3 Phase Power Warm-air furnace, Gas-fired, Weatherized, 3 Phase Power Warm-air furnace, Gas-fired, All Subtypes, All Power Phases Warm-air furnace, Oil-fired, Non-weatherized, 1 Phase Power Warm-air furnace, Oil-fired, Weatherized, 1 Phase Power Warm-air furnace, Oil-fired, Non-weatherized, 3 Phase Power Warm-air furnace, Oil-fired, Weatherized, 3 Phase Power Warm-air furnace, Oil-fired, All Subtypes, All Power Phases Warm-air furnace, Electric, All, 1 Phase Power Warm-air furnace, Electric, All, 3 Phase Power Warm-air duct furnaces, Gas-fired, All Subtypes, All Power Phases Warm-air unit heaters, Gas-fired, All Subtypes, All Power Phases Warm-air unit heaters, Oil-fired, All Subtypes, All Power Phases Boiler, Hot Water, Gas Fired Boiler, Hot Water, Oil Fired Boiler, Steam, gas-fired- all, except Natural Draft Boiler, Steam, Gas Fired, Natural Draft Boiler, Steam, Oil Fired Heat Pump PTAC Std Size PTAC Non-Std Size PTHP Std Size PTHP Non-Std Size None |  |  | PTAC Std Size |  |  | PTAC Non-Std Size | Standard |  | High Rise Multifamily Assembly Auto Repair Bix Bix Retail Fast Food Restaurant Full Service Restaurant Grocery Light Industrial Motel Primary School Religious Worship Small Office Small Retail Warehouse Other | Prior to 1979 | 217008195
Run Date | 2025-12-22 |  | 2025-12-22 | [6 empty] | Yes | PTAC Non-Std Size |  |  | PTHP Std Size | Integrated | Yes |  | 1979 to 2006
[10 empty] | No | PTHP Std Size |  |  | PTHP Non-Std Size | Changeover | No |  | 2007 to Present
Line Item Level Inputs | [10 empty] | PTHP Non-Std Size | [7 empty] | (Required) | If EE unit is not NEEP Listed
LineItemID | LineItemRecommendationID | Base Measure Code | After Measure Code | Base QTY | After QTY | Building Cooling Load at Design (BTU/h) | Building Heating Load at Design (BTU/h) | Existing Heating Type | Existing Heating Capacity (BTU/h) | Existing Electric Resistance Heat | Existing Cooling Type | Existing Cooling Capacity_PTAC_PTHP (BTU/h) | Existing Cooling Capacity_Unitary_And_Applied_Heat_Pumps | Proposed ASHP Type | Proposed Controls | Add Electric Resistance Heat | Building Type | Building Vintage | AHRI Certified Number | Cooling Load (BTU/h) - Proposed System | Heating Load (BTU/h) - Proposed System | SEER2 - Proposed System | IEER - Proposed System | EER2 - Proposed System | HSPF2 - Proposed System | COP Rated 47°F - Proposed System | Service Address Zip Code

## Inputs Application Modifiers (hidden)
Modifier Key | Modifier Value
DAC | 0

## Sizing Table (hidden)
LineItemID | Before Qty | After Qty | Building Cooling Load at Design (BTU/h) | Building Heating Load at Design (BTU/h) | Cooling Load (BTU/h) | Heating Load (BTU/h) | Scenario Category | Total Cooling Load | Total Heating Load | Sizing | HP Sizing Parameter1 | HP Sizing Parameter2 | HP Sizing Parameter3 | HP Sizing Parameter4 | HP Sizing Parameter5 | HP Sizing Factor2

## Inputs EC Config (hidden)
Program Name | EnergyCompany Name | EnergyCompany ID | TRM | Subtechnology | NTG | EXT Coincidence | RRe | RRd | RRg | CF | TRM IE
[5 empty] | 1 | 0 | 1 | 1 | 1 | 1 | 1

## NEEP_QPL (hidden)
Status | AHRI Certified Reference Number⁺ | Old AHRI Certified Reference Number⁺ | EER2⁺ | SEER2⁺ | Max Capacity 95°F | Max Capacity 17°F | Max Capacity 5°F | COP Max 95°F | COP Max 17°F | Max Capacity 47°F | COP Max 47°F | COP Max 5°F | HSPF2 (Region IV)⁺ | HSPF2 (Region V)
Live | 217446925 |  | 12.8 | 19 | 23800 | 14800 | 13900 | 3.75 | 2.14 | 23400 | 1.86 | 1.86 | 8.1 | 6.4
Live | 217446923 |  | 12.8 | 19.5 | 23800 | 14800 | 13900 | 3.75 | 2.16 | 23400 | 1.86 | 1.86 | 8.1 | 6.4
Live | 217446888 |  | 12.4 | 18 | 24000 | 15100 | 14100 | 3.63 | 2.14 | 23600 | 3.14 | 1.86 | 8.2 | 6.5
Live | 217446861 |  | 13 | 19 | 23600 | 16400 | 16400 | 3.8 | 2.42 | 25000 | 2.02 | 2.02 | 8.5 | 7
Live | 217446860 |  | 13 | 19 | 23600 | 16400 | 16400 | 3.8 | 2.44 | 25000 | 2.02 | 2.02 | 8.5 | 7
Live | 217194158 |  | 13 | 19 | 24000 | 15500 | 15200 | 3.8 | 2.37 | 23000 | 1.88 | 1.88 | 8.5 | 6.7
Live | 217194157 |  | 13 | 19 | 24000 | 15500 | 15200 | 3.8 | 2.37 | 23000 | 1.88 | 1.88 | 8.5 | 6.7
Live | 217194133 |  | 12.6 | 18 | 24000 | 15800 | 15500 | 3.7 | 2.34 | 23200 | 3.3 | 1.88 | 8.5 | 6.8
Live | 217447173 |  | 9.8 | 17.5 | 55500 | 36800 | 31000 | 2.87 | 2.14 | 55000 | 1.94 | 1.94 | 8.1 | 6.5
Live | 217447144 |  | 9.8 | 17.5 | 54500 | 37000 | 30000 | 2.87 | 2.14 | 54000 | 1.86 | 1.86 | 8.5 | 6.6
Live | 217507687 |  | 10 | 17.5 | 56000 | 37800 | 31000 | 2.93 | 2.24 | 56000 | 1.98 | 1.98 | 8.2 | 6.6
Live | 217194629 |  | 9.8 | 17.5 | 55500 | 38000 | 31400 | 2.87 | 2.18 | 56500 | 1.98 | 1.98 | 8.2 | 6.6
Live | 217194604 |  | 10 | 17.5 | 56500 | 37000 | 30800 | 2.93 | 2.32 | 56000 | 2.06 | 2.06 | 8.5 | 6.7
Live | 217194578 |  | 10 | 17 | 56500 | 38000 | 31400 | 2.93 | 2.3 | 57000 | 2.02 | 2.02 | 8.2 | 6.6
Live | 217507673 |  | 10 | 17.5 | 57000 | 35000 | 27200 | 2.93 | 2.2 | 56000 | 1.86 | 1.86 | 7.8 | 6.2
Live | 217446811 |  | 10.5 | 16.5 | 46500 | 29600 | 29400 | 3.08 | 2.32 | 48000 | 1.88 | 1.88 | 8.2 | 6.6
Live | 217194457 |  | 11 | 18 | 48000 | 29800 | 24000 | 3.23 | 2.28 | 47500 | 1.84 | 1.84 | 8.2 | 6.4
Live | 217443389 |  | 11 | 19 | 45500 | 37400 | 34200 | 3.22 | 2.2 | 43500 | 1.98 | 1.98 | 8.2 | 7
Live | 217117114 |  | 11.7 | 20 | 47000 | 39500 | 34200 | 3.43 | 2.34 | 46500 | 2.1 | 2.1 | 9.5 | 7.5
Live | 217117113 |  | 11.2 | 19.5 | 47000 | 40000 | 34800 | 3.28 | 2.3 | 47000 | 2.06 | 2.06 | 9.4 | 7.4
Live | 217117103 |  | 12 | 20 | 47500 | 40000 | 34000 | 3.52 | 2.26 | 47500 | 1.98 | 1.98 | 9 | 7.2
Live | 217117102 |  | 11.5 | 19.5 | 47500 | 40500 | 34400 | 3.37 | 2.22 | 48000 | 1.96 | 1.96 | 9 | 7.2
Live | 217117099 |  | 13.4 | 19.5 | 47500 | 40500 | 32200 | 3.93 | 2.32 | 47000 | 3.36 | 2.04 | 8.5 | 6.9
Live | 217117098 |  | 13.4 | 19.5 | 47500 | 40500 | 32200 | 3.93 | 2.32 | 47000 | 3.36 | 2.04 | 8.5 | 6.9
Live | 217117091 |  | 12.2 | 20 | 47000 | 40000 | 31600 | 3.58 | 2.28 | 46000 | 1.94 | 1.94 | 8.5 | 7
Live | 217117080 |  | 11.2 | 19.5 | 46500 | 36400 | 30400 | 3.28 | 2.26 | 48000 | 2.06 | 2.06 | 8.2 | 6.8
Live | 217117062 |  | 11 | 19 | 45500 | 39000 | 34800 | 3.22 | 2.16 | 44000 | 1.92 | 1.92 | 8 | 6.7
Live | 217443364 |  | 11.5 | 16.5 | 33400 | 27200 | 21800 | 3.38 | 2.48 | 32600 | 2.02 | 2.02 | 9.6 | 7.4
Live | 217551306 |  | 11 | 18 | 32600 | 31600 | 23000 | 3.23 | 2.32 | 32000 | 1.9 | 1.9 | 9.6 | 7.4
Live | 217551304 |  | 11 | 18 | 32600 | 31600 | 23000 | 3.23 | 2.32 | 32000 | 1.9 | 1.9 | 9.6 | 7.4
Live | 217443340 |  | 11.2 | 17.5 | 32800 | 31400 | 22800 | 3.28 | 2.34 | 31800 | 1.92 | 1.92 | 9.6 | 7.4
Live | 217443320 |  | 11.2 | 18.5 | 33200 | 28400 | 23200 | 3.29 | 2.3 | 31600 | 2.4 | 2.4 | 9 | 7.4
Live | 217443318 |  | 11.2 | 19 | 33200 | 28400 | 23200 | 3.29 | 2.3 | 31600 | 2.38 | 2.38 | 9 | 7.5
Live | 217443297 |  | 11.5 | 18.5 | 34000 | 28600 | 19300 | 3.37 | 2.46 | 34400 | 3.38 | 2.34 | 9.2 | 7.3
Live | 217443295 |  | 11.2 | 18 | 32800 | 31000 | 24200 | 3.28 | 2.3 | 32000 | 3.44 | 2 | 9 | 7.3
Live | 217443294 |  | 11.2 | 18 | 32800 | 31000 | 24200 | 3.28 | 2.3 | 32000 | 3.44 | 2 | 9 | 7.3
Live | 217443267 |  | 10.5 | 18.5 | 33800 | 29200 | 19800 | 3.08 | 2.36 | 35000 | 3.22 | 2.2 | 9 | 7.2
Live | 217443265 |  | 11.2 | 19.5 | 33800 | 28400 | 19200 | 3.28 | 2.48 | 34200 | 3.42 | 2.36 | 9.2 | 7.3
Live | 217443264 |  | 11 | 19 | 33800 | 28400 | 19100 | 3.23 | 2.5 | 34200 | 3.46 | 2.4 | 9.2 | 7.3
Live | 217443263 |  | 11.2 | 19 | 33800 | 29000 | 19700 | 3.28 | 2.4 | 34800 | 3.26 | 2.24 | 9 | 7.2
Live | 217443261 |  | 11 | 18.5 | 33800 | 29200 | 19700 | 3.23 | 2.38 | 34800 | 3.24 | 2.24 | 9 | 7.2
Live | 217117053 |  | 11 | 18 | 33800 | 28200 | 22000 | 3.23 | 2.28 | 31000 | 3.49 | 2.08 | 8.5 | 7.1
Live | 217117052 |  | 11 | 18 | 33800 | 28200 | 22000 | 3.23 | 2.28 | 31000 | 3.49 | 2.08 | 8.5 | 7.1
Live | 217117045 |  | 11 | 18.5 | 33800 | 28600 | 22400 | 3.23 | 2.24 | 31400 | 2.04 | 2.04 | 8.5 | 7.1
Live | 217117044 |  | 11 | 18.5 | 33800 | 28600 | 22600 | 3.23 | 2.24 | 31400 | 2.04 | 2.04 | 9 | 7.1
Live | 217443246 |  | 11.2 | 18.5 | 33000 | 27800 | 23200 | 3.28 | 3.2 | 34000 | 2.24 | 2.24 | 10.4 | 8.1
Live | 217443245 |  | 11.2 | 19 | 33000 | 27800 | 23200 | 3.28 | 3.2 | 34000 | 2.24 | 2.24 | 10.4 | 8.1
Live | 217443217 |  | 11.2 | 18.5 | 33000 | 27800 | 23000 | 3.28 | 3.22 | 33800 | 3.46 | 2.24 | 10.4 | 8.1
Live | 217443216 |  | 11.2 | 18.5 | 33000 | 27800 | 23000 | 3.28 | 3.22 | 33800 | 3.46 | 2.24 | 10.4 | 8.1
Live | 217443109 |  | 13 | 17 | 23400 | 21200 | 17300 | 3.81 | 2.42 | 25000 | 3.52 | 2.06 | 9.8 | 7.5
Live | 217493293 |  | 11.2 | 19.5 | 52500 | 42500 | 31800 | 3.28 | 2.3 | 54500 | 2.06 | 2.06 | 8.5 | 6.9
Live | 217493292 |  | 11.2 | 19.5 | 52500 | 43000 | 32000 | 3.28 | 2.28 | 55000 | 2.06 | 2.06 | 8.5 | 6.9
Live | 217493291 |  | 11.2 | 19.5 | 52500 | 42500 | 31800 | 3.28 | 2.3 | 54500 | 2.08 | 2.08 | 8.5 | 6.9
Live | 217454968 |  | 11 | 19.5 | 52500 | 42500 | 32000 | 3.23 | 2.3 | 54500 | 3.12 | 2.06 | 8.5 | 6.9
Live | 217493290 |  | 11 | 19 | 52500 | 43000 | 32000 | 3.23 | 2.28 | 55000 | 2.06 | 2.06 | 8.5 | 6.9
Live | 217493289 |  | 11.2 | 19.5 | 53000 | 42500 | 31600 | 3.28 | 2.32 | 54500 | 2.08 | 2.08 | 8.5 | 6.9
Live | 217493288 |  | 11.2 | 19.5 | 53000 | 42500 | 31600 | 3.28 | 2.32 | 54500 | 2.08 | 2.08 | 8.5 | 6.9
Live | 217493287 |  | 11.2 | 19.5 | 52500 | 42500 | 31800 | 3.28 | 2.3 | 54500 | 2.06 | 2.06 | 8.5 | 6.9
Live | 217493286 |  | 11.2 | 19.5 | 53000 | 42500 | 31600 | 3.28 | 2.32 | 54000 | 2.1 | 2.1 | 8.5 | 7
Live | 217493285 |  | 11.2 | 19.5 | 53000 | 42500 | 31600 | 3.28 | 2.32 | 54500 | 2.1 | 2.1 | 8.5 | 7
Live | 217493284 |  | 11.2 | 19.5 | 52500 | 42500 | 31800 | 3.28 | 2.3 | 54500 | 2.06 | 2.06 | 8.5 | 6.9
Live | 217493283 |  | 11.2 | 18.5 | 53000 | 41500 | 31000 | 3.28 | 2.3 | 53000 | 2.1 | 2.1 | 8.2 | 6.8
Live | 217493282 |  | 11.2 | 18.5 | 52500 | 41500 | 31200 | 3.28 | 2.28 | 53000 | 2.08 | 2.08 | 8.2 | 6.7
Live | 217117037 |  | 11.7 | 20.5 | 53000 | 40000 | 34400 | 3.43 | 2.58 | 53000 | 3.3 | 2.14 | 8.5 | 7.1
Live | 217117036 |  | 11.7 | 20 | 53000 | 40500 | 34600 | 3.43 | 2.56 | 53000 | 3.28 | 2.14 | 8.5 | 7.1
Live | 217117122 |  | 11.7 | 20.5 | 53000 | 40000 | 34400 | 3.43 | 2.58 | 53000 | 3.3 | 2.14 | 8.5 | 7.1
Live | 217117034 |  | 11.7 | 20.5 | 53000 | 40000 | 34200 | 3.43 | 2.6 | 52500 | 3.34 | 2.16 | 9 | 7.2
Live | 217117033 |  | 11.7 | 20 | 55000 | 44000 | 35000 | 3.43 | 2.4 | 53500 | 3.18 | 2.16 | 8.5 | 7.1
Live | 217117032 |  | 11.7 | 20 | 55000 | 44500 | 35200 | 3.43 | 2.38 | 53500 | 3.16 | 2.14 | 8.5 | 7.1
Live | 217117031 |  | 11.7 | 20 | 55000 | 44000 | 35000 | 3.43 | 2.4 | 53500 | 3.18 | 2.16 | 8.5 | 7.1
Live | 217117030 |  | 11.7 | 20 | 55000 | 44000 | 35000 | 3.43 | 2.4 | 53500 | 3.18 | 2.14 | 8.5 | 7.1
Live | 217117029 |  | 11.7 | 20 | 55000 | 44500 | 35200 | 3.43 | 2.38 | 53500 | 2.14 | 2.14 | 8.5 | 7.1
Live | 217117028 |  | 12 | 20.5 | 55000 | 44000 | 34800 | 3.52 | 2.42 | 53000 | 3.22 | 2.16 | 8.5 | 7.1
Live | 217117027 |  | 12 | 20.5 | 55000 | 44000 | 34800 | 3.52 | 2.42 | 53000 | 3.22 | 2.16 | 8.5 | 7.1
Live | 217117025 |  | 12 | 20.5 | 55000 | 43500 | 34600 | 3.52 | 2.42 | 53000 | 3.22 | 2.18 | 8.5 | 7.1
Live | 217117024 |  | 12 | 20.5 | 55000 | 43500 | 34600 | 3.52 | 2.42 | 53000 | 3.22 | 2.18 | 8.5 | 7.1
Live | 217117020 |  | 11.7 | 19.5 | 54000 | 43500 | 35200 | 3.43 | 2.28 | 52500 | 3.2 | 2.08 | 8.5 | 7
Live | 217117019 |  | 11.7 | 19.5 | 54000 | 43500 | 35400 | 3.43 | 2.26 | 52500 | 3.18 | 2.08 | 8.5 | 7
Live | 217117018 |  | 11.7 | 19.5 | 54000 | 43500 | 35400 | 3.43 | 2.26 | 52500 | 3.18 | 2.08 | 8.5 | 7
Live | 217117017 |  | 11.5 | 20 | 54000 | 46000 | 35800 | 3.37 | 2.24 | 54500 | 3.1 | 2.1 | 8.5 | 7.1
Live | 217117016 |  | 11.7 | 19.5 | 54000 | 43500 | 35600 | 3.43 | 2.26 | 53000 | 2.06 | 2.06 | 8.5 | 7
Live | 217117014 |  | 11.2 | 20 | 54000 | 46000 | 36000 | 3.28 | 2.24 | 54500 | 3.08 | 2.1 | 8.5 | 7
Live | 217117013 |  | 11.5 | 20 | 54000 | 46000 | 35800 | 3.37 | 2.24 | 54500 | 3.1 | 2.1 | 8.5 | 7.1
Live | 217117012 |  | 11.5 | 19.5 | 54000 | 46000 | 35800 | 3.37 | 2.24 | 54500 | 3.1 | 2.1 | 8.5 | 7
Live | 217117010 |  | 11.5 | 20 | 54500 | 45500 | 35600 | 3.37 | 2.26 | 54000 | 3.14 | 2.12 | 8.5 | 7.1
Live | 217117009 |  | 11.7 | 19.5 | 54000 | 43500 | 35200 | 3.43 | 2.28 | 52500 | 3.2 | 2.08 | 8.5 | 7
Live | 217117008 |  | 11.5 | 20 | 54500 | 45500 | 35600 | 3.37 | 2.26 | 54000 | 3.14 | 2.12 | 8.5 | 7.1
Live | 217117007 |  | 12 | 20 | 54000 | 43500 | 35200 | 3.52 | 2.28 | 52500 | 3.22 | 2.1 | 8.5 | 7.1
Live | 217117005 |  | 11.5 | 20 | 54500 | 45500 | 35400 | 3.37 | 2.26 | 54000 | 3.14 | 2.12 | 8.5 | 7.1
Live | 217117004 |  | 11.5 | 20 | 54500 | 45500 | 35400 | 3.37 | 2.26 | 54000 | 3.14 | 2.12 | 8.5 | 7.1
Live | 217116999 |  | 11.5 | 20 | 55500 | 44000 | 38500 | 3.37 | 2.36 | 55500 | 3.42 | 2.14 | 9 | 7.2
Live | 216776141 |  | 11.5 | 19.5 | 55500 | 45500 | 41500 | 3.37 | 2.06 | 50500 | 2.8 | 1.84 | 8.2 | 6.7
Live | 216776140 |  | 11.5 | 19.5 | 55500 | 54500 | 41500 | 3.37 | 2.32 | 51000 | 2.78 | 1.84 | 8.5 | 7
Live | 216776139 |  | 11.5 | 19.5 | 55500 | 45500 | 41500 | 3.37 | 2.06 | 50500 | 2.8 | 1.84 | 8.2 | 6.7
Live | 216776138 |  | 11.5 | 19.5 | 55500 | 54500 | 41500 | 3.37 | 2.32 | 51000 | 2.78 | 1.84 | 8.5 | 7
Live | 216776136 |  | 11.5 | 19.5 | 55500 | 45500 | 41500 | 3.37 | 2.06 | 50500 | 2.8 | 1.84 | 8.2 | 6.7
Live | 216776135 |  | 11.5 | 19.5 | 55500 | 45500 | 41500 | 3.37 | 2.06 | 50500 | 2.8 | 1.84 | 8.2 | 6.7
Live | 216776134 |  | 11.7 | 20 | 55500 | 54000 | 41500 | 3.43 | 2.36 | 50500 | 2.86 | 1.88 | 8.5 | 7.1
Live | 216776133 |  | 11.7 | 19.5 | 55500 | 54500 | 41000 | 3.43 | 2.34 | 50500 | 2.84 | 1.86 | 8.5 | 7
Live | 216776132 |  | 11.7 | 19.5 | 55500 | 54500 | 41000 | 3.43 | 2.34 | 50500 | 2.84 | 1.86 | 8.5 | 7
Live | 216776131 |  | 11.7 | 20 | 55500 | 54000 | 41500 | 3.43 | 2.38 | 50500 | 2.86 | 1.88 | 8.5 | 7.1
Live | 216776130 |  | 11.5 | 20 | 56000 | 60000 | 42500 | 3.37 | 2.58 | 51000 | 3.04 | 1.94 | 9.4 | 7.5
Live | 216776129 |  | 11.5 | 20 | 56000 | 48000 | 42500 | 3.37 | 2.22 | 51500 | 3.02 | 1.94 | 8.5 | 7.1
Live | 216776128 |  | 11.5 | 20 | 56000 | 60000 | 42500 | 3.37 | 2.58 | 51000 | 3.04 | 1.94 | 9.4 | 7.5
Live | 216776127 |  | 11.5 | 20 | 56000 | 48000 | 42500 | 3.37 | 2.22 | 51500 | 3.02 | 1.94 | 8.5 | 7.1
Live | 216776125 |  | 11.5 | 20 | 56000 | 48500 | 42500 | 3.37 | 2.24 | 51000 | 3.04 | 1.94 | 8.5 | 7.1
Live | 216776124 |  | 11.5 | 20 | 56000 | 48500 | 42500 | 3.37 | 2.24 | 51000 | 3.04 | 1.94 | 8.5 | 7.1
Live | 216776123 |  | 11.7 | 20.5 | 56000 | 60000 | 42000 | 3.43 | 2.64 | 51000 | 3.1 | 1.96 | 9.5 | 7.5
Live | 216776122 |  | 11.7 | 20 | 56000 | 60000 | 42500 | 3.43 | 2.6 | 51000 | 3.06 | 1.94 | 9.4 | 7.5
Live | 216776121 |  | 11.7 | 20 | 56000 | 60000 | 42500 | 3.43 | 2.6 | 51000 | 3.06 | 1.94 | 9.4 | 7.5
Live | 216776106 |  | 11 | 19.5 | 54500 | 51000 | 45500 | 3.23 | 2.3 | 55000 | 3.28 | 2.04 | 9.6 | 7.7
Live | 216776098 |  | 11.7 | 20 | 45500 | 43000 | 44500 | 3.43 | 2.28 | 45500 | 3.36 | 1.98 | 9 | 7.5
Live | 216776097 |  | 11.7 | 20 | 45500 | 43000 | 44500 | 3.43 | 2.28 | 45500 | 3.32 | 1.98 | 9 | 7.5
Live | 216776096 |  | 11.7 | 20 | 45500 | 43000 | 44500 | 3.43 | 2.28 | 45500 | 3.36 | 1.98 | 9 | 7.5
Live | 216776095 |  | 11.7 | 20 | 45500 | 43000 | 44500 | 3.43 | 2.28 | 45500 | 3.32 | 1.98 | 9 | 7.5
Live | 216776094 |  | 11.7 | 20 | 45500 | 37400 | 37400 | 3.43 | 2.18 | 45500 | 1.82 | 1.82 | 8.5 | 7.1
Live | 216776093 |  | 12 | 20 | 46000 | 43000 | 44500 | 3.52 | 2.28 | 45500 | 3.34 | 1.98 | 9 | 7.5
Live | 216776092 |  | 12 | 20 | 46000 | 43000 | 44500 | 3.52 | 2.28 | 45500 | 3.34 | 1.98 | 9 | 7.5
Live | 216776091 |  | 12.4 | 20.5 | 46000 | 42500 | 44000 | 3.63 | 2.32 | 45000 | 3.44 | 2.02 | 9.4 | 7.8
Live | 216776090 |  | 12.2 | 20 | 46000 | 42500 | 44000 | 3.58 | 2.3 | 45500 | 3.4 | 2 | 9.4 | 7.5
Live | 216776089 |  | 12.2 | 20 | 46000 | 42500 | 44000 | 3.58 | 2.3 | 45500 | 3.4 | 2 | 9.4 | 7.5
Live | 216776088 |  | 12.4 | 20.5 | 46000 | 42500 | 44000 | 3.63 | 2.32 | 45000 | 3.44 | 2.02 | 9.4 | 7.8
Live | 216776012 |  | 11.7 | 20 | 45000 | 44000 | 44500 | 3.43 | 2.46 | 46500 | 3.52 | 2.1 | 9.8 | 8.1
Live | 217476520 |  | 12.8 | 18.5 | 35000 | 28800 | 26600 | 3.76 | 2.56 | 31800 | 3.74 | 2.12 | 9.8 | 7.8
Live | 217476519 |  | 12.6 | 19 | 35000 | 28800 | 26600 | 3.69 | 2.56 | 32000 | 3.74 | 2.12 | 9.8 | 7.8
Live | 217476518 |  | 12.6 | 18.5 | 34800 | 28800 | 26600 | 3.7 | 2.54 | 32000 | 3.72 | 2.1 | 9.8 | 7.8
Live | 217476517 |  | 12.6 | 18.5 | 34800 | 28800 | 26600 | 3.7 | 2.54 | 32000 | 3.71 | 2.1 | 9.8 | 7.8
Live | 217476516 |  | 12.8 | 18.5 | 35000 | 28800 | 26600 | 3.76 | 2.56 | 31800 | 3.74 | 2.12 | 9.8 | 7.8
Live | 217476515 |  | 12.6 | 18.5 | 34800 | 28800 | 26600 | 3.7 | 2.54 | 32000 | 3.72 | 2.1 | 9.8 | 7.8
Live | 217476514 |  | 12.6 | 18.5 | 34800 | 28800 | 26600 | 3.7 | 2.54 | 32000 | 3.72 | 2.1 | 9.8 | 7.8
Live | 217476513 |  | 12.6 | 18 | 34800 | 28800 | 26800 | 3.7 | 2.52 | 32000 | 2.1 | 2.1 | 9.8 | 7.8
Live | 217476511 |  | 12.8 | 18.5 | 35000 | 28600 | 26600 | 3.76 | 2.56 | 31800 | 3.76 | 2.12 | 9.8 | 7.8
Live | 217476510 |  | 12.8 | 18.5 | 35000 | 28600 | 26600 | 3.76 | 2.56 | 31800 | 3.76 | 2.12 | 9.8 | 7.8
Live | 217476508 |  | 12.8 | 19 | 35000 | 28600 | 26400 | 3.76 | 2.58 | 31800 | 3.77 | 2.12 | 10 | 7.8
Live | 217476507 |  | 12.8 | 19 | 35000 | 28600 | 26400 | 3.76 | 2.58 | 31800 | 3.77 | 2.12 | 10 | 7.8
Live | 217476461 |  | 11.2 | 18 | 33600 | 26800 | 24600 | 3.28 | 2.42 | 31600 | 2.12 | 2.12 | 9 | 7.4
Live | 217476501 |  | 12.4 | 16.5 | 34200 | 29800 | 30400 | 3.63 | 2.44 | 32800 | 2.14 | 2.14 | 9 | 7.5
Live | 217476496 |  | 13.4 | 20 | 35400 | 27800 | 26600 | 3.93 | 2.3 | 31200 | 3.27 | 2.08 | 8.5 | 7.2
Live | 217476495 |  | 13.4 | 20 | 35400 | 27800 | 26600 | 3.93 | 2.3 | 31200 | 3.24 | 2.08 | 8.5 | 7.2
Live | 217476494 |  | 13.4 | 19.5 | 35400 | 27800 | 26600 | 3.93 | 2.3 | 31200 | 3.22 | 2.08 | 8.5 | 7.1
Live | 217476493 |  | 13.2 | 20 | 35400 | 27800 | 26600 | 3.87 | 2.28 | 31400 | 3.22 | 2.06 | 8.5 | 7.2
Live | 217476491 |  | 13.4 | 20 | 35400 | 27800 | 26600 | 3.93 | 2.3 | 31200 | 3.27 | 2.08 | 8.5 | 7.2
Live | 217476490 |  | 13.4 | 19.5 | 35400 | 27800 | 26600 | 3.93 | 2.3 | 31200 | 3.24 | 2.08 | 8.5 | 7.1
Live | 217476489 |  | 13.2 | 20 | 35400 | 27800 | 26600 | 3.87 | 2.3 | 31200 | 3.22 | 2.08 | 8.5 | 7.2
Live | 217476488 |  | 13.2 | 19.5 | 35400 | 28000 | 26800 | 3.87 | 2.28 | 31400 | 2.06 | 2.06 | 8.5 | 7.1
Live | 217476486 |  | 13.4 | 20 | 35400 | 27600 | 26600 | 3.93 | 2.32 | 31200 | 3.27 | 2.08 | 8.5 | 7.2
Live | 217476485 |  | 13.4 | 20 | 35400 | 27600 | 26600 | 3.93 | 2.32 | 31200 | 3.27 | 2.08 | 8.5 | 7.2
Live | 217476483 |  | 13.6 | 20.5 | 35600 | 27600 | 26400 | 3.98 | 2.32 | 31000 | 3.28 | 2.1 | 8.5 | 7.2
Live | 217476482 |  | 13.6 | 20.5 | 35600 | 27600 | 26400 | 3.98 | 2.32 | 31000 | 3.28 | 2.1 | 8.5 | 7.2
Live | 216776085 |  | 12.6 | 18.5 | 35400 | 33800 | 31400 | 3.69 | 2.46 | 31600 | 3.4 | 2.04 | 8.2 | 7.2
Live | 216776084 |  | 12.6 | 18.5 | 35400 | 33800 | 31400 | 3.69 | 2.46 | 31600 | 3.4 | 2.04 | 8.2 | 7.2
Live | 216776083 |  | 13 | 19.5 | 35400 | 33600 | 31200 | 3.81 | 2.48 | 31400 | 3.46 | 2.06 | 8.2 | 7.3
Live | 216776078 |  | 12.8 | 18.5 | 35200 | 33800 | 31600 | 3.75 | 2.38 | 31400 | 3.27 | 2.04 | 9 | 7.5
Live | 216776075 |  | 12.6 | 18.5 | 35200 | 30000 | 27600 | 3.7 | 2.38 | 31400 | 2 | 2 | 8.5 | 7.4
Live | 216776067 |  | 12.8 | 20 | 35200 | 33400 | 34000 | 3.75 | 2.4 | 32800 | 3.34 | 2.12 | 8.5 | 7.5
Live | 216776066 |  | 12.8 | 18.5 | 35200 | 33400 | 30400 | 3.75 | 2.58 | 31600 | 3.53 | 2.18 | 8.2 | 7.4
Live | 216776011 |  | 13 | 20 | 35200 | 33600 | 33200 | 3.81 | 2.76 | 32600 | 3.98 | 2.42 | 10.5 | 8.9
Live | 216379010 |  | 13 | 20 | 22600 | 24000 | 22800 | 3.81 | 2.66 | 23800 | 3.85 | 2.3 | 10.5 | 8.7
Live | 214771550 |  | 9.2 | 16 | 57000 | 44000 | 38500 | 2.51 | 2.55 | 54000 | 3.26 | 2.42 | 9 | 7
Live | 214771549 |  | 11.3 | 18.5 | 38000 | 30000 | 25000 | 3 | 2.63 | 34200 | 3.23 | 2.2 | 9 | 7
Live | 217730322 |  | 12.5 | 19 | 23200 | 19000 | 18600 | 3.37 | 2.37 | 23200 | 3.58 | 2.12 | 10.1 | 8.5
Live | 217730323 |  | 12 | 18.6 | 28800 | 20200 | 20600 | 2.96 | 2.24 | 29200 | 3.49 | 2.14 | 10 | 8.1
Live | 217730326 |  | 12 | 17.5 | 52000 | 48000 | 48000 | 3.13 | 2.13 | 52000 | 3.19 | 2 | 9.5 | 7.7
Live | 217730325 |  | 12 | 17.7 | 41700 | 33000 | 32600 | 3.11 | 2.26 | 38400 | 3.62 | 2.06 | 10 | 8
Live | 217730324 |  | 12 | 17.2 | 40000 | 24600 | 33200 | 3.02 | 1.94 | 35800 | 3.46 | 1.97 | 10.8 | 8.8
Live | 217730327 |  | 12 | 17.5 | 60000 | 54000 | 54000 | 2.62 | 2.29 | 60000 | 3.08 | 1.9 | 9.5 | 7.7
Live | 217730328 |  | 12 | 18.6 | 28800 | 20200 | 20600 | 2.96 | 2.24 | 29200 | 3.49 | 2.14 | 10 | 8.1
Live | 217730330 |  | 12 | 18 | 43000 | 41500 | 37400 | 2.88 | 2.21 | 47000 | 3.27 | 1.9 | 10 | 8.2
Live | 217730332 |  | 12 | 17.5 | 60000 | 54000 | 54000 | 2.62 | 2.29 | 60000 | 3.08 | 1.9 | 9.5 | 7.7
Live | 217730331 |  | 12 | 17.5 | 52000 | 48000 | 48000 | 3.13 | 2.13 | 52000 | 3.19 | 2 | 9.5 | 7.7
Live | 217730329 |  | 12 | 17.2 | 40000 | 24600 | 33200 | 3.02 | 1.94 | 35800 | 3.46 | 1.97 | 10.8 | 8.8
Live | 217429782 |  | 10.1 | 17 | 62000 | 47500 | 46000 | 3 | 2.55 | 66000 | 3.15 | 1.95 | 9.3 | 7.2
Live | 217429780 |  | 10.8 | 17 | 57600 | 42800 | 42000 | 3.15 | 2.55 | 60600 | 3.31 | 1.95 | 9.4 | 7.3
Live | 217429779 |  | 11.7 | 17 | 44000 | 34100 | 36000 | 2.84 | 2.14 | 39500 | 3.1 | 1.9 | 9.4 | 7.7
Live | 217429777 |  | 12.5 | 18 | 40200 | 30590 | 30000 | 2.95 | 2.16 | 39490 | 3.15 | 1.95 | 10 | 7.7
Live | 217429775 |  | 11.7 | 17 | 28310 | 23030 | 20200 | 2.84 | 2.26 | 31180 | 3.09 | 1.86 | 9.2 | 7.7
Live | 217429774 |  | 12 | 17 | 26380 | 20100 | 19100 | 2.66 | 2.13 | 22880 | 3.19 | 2.02 | 9.25 | 7.75
Live | 217678018 |  | 13.7 | 22.5 | 19500 | 20300 | 12800 | 3.36 | 2.38 | 22200 | 3.68 | 2.44 | 11.5 | 8.5
Live | 217678017 |  | 12.5 | 23.5 | 12000 | 8500 | 8400 | 3.66 | 2.4 | 12900 | 3.47 | 2.09 | 10.2 | 7.6
Live | 217678016 |  | 12.5 | 23.5 | 12000 | 8500 | 8400 | 3.66 | 2.4 | 12900 | 3.47 | 2.09 | 10.2 | 7.6
Live | 217678019 |  | 12.7 | 22.7 | 26200 | 17900 | 16100 | 3.07 | 2.37 | 28200 | 2.81 | 2 | 9.5 | 7.1
Live | 217678020 |  | 11.3 | 20.2 | 11200 | 7200 | 6200 | 3.01 | 2.22 | 10600 | 3.08 | 2.06 | 9.2 | 7.1
Live | 217678023 |  | 9 | 19.5 | 12100 | 7400 | 6700 | 2.67 | 2.64 | 12700 | 3.32 | 2.21 | 9.3 | 7
Live | 217678024 |  | 9.8 | 20 | 18660 | 18700 | 9800 | 2.94 | 1.71 | 18040 | 2.75 | 1.8 | 8.5 | 6.6
Live | 217678025 |  | 9.7 | 18.9 | 26500 | 19700 | 17000 | 2.77 | 2.33 | 28300 | 3.19 | 2.08 | 8.7 | 6.9
Live | 217678057 |  | 12.6 | 21.6 | 10500 | 7500 | 7000 | 3.5 | 2 | 11200 | 2.98 | 1.99 | 9.4 | 7.2
Live | 217678056 |  | 12.5 | 21.5 | 10500 | 7600 | 7000 | 3.5 | 1.9 | 11200 | 3.53 | 1.95 | 9 | 7
Live | 217678059 |  | 9.6 | 18.5 | 24700 | 20200 | 17000 | 2.75 | 2.26 | 27200 | 2.88 | 2.11 | 9 | 7.1
Live | 217678058 |  | 11.5 | 20.2 | 18600 | 13300 | 11500 | 3.24 | 2.41 | 19200 | 2.8 | 1.99 | 9.1 | 7
Live | 217678061 |  | 14.7 | 24.6 | 10900 | 10200 | 8200 | 3.9 | 2.47 | 14200 | 3.36 | 2.33 | 13 | 9.5
Live | 217678060 |  | 12.5 | 23.2 | 13000 | 8800 | 7300 | 3.53 | 2.77 | 12800 | 3.83 | 2.21 | 10.4 | 7.6
Live | 217678064 |  | 13 | 23.5 | 27000 | 21300 | 17800 | 3.1 | 2.42 | 32700 | 2.89 | 2.15 | 10 | 7.7
Live | 217678063 |  | 13.5 | 24 | 20000 | 15000 | 13000 | 3.45 | 2.43 | 22000 | 3.68 | 2.35 | 11.1 | 8.3
Live | 217678062 |  | 12.2 | 23.1 | 13700 | 9900 | 8600 | 3.32 | 2.57 | 14400 | 3.27 | 2.36 | 11.5 | 8.5
Live | 217678065 |  | 16 | 25.3 | 11500 | 8700 | 7500 | 3.62 | 2.04 | 10700 | 2.61 | 2.29 | 14.6 | 11.2
Live | 217678067 |  | 13.2 | 24 | 13500 | 12800 | 11500 | 3.35 | 1.75 | 16000 | 3.35 | 1.8 | 10.5 | 8
Live | 217678066 |  | 15 | 26 | 13500 | 12800 | 11500 | 3.35 | 1.75 | 16000 | 3.3 | 1.8 | 12.5 | 10.1
Live | 217678069 |  | 12.5 | 22.3 | 24500 | 23400 | 24000 | 3.25 | 2.33 | 28100 | 3.2 | 2 | 13.3 | 9.6
Live | 217678068 |  | 13 | 21.7 | 20200 | 19800 | 18000 | 3.18 | 2.49 | 23000 | 3.74 | 2 | 10.8 | 8.8
Live | 217678070 |  | 11.7 | 20 | 35900 | 30200 | 34600 | 3.05 | 2 | 38200 | 2.72 | 1.91 | 10.5 | 8.6
Live | 217678073 |  | 12.5 | 20 | 18500 | 18000 | 17000 | 3.31 | 2.1 | 20000 | 3.01 | 1.9 | 12.3 | 9.5
Live | 217678072 |  | 12.5 | 22.2 | 15100 | 12900 | 11500 | 3.51 | 2.14 | 16300 | 3.59 | 1.99 | 11.6 | 8.9
Live | 217678074 |  | 12 | 20.7 | 26200 | 23900 | 23800 | 3.34 | 2.48 | 30700 | 3.61 | 2.23 | 11.6 | 9.2
Live | 217678076 |  | 10 | 18 | 52700 | 48000 | 47500 | 2.69 | 2.17 | 57400 | 2.97 | 1.96 | 11 | 8.8
Live | 217678075 |  | 12 | 21.2 | 38000 | 46200 | 37000 | 3.2 | 2.17 | 44600 | 3.14 | 1.95 | 10.6 | 8.8
Live | 217678078 |  | 12 | 20 | 13500 | 13100 | 11800 | 3.3 | 1.99 | 16200 | 3.27 | 1.9 | 10 | 8
Live | 217678077 |  | 13.4 | 21.4 | 13500 | 12600 | 11200 | 3.3 | 1.99 | 16000 | 3.23 | 1.89 | 12.5 | 9.7
Live | 217678079 |  | 12 | 18 | 18800 | 19000 | 18000 | 3.15 | 2.23 | 22000 | 2.87 | 2 | 10.5 | 9
Live | 217678080 |  | 14 | 20.5 | 13100 | 12600 | 11900 | 3.05 | 1.94 | 16500 | 3.41 | 1.85 | 13.8 | 10.8
Live | 217678081 |  | 12 | 20 | 13300 | 14000 | 12000 | 3.09 | 2.31 | 16500 | 3.41 | 1.95 | 10.6 | 8.5
Live | 217678082 |  | 12 | 18.4 | 20600 | 20000 | 18000 | 3.37 | 2.5 | 23000 | 3.85 | 2.1 | 11.1 | 9
Live | 217678083 |  | 12 | 19 | 28000 | 23600 | 24000 | 3.4 | 2.48 | 31400 | 3.71 | 2.18 | 11.7 | 9.3
Live | 217678084 |  | 12 | 17.7 | 37000 | 40000 | 37600 | 2.95 | 2.29 | 45500 | 3.46 | 2.1 | 11.1 | 9.2
Live | 217678085 |  | 10.4 | 16.7 | 56500 | 45500 | 47500 | 2.74 | 2.4 | 60000 | 3.27 | 2 | 10.8 | 8.8
Live | 217678086 |  | 10.2 | 15.8 | 60000 | 52000 | 53500 | 2.87 | 2.41 | 66000 | 3.76 | 2.1 | 10.4 | 8.7
Live | 217678088 |  | 12.5 | 20 | 17200 | 18800 | 17500 | 3.15 | 2.13 | 20000 | 3.12 | 1.95 | 10.3 | 8.7
Live | 217678087 |  | 12.5 | 25 | 14000 | 12400 | 11300 | 3.57 | 2.14 | 16100 | 3.5 | 1.88 | 10.5 | 8.3
Live | 217678089 |  | 12.5 | 20.4 | 19200 | 20200 | 17000 | 3.37 | 2.24 | 20700 | 3.32 | 1.86 | 10.3 | 8.2
Live | 217678090 |  | 12 | 20.4 | 25600 | 23300 | 24200 | 3.26 | 2.38 | 29500 | 3.36 | 2.16 | 12.1 | 9.8
Live | 217678091 |  | 12 | 20 | 38300 | 42400 | 39500 | 3.11 | 2.16 | 45400 | 3.27 | 2.02 | 10.8 | 8.9
Live | 217678092 |  | 9.4 | 18.5 | 53500 | 44500 | 47000 | 2.72 | 2.23 | 58700 | 2.92 | 1.83 | 10.1 | 8
Live | 217678093 |  | 9 | 18 | 54500 | 58000 | 54000 | 2.62 | 2.17 | 65500 | 3.2 | 1.91 | 10.7 | 8.5
Live | 217678094 |  | 15 | 22 | 12700 | 9500 | 8100 | 3.88 | 2.53 | 11500 | 3.55 | 2.4 | 12 | 10.3
Live | 217678095 |  | 14.6 | 24 | 12900 | 11900 | 10600 | 3.29 | 2 | 13900 | 3.02 | 1.83 | 12.1 | 9.5
Live | 217678096 |  | 13 | 23 | 13900 | 11900 | 11500 | 3.31 | 1.95 | 15200 | 3.23 | 1.99 | 10 | 8
Live | 217678097 |  | 12.5 | 20.6 | 19000 | 18800 | 17500 | 3.28 | 2.05 | 22200 | 3.27 | 1.89 | 12.2 | 9.2
Live | 217678098 |  | 14.3 | 21.6 | 12000 | 9300 | 8300 | 3.48 | 2.55 | 13700 | 3.62 | 2.17 | 11.3 | 8.8
Live | 217678099 |  | 12.5 | 21.1 | 14100 | 9300 | 8400 | 3.56 | 2.55 | 15000 | 3.66 | 2.39 | 10.4 | 7.9
Live | 217678101 |  | 12 | 22 | 26800 | 20500 | 18500 | 3.06 | 2.55 | 33100 | 3.43 | 2.3 | 10.5 | 8.1
Live | 217678100 |  | 12.5 | 20.7 | 17800 | 14800 | 12800 | 3.22 | 2.36 | 21500 | 3.26 | 2.19 | 11.4 | 8.5
Live | 217678102 |  | 9.6 | 20 | 39800 | 28100 | 26600 | 2.68 | 2.22 | 42200 | 3.45 | 2.2 | 10.3 | 7.9
Live | 217678103 |  | 9.5 | 19 | 50400 | 44600 | 40500 | 2.78 | 2.12 | 61700 | 3.04 | 2.11 | 9.9 | 7.7
Live | 217678104 |  | 12.8 | 19.5 | 11900 | 9600 | 8600 | 3.35 | 2.45 | 14000 | 3.45 | 2.25 | 11 | 8.8
Live | 217678106 |  | 12.5 | 20 | 19000 | 14100 | 14000 | 3.18 | 2.4 | 22000 | 3.49 | 2.19 | 10.5 | 8.2
Live | 217678105 |  | 11.7 | 19 | 13000 | 10300 | 8800 | 3.15 | 2.58 | 15600 | 3.49 | 2.24 | 10.2 | 8
Live | 217678107 |  | 13 | 19.7 | 11200 | 9800 | 8300 | 3.28 | 2.56 | 14500 | 3.7 | 2.32 | 11.5 | 9
Live | 217678108 |  | 12 | 19.5 | 12200 | 9800 | 8900 | 2.98 | 2.52 | 15700 | 3.33 | 2.44 | 10.5 | 8
Live | 217678109 |  | 13.3 | 20 | 20200 | 15900 | 14200 | 3.34 | 2.65 | 23000 | 3.92 | 2.41 | 11.3 | 8.8
Live | 217678110 |  | 12.5 | 19 | 28300 | 21600 | 19000 | 3.06 | 2.56 | 35100 | 3.43 | 2.3 | 11 | 8.5
Live | 217678111 |  | 10 | 17.1 | 56500 | 46500 | 38000 | 2.83 | 2.35 | 60500 | 3.48 | 2 | 9.8 | 7.7
Live | 217678112 |  | 12.7 | 24.6 | 13100 | 9600 | 8900 | 3.37 | 2.49 | 12900 | 3.15 | 2.51 | 11 | 8.2
Live | 217678113 |  | 12.5 | 23.8 | 18000 | 14600 | 13100 | 3.3 | 2.58 | 22900 | 3.67 | 2.16 | 13.5 | 9.4
Live | 217678115 |  | 12.2 | 21.1 | 29000 | 20000 | 18600 | 3.26 | 2.56 | 32600 | 3.2 | 2.27 | 11.1 | 8.4
Live | 217678114 |  | 12.5 | 22.3 | 19300 | 15100 | 12800 | 3.37 | 2.38 | 22200 | 3.27 | 2.05 | 10.4 | 8
Live | 217678116 |  | 9.5 | 19.8 | 50000 | 45100 | 38500 | 2.78 | 2.13 | 59100 | 2.96 | 1.95 | 10.2 | 7.8
Live | 217678117 |  | 14.4 | 22.1 | 11400 | 9900 | 8000 | 3.37 | 2.59 | 14300 | 3.2 | 2.17 | 11.8 | 9
Live | 217678118 |  | 12.3 | 22.1 | 13800 | 10000 | 8600 | 3.43 | 2.59 | 15300 | 3.42 | 2.47 | 10 | 7.8
Live | 217678119 |  | 12.5 | 22.2 | 18800 | 15200 | 13100 | 3.32 | 2.47 | 22800 | 3.55 | 2.25 | 12.2 | 8.6
Live | 217678120 |  | 13 | 21 | 27600 | 18000 | 18000 | 3.52 | 2.1 | 25400 | 3.24 | 2 | 10 | 7.5
Live | 217678121 |  | 13 | 20 | 27600 | 22000 | 18000 | 3.44 | 2.5 | 25400 | 3.38 | 2 | 10 | 8
Live | 217678122 |  | 13 | 20.5 | 27600 | 20000 | 18000 | 3.47 | 2.3 | 25400 | 3.31 | 2 | 10 | 7.75
Live | 217678123 |  | 12 | 21 | 33000 | 27000 | 27000 | 2.71 | 1.9 | 32000 | 2.73 | 1.9 | 10 | 8.1
Live | 217678125 |  | 12 | 20 | 35500 | 27000 | 27000 | 2.58 | 1.99 | 35250 | 2.78 | 1.95 | 9.75 | 7.9
Live | 217678124 |  | 12 | 19 | 38000 | 27000 | 27000 | 2.47 | 2.1 | 38500 | 2.82 | 2 | 9.5 | 7.7
Live | 217678126 |  | 12.2 | 21.5 | 42000 | 43000 | 37000 | 3.04 | 2.3 | 44000 | 2.58 | 1.9 | 11.3 | 9.2
Live | 217678127 |  | 12 | 19.4 | 42000 | 34000 | 38000 | 2.93 | 2.2 | 45000 | 3.61 | 2 | 10.4 | 8.8
Live | 217678128 |  | 12.1 | 20.45 | 42000 | 38500 | 37400 | 2.99 | 2.26 | 44500 | 3.01 | 1.95 | 10.85 | 9
Live | 217678129 |  | 12 | 21.2 | 55000 | 42000 | 48000 | 2.88 | 2 | 55000 | 3.1 | 2 | 10.2 | 8.4
Live | 217678130 |  | 11.7 | 20.4 | 57000 | 46000 | 48000 | 2.93 | 2.2 | 60000 | 3.52 | 2 | 11 | 9
Live | 217678132 |  | 12 | 21.4 | 58000 | 49000 | 48000 | 3.04 | 2.2 | 56000 | 3.04 | 2 | 10.6 | 8.5
Live | 217678131 |  | 11.85 | 20.8 | 56000 | 44000 | 48000 | 2.9 | 2.1 | 57500 | 3.3 | 2 | 10.6 | 8.7
Live | 217678133 |  | 11.7 | 20 | 60000 | 52000 | 48000 | 2.88 | 2.3 | 61000 | 3.51 | 2.1 | 10.7 | 8.8
Live | 217678134 |  | 11.85 | 20.7 | 59000 | 50500 | 48000 | 2.96 | 2.25 | 58500 | 3.27 | 2.05 | 10.65 | 8.65
Live | 217678136 |  | 12 | 20 | 24000 | 14600 | 14600 | 3.35 | 2.8 | 22000 | 4.03 | 2.3 | 10 | 7.8
Live | 217678135 |  | 12.5 | 23 | 21600 | 14000 | 13500 | 3.33 | 2.21 | 21600 | 3.33 | 2.2 | 10 | 7.7
Live | 217678137 |  | 12.25 | 21.5 | 22800 | 14300 | 14000 | 3.34 | 2.25 | 21800 | 3.65 | 2.25 | 10 | 7.75
Live | 217678138 |  | 12.2 | 23 | 32000 | 18000 | 19000 | 3.44 | 2.5 | 29200 | 3.34 | 2 | 9.5 | 7.1
Live | 217678139 |  | 12 | 21 | 32000 | 18600 | 18800 | 3.17 | 2.3 | 28800 | 3.67 | 2 | 9 | 7
Live | 217678141 |  | 12 | 23.1 | 40000 | 30000 | 26000 | 2.86 | 2.18 | 40000 | 2.97 | 2 | 10 | 7.5
Live | 217678140 |  | 12.1 | 22 | 32000 | 18300 | 18900 | 3.3 | 2.09 | 29000 | 3.5 | 2 | 9.25 | 7.05
Live | 217678142 |  | 11.7 | 20 | 40000 | 28000 | 26000 | 2.61 | 2.2 | 40500 | 3.3 | 2 | 9.2 | 7.4
Live | 217678143 |  | 11.85 | 21.55 | 40000 | 29000 | 26000 | 2.73 | 2.19 | 40250 | 3.12 | 2 | 9.6 | 7.45
Live | 217678145 |  | 12 | 20.4 | 52000 | 41000 | 38000 | 2.54 | 2.4 | 53000 | 2.99 | 2.1 | 10.6 | 8.1
Live | 217678144 |  | 11.7 | 21.3 | 49000 | 34000 | 36000 | 2.43 | 2.4 | 55000 | 3.1 | 2.1 | 10 | 7.7
Live | 217678146 |  | 11.85 | 20.85 | 50500 | 37500 | 37000 | 2.49 | 2.15 | 54000 | 3.04 | 2.1 | 10.3 | 7.9
Live | 217678147 |  | 13 | 21 | 27600 | 18000 | 18000 | 3.52 | 2.1 | 25400 | 3.24 | 2 | 10 | 7.5
Live | 217678148 |  | 13 | 20 | 27600 | 22000 | 18000 | 3.44 | 2.5 | 25400 | 3.38 | 2 | 10 | 8
Live | 217678149 |  | 13 | 20.5 | 27600 | 20000 | 18000 | 3.47 | 2.3 | 25400 | 3.31 | 2 | 10 | 7.75
Live | 217678151 |  | 12 | 19 | 38000 | 27000 | 27000 | 2.47 | 2.1 | 38500 | 2.82 | 2 | 9.5 | 7.7
Live | 217678150 |  | 12 | 21 | 33000 | 27000 | 27000 | 2.71 | 1.9 | 32000 | 2.73 | 1.9 | 10 | 8.1
Live | 217678152 |  | 12 | 20 | 35500 | 27000 | 27000 | 2.58 | 1.99 | 35250 | 2.78 | 1.95 | 9.75 | 7.9
Live | 217678153 |  | 12.2 | 21.5 | 42000 | 43000 | 37000 | 3.04 | 2.3 | 44000 | 2.58 | 1.9 | 11.3 | 9.2
Live | 217678154 |  | 12 | 19.4 | 42000 | 34000 | 38000 | 2.93 | 2.2 | 45000 | 3.61 | 2 | 10.4 | 8.8
Live | 217678155 |  | 12.1 | 20.45 | 42000 | 38500 | 37400 | 2.99 | 2.26 | 44500 | 3.01 | 1.95 | 10.85 | 9
Live | 217678157 |  | 11.7 | 20.4 | 57000 | 46000 | 48000 | 2.93 | 2.2 | 60000 | 3.52 | 2 | 11 | 9
Live | 217678156 |  | 12 | 21.2 | 55000 | 42000 | 48000 | 2.88 | 2 | 55000 | 3.1 | 2 | 10.2 | 8.4
Live | 217678159 |  | 12 | 21.4 | 58000 | 49000 | 48000 | 3.04 | 2.2 | 56000 | 3.04 | 2 | 10.6 | 8.5
Live | 217678158 |  | 11.85 | 20.8 | 56000 | 44000 | 48000 | 2.9 | 2.1 | 57500 | 3.3 | 2 | 10.6 | 8.7
Live | 217678160 |  | 11.7 | 20 | 60000 | 52000 | 48000 | 2.88 | 2.3 | 61000 | 3.51 | 2.1 | 10.7 | 8.8
Live | 217678161 |  | 11.85 | 20.7 | 59000 | 50500 | 48000 | 2.96 | 2.25 | 58500 | 3.27 | 2.05 | 10.65 | 8.65
Live | 217678163 |  | 12 | 21 | 32000 | 18600 | 18800 | 3.17 | 2.3 | 28800 | 3.67 | 2 | 9 | 7
Live | 217678162 |  | 12.2 | 23 | 32000 | 18000 | 19000 | 3.44 | 1.9 | 29200 | 3.34 | 2 | 9.5 | 7.1
Live | 217678165 |  | 12 | 23.1 | 40000 | 30000 | 26000 | 2.86 | 2.18 | 40000 | 2.97 | 2 | 10 | 7.5
Live | 217678164 |  | 12.1 | 22 | 32000 | 18300 | 18900 | 3.3 | 2.09 | 29000 | 3.5 | 2 | 9.25 | 7.05
Live | 217678166 |  | 11.7 | 20 | 40000 | 28000 | 26000 | 2.61 | 2.2 | 40500 | 3.3 | 2 | 9.2 | 7.4
Live | 217678167 |  | 11.85 | 21.55 | 40000 | 29000 | 26000 | 2.73 | 2.19 | 40250 | 3.12 | 2 | 9.6 | 7.45
Live | 217678168 |  | 11.7 | 21.3 | 49000 | 34000 | 36000 | 2.43 | 1.9 | 55000 | 3.1 | 2.1 | 10 | 7.7
Live | 217678169 |  | 12 | 20.4 | 52000 | 41000 | 38000 | 2.54 | 2.4 | 53000 | 2.99 | 2.1 | 10.6 | 8.1
Live | 217678170 |  | 11.85 | 20.85 | 50500 | 37500 | 37000 | 2.49 | 2.15 | 54000 | 3.04 | 2.1 | 10.3 | 7.9
Live | 217678171 |  | 10 | 21.3 | 12600 | 8100 | 7000 | 2.88 | 1.99 | 12500 | 3.1 | 1.85 | 8.7 | 6.7
Live | 217678172 |  | 10.8 | 21.3 | 13800 | 9300 | 8000 | 2.83 | 2.11 | 14100 | 3.15 | 1.8 | 9.2 | 7
Live | 217678173 |  | 10.1 | 18.7 | 42500 | 31000 | 25600 | 2.93 | 2.39 | 43500 | 3.79 | 2.1 | 10.2 | 7.8
Live | 217678174 |  | 10 | 17 | 63000 | 41500 | 40000 | 2.72 | 2.45 | 67000 | 3.8 | 2.2 | 9.7 | 7.6
Live | 217678175 |  | 10.1 | 20 | 39500 | 30900 | 26000 | 2.77 | 2.36 | 40400 | 3.38 | 2.17 | 10 | 7.7
Live | 217678176 |  | 9.5 | 19.5 | 54500 | 45300 | 35000 | 2.64 | 2.22 | 60000 | 3.05 | 2.01 | 9.5 | 7.2
Live | 217678178 |  | 10 | 18 | 61000 | 41000 | 40000 | 2.81 | 2.3 | 61000 | 3.44 | 2.1 | 9.2 | 7.1
Live | 217678177 |  | 10 | 19.2 | 62000 | 40000 | 36000 | 3.03 | 2.3 | 60000 | 3.5 | 2 | 9.6 | 7.3
Live | 217678180 |  | 10 | 19.2 | 62000 | 40000 | 36000 | 3.03 | 2.3 | 60000 | 3.38 | 2 | 9.6 | 7.3
Live | 217678179 |  | 10 | 18.6 | 61500 | 40500 | 38000 | 2.92 | 2.3 | 60500 | 3.41 | 2.05 | 9.4 | 7.2
Live | 217678182 |  | 10 | 18.6 | 61500 | 40500 | 38000 | 2.92 | 2.3 | 60500 | 3.41 | 2.05 | 9.4 | 7.2
Live | 217678181 |  | 10 | 18 | 61000 | 41000 | 40000 | 2.81 | 2.3 | 61000 | 3.44 | 2.1 | 9.2 | 7.1
Live | 217678219 |  | 12.5 | 23 | 32000 | 18800 | 18900 | 3.3 | 2.3 | 28900 | 3.6 | 2 | 9.25 | 7.2
Live | 217678218 |  | 12 | 21 | 32000 | 18600 | 18800 | 3.17 | 2.3 | 28800 | 3.67 | 2 | 9 | 7
Live | 217678217 |  | 13 | 25 | 32000 | 19000 | 19000 | 3.44 | 2.3 | 29000 | 3.54 | 2 | 9.5 | 7.4
Live | 217678221 |  | 11.7 | 20 | 40000 | 28000 | 26000 | 2.61 | 2.2 | 40500 | 3.3 | 2 | 9.2 | 7.4
Live | 217678220 |  | 12 | 24 | 42000 | 26600 | 26000 | 3 | 2.1 | 42500 | 3.19 | 2 | 9.5 | 7.4
Live | 217678222 |  | 11.85 | 22 | 41000 | 27300 | 26000 | 2.79 | 2.15 | 41500 | 3.24 | 2 | 9.35 | 7.4
Live | 217678223 |  | 15 | 25 | 28000 | 19000 | 19000 | 3.65 | 2.2 | 27000 | 3.44 | 2 | 10.4 | 8.5
Live | 217678224 |  | 13 | 20 | 27600 | 22000 | 18000 | 3.44 | 2.5 | 25400 | 3.38 | 2 | 10 | 8
Live | 217678225 |  | 14 | 22.5 | 27800 | 20500 | 18500 | 3.54 | 2.36 | 26200 | 3.41 | 2 | 10.2 | 8.25
Live | 217678226 |  | 12.5 | 23 | 37000 | 28000 | 27000 | 3 | 2.2 | 36000 | 3.1 | 2 | 10.5 | 8.5
Live | 217678227 |  | 12 | 19 | 38000 | 27000 | 27000 | 2.47 | 2.1 | 38500 | 2.82 | 2 | 9.5 | 7.7
Live | 217678228 |  | 12.25 | 21 | 37500 | 27500 | 27000 | 2.71 | 2.15 | 37250 | 2.95 | 2 | 10 | 8.1
Live | 217678229 |  | 13 | 23 | 43000 | 42000 | 36000 | 3.15 | 2.6 | 44000 | 3.44 | 2 | 10.7 | 8.5
Live | 217678230 |  | 12 | 19.4 | 42000 | 34000 | 38000 | 2.93 | 2.2 | 45000 | 3.61 | 2 | 10.4 | 8.8
Live | 217678231 |  | 12.5 | 21.2 | 42500 | 38000 | 37000 | 3.04 | 2.41 | 44500 | 3.52 | 2 | 10.55 | 8.65
Live | 217726414 |  | 14 | 23.6 | 11500 | 7800 | 7300 | 3.47 | 2.38 | 12900 | 3.47 | 2.16 | 11.5 | 8.6
Live | 217726416 |  | 13.7 | 22.5 | 19500 | 20300 | 12800 | 3.36 | 2.38 | 22200 | 3.68 | 2.44 | 11.5 | 8.5
Live | 217726415 |  | 12.5 | 23.5 | 12000 | 8500 | 8400 | 3.66 | 2.4 | 12900 | 3.47 | 2.09 | 10.2 | 7.6
Live | 217726417 |  | 12.7 | 22.7 | 26200 | 17900 | 16100 | 3.07 | 2.37 | 28200 | 2.81 | 2 | 9.5 | 7.1
Live | 217726418 |  | 8.5 | 18 | 36000 | 26300 | 22000 | 2.49 | 2 | 36800 | 2.64 | 1.97 | 8.5 | 6.5
Live | 217678185 |  | 10.7 | 17 | 34000 | 20200 | 19100 | 3.08 | 2.26 | 32200 | 3.63 | 2 | 8.5 | 6.6
Live | 217678184 |  | 11 | 18.1 | 28000 | 22200 | 21600 | 2.86 | 2.24 | 30600 | 3.28 | 1.87 | 9.7 | 7.7
Live | 217678183 |  | 11 | 18.8 | 20000 | 12600 | 11200 | 3.08 | 2.2 | 19000 | 3.06 | 2 | 9.1 | 7
Live | 217678188 |  | 8.6 | 15.2 | 55000 | 35800 | 38000 | 2.51 | 1.96 | 55000 | 3.35 | 1.8 | 8.4 | 6.8
Live | 217678187 |  | 10 | 16 | 49900 | 35400 | 38000 | 2.73 | 2 | 49500 | 3.12 | 1.85 | 8.5 | 7.1
Live | 217678186 |  | 10 | 16.1 | 39000 | 26200 | 27000 | 2.73 | 2.19 | 40000 | 3.3 | 2 | 8.7 | 7
Live | 217678189 |  | 12.5 | 19 | 22000 | 21600 | 18000 | 3.31 | 2.3 | 22000 | 3.31 | 2 | 9.7 | 8
Live | 217678193 |  | 10.5 | 16.5 | 51000 | 38300 | 46000 | 2.89 | 2.02 | 57300 | 3.23 | 1.9 | 9.5 | 8
Live | 217678192 |  | 11.7 | 17.4 | 42000 | 41000 | 39000 | 2.77 | 2.03 | 48000 | 3.22 | 1.9 | 10.3 | 8.6
Live | 217678191 |  | 11.7 | 16.8 | 39000 | 37800 | 32600 | 3.16 | 2.39 | 38500 | 3.74 | 1.96 | 10 | 8.3
Live | 217678190 |  | 11.7 | 18.3 | 27000 | 22200 | 21600 | 2.76 | 2.24 | 30000 | 3.22 | 1.87 | 10 | 8
Live | 217678195 |  | 11.5 | 16.8 | 20000 | 13400 | 11400 | 3.08 | 2.3 | 19600 | 3.38 | 1.8 | 8.8 | 6.8
Live | 217678197 |  | 10.5 | 16.6 | 33400 | 20000 | 19000 | 3.13 | 2.12 | 31000 | 3.3 | 1.9 | 8.1 | 6.6
Live | 217678196 |  | 10 | 16 | 27000 | 20000 | 19000 | 2.73 | 2 | 32200 | 3.43 | 1.8 | 9 | 7
Live | 217678194 |  | 10 | 16 | 56300 | 50400 | 52000 | 2.57 | 2.3 | 64500 | 3.17 | 1.8 | 9 | 8
Live | 217678198 |  | 9.2 | 15.4 | 38000 | 32000 | 28400 | 2.75 | 2.29 | 39000 | 3.03 | 1.86 | 8.7 | 7.1
Live | 217678201 |  | 11 | 16.3 | 36000 | 34800 | 31000 | 2.89 | 2.33 | 37600 | 3.24 | 1.86 | 9.5 | 8
Live | 217678200 |  | 10.8 | 17.5 | 27000 | 23000 | 20000 | 2.73 | 2.1 | 32200 | 3.43 | 1.9 | 9.2 | 7.5
Live | 217678199 |  | 12 | 16.8 | 20000 | 23000 | 19000 | 3.08 | 2.1 | 22800 | 3.43 | 1.8 | 10.5 | 8.5
Live | 217678202 |  | 10.2 | 15.4 | 40000 | 38000 | 36000 | 2.69 | 2.06 | 45000 | 2.96 | 1.9 | 9.8 | 8
Live | 217678204 |  | 11 | 18.6 | 34400 | 23900 | 18700 | 3.22 | 2.61 | 31900 | 3.6 | 1.99 | 8.7 | 6.7
Live | 217678203 |  | 11.5 | 18.5 | 20600 | 12600 | 11400 | 3.32 | 2.34 | 19600 | 3.57 | 2.1 | 9.4 | 7.2
Live | 217678214 |  | 10.8 | 17.5 | 27600 | 21800 | 19600 | 2.84 | 2.34 | 32200 | 3.64 | 1.96 | 10.5 | 8.2
Live | 217678213 |  | 12.1 | 19.3 | 21900 | 19600 | 19600 | 3.27 | 2.4 | 23000 | 3.47 | 2.1 | 10.8 | 9.2
Live | 217678216 |  | 11.2 | 16.8 | 41500 | 40000 | 34600 | 2.76 | 2.17 | 48500 | 3.22 | 1.8 | 9.6 | 8
Live | 217678215 |  | 11.7 | 17.5 | 37800 | 31900 | 32000 | 3.05 | 2.25 | 40200 | 3.59 | 2 | 10.2 | 8.2
Live | 217678212 |  | 10.2 | 16.7 | 39000 | 31400 | 29200 | 2.79 | 2.2 | 41000 | 3.24 | 1.99 | 9.3 | 7.5
Live | 217678211 |  | 10.8 | 17.4 | 27600 | 21800 | 19600 | 2.84 | 2.34 | 32200 | 3.64 | 1.96 | 10.4 | 8.1
Live | 217679801 |  | 10.2 | 16 | 21600 | 13400 | 10800 | 3.17 | 2.65 | 22000 | 3.58 | 1.8 | 8.6 | 6.9
Live | 217679800 |  | 10.2 | 16 | 21600 | 13400 | 10800 | 3.17 | 2.65 | 22000 | 3.58 | 1.8 | 8.6 | 6.9
Live | 217679804 |  | 10 | 15.5 | 30000 | 19800 | 19000 | 2.8 | 2.08 | 29000 | 3.2 | 1.8 | 8.1 | 6.5
Live | 217679805 |  | 10 | 15.8 | 33700 | 25000 | 19000 | 3.05 | 2.5 | 30000 | 3.12 | 1.9 | 8.2 | 6.5
Live | 217679803 |  | 10 | 16 | 27600 | 19700 | 19000 | 2.8 | 2.66 | 27000 | 3.03 | 1.8 | 9 | 7
Live | 217679802 |  | 10 | 16 | 27600 | 19700 | 19000 | 2.8 | 2.66 | 27000 | 2.73 | 1.8 | 9 | 7
Live | 217679806 |  | 10 | 14.9 | 33400 | 26000 | 27600 | 2.52 | 2.18 | 36600 | 2.79 | 1.9 | 8.5 | 7.3
Live | 217679809 |  | 9.8 | 14.8 | 47000 | 47500 | 38000 | 2.62 | 1.99 | 51000 | 3.07 | 1.75 | 8 | 6.6
Live | 217679808 |  | 10 | 15.2 | 49000 | 37800 | 40000 | 2.83 | 2.32 | 50000 | 3.02 | 1.85 | 9 | 7
Live | 217679807 |  | 9.6 | 14.7 | 38600 | 29600 | 27200 | 2.76 | 2.1 | 41000 | 3.2 | 2 | 9 | 7
Live | 217679811 |  | 8.2 | 14.3 | 50000 | 40500 | 38000 | 2.4 | 1.88 | 50000 | 2.82 | 1.8 | 8.2 | 6.8
Live | 217679810 |  | 8.5 | 14.9 | 51500 | 43000 | 37800 | 2.52 | 1.99 | 50000 | 2.89 | 1.78 | 8.1 | 6.6
Live | 217679813 |  | 11.7 | 16.1 | 22800 | 21000 | 18000 | 3.15 | 2 | 22800 | 3.28 | 2.06 | 9.5 | 7.8
Live | 217679812 |  | 11.7 | 16.1 | 22800 | 21000 | 18000 | 3.15 | 2 | 22800 | 3.28 | 2.06 | 9.5 | 7.8
Live | 217679817 |  | 11 | 16 | 36000 | 38000 | 32000 | 2.82 | 2.24 | 39000 | 3.28 | 1.85 | 9.6 | 8.2
Live | 217679816 |  | 10 | 15.3 | 34800 | 31700 | 30400 | 2.77 | 2 | 35900 | 2.93 | 1.78 | 9.3 | 7.7
Live | 217679815 |  | 10 | 16 | 27600 | 22000 | 21000 | 2.8 | 2 | 30000 | 3.03 | 1.8 | 9.5 | 7
Live | 217679814 |  | 10 | 16 | 27600 | 22000 | 21000 | 2.8 | 2 | 30000 | 3.03 | 1.8 | 9.5 | 7
Live | 217679821 |  | 9.8 | 14.5 | 47000 | 53000 | 40000 | 2.7 | 2.18 | 53000 | 3 | 1.8 | 8.4 | 7.2
Live | 217679820 |  | 10 | 15.2 | 48000 | 36000 | 42000 | 2.49 | 2.29 | 50000 | 2.76 | 1.85 | 8.8 | 7.4
Live | 217679822 |  | 10 | 16 | 55000 | 50000 | 45000 | 2.55 | 2.02 | 57000 | 2.55 | 1.8 | 8.5 | 6.9
Live | 217679819 |  | 10.7 | 15.8 | 41000 | 39000 | 36000 | 2.66 | 2.18 | 46000 | 2.97 | 1.9 | 9.4 | 7.9
Live | 217679823 |  | 10 | 15.2 | 53400 | 48000 | 43000 | 2.59 | 2 | 59000 | 2.56 | 1.83 | 8.1 | 6.8
Live | 217549977 |  | 12.5 | 20.5 | 10400 | 9100 | 7500 | 2.44 | 2.22 | 10500 | 3.34 | 1.83 | 9.5 | 8.5
Live | 217549979 |  | 11.7 | 21 | 19400 | 17500 | 13200 | 2.37 | 2.14 | 18500 | 2.93 | 1.81 | 8.1 | 7.2
Live | 217549978 |  | 11.7 | 18.5 | 12300 | 9700 | 8800 | 2.71 | 2.2 | 12300 | 3.11 | 1.82 | 8.5 | 7.5
Live | 217549980 |  | 11.7 | 19 | 24600 | 22000 | 19200 | 2.77 | 1.87 | 26500 | 3.68 | 1.99 | 9.5 | 8.5
Live | 217666290 |  | 13 | 21 | 27900 | 23200 | 24200 | 3.59 | 2.35 | 29700 | 3.39 | 2.34 | 13.5 | 9.8
Live | 217650564 |  | 10 | 15.2 | 48000 | 36000 | 42000 | 2.49 | 2.29 | 50000 | 2.76 | 1.85 | 8.8 | 7.4
Live | 217650566 |  | 10 | 16 | 55000 | 50000 | 45000 | 2.55 | 2.02 | 57000 | 2.55 | 1.8 | 8.5 | 6.9
Live | 217650565 |  | 10 | 15.2 | 53400 | 48000 | 43000 | 2.59 | 2 | 59000 | 2.56 | 1.83 | 8.1 | 6.8
Live | 217650567 |  | 9.8 | 14.5 | 47000 | 53000 | 40000 | 2.7 | 2.18 | 53000 | 3 | 1.8 | 8.4 | 7.2
Live | 217666209 |  | 10 | 16 | 27600 | 22000 | 21000 | 2.8 | 2 | 30000 | 3.03 | 1.8 | 9.5 | 7
Live | 217666210 |  | 10.2 | 16 | 21600 | 13400 | 10800 | 3.17 | 2.65 | 22000 | 3.58 | 1.8 | 8.6 | 6.9
Live | 217666211 |  | 10 | 16 | 27600 | 19700 | 19000 | 2.8 | 2.66 | 27000 | 2.73 | 1.8 | 9 | 7
Live | 217666212 |  | 10 | 16 | 27600 | 22000 | 21000 | 2.8 | 2 | 30000 | 3.03 | 1.8 | 9.5 | 7
Live | 217666215 |  | 11 | 16 | 36000 | 38000 | 32000 | 2.82 | 2.24 | 39000 | 3.28 | 1.85 | 9.6 | 8.2
Live | 217666216 |  | 10.7 | 15.8 | 41000 | 39000 | 36000 | 2.66 | 2.18 | 46000 | 2.97 | 1.9 | 9.4 | 7.9
Live | 217666214 |  | 10 | 16 | 27600 | 19700 | 19000 | 2.8 | 2.66 | 27000 | 3.03 | 1.8 | 9 | 7
Live | 217666213 |  | 10.2 | 16 | 21600 | 13400 | 10800 | 3.17 | 2.65 | 22000 | 3.58 | 1.8 | 8.6 | 6.9
Live | 217666220 |  | 10 | 15.2 | 49000 | 37800 | 40000 | 2.83 | 2.32 | 50000 | 3.02 | 1.85 | 9 | 7
Live | 217666218 |  | 10 | 15.2 | 48000 | 36000 | 42000 | 2.49 | 2.29 | 50000 | 2.76 | 1.85 | 8.8 | 7.4
Live | 217666217 |  | 9.6 | 14.7 | 38600 | 29600 | 27200 | 2.76 | 2.1 | 41000 | 3.2 | 2 | 9 | 7
Live | 217666219 |  | 10 | 16 | 55000 | 50000 | 45000 | 2.55 | 2.02 | 57000 | 2.55 | 1.8 | 8.5 | 6.9
Live | 217666222 |  | 9.8 | 14.5 | 47000 | 53000 | 40000 | 2.7 | 2.18 | 53000 | 3 | 1.8 | 8.4 | 7.2
Live | 217666224 |  | 9.8 | 14.8 | 47000 | 47500 | 38000 | 2.62 | 1.99 | 51000 | 3.07 | 1.75 | 8 | 6.6
Live | 217666225 |  | 8.2 | 14.3 | 50000 | 40500 | 38000 | 2.4 | 1.88 | 50000 | 2.82 | 1.8 | 8.2 | 6.8
Live | 217666221 |  | 8.5 | 14.9 | 51500 | 43000 | 37800 | 2.52 | 1.99 | 50000 | 2.89 | 1.78 | 8.1 | 6.6
Live | 217666223 |  | 10 | 15.2 | 53400 | 48000 | 43000 | 2.59 | 2 | 59000 | 2.56 | 1.83 | 8.1 | 6.8
Live | 217666228 |  | 10 | 15.8 | 33700 | 25000 | 19000 | 3.05 | 2.5 | 30000 | 3.12 | 1.9 | 8.2 | 6.5
Live | 217666229 |  | 9.6 | 14.7 | 38600 | 29600 | 27200 | 2.76 | 2.1 | 41000 | 3.2 | 2 | 9 | 7
Live | 217666226 |  | 11 | 16 | 36000 | 38000 | 32000 | 2.82 | 2.24 | 39000 | 3.28 | 1.85 | 9.6 | 8.2
Live | 217666227 |  | 10.7 | 15.8 | 41000 | 39000 | 36000 | 2.66 | 2.18 | 46000 | 2.97 | 1.9 | 9.4 | 7.9
Live | 217666233 |  | 10.7 | 15.6 | 36000 | 38000 | 29000 | 2.82 | 2.24 | 39000 | 3.28 | 1.75 | 8.8 | 7.4
Live | 217666232 |  | 10.8 | 15.8 | 36000 | 38000 | 28000 | 2.82 | 2.24 | 39000 | 3.28 | 1.75 | 8.7 | 7.3
Live | 217666231 |  | 10.7 | 17.6 | 27600 | 22000 | 20000 | 2.8 | 1.92 | 30000 | 3.03 | 1.9 | 9.3 | 7.5
Live | 217666230 |  | 10.8 | 17.8 | 27600 | 22000 | 20000 | 2.8 | 1.92 | 30000 | 3.03 | 1.9 | 9.2 | 7.5
Live | 217666238 |  | 10.2 | 15 | 47000 | 53000 | 42000 | 2.7 | 2.18 | 53000 | 3 | 1.8 | 8.8 | 7.3
Live | 217666237 |  | 10.4 | 15.5 | 48000 | 36000 | 41000 | 2.49 | 2.29 | 50000 | 2.76 | 1.75 | 8.3 | 6.9
Live | 217666236 |  | 10.5 | 15.2 | 48000 | 36000 | 42000 | 2.49 | 2.29 | 50000 | 2.76 | 1.8 | 8.5 | 7.1
Live | 217666235 |  | 10.7 | 16 | 41000 | 39000 | 33000 | 2.66 | 2.18 | 46000 | 2.97 | 1.8 | 9.1 | 7.4
Live | 217666234 |  | 10.8 | 16.3 | 41000 | 39000 | 33000 | 2.66 | 2.18 | 46000 | 2.97 | 1.8 | 9.2 | 7.5
Live | 217666241 |  | 10.5 | 15.6 | 53400 | 48000 | 43000 | 2.59 | 2 | 59000 | 2.56 | 1.8 | 9.1 | 7.4
Live | 217666240 |  | 10.1 | 15.9 | 55000 | 50000 | 41000 | 2.55 | 2.02 | 57000 | 2.55 | 1.8 | 8.4 | 6.8
Live | 217666239 |  | 10.3 | 15.7 | 55000 | 50000 | 41000 | 2.55 | 2.02 | 57000 | 2.55 | 1.8 | 8.6 | 6.9
Live | 217666242 |  | 11 | 16.4 | 21600 | 13400 | 10000 | 3.17 | 2.38 | 22000 | 3.58 | 1.9 | 8.4 | 6.7
Live | 217666246 |  | 10.8 | 16.3 | 33700 | 25000 | 19000 | 3.05 | 2.5 | 30000 | 3.08 | 1.9 | 8.3 | 6.6
Live | 217666245 |  | 10.7 | 17.6 | 27600 | 19700 | 20000 | 2.8 | 2.36 | 27000 | 3.03 | 1.9 | 9.1 | 7.5
Live | 217666244 |  | 10.8 | 17.8 | 27600 | 19700 | 20000 | 2.8 | 2.36 | 27000 | 3.03 | 1.9 | 9.2 | 7.5
Live | 217666243 |  | 11 | 16.1 | 21600 | 13400 | 10000 | 3.17 | 2.38 | 22000 | 3.58 | 1.9 | 8.4 | 6.7
Live | 217666249 |  | 9.4 | 15.1 | 38600 | 29600 | 25000 | 2.76 | 2.1 | 41000 | 3.2 | 1.8 | 8.1 | 6.6
Live | 217666247 |  | 10.8 | 16.1 | 33700 | 25000 | 19000 | 3.05 | 2.5 | 30000 | 3.08 | 1.9 | 8.3 | 6.7
Live | 217666248 |  | 9.5 | 15.4 | 38600 | 29600 | 26000 | 2.76 | 2.1 | 41000 | 3.2 | 1.9 | 8.2 | 6.7
Live | 217666254 |  | 8.5 | 14.9 | 52000 | 37800 | 40000 | 2.49 | 2.32 | 50000 | 3.02 | 1.9 | 8.6 | 7.1
Live | 217666252 |  | 9.8 | 15 | 47000 | 47500 | 41000 | 2.62 | 1.99 | 51000 | 3.07 | 1.9 | 9.1 | 7.5
Live | 217666253 |  | 8.5 | 15.5 | 51000 | 37800 | 40000 | 2.49 | 2.32 | 50000 | 3.02 | 1.8 | 8.6 | 7.1
Live | 217666251 |  | 10 | 15.3 | 49000 | 37800 | 41000 | 2.83 | 2.32 | 50000 | 3.02 | 1.8 | 9 | 7.6
Live | 217666250 |  | 9.9 | 15.9 | 49000 | 37800 | 41000 | 2.83 | 2.32 | 50000 | 3.02 | 1.8 | 8.9 | 7.5
Live | 217666255 |  | 8.7 | 14.7 | 50000 | 47500 | 40000 | 2.55 | 1.99 | 51000 | 3.07 | 1.9 | 8.8 | 7.2
Live | 217666259 |  | 10.7 | 15.6 | 36000 | 38000 | 29000 | 2.82 | 2.24 | 39000 | 3.28 | 1.75 | 8.8 | 7.4
Live | 217666258 |  | 10.8 | 15.8 | 36000 | 38000 | 28000 | 2.82 | 2.24 | 39000 | 3.28 | 1.75 | 8.7 | 7.3
Live | 217666257 |  | 10.7 | 17.6 | 27600 | 22000 | 20000 | 2.8 | 1.92 | 30000 | 3.03 | 1.9 | 9.3 | 7.5
Live | 217666256 |  | 10.8 | 17.8 | 27600 | 22000 | 20000 | 2.8 | 1.92 | 30000 | 3.03 | 1.9 | 9.2 | 7.5
Live | 217666261 |  | 11 | 14.8 | 36000 | 38000 | 30000 | 2.82 | 2.24 | 39000 | 3.28 | 1.8 | 9.2 | 7.8
Live | 217666264 |  | 11 | 16 | 41000 | 39000 | 33000 | 2.66 | 2.18 | 46000 | 2.97 | 1.9 | 9.3 | 7.6
Live | 217666263 |  | 10.7 | 16 | 41000 | 39000 | 33000 | 2.66 | 2.18 | 46000 | 2.97 | 1.8 | 9.1 | 7.4
Live | 217666262 |  | 10.8 | 16.3 | 41000 | 39000 | 33000 | 2.66 | 2.18 | 46000 | 2.97 | 1.8 | 9.2 | 7.5
Live | 217666260 |  | 11 | 15.8 | 36000 | 38000 | 29000 | 2.82 | 2.24 | 39000 | 3.28 | 1.8 | 9 | 7.6
Live | 217666268 |  | 10.2 | 15 | 47000 | 53000 | 42000 | 2.7 | 2.18 | 53000 | 3 | 1.8 | 8.8 | 7.3
Live | 217666269 |  | 10.3 | 15.7 | 55000 | 50000 | 41000 | 2.55 | 2.02 | 57000 | 2.55 | 1.8 | 8.6 | 6.9
Live | 217666267 |  | 10.4 | 15.5 | 48000 | 36000 | 41000 | 2.49 | 2.29 | 50000 | 2.76 | 1.75 | 8.3 | 6.9
Live | 217666266 |  | 10.5 | 15.2 | 48000 | 36000 | 42000 | 2.49 | 2.29 | 50000 | 2.76 | 1.8 | 8.5 | 7.1
Live | 217666265 |  | 11 | 15.2 | 41000 | 39000 | 34000 | 2.66 | 2.18 | 46000 | 2.97 | 1.9 | 9.3 | 7.7
Live | 217666271 |  | 10.5 | 15.6 | 53400 | 48000 | 43000 | 2.59 | 2 | 59000 | 2.56 | 1.8 | 9.1 | 7.4
Live | 217666270 |  | 10.1 | 15.9 | 55000 | 50000 | 41000 | 2.55 | 2.02 | 57000 | 2.55 | 1.8 | 8.4 | 6.8
Live | 217666274 |  | 10.8 | 17.8 | 27600 | 19700 | 20000 | 2.8 | 2.36 | 27000 | 3.03 | 1.9 | 9.2 | 7.5
Live | 217666273 |  | 11 | 16.1 | 21600 | 13400 | 10000 | 3.17 | 2.38 | 22000 | 3.58 | 1.9 | 8.4 | 6.7
Live | 217666272 |  | 11 | 16.4 | 21600 | 13400 | 10000 | 3.17 | 2.38 | 22000 | 3.58 | 1.9 | 8.4 | 6.7
Live | 217666279 |  | 11 | 14.3 | 33700 | 25000 | 19000 | 3.05 | 2.5 | 30000 | 3.12 | 1.9 | 8.3 | 6.7
Live | 217666277 |  | 10.8 | 16.1 | 33700 | 25000 | 19000 | 3.05 | 2.5 | 30000 | 3.08 | 1.9 | 8.3 | 6.7
Live | 217666276 |  | 10.8 | 16.3 | 33700 | 25000 | 19000 | 3.05 | 2.5 | 30000 | 3.08 | 1.9 | 8.3 | 6.6
Live | 217666278 |  | 11 | 16.2 | 33700 | 25000 | 19000 | 3.05 | 2.5 | 30000 | 3.12 | 1.9 | 8.4 | 6.7
Live | 217666275 |  | 10.7 | 17.6 | 27600 | 19700 | 20000 | 2.8 | 2.36 | 27000 | 3.03 | 1.9 | 9.1 | 7.5
Live | 217666282 |  | 9.8 | 15 | 38600 | 29600 | 26000 | 2.76 | 2.1 | 41000 | 3.2 | 1.9 | 8.4 | 6.8
Live | 217666281 |  | 9.4 | 15.1 | 38600 | 29600 | 25000 | 2.76 | 2.1 | 41000 | 3.2 | 1.8 | 8.1 | 6.6
Live | 217666280 |  | 9.5 | 15.4 | 38600 | 29600 | 26000 | 2.76 | 2.1 | 41000 | 3.2 | 1.9 | 8.2 | 6.7
Live | 217666286 |  | 9.8 | 15 | 47000 | 47500 | 41000 | 2.62 | 1.99 | 51000 | 3.07 | 1.9 | 9.1 | 7.5
Live | 217666283 |  | 10.1 | 14.3 | 38600 | 29600 | 26000 | 2.76 | 2.1 | 41000 | 3.2 | 1.9 | 8.6 | 7
Live | 217666287 |  | 8.5 | 15.5 | 51000 | 37800 | 40000 | 2.49 | 2.32 | 50000 | 3.02 | 1.8 | 8.6 | 7.1
Live | 217666285 |  | 10 | 15.3 | 49000 | 37800 | 41000 | 2.83 | 2.32 | 50000 | 3.02 | 1.8 | 9 | 7.6
Live | 217666284 |  | 9.9 | 15.9 | 49000 | 37800 | 41000 | 2.83 | 2.32 | 50000 | 3.02 | 1.8 | 8.9 | 7.5
Live | 217666289 |  | 8.7 | 14.7 | 50000 | 47500 | 40000 | 2.55 | 1.99 | 51000 | 3.07 | 1.9 | 8.8 | 7.2
Live | 217666288 |  | 8.5 | 14.9 | 52000 | 37800 | 40000 | 2.49 | 2.32 | 50000 | 3.02 | 1.9 | 8.6 | 7.1
Live | 215853909 |  | 14.2 | 29.4 | 16500 | 14600 | 13500 | 3.5 | 2.26 | 17200 | 3.19 | 2 | 14.5 | 10
Live | 215853908 |  | 17 | 33.3 | 16500 | 14600 | 13500 | 3.5 | 2.26 | 17200 | 3.19 | 2 | 22 | 16
Live | 215853907 |  | 17.4 | 35 | 16500 | 14600 | 13500 | 3.5 | 2.26 | 17200 | 3.19 | 2 | 30 | 25
Live | 217596870 |  | 13.65 | 25.6 | 17200 | 16000 | 12200 | 3.82 | 2.4 | 16000 | 2.93 | 2.25 | 11.1 | 9.5
Live | 217596869 |  | 15.35 | 30 | 13600 | 16000 | 12200 | 4.07 | 2.4 | 16000 | 2.93 | 2.25 | 11.8 | 11
Live | 217596868 |  | 18.35 | 32 | 13600 | 16000 | 12200 | 4.07 | 2.4 | 16000 | 2.93 | 2.25 | 11.8 | 11
Delisted | 217497655 |  | 10 | 16 | 55000 | 50000 | 45000 | 2.55 | 2.02 | 57000 | 2.55 | 1.8 | 8.5 | 6.9
Delisted | 217497654 |  | 10 | 15.2 | 53400 | 48000 | 43000 | 2.59 | 2 | 59000 | 2.56 | 1.83 | 8.1 | 6.8
Delisted | 217497653 |  | 10 | 15.2 | 48000 | 36000 | 42000 | 2.49 | 2.29 | 50000 | 2.76 | 1.85 | 8.8 | 7.4
Delisted | 217497652 |  | 9.8 | 14.5 | 47000 | 53000 | 40000 | 2.7 | 2.18 | 53000 | 3 | 1.8 | 8.4 | 7.2
Live | 217677979 |  | 10.45 | 15.2 | 10200 | 4850 | 4700 | 2.49 | 1.85 | 10100 | 2.74 | 1.74 | 8.55 | 8.5
Live | 217677978 |  | 10.45 | 15.2 | 10200 | 4850 | 4700 | 2.49 | 1.85 | 10100 | 2.74 | 1.74 | 8.55 | 8.5
Live | 217677977 |  | 10.45 | 15.2 | 10200 | 4850 | 4700 | 2.49 | 1.85 | 10100 | 2.74 | 1.74 | 8.55 | 8.5
Live | 217677976 |  | 10.45 | 15.2 | 10200 | 4850 | 4700 | 2.49 | 1.85 | 10100 | 2.74 | 1.74 | 8.55 | 8.5
Live | 217677975 |  | 10.45 | 15.2 | 10200 | 4850 | 4700 | 2.49 | 1.85 | 10100 | 2.74 | 1.74 | 8.55 | 8.5
Live | 217677974 |  | 10.45 | 15.2 | 10200 | 4850 | 4700 | 2.49 | 1.85 | 10100 | 2.74 | 1.74 | 8.55 | 8.5
Live | 217677973 |  | 10.45 | 15.2 | 10200 | 4850 | 4700 | 2.49 | 1.85 | 10100 | 2.74 | 1.74 | 8.55 | 8.5
Live | 217677972 |  | 10.45 | 15.2 | 10200 | 4850 | 4700 | 2.49 | 1.85 | 10100 | 2.74 | 1.74 | 8.55 | 8.5
Live | 217677971 |  | 10.45 | 15.2 | 10200 | 4850 | 4700 | 2.49 | 1.85 | 10100 | 2.74 | 1.74 | 8.55 | 8.5
Live | 217677970 |  | 10.45 | 15.2 | 10200 | 4850 | 4700 | 2.49 | 1.85 | 10100 | 2.74 | 1.74 | 8.55 | 8.5
Live | 217677969 |  | 10.45 | 15.2 | 10200 | 4850 | 4700 | 2.49 | 1.85 | 10100 | 2.74 | 1.74 | 8.55 | 8.5
Live | 217677968 |  | 10.45 | 15.2 | 10200 | 4850 | 4700 | 2.49 | 1.85 | 10100 | 2.74 | 1.74 | 8.55 | 8.5
Live | 217677967 |  | 10.45 | 15.2 | 10200 | 4850 | 4700 | 2.49 | 1.85 | 10100 | 2.74 | 1.74 | 8.55 | 8.5
Live | 217677966 |  | 10.45 | 15.2 | 10200 | 4850 | 4700 | 2.49 | 1.85 | 10100 | 2.74 | 1.74 | 8.55 | 8.5
Live | 217677965 |  | 10.45 | 15.2 | 10200 | 4850 | 4700 | 2.49 | 1.85 | 10100 | 2.74 | 1.74 | 8.55 | 8.5
Live | 217677964 |  | 10.45 | 15.2 | 10200 | 4850 | 4700 | 2.49 | 1.85 | 10100 | 2.74 | 1.74 | 8.55 | 8.5
Live | 214826533 |  | 13 | 21.5 | 12400 | 12700 | 10700 | 3.3 | 2.36 | 16500 | 2.98 | 2.16 | 10.1 | 7.4
Live | 214826530 |  | 13.9 | 22.2 | 9900 | 11600 | 10400 | 3.5 | 2.5 | 15000 | 3.26 | 2.1 | 10 | 7
Live | 217487735 |  | 10 | 15.5 | 42624 | 34000 | 30200 | 2.7 | 2.05 | 51528 | 3.37 | 1.84 | 8.5 | 7
Live | 217487727 |  | 9.5 | 15.2 | 41687 | 34000 | 30400 | 2.57 | 2.03 | 51528 | 3.28 | 1.75 | 8.1 | 6.6
Live | 217487726 |  | 9.5 | 15.2 | 41687 | 34000 | 30400 | 2.57 | 2.03 | 51528 | 3.28 | 1.75 | 8.1 | 6.6
Live | 217487725 |  | 9.5 | 15.2 | 41687 | 34000 | 30400 | 2.57 | 2.03 | 51528 | 3.28 | 1.75 | 8.1 | 6.6
Live | 217487697 |  | 10 | 15.5 | 42624 | 34272 | 30200 | 2.7 | 2.07 | 52206 | 3.39 | 1.84 | 8.5 | 7
Live | 217487696 |  | 10 | 15.5 | 42624 | 34272 | 30200 | 2.7 | 2.07 | 52206 | 3.39 | 1.84 | 8.5 | 7
Live | 217487695 |  | 10 | 15.5 | 42624 | 34272 | 30200 | 2.7 | 2.07 | 52206 | 3.39 | 1.84 | 8.5 | 7
Live | 217487687 |  | 9.5 | 15.5 | 40516 | 34544 | 30800 | 2.56 | 1.99 | 51528 | 3.17 | 1.78 | 8.5 | 7
Live | 217487686 |  | 9.5 | 15.5 | 40516 | 34544 | 30800 | 2.56 | 1.99 | 51528 | 3.17 | 1.78 | 8.5 | 7
Live | 217487685 |  | 9.5 | 15.5 | 40516 | 34544 | 30800 | 2.56 | 1.99 | 51528 | 3.17 | 1.78 | 8.5 | 7
Live | 217487677 |  | 10 | 15.5 | 42624 | 34000 | 30200 | 2.7 | 2.06 | 52206 | 3.39 | 1.86 | 8.5 | 7
Live | 217487676 |  | 10 | 15.5 | 42624 | 34000 | 30200 | 2.7 | 2.06 | 52206 | 3.39 | 1.86 | 8.5 | 7
Live | 217487675 |  | 10 | 15.5 | 42624 | 34000 | 30200 | 2.7 | 2.06 | 52206 | 3.39 | 1.86 | 8.5 | 7
Live | 217487629 |  | 10 | 15.5 | 41453 | 33728 | 30000 | 2.7 | 2.01 | 51528 | 3.28 | 1.82 | 8.5 | 6.5
Live | 217487628 |  | 10 | 15.5 | 41453 | 33728 | 30000 | 2.7 | 2.01 | 51528 | 3.28 | 1.82 | 8.5 | 6.5
Live | 217487627 |  | 10 | 15.5 | 41453 | 33728 | 30000 | 2.7 | 2.01 | 51528 | 3.28 | 1.82 | 8.5 | 6.5
Live | 217487617 |  | 10 | 15.5 | 42156 | 34000 | 30200 | 2.7 | 2.03 | 51528 | 3.3 | 1.82 | 8.5 | 7
Live | 217487616 |  | 10 | 15.5 | 42156 | 34000 | 30200 | 2.7 | 2.03 | 51528 | 3.3 | 1.82 | 8.5 | 7
Live | 217487615 |  | 10 | 15.5 | 42156 | 34000 | 30200 | 2.7 | 2.03 | 51528 | 3.3 | 1.82 | 8.5 | 7
Live | 217487605 |  | 9.5 | 15.5 | 40750 | 34544 | 30800 | 2.56 | 1.99 | 52206 | 3.22 | 1.8 | 8.5 | 7
Live | 217487604 |  | 9.5 | 15.5 | 40750 | 34544 | 30800 | 2.56 | 1.99 | 52206 | 3.22 | 1.8 | 8.5 | 7
Live | 217487603 |  | 9.5 | 15.5 | 40750 | 34544 | 30800 | 2.56 | 1.99 | 52206 | 3.22 | 1.8 | 8.5 | 7
Live | 217487594 |  | 10 | 15.5 | 42156 | 34000 | 30200 | 2.7 | 2.03 | 51528 | 3.3 | 1.82 | 8.5 | 7
Live | 217487593 |  | 10 | 15.5 | 42156 | 34000 | 30200 | 2.7 | 2.03 | 51528 | 3.3 | 1.82 | 8.5 | 7
Live | 217487592 |  | 10 | 15.5 | 42156 | 34000 | 30200 | 2.7 | 2.03 | 51528 | 3.3 | 1.82 | 8.5 | 7
Live | 217487582 |  | 9.5 | 15 | 42156 | 34544 | 30600 | 2.56 | 2.03 | 52206 | 3.33 | 1.84 | 8.5 | 7
Live | 217487581 |  | 9.5 | 15 | 42156 | 34544 | 30600 | 2.56 | 2.03 | 52206 | 3.33 | 1.84 | 8.5 | 7
Live | 217487580 |  | 9.5 | 15 | 42156 | 34544 | 30600 | 2.56 | 2.03 | 52206 | 3.33 | 1.84 | 8.5 | 7
Live | 217487570 |  | 9.5 | 15.2 | 40282 | 34544 | 31000 | 2.57 | 1.95 | 52206 | 3.15 | 1.75 | 8.1 | 6.65
Live | 217487569 |  | 9.5 | 15.2 | 40282 | 34544 | 31000 | 2.57 | 1.95 | 52206 | 3.15 | 1.75 | 8.1 | 6.65
Live | 217487568 |  | 9.5 | 15.2 | 40282 | 34544 | 31000 | 2.57 | 1.95 | 52206 | 3.15 | 1.75 | 8.1 | 6.65
Live | 217487522 |  | 10 | 15.2 | 42390 | 34272 | 30400 | 2.7 | 2.05 | 52206 | 3.37 | 1.84 | 8.5 | 7
Live | 217487521 |  | 10 | 15.2 | 42390 | 34272 | 30400 | 2.7 | 2.05 | 52206 | 3.37 | 1.84 | 8.5 | 7
Live | 217487520 |  | 10 | 15.2 | 42390 | 34272 | 30400 | 2.7 | 2.05 | 52206 | 3.37 | 1.84 | 8.5 | 7
Live | 217487510 |  | 9.5 | 15.2 | 40516 | 34544 | 30800 | 2.56 | 1.97 | 52206 | 3.17 | 1.78 | 8.5 | 7
Live | 217487509 |  | 9.5 | 15.2 | 40516 | 34544 | 30800 | 2.56 | 1.97 | 52206 | 3.17 | 1.78 | 8.5 | 7
Live | 217487508 |  | 9.5 | 15.2 | 40516 | 34544 | 30800 | 2.56 | 1.97 | 52206 | 3.17 | 1.78 | 8.5 | 7
Live | 217487499 |  | 10 | 15.2 | 42390 | 34272 | 30400 | 2.7 | 2.05 | 52206 | 3.35 | 1.84 | 8.5 | 7
Live | 217487498 |  | 10 | 15.2 | 42390 | 34272 | 30400 | 2.7 | 2.05 | 52206 | 3.35 | 1.84 | 8.5 | 7
Live | 217487497 |  | 10 | 15.2 | 42390 | 34272 | 30400 | 2.7 | 2.05 | 52206 | 3.35 | 1.84 | 8.5 | 7
Live | 217487487 |  | 9.5 | 15 | 41687 | 34544 | 30600 | 2.57 | 2.03 | 52206 | 3.28 | 1.82 | 8.5 | 7
Live | 217487486 |  | 9.5 | 15 | 41687 | 34544 | 30600 | 2.57 | 2.03 | 52206 | 3.28 | 1.82 | 8.5 | 7
Live | 217487485 |  | 9.5 | 15 | 41687 | 34544 | 30600 | 2.57 | 2.03 | 52206 | 3.28 | 1.82 | 8.5 | 7
Live | 217487445 |  | 9.5 | 14.5 | 41921 | 34544 | 30800 | 2.56 | 2.01 | 52206 | 3.3 | 1.82 | 8.5 | 7
Live | 217487444 |  | 9.5 | 14.5 | 41921 | 34544 | 30800 | 2.56 | 2.01 | 52206 | 3.3 | 1.82 | 8.5 | 7
Live | 217487443 |  | 9.5 | 14.5 | 41921 | 34544 | 30800 | 2.56 | 2.01 | 52206 | 3.3 | 1.82 | 8.5 | 7
Live | 217487362 |  | 10 | 15.5 | 42156 | 34272 | 30400 | 2.7 | 2.05 | 51528 | 3.35 | 1.75 | 8.1 | 6.55
Live | 217487361 |  | 10 | 15.5 | 42156 | 34272 | 30400 | 2.7 | 2.05 | 51528 | 3.35 | 1.75 | 8.1 | 6.55
Live | 217487360 |  | 10 | 15.5 | 42156 | 34272 | 30400 | 2.7 | 2.05 | 51528 | 3.35 | 1.75 | 8.1 | 6.55
Live | 217487352 |  | 9.5 | 15.2 | 41921 | 34272 | 30600 | 2.56 | 2.05 | 51528 | 3.33 | 1.75 | 8.1 | 6.6
Live | 217487351 |  | 9.5 | 15.2 | 41921 | 34272 | 30600 | 2.56 | 2.05 | 51528 | 3.33 | 1.75 | 8.1 | 6.6
Live | 217487350 |  | 9.5 | 15.2 | 41921 | 34272 | 30600 | 2.56 | 2.05 | 51528 | 3.33 | 1.75 | 8.1 | 6.6
Live | 217487330 |  | 10 | 15.5 | 42390 | 34272 | 30400 | 2.7 | 2.07 | 52206 | 3.37 | 1.75 | 8.1 | 6.55
Live | 217487329 |  | 10 | 15.5 | 42390 | 34272 | 30400 | 2.7 | 2.07 | 52206 | 3.37 | 1.75 | 8.1 | 6.55
Live | 217414328 |  | 10 | 17 | 42390 | 33456 | 29800 | 2.7 | 2.03 | 50985 | 3.33 | 1.84 | 8.5 | 6.5
Live | 217391424 |  | 9.5 | 15.2 | 40516 | 34816 | 31200 | 2.56 | 1.95 | 52206 | 3.17 | 1.75 | 8.1 | 6.7
Live | 217391423 |  | 9.5 | 15.2 | 40282 | 34816 | 31000 | 2.57 | 1.95 | 52206 | 3.13 | 1.75 | 8.1 | 6.7
Live | 217391422 |  | 9.5 | 15.2 | 40516 | 34816 | 31200 | 2.56 | 1.95 | 52206 | 3.17 | 1.75 | 8.1 | 6.7
Live | 217391421 |  | 9.5 | 15.2 | 40282 | 34816 | 31000 | 2.57 | 1.95 | 52206 | 3.13 | 1.75 | 8.1 | 6.7
Live | 217391420 |  | 9.5 | 15.5 | 40516 | 34816 | 31000 | 2.56 | 1.97 | 52206 | 3.17 | 1.75 | 8.1 | 6.7
Live | 217391419 |  | 9.4 | 15.2 | 40282 | 34816 | 31200 | 2.54 | 1.94 | 52206 | 3.13 | 1.75 | 8.1 | 6.7
Live | 217391418 |  | 9.5 | 15.5 | 40282 | 34816 | 31000 | 2.57 | 1.95 | 52206 | 3.13 | 1.75 | 8.1 | 6.7
Live | 217391417 |  | 9.5 | 15.5 | 40048 | 34544 | 31000 | 2.56 | 1.95 | 52206 | 3.11 | 1.75 | 8.1 | 6.75
Live | 217391416 |  | 9.5 | 15.5 | 40048 | 34544 | 31000 | 2.56 | 1.95 | 52206 | 3.11 | 1.75 | 8.1 | 6.7
Live | 217391415 |  | 9.5 | 16 | 40750 | 34544 | 31000 | 2.56 | 1.97 | 52206 | 3.19 | 1.75 | 8.1 | 6.65
Live | 217391414 |  | 9.5 | 15.5 | 40048 | 34544 | 31000 | 2.56 | 1.95 | 52206 | 3.13 | 1.75 | 8.1 | 6.7
Live | 217391413 |  | 9.5 | 15.5 | 41687 | 34544 | 30800 | 2.57 | 2.01 | 52206 | 3.26 | 1.84 | 8.5 | 6.5
Live | 217391412 |  | 9.5 | 15.5 | 41921 | 34816 | 30800 | 2.56 | 2.01 | 52206 | 3.3 | 1.84 | 8.5 | 7
Live | 217391411 |  | 9.5 | 15.5 | 41687 | 34544 | 30800 | 2.57 | 2.01 | 52206 | 3.26 | 1.84 | 8.5 | 6.5
Live | 217391410 |  | 9.5 | 15.5 | 41921 | 34816 | 30800 | 2.56 | 2.01 | 52206 | 3.3 | 1.84 | 8.5 | 7
Live | 217391409 |  | 9.5 | 15.5 | 41687 | 34544 | 30600 | 2.57 | 2.01 | 52206 | 3.28 | 1.84 | 8.5 | 6.5
Live | 217391408 |  | 9.5 | 15.2 | 41453 | 34544 | 30800 | 2.56 | 1.99 | 52206 | 3.22 | 1.75 | 8.1 | 6.7
Live | 217391407 |  | 10 | 15.5 | 41687 | 34544 | 30600 | 2.7 | 2.01 | 52206 | 3.26 | 1.84 | 8.5 | 6.5
Live | 217391406 |  | 10 | 15.5 | 41687 | 34272 | 30600 | 2.7 | 2.01 | 51528 | 3.26 | 1.82 | 8.5 | 6.5
Live | 217391405 |  | 9.5 | 15.5 | 41687 | 34544 | 30600 | 2.57 | 2.01 | 51528 | 3.26 | 1.82 | 8.5 | 6.5
Live | 217391404 |  | 10 | 16 | 41687 | 34272 | 30600 | 2.7 | 2.03 | 51528 | 3.28 | 1.84 | 8.5 | 7
Live | 217391403 |  | 9.5 | 16 | 41687 | 34272 | 30600 | 2.57 | 2.03 | 51528 | 3.28 | 1.75 | 8.1 | 6.65
Live | 217391402 |  | 9.5 | 16 | 40750 | 34544 | 30800 | 2.56 | 1.99 | 52206 | 3.22 | 1.75 | 8.1 | 6.65
Live | 217391401 |  | 9.5 | 15.5 | 40516 | 34544 | 30800 | 2.56 | 1.97 | 51528 | 3.15 | 1.75 | 8.1 | 6.7
Live | 217391400 |  | 9.5 | 15.5 | 40750 | 34816 | 31000 | 2.56 | 1.97 | 52206 | 3.19 | 1.75 | 8.1 | 6.65
Live | 217391399 |  | 9.5 | 16 | 40750 | 34544 | 30800 | 2.56 | 1.99 | 52206 | 3.22 | 1.75 | 8.1 | 6.65
Live | 217391398 |  | 9.5 | 15.5 | 40516 | 34544 | 30800 | 2.56 | 1.97 | 51528 | 3.15 | 1.75 | 8.1 | 6.7
Live | 217391397 |  | 9.5 | 15.5 | 40750 | 34816 | 31000 | 2.56 | 1.97 | 52206 | 3.19 | 1.75 | 8.1 | 6.65
Live | 217391396 |  | 9.5 | 16 | 40985 | 34544 | 30800 | 2.57 | 1.99 | 52206 | 3.24 | 1.8 | 8.5 | 7
Live | 217391395 |  | 9.5 | 15.5 | 40516 | 34544 | 30800 | 2.56 | 1.97 | 51528 | 3.17 | 1.75 | 8.1 | 6.65
Live | 217391394 |  | 9.5 | 15.5 | 40282 | 34544 | 30800 | 2.57 | 1.97 | 51528 | 3.15 | 1.75 | 8.1 | 6.7
Live | 217391393 |  | 9.5 | 15.5 | 40516 | 34816 | 31000 | 2.56 | 1.97 | 52206 | 3.19 | 1.75 | 8.1 | 6.7
Live | 217391392 |  | 9.5 | 16 | 41219 | 34544 | 30800 | 2.56 | 2.01 | 52206 | 3.26 | 1.8 | 8.5 | 7
Live | 217391391 |  | 9.8 | 16 | 40282 | 34544 | 30800 | 2.65 | 1.97 | 51528 | 3.15 | 1.75 | 8.1 | 6.7
Live | 217391390 |  | 9.5 | 15.5 | 40516 | 34544 | 30800 | 2.56 | 1.97 | 51528 | 3.17 | 1.75 | 8.1 | 6.65
Live | 217391389 |  | 9.5 | 16.5 | 41219 | 34544 | 30800 | 2.56 | 2.01 | 52206 | 3.26 | 1.8 | 8.5 | 7
Live | 217391388 |  | 9.5 | 16 | 40516 | 34272 | 30800 | 2.56 | 1.97 | 51528 | 3.17 | 1.75 | 8.1 | 6.7
Live | 217391387 |  | 9.5 | 16 | 40516 | 34544 | 30800 | 2.56 | 1.99 | 51528 | 3.17 | 1.75 | 8.1 | 6.65
Live | 217391386 |  | 10 | 16 | 41921 | 34000 | 30200 | 2.7 | 2.03 | 51528 | 3.3 | 1.84 | 8.5 | 6.5
Live | 217391385 |  | 10 | 16 | 42390 | 34272 | 30400 | 2.7 | 2.03 | 52206 | 3.35 | 1.86 | 8.5 | 7
Live | 217391384 |  | 10 | 15.5 | 41921 | 34000 | 30400 | 2.7 | 2.03 | 51528 | 3.3 | 1.84 | 8.5 | 6.5
Live | 217391383 |  | 10 | 16 | 41921 | 34000 | 30200 | 2.7 | 2.03 | 51528 | 3.3 | 1.84 | 8.5 | 6.5
Live | 217391382 |  | 10 | 16 | 42390 | 34272 | 30400 | 2.7 | 2.03 | 52206 | 3.35 | 1.86 | 8.5 | 7
Live | 217391381 |  | 10 | 15.5 | 41921 | 34000 | 30400 | 2.7 | 2.03 | 51528 | 3.3 | 1.84 | 8.5 | 6.5
Live | 217391380 |  | 10 | 16 | 42390 | 34000 | 30400 | 2.7 | 2.05 | 51528 | 3.35 | 1.86 | 8.5 | 7
Live | 217391379 |  | 10 | 16.5 | 42624 | 34272 | 30400 | 2.7 | 2.05 | 52206 | 3.39 | 1.84 | 8.5 | 7
Live | 217391378 |  | 10 | 16 | 42390 | 34272 | 30400 | 2.7 | 2.05 | 52206 | 3.35 | 1.84 | 8.5 | 7
Live | 217391377 |  | 9.5 | 15.5 | 42156 | 34272 | 30400 | 2.56 | 2.01 | 51528 | 3.3 | 1.84 | 8.5 | 6.5
Live | 217391376 |  | 10 | 16.5 | 42390 | 34000 | 30200 | 2.7 | 2.05 | 51528 | 3.35 | 1.84 | 8.5 | 7
Live | 217391375 |  | 10 | 16 | 41921 | 34000 | 30200 | 2.7 | 2.03 | 51528 | 3.3 | 1.84 | 8.5 | 6.5
Live | 217391374 |  | 10 | 16.5 | 42624 | 34272 | 30400 | 2.7 | 2.05 | 52206 | 3.37 | 1.84 | 8.5 | 7
Live | 217391373 |  | 10 | 16.5 | 42390 | 34000 | 30200 | 2.7 | 2.05 | 51528 | 3.35 | 1.86 | 8.5 | 7
Live | 217391372 |  | 10 | 16.5 | 42390 | 34000 | 30200 | 2.7 | 2.05 | 51528 | 3.37 | 1.84 | 8.5 | 7
Live | 217391371 |  | 10 | 16.5 | 42390 | 34000 | 30200 | 2.7 | 2.05 | 51528 | 3.35 | 1.84 | 8.5 | 7
Live | 217391370 |  | 9.5 | 16 | 41453 | 33728 | 30000 | 2.56 | 2.01 | 51528 | 3.28 | 1.82 | 8.5 | 6.5
Live | 217391369 |  | 9.5 | 15.5 | 40985 | 33728 | 30000 | 2.57 | 1.99 | 50985 | 3.22 | 1.75 | 8.1 | 6.65
Live | 217391368 |  | 9.8 | 16 | 41453 | 34000 | 30200 | 2.65 | 2.01 | 51528 | 3.26 | 1.75 | 8.1 | 6.6
Live | 217391367 |  | 9.5 | 16 | 41453 | 33728 | 30000 | 2.56 | 2.01 | 51528 | 3.28 | 1.82 | 8.5 | 6.5
Live | 217391366 |  | 9.5 | 15.5 | 40985 | 33728 | 30000 | 2.57 | 1.99 | 50985 | 3.22 | 1.75 | 8.1 | 6.65
Live | 217391365 |  | 9.8 | 16 | 41453 | 34000 | 30200 | 2.65 | 2.01 | 51528 | 3.26 | 1.75 | 8.1 | 6.6
Live | 217391364 |  | 10 | 16.5 | 41687 | 33728 | 30200 | 2.7 | 2.03 | 51528 | 3.3 | 1.84 | 8.5 | 6.5
Live | 217391363 |  | 9.5 | 16 | 41219 | 33728 | 30000 | 2.56 | 2.01 | 50985 | 3.24 | 1.75 | 8.1 | 6.6
Live | 217391362 |  | 9.5 | 16 | 40985 | 33728 | 30000 | 2.57 | 1.99 | 50985 | 3.22 | 1.75 | 8.1 | 6.65
Live | 217391361 |  | 9.5 | 15.5 | 41453 | 34000 | 30200 | 2.56 | 1.99 | 51528 | 3.26 | 1.75 | 8.1 | 6.6
Live | 217391360 |  | 10 | 16.5 | 41921 | 34000 | 30200 | 2.7 | 2.03 | 51528 | 3.33 | 1.84 | 8.5 | 7
Live | 217391359 |  | 9.5 | 16 | 41453 | 33728 | 30000 | 2.56 | 2.01 | 51528 | 3.26 | 1.82 | 8.5 | 6.5
Live | 217391358 |  | 9.5 | 16 | 41219 | 33728 | 30000 | 2.56 | 2.01 | 50985 | 3.24 | 1.75 | 8.1 | 6.6
Live | 217391357 |  | 10 | 16.5 | 41921 | 33728 | 30000 | 2.7 | 2.05 | 51528 | 3.33 | 1.84 | 8.5 | 7
Live | 217391356 |  | 10 | 16.5 | 41921 | 33728 | 30000 | 2.7 | 2.03 | 51528 | 3.33 | 1.84 | 8.5 | 6.5
Live | 217391355 |  | 9.5 | 16 | 41219 | 33728 | 30000 | 2.56 | 2.01 | 50985 | 3.24 | 1.75 | 8.1 | 6.6
Live | 217391354 |  | 9.5 | 15.2 | 41219 | 34544 | 30800 | 2.56 | 2.01 | 51528 | 3.24 | 1.75 | 8.1 | 6.65
Live | 217391351 |  | 9.5 | 15.2 | 41219 | 34544 | 30800 | 2.56 | 2.01 | 51528 | 3.24 | 1.75 | 8.1 | 6.65
Live | 217391348 |  | 9.5 | 15.2 | 41453 | 34544 | 30800 | 2.56 | 2.03 | 52206 | 3.28 | 1.75 | 8.1 | 6.65
Live | 217391344 |  | 9.5 | 15.5 | 41687 | 34544 | 30800 | 2.57 | 2.03 | 52206 | 3.3 | 1.75 | 8.1 | 6.6
Live | 217391340 |  | 9.5 | 15.5 | 41921 | 34816 | 30800 | 2.56 | 2.03 | 52206 | 3.33 | 1.75 | 8.1 | 6.65
Live | 217391339 |  | 9.5 | 15.5 | 41453 | 34544 | 30600 | 2.56 | 2.03 | 51528 | 3.28 | 1.75 | 8.1 | 6.65
Live | 217391338 |  | 9.5 | 15.5 | 41687 | 34544 | 30800 | 2.57 | 2.03 | 52206 | 3.3 | 1.75 | 8.1 | 6.6
Live | 217391337 |  | 9.5 | 15.2 | 40985 | 34272 | 30600 | 2.57 | 2.01 | 51528 | 3.22 | 1.75 | 8.1 | 6.65
Live | 217391336 |  | 9.5 | 15.5 | 41687 | 34272 | 30600 | 2.57 | 2.03 | 51528 | 3.28 | 1.75 | 8.1 | 6.65
Live | 217391333 |  | 9.5 | 15.5 | 41687 | 34272 | 30600 | 2.57 | 2.03 | 51528 | 3.28 | 1.75 | 8.1 | 6.65
Live | 217391330 |  | 9.5 | 15.5 | 41921 | 34544 | 30600 | 2.56 | 2.05 | 52206 | 3.33 | 1.75 | 8.1 | 6.6
Live | 217391329 |  | 9.5 | 15.2 | 41453 | 34272 | 30600 | 2.56 | 2.01 | 51528 | 3.24 | 1.75 | 8.1 | 6.6
Live | 217391328 |  | 9.5 | 15.5 | 41921 | 34544 | 30600 | 2.56 | 2.03 | 52206 | 3.33 | 1.75 | 8.1 | 6.6
Live | 217391326 |  | 9.5 | 15.5 | 42156 | 34544 | 30600 | 2.56 | 2.05 | 52206 | 3.35 | 1.75 | 8.1 | 6.6
Live | 217391325 |  | 9.5 | 15.5 | 41687 | 34272 | 30600 | 2.57 | 2.03 | 51528 | 3.28 | 1.75 | 8.1 | 6.65
Live | 217391324 |  | 9.5 | 15.5 | 41453 | 34272 | 30600 | 2.56 | 2.01 | 51528 | 3.26 | 1.75 | 8.1 | 6.6
Live | 217391322 |  | 9.5 | 15.2 | 41219 | 34272 | 30600 | 2.56 | 2.01 | 51528 | 3.24 | 1.75 | 8.1 | 6.6
Live | 217391321 |  | 10 | 16 | 41921 | 34272 | 30600 | 2.7 | 2.05 | 51528 | 3.35 | 1.75 | 8.1 | 6.6
Live | 217391320 |  | 9.8 | 16 | 42156 | 34544 | 30600 | 2.65 | 2.05 | 52206 | 3.35 | 1.75 | 8.1 | 6.6
Live | 217391319 |  | 9.5 | 15.5 | 41453 | 34272 | 30600 | 2.56 | 2.03 | 51528 | 3.26 | 1.75 | 8.1 | 6.65
Live | 217391318 |  | 9.5 | 15.5 | 41921 | 34272 | 30400 | 2.56 | 2.05 | 51528 | 3.3 | 1.75 | 8.1 | 6.65
Live | 217391316 |  | 9.5 | 15.2 | 41687 | 34272 | 30600 | 2.57 | 2.03 | 52206 | 3.28 | 1.75 | 8.1 | 6.65
Live | 217391315 |  | 9.5 | 15.5 | 41921 | 34272 | 30400 | 2.56 | 2.05 | 51528 | 3.3 | 1.75 | 8.1 | 6.65
Live | 217391313 |  | 9.5 | 15.2 | 41687 | 34272 | 30600 | 2.57 | 2.03 | 52206 | 3.28 | 1.75 | 8.1 | 6.65
Live | 217391312 |  | 9.8 | 16 | 42156 | 34272 | 30400 | 2.65 | 2.05 | 52206 | 3.35 | 1.75 | 8.1 | 6.6
Live | 217391311 |  | 9.5 | 15.5 | 41687 | 34272 | 30400 | 2.57 | 2.03 | 51528 | 3.28 | 1.75 | 8.1 | 6.6
Live | 217391310 |  | 9.5 | 15.5 | 42156 | 34544 | 30600 | 2.56 | 2.05 | 52206 | 3.35 | 1.75 | 8.1 | 6.65
Live | 217391308 |  | 9.8 | 16 | 42390 | 34272 | 30600 | 2.65 | 2.05 | 52206 | 3.37 | 1.75 | 8.1 | 6.6
Live | 217391307 |  | 9.5 | 15.5 | 41921 | 34272 | 30400 | 2.56 | 2.03 | 51528 | 3.3 | 1.75 | 8.1 | 6.65
Live | 217391306 |  | 9.5 | 15.5 | 41687 | 34272 | 30400 | 2.57 | 2.03 | 51528 | 3.26 | 1.75 | 8.1 | 6.6
Live | 217391305 |  | 9.5 | 15.5 | 41687 | 34272 | 30400 | 2.57 | 2.03 | 51528 | 3.28 | 1.75 | 8.1 | 6.65
Live | 217391304 |  | 9.5 | 15.5 | 41687 | 34272 | 30400 | 2.57 | 2.03 | 51528 | 3.28 | 1.75 | 8.1 | 6.6
Live | 217391303 |  | 10 | 16 | 42156 | 34272 | 30400 | 2.7 | 2.07 | 51528 | 3.35 | 1.75 | 8.1 | 6.6
Live | 217391302 |  | 10 | 16 | 42390 | 34272 | 30400 | 2.7 | 2.07 | 52206 | 3.37 | 1.75 | 8.1 | 6.6
Live | 217391301 |  | 9.5 | 15.5 | 41687 | 34000 | 30400 | 2.57 | 2.03 | 51528 | 3.28 | 1.75 | 8.1 | 6.65
Live | 217391300 |  | 10 | 16.5 | 40985 | 34544 | 31000 | 2.7 | 1.99 | 52206 | 3.22 | 1.76 | 8.5 | 6.5
Live | 217393634 |  | 9.5 | 15.5 | 41687 | 34544 | 30600 | 2.57 | 2.01 | 51528 | 3.26 | 1.82 | 8.5 | 6.5
Live | 217393633 |  | 9.5 | 15.5 | 41687 | 34544 | 30600 | 2.57 | 2.01 | 51528 | 3.26 | 1.82 | 8.5 | 6.5
Live | 217393632 |  | 9.5 | 15.5 | 41687 | 34544 | 30600 | 2.57 | 2.01 | 51528 | 3.26 | 1.82 | 8.5 | 6.5
Live | 217393631 |  | 9.5 | 15.5 | 41687 | 34544 | 30600 | 2.57 | 2.01 | 51528 | 3.26 | 1.82 | 8.5 | 6.5
Live | 217393630 |  | 9.5 | 15.5 | 41687 | 34544 | 30600 | 2.57 | 2.01 | 51528 | 3.26 | 1.82 | 8.5 | 6.5
Live | 217393629 |  | 9.5 | 15.5 | 41687 | 34544 | 30600 | 2.57 | 2.01 | 51528 | 3.26 | 1.82 | 8.5 | 6.5
Live | 217393628 |  | 10 | 16 | 41687 | 34272 | 30600 | 2.7 | 2.03 | 51528 | 3.28 | 1.84 | 8.5 | 7
Live | 217393627 |  | 10 | 16 | 41687 | 34272 | 30600 | 2.7 | 2.03 | 51528 | 3.28 | 1.84 | 8.5 | 7
Live | 217393626 |  | 10 | 16 | 41687 | 34272 | 30600 | 2.7 | 2.03 | 51528 | 3.28 | 1.84 | 8.5 | 7
Live | 217393625 |  | 10 | 16 | 41687 | 34272 | 30600 | 2.7 | 2.03 | 51528 | 3.28 | 1.84 | 8.5 | 7
Live | 217393624 |  | 10 | 16 | 41687 | 34272 | 30600 | 2.7 | 2.03 | 51528 | 3.28 | 1.84 | 8.5 | 7
Live | 217393623 |  | 10 | 16 | 41687 | 34272 | 30600 | 2.7 | 2.03 | 51528 | 3.28 | 1.84 | 8.5 | 7
Live | 217393622 |  | 10 | 16 | 41687 | 34272 | 30600 | 2.7 | 2.03 | 51528 | 3.28 | 1.84 | 8.5 | 7
Live | 217393621 |  | 10 | 16 | 41687 | 34272 | 30600 | 2.7 | 2.03 | 51528 | 3.28 | 1.84 | 8.5 | 7
Live | 217393620 |  | 9.5 | 16 | 41687 | 34272 | 30600 | 2.57 | 2.03 | 51528 | 3.28 | 1.75 | 8.1 | 6.65
Live | 217393619 |  | 9.5 | 16 | 41687 | 34272 | 30600 | 2.57 | 2.03 | 51528 | 3.28 | 1.75 | 8.1 | 6.65
Live | 217393618 |  | 9.5 | 16 | 41687 | 34272 | 30600 | 2.57 | 2.03 | 51528 | 3.28 | 1.75 | 8.1 | 6.65
Live | 217393617 |  | 9.5 | 16 | 41687 | 34272 | 30600 | 2.57 | 2.03 | 51528 | 3.28 | 1.75 | 8.1 | 6.65
Live | 217393616 |  | 9.5 | 16 | 41687 | 34272 | 30600 | 2.57 | 2.03 | 51528 | 3.28 | 1.75 | 8.1 | 6.65
Live | 217393615 |  | 9.5 | 16 | 41687 | 34272 | 30600 | 2.57 | 2.03 | 51528 | 3.28 | 1.75 | 8.1 | 6.65
Live | 217393158 |  | 9.5 | 15.5 | 40516 | 34816 | 31000 | 2.56 | 1.97 | 52206 | 3.19 | 1.75 | 8.1 | 6.7
Live | 217393614 |  | 9.5 | 16 | 41687 | 34272 | 30600 | 2.57 | 2.03 | 51528 | 3.28 | 1.75 | 8.1 | 6.65
Live | 217393157 |  | 9.5 | 15.5 | 40516 | 34816 | 31000 | 2.56 | 1.97 | 52206 | 3.19 | 1.75 | 8.1 | 6.7
Live | 217393613 |  | 9.5 | 16 | 41687 | 34272 | 30600 | 2.57 | 2.03 | 51528 | 3.28 | 1.75 | 8.1 | 6.65
Live | 217393156 |  | 9.5 | 15.5 | 40516 | 34816 | 31000 | 2.56 | 1.97 | 52206 | 3.19 | 1.75 | 8.1 | 6.7
Live | 217393612 |  | 10 | 15.5 | 41687 | 34544 | 30600 | 2.7 | 2.01 | 52206 | 3.26 | 1.84 | 8.5 | 6.5
Live | 217393155 |  | 9.5 | 15.5 | 40516 | 34816 | 31000 | 2.56 | 1.97 | 52206 | 3.19 | 1.75 | 8.1 | 6.7
Live | 217393611 |  | 10 | 15.5 | 41687 | 34544 | 30600 | 2.7 | 2.01 | 52206 | 3.26 | 1.84 | 8.5 | 6.5
Live | 217393154 |  | 9.5 | 15.5 | 40516 | 34816 | 31000 | 2.56 | 1.97 | 52206 | 3.19 | 1.75 | 8.1 | 6.7
Live | 217393610 |  | 10 | 15.5 | 41687 | 34544 | 30600 | 2.7 | 2.01 | 52206 | 3.26 | 1.84 | 8.5 | 6.5
Live | 217393153 |  | 9.5 | 15.5 | 40516 | 34816 | 31000 | 2.56 | 1.97 | 52206 | 3.19 | 1.75 | 8.1 | 6.7
Live | 217393609 |  | 10 | 15.5 | 41687 | 34544 | 30600 | 2.7 | 2.01 | 52206 | 3.26 | 1.84 | 8.5 | 6.5
Live | 217393152 |  | 9.5 | 15.5 | 40516 | 34816 | 31000 | 2.56 | 1.97 | 52206 | 3.19 | 1.75 | 8.1 | 6.7
Live | 217393608 |  | 10 | 15.5 | 41687 | 34544 | 30600 | 2.7 | 2.01 | 52206 | 3.26 | 1.84 | 8.5 | 6.5
Live | 217393607 |  | 10 | 15.5 | 41687 | 34544 | 30600 | 2.7 | 2.01 | 52206 | 3.26 | 1.84 | 8.5 | 6.5
Live | 217393151 |  | 9.5 | 15.5 | 40516 | 34816 | 31000 | 2.56 | 1.97 | 52206 | 3.19 | 1.75 | 8.1 | 6.7
Live | 217393150 |  | 9.5 | 16 | 40750 | 34544 | 30800 | 2.56 | 1.99 | 52206 | 3.22 | 1.75 | 8.1 | 6.65
Live | 217393606 |  | 10 | 15.5 | 41687 | 34544 | 30600 | 2.7 | 2.01 | 52206 | 3.26 | 1.84 | 8.5 | 6.5
Live | 217393149 |  | 9.5 | 16 | 40750 | 34544 | 30800 | 2.56 | 1.99 | 52206 | 3.22 | 1.75 | 8.1 | 6.65
Live | 217393605 |  | 10 | 15.5 | 41687 | 34544 | 30600 | 2.7 | 2.01 | 52206 | 3.26 | 1.84 | 8.5 | 6.5
Live | 217393148 |  | 9.5 | 16 | 40750 | 34544 | 30800 | 2.56 | 1.99 | 52206 | 3.22 | 1.75 | 8.1 | 6.65
Live | 217393604 |  | 10 | 15.5 | 41687 | 34544 | 30600 | 2.7 | 2.01 | 52206 | 3.26 | 1.82 | 8.5 | 6.5
Live | 217393147 |  | 9.5 | 16 | 40750 | 34544 | 30800 | 2.56 | 1.99 | 52206 | 3.22 | 1.75 | 8.1 | 6.65
Live | 217393603 |  | 10 | 15.5 | 41687 | 34544 | 30600 | 2.7 | 2.01 | 52206 | 3.26 | 1.82 | 8.5 | 6.5
Live | 217393146 |  | 9.5 | 16 | 40750 | 34544 | 30800 | 2.56 | 1.99 | 52206 | 3.22 | 1.75 | 8.1 | 6.65
Live | 217393602 |  | 10 | 15.5 | 41687 | 34544 | 30600 | 2.7 | 2.01 | 52206 | 3.26 | 1.82 | 8.5 | 6.5
Live | 217393145 |  | 9.5 | 16 | 40750 | 34544 | 30800 | 2.56 | 1.99 | 52206 | 3.22 | 1.75 | 8.1 | 6.65
Live | 217393144 |  | 9.5 | 16 | 40750 | 34544 | 30800 | 2.56 | 1.99 | 52206 | 3.22 | 1.75 | 8.1 | 6.65
Live | 217393601 |  | 10 | 15.5 | 41687 | 34544 | 30600 | 2.7 | 2.01 | 52206 | 3.26 | 1.82 | 8.5 | 6.5
Live | 217393143 |  | 9.5 | 16 | 40750 | 34544 | 30800 | 2.56 | 1.99 | 52206 | 3.22 | 1.75 | 8.1 | 6.65
Live | 217393600 |  | 10 | 15.5 | 41687 | 34544 | 30600 | 2.7 | 2.01 | 52206 | 3.26 | 1.82 | 8.5 | 6.5
Live | 217393142 |  | 9.5 | 16 | 41219 | 34816 | 31000 | 2.56 | 2.01 | 52206 | 3.26 | 1.8 | 8.5 | 7
Live | 217393599 |  | 10 | 15.5 | 41687 | 34544 | 30600 | 2.7 | 2.01 | 52206 | 3.26 | 1.82 | 8.5 | 6.5
Live | 217487746 |  | 9.5 | 15.5 | 40750 | 34544 | 30800 | 2.56 | 1.99 | 51528 | 3.2 | 1.78 | 8.5 | 7
Live | 217487737 |  | 10 | 15.5 | 42624 | 34000 | 30200 | 2.7 | 2.05 | 51528 | 3.37 | 1.84 | 8.5 | 7
Live | 217487736 |  | 10 | 15.5 | 42624 | 34000 | 30200 | 2.7 | 2.05 | 51528 | 3.37 | 1.84 | 8.5 | 7
Live | 217393582 |  | 9.5 | 15.5 | 41687 | 34544 | 30600 | 2.57 | 2.01 | 51528 | 3.26 | 1.82 | 8.5 | 6.5
Live | 217393124 |  | 9.5 | 15.5 | 40750 | 34816 | 31000 | 2.56 | 1.97 | 52206 | 3.19 | 1.75 | 8.1 | 6.65
Live | 217392206 |  | 9.5 | 15.5 | 41921 | 34816 | 30800 | 2.56 | 2.03 | 52206 | 3.33 | 1.75 | 8.1 | 6.65
Live | 217393581 |  | 9.5 | 15.5 | 41687 | 34544 | 30600 | 2.57 | 2.01 | 51528 | 3.26 | 1.82 | 8.5 | 6.5
Live | 217392679 |  | 9.5 | 15.5 | 40985 | 33728 | 30000 | 2.57 | 1.99 | 50985 | 3.22 | 1.75 | 8.1 | 6.65
Live | 217392205 |  | 9.5 | 15.5 | 41921 | 34816 | 30800 | 2.56 | 2.03 | 52206 | 3.33 | 1.75 | 8.1 | 6.65
Live | 217393123 |  | 9.5 | 15.5 | 40750 | 34816 | 31000 | 2.56 | 1.97 | 52206 | 3.19 | 1.75 | 8.1 | 6.65
Live | 217392678 |  | 9.5 | 15.5 | 40985 | 33728 | 30000 | 2.57 | 1.99 | 50985 | 3.22 | 1.75 | 8.1 | 6.65
Live | 217393122 |  | 9.5 | 15.5 | 40750 | 34816 | 31000 | 2.56 | 1.97 | 52206 | 3.19 | 1.75 | 8.1 | 6.65
Live | 217392204 |  | 9.5 | 15.5 | 41921 | 34816 | 30800 | 2.56 | 2.03 | 52206 | 3.33 | 1.75 | 8.1 | 6.65
Live | 217392677 |  | 9.5 | 15.5 | 40985 | 33728 | 30000 | 2.57 | 1.99 | 50985 | 3.22 | 1.75 | 8.1 | 6.65
Live | 217393121 |  | 9.5 | 15.5 | 40750 | 34816 | 31000 | 2.56 | 1.97 | 52206 | 3.19 | 1.75 | 8.1 | 6.65
Live | 217392203 |  | 9.5 | 15.5 | 41921 | 34816 | 30800 | 2.56 | 2.03 | 52206 | 3.33 | 1.75 | 8.1 | 6.65
Live | 217392676 |  | 9.5 | 15.5 | 40985 | 33728 | 30000 | 2.57 | 1.99 | 50985 | 3.22 | 1.75 | 8.1 | 6.65
Live | 217393120 |  | 9.5 | 15.5 | 40750 | 34816 | 31000 | 2.56 | 1.97 | 52206 | 3.19 | 1.75 | 8.1 | 6.65
Live | 217392202 |  | 9.5 | 15.5 | 41921 | 34816 | 30800 | 2.56 | 2.03 | 52206 | 3.33 | 1.75 | 8.1 | 6.65
Live | 217392675 |  | 9.5 | 15.5 | 40985 | 33728 | 30000 | 2.57 | 1.99 | 50985 | 3.22 | 1.75 | 8.1 | 6.65
Live | 217393119 |  | 9.5 | 15.5 | 40750 | 34816 | 31000 | 2.56 | 1.97 | 52206 | 3.19 | 1.75 | 8.1 | 6.65
Live | 217392201 |  | 9.5 | 15.5 | 41453 | 34544 | 30600 | 2.56 | 2.03 | 51528 | 3.28 | 1.75 | 8.1 | 6.65
Live | 217392674 |  | 9.5 | 15.5 | 40985 | 33728 | 30000 | 2.57 | 1.99 | 50985 | 3.22 | 1.75 | 8.1 | 6.65
Live | 217392200 |  | 9.5 | 15.5 | 41453 | 34544 | 30600 | 2.56 | 2.03 | 51528 | 3.28 | 1.75 | 8.1 | 6.65
Live | 217392673 |  | 9.5 | 15.5 | 40985 | 33728 | 30000 | 2.57 | 1.99 | 50985 | 3.22 | 1.75 | 8.1 | 6.65
Live | 217392199 |  | 9.5 | 15.5 | 41453 | 34544 | 30600 | 2.56 | 2.03 | 51528 | 3.28 | 1.75 | 8.1 | 6.65
Live | 217392672 |  | 9.5 | 15.5 | 40985 | 33728 | 30000 | 2.57 | 1.99 | 50985 | 3.22 | 1.75 | 8.1 | 6.65
Live | 217393572 |  | 9.5 | 15.5 | 42156 | 34272 | 30400 | 2.56 | 2.03 | 52206 | 3.3 | 1.84 | 8.5 | 6.5
Live | 217392198 |  | 9.5 | 15.5 | 41453 | 34544 | 30600 | 2.56 | 2.03 | 51528 | 3.28 | 1.75 | 8.1 | 6.65
Live | 217392671 |  | 9.8 | 16 | 41453 | 34000 | 30200 | 2.65 | 2.01 | 51528 | 3.26 | 1.75 | 8.1 | 6.6
Live | 217393571 |  | 9.5 | 15.5 | 42156 | 34272 | 30400 | 2.56 | 2.03 | 52206 | 3.3 | 1.84 | 8.5 | 6.5
Live | 217392197 |  | 9.5 | 15.5 | 41453 | 34544 | 30600 | 2.56 | 2.03 | 51528 | 3.28 | 1.75 | 8.1 | 6.65
Live | 217392670 |  | 9.8 | 16 | 41453 | 34000 | 30200 | 2.65 | 2.01 | 51528 | 3.26 | 1.75 | 8.1 | 6.6
Live | 217393570 |  | 9.5 | 15.5 | 42156 | 34272 | 30400 | 2.56 | 2.03 | 52206 | 3.3 | 1.84 | 8.5 | 6.5
Live | 217392196 |  | 9.5 | 15.5 | 41453 | 34544 | 30600 | 2.56 | 2.03 | 51528 | 3.28 | 1.75 | 8.1 | 6.65
Live | 217392669 |  | 9.8 | 16 | 41453 | 34000 | 30200 | 2.65 | 2.01 | 51528 | 3.26 | 1.75 | 8.1 | 6.6
Live | 217392195 |  | 9.5 | 15.5 | 41453 | 34544 | 30600 | 2.56 | 2.03 | 51528 | 3.28 | 1.75 | 8.1 | 6.65
Live | 217393569 |  | 9.5 | 15.5 | 42156 | 34272 | 30400 | 2.56 | 2.03 | 52206 | 3.3 | 1.84 | 8.5 | 6.5
Live | 217392668 |  | 9.8 | 16 | 41453 | 34000 | 30200 | 2.65 | 2.01 | 51528 | 3.26 | 1.75 | 8.1 | 6.6
Live | 217392667 |  | 9.8 | 16 | 41453 | 34000 | 30200 | 2.65 | 2.01 | 51528 | 3.26 | 1.75 | 8.1 | 6.6
Live | 217393568 |  | 9.5 | 15.5 | 42156 | 34272 | 30400 | 2.56 | 2.03 | 52206 | 3.3 | 1.84 | 8.5 | 6.5
Live | 217392194 |  | 9.5 | 15.5 | 41453 | 34544 | 30600 | 2.56 | 2.03 | 51528 | 3.28 | 1.75 | 8.1 | 6.65
Live | 217393110 |  | 9.5 | 16 | 41219 | 34544 | 30800 | 2.56 | 2.01 | 52206 | 3.26 | 1.8 | 8.5 | 7
Live | 217392666 |  | 9.8 | 16 | 41453 | 34000 | 30200 | 2.65 | 2.01 | 51528 | 3.26 | 1.75 | 8.1 | 6.6
Live | 217393567 |  | 9.5 | 15.5 | 42156 | 34272 | 30400 | 2.56 | 2.03 | 52206 | 3.3 | 1.84 | 8.5 | 6.5
Live | 217392193 |  | 9.5 | 15.5 | 41687 | 34544 | 30800 | 2.57 | 2.03 | 52206 | 3.3 | 1.75 | 8.1 | 6.6
Live | 217393109 |  | 9.5 | 16 | 41219 | 34544 | 30800 | 2.56 | 2.01 | 52206 | 3.26 | 1.8 | 8.5 | 7
Live | 217392665 |  | 9.8 | 16 | 41453 | 34000 | 30200 | 2.65 | 2.01 | 51528 | 3.26 | 1.75 | 8.1 | 6.6
Live | 217393566 |  | 9.5 | 15.5 | 42156 | 34272 | 30400 | 2.56 | 2.03 | 52206 | 3.3 | 1.84 | 8.5 | 6.5
Live | 217392192 |  | 9.5 | 15.5 | 41687 | 34544 | 30800 | 2.57 | 2.03 | 52206 | 3.3 | 1.75 | 8.1 | 6.6
Live | 217393108 |  | 9.5 | 16 | 41219 | 34544 | 30800 | 2.56 | 2.01 | 52206 | 3.26 | 1.8 | 8.5 | 7
Live | 217392191 |  | 9.5 | 15.5 | 41687 | 34544 | 30800 | 2.57 | 2.03 | 52206 | 3.3 | 1.75 | 8.1 | 6.6
Live | 217393565 |  | 9.5 | 15.5 | 42156 | 34272 | 30400 | 2.56 | 2.03 | 52206 | 3.3 | 1.84 | 8.5 | 6.5
Live | 217392664 |  | 9.8 | 16 | 41453 | 34000 | 30200 | 2.65 | 2.01 | 51528 | 3.26 | 1.75 | 8.1 | 6.6
Live | 217392190 |  | 9.5 | 15.5 | 41687 | 34544 | 30800 | 2.57 | 2.03 | 52206 | 3.3 | 1.75 | 8.1 | 6.6
Live | 217393107 |  | 9.5 | 16 | 41219 | 34544 | 30800 | 2.56 | 2.01 | 52206 | 3.26 | 1.8 | 8.5 | 7
Live | 217393564 |  | 9.5 | 14.5 | 42390 | 34272 | 30400 | 2.57 | 2.03 | 52206 | 3.35 | 1.86 | 8.5 | 6.5
Live | 217392663 |  | 10 | 16.5 | 41453 | 33728 | 30000 | 2.7 | 2.01 | 50985 | 3.26 | 1.75 | 8.1 | 6.65
Live | 217392189 |  | 9.5 | 15.5 | 41687 | 34544 | 30800 | 2.57 | 2.03 | 52206 | 3.3 | 1.75 | 8.1 | 6.6
Live | 217393563 |  | 9.5 | 14.5 | 42390 | 34272 | 30400 | 2.57 | 2.03 | 52206 | 3.35 | 1.86 | 8.5 | 6.5
Live | 217393106 |  | 9.5 | 16 | 41219 | 34544 | 30800 | 2.56 | 2.01 | 52206 | 3.26 | 1.8 | 8.5 | 7
Live | 217392662 |  | 10 | 16.5 | 41453 | 33728 | 30000 | 2.7 | 2.01 | 50985 | 3.26 | 1.75 | 8.1 | 6.65
Live | 217393105 |  | 9.5 | 16 | 41219 | 34544 | 30800 | 2.56 | 2.01 | 52206 | 3.26 | 1.8 | 8.5 | 7
Live | 217393562 |  | 9.5 | 14.5 | 42390 | 34272 | 30400 | 2.57 | 2.03 | 52206 | 3.35 | 1.86 | 8.5 | 6.5
Live | 217392188 |  | 9.5 | 15.5 | 41687 | 34544 | 30800 | 2.57 | 2.03 | 52206 | 3.3 | 1.75 | 8.1 | 6.6
Live | 217392661 |  | 10 | 16.5 | 41453 | 33728 | 30000 | 2.7 | 2.01 | 50985 | 3.26 | 1.75 | 8.1 | 6.65
Live | 217393561 |  | 9.5 | 14.5 | 42390 | 34272 | 30400 | 2.57 | 2.03 | 52206 | 3.35 | 1.86 | 8.5 | 6.5
Live | 217393104 |  | 9.5 | 16 | 41219 | 34544 | 30800 | 2.56 | 2.01 | 52206 | 3.26 | 1.8 | 8.5 | 7
Live | 217392187 |  | 9.5 | 15.5 | 41687 | 34544 | 30800 | 2.57 | 2.03 | 52206 | 3.3 | 1.75 | 8.1 | 6.6
Live | 217391730 |  | 9.5 | 15.5 | 41453 | 34272 | 30400 | 2.56 | 2.03 | 51528 | 3.26 | 1.75 | 8.1 | 6.6
Live | 217393560 |  | 9.5 | 14.5 | 42390 | 34272 | 30400 | 2.57 | 2.03 | 52206 | 3.35 | 1.86 | 8.5 | 6.5
Live | 217392660 |  | 10 | 16.5 | 41453 | 33728 | 30000 | 2.7 | 2.01 | 50985 | 3.26 | 1.75 | 8.1 | 6.65
Live | 217393103 |  | 9.5 | 16 | 41219 | 34544 | 30800 | 2.56 | 2.01 | 52206 | 3.26 | 1.8 | 8.5 | 7
Live | 217392186 |  | 9.5 | 15.5 | 41687 | 34544 | 30800 | 2.57 | 2.03 | 52206 | 3.3 | 1.75 | 8.1 | 6.6
Live | 217393559 |  | 9.5 | 14.5 | 42390 | 34272 | 30400 | 2.57 | 2.03 | 52206 | 3.35 | 1.86 | 8.5 | 6.5
Live | 217392659 |  | 10 | 16.5 | 41453 | 33728 | 30000 | 2.7 | 2.01 | 50985 | 3.26 | 1.75 | 8.1 | 6.65
Live | 217391729 |  | 9.5 | 15.5 | 41453 | 34272 | 30400 | 2.56 | 2.03 | 51528 | 3.26 | 1.75 | 8.1 | 6.6
Live | 217393558 |  | 9.5 | 14.5 | 42390 | 34272 | 30400 | 2.57 | 2.03 | 52206 | 3.35 | 1.86 | 8.5 | 6.5
Live | 217392185 |  | 9.5 | 15.2 | 40985 | 34272 | 30600 | 2.57 | 2.01 | 51528 | 3.22 | 1.75 | 8.1 | 6.65
Live | 217393102 |  | 9.8 | 16 | 40750 | 34544 | 30800 | 2.65 | 1.99 | 51528 | 3.2 | 1.75 | 8.1 | 6.65
Live | 217392658 |  | 10 | 16.5 | 41453 | 33728 | 30000 | 2.7 | 2.01 | 50985 | 3.26 | 1.75 | 8.1 | 6.65
Live | 217391728 |  | 9.5 | 15.5 | 41453 | 34272 | 30400 | 2.56 | 2.03 | 51528 | 3.26 | 1.75 | 8.1 | 6.6
Live | 217393557 |  | 9.5 | 14.5 | 42390 | 34272 | 30400 | 2.57 | 2.03 | 52206 | 3.35 | 1.86 | 8.5 | 6.5
Live | 217392184 |  | 9.5 | 15.2 | 40985 | 34272 | 30600 | 2.57 | 2.01 | 51528 | 3.22 | 1.75 | 8.1 | 6.65
Live | 217393101 |  | 9.8 | 16 | 40750 | 34544 | 30800 | 2.65 | 1.99 | 51528 | 3.2 | 1.75 | 8.1 | 6.65
Live | 217393556 |  | 10 | 16.5 | 42624 | 34000 | 30200 | 2.7 | 2.05 | 51528 | 3.37 | 1.84 | 8.5 | 7
Live | 217391727 |  | 9.5 | 15.5 | 41453 | 34272 | 30400 | 2.56 | 2.03 | 51528 | 3.26 | 1.75 | 8.1 | 6.6
Live | 217392183 |  | 9.5 | 15.2 | 40985 | 34272 | 30600 | 2.57 | 2.01 | 51528 | 3.22 | 1.75 | 8.1 | 6.65
Live | 217392657 |  | 10 | 16.5 | 41453 | 33728 | 30000 | 2.7 | 2.01 | 50985 | 3.26 | 1.75 | 8.1 | 6.65
Live | 217393100 |  | 9.8 | 16 | 40750 | 34544 | 30800 | 2.65 | 1.99 | 51528 | 3.2 | 1.75 | 8.1 | 6.65
Live | 217393555 |  | 10 | 16.5 | 42624 | 34000 | 30200 | 2.7 | 2.05 | 51528 | 3.37 | 1.84 | 8.5 | 7
Live | 217393099 |  | 9.8 | 16 | 40750 | 34544 | 30800 | 2.65 | 1.99 | 51528 | 3.2 | 1.75 | 8.1 | 6.65
Live | 217392182 |  | 9.5 | 15.2 | 40985 | 34272 | 30600 | 2.57 | 2.01 | 51528 | 3.22 | 1.75 | 8.1 | 6.65
Live | 217392656 |  | 10 | 16.5 | 41453 | 33728 | 30000 | 2.7 | 2.01 | 50985 | 3.26 | 1.75 | 8.1 | 6.65
Live | 217391726 |  | 9.5 | 15.5 | 41453 | 34272 | 30400 | 2.56 | 2.03 | 51528 | 3.26 | 1.75 | 8.1 | 6.6
Live | 217393554 |  | 10 | 16.5 | 42624 | 34000 | 30200 | 2.7 | 2.05 | 51528 | 3.37 | 1.84 | 8.5 | 7
Live | 217393098 |  | 9.8 | 16 | 40750 | 34544 | 30800 | 2.65 | 1.99 | 51528 | 3.2 | 1.75 | 8.1 | 6.65
Live | 217392181 |  | 9.5 | 15.2 | 40985 | 34272 | 30600 | 2.57 | 2.01 | 51528 | 3.22 | 1.75 | 8.1 | 6.65
Live | 217393097 |  | 9.8 | 16 | 40750 | 34544 | 30800 | 2.65 | 1.99 | 51528 | 3.2 | 1.75 | 8.1 | 6.65
Live | 217392655 |  | 9.5 | 16 | 41453 | 33728 | 30000 | 2.56 | 2.01 | 51528 | 3.28 | 1.82 | 8.5 | 6.5
Live | 217391725 |  | 9.5 | 15.5 | 41453 | 34272 | 30400 | 2.56 | 2.03 | 51528 | 3.26 | 1.75 | 8.1 | 6.6
Live | 217393553 |  | 10 | 16.5 | 42624 | 34000 | 30200 | 2.7 | 2.05 | 51528 | 3.37 | 1.84 | 8.5 | 7
Live | 217392180 |  | 9.5 | 15.2 | 40985 | 34272 | 30600 | 2.57 | 2.01 | 51528 | 3.22 | 1.75 | 8.1 | 6.65
Live | 217393096 |  | 9.8 | 16 | 40750 | 34544 | 30800 | 2.65 | 1.99 | 51528 | 3.2 | 1.75 | 8.1 | 6.65
Live | 217392654 |  | 9.5 | 16 | 41453 | 33728 | 30000 | 2.56 | 2.01 | 51528 | 3.28 | 1.82 | 8.5 | 6.5
Live | 217393552 |  | 10 | 16.5 | 42624 | 34000 | 30200 | 2.7 | 2.05 | 51528 | 3.37 | 1.84 | 8.5 | 7
Live | 217391724 |  | 9.5 | 15.5 | 41453 | 34272 | 30400 | 2.56 | 2.03 | 51528 | 3.26 | 1.75 | 8.1 | 6.6
Live | 217392179 |  | 9.5 | 15.2 | 40985 | 34272 | 30600 | 2.57 | 2.01 | 51528 | 3.22 | 1.75 | 8.1 | 6.65
Live | 217393095 |  | 9.8 | 16 | 40750 | 34544 | 30800 | 2.65 | 1.99 | 51528 | 3.2 | 1.75 | 8.1 | 6.65
Live | 217392653 |  | 9.5 | 16 | 41453 | 33728 | 30000 | 2.56 | 2.01 | 51528 | 3.28 | 1.82 | 8.5 | 6.5
Live | 217393551 |  | 10 | 16.5 | 42624 | 34000 | 30200 | 2.7 | 2.05 | 51528 | 3.37 | 1.84 | 8.5 | 7
Live | 217391723 |  | 9.5 | 15.5 | 41453 | 34272 | 30400 | 2.56 | 2.03 | 51528 | 3.26 | 1.75 | 8.1 | 6.6
Live | 217392178 |  | 9.5 | 15.2 | 40985 | 34272 | 30600 | 2.57 | 2.01 | 51528 | 3.22 | 1.75 | 8.1 | 6.65
Live | 217393094 |  | 9.5 | 15.5 | 40282 | 34544 | 30800 | 2.57 | 1.97 | 51528 | 3.15 | 1.75 | 8.1 | 6.7
Live | 217391722 |  | 9.5 | 15.5 | 41687 | 34000 | 30400 | 2.57 | 2.03 | 51528 | 3.3 | 1.75 | 8.1 | 6.65
Live | 217393550 |  | 10 | 16.5 | 42624 | 34000 | 30200 | 2.7 | 2.05 | 51528 | 3.37 | 1.84 | 8.5 | 7
Live | 217392652 |  | 9.5 | 16 | 41453 | 33728 | 30000 | 2.56 | 2.01 | 51528 | 3.28 | 1.82 | 8.5 | 6.5
Live | 217391721 |  | 9.5 | 15.5 | 41687 | 34000 | 30400 | 2.57 | 2.03 | 51528 | 3.3 | 1.75 | 8.1 | 6.65
Live | 217393093 |  | 9.5 | 15.5 | 40282 | 34544 | 30800 | 2.57 | 1.97 | 51528 | 3.15 | 1.75 | 8.1 | 6.7
Live | 217393549 |  | 10 | 16.5 | 42624 | 34000 | 30200 | 2.7 | 2.05 | 51528 | 3.37 | 1.84 | 8.5 | 7
Live | 217392651 |  | 9.5 | 16 | 41453 | 33728 | 30000 | 2.56 | 2.01 | 51528 | 3.28 | 1.82 | 8.5 | 6.5
Live | 217391720 |  | 9.5 | 15.5 | 41687 | 34000 | 30400 | 2.57 | 2.03 | 51528 | 3.3 | 1.75 | 8.1 | 6.65
Live | 217393548 |  | 10 | 16 | 41921 | 34000 | 30200 | 2.7 | 2.03 | 51528 | 3.3 | 1.84 | 8.5 | 6.5
Live | 217393092 |  | 9.5 | 15.5 | 40282 | 34544 | 30800 | 2.57 | 1.97 | 51528 | 3.15 | 1.75 | 8.1 | 6.7
Live | 217393547 |  | 10 | 16 | 41921 | 34000 | 30200 | 2.7 | 2.03 | 51528 | 3.3 | 1.84 | 8.5 | 6.5
Live | 217392650 |  | 9.5 | 16 | 41453 | 33728 | 30000 | 2.56 | 2.01 | 51528 | 3.28 | 1.82 | 8.5 | 6.5
Live | 217391719 |  | 9.5 | 15.5 | 41687 | 34000 | 30400 | 2.57 | 2.03 | 51528 | 3.3 | 1.75 | 8.1 | 6.65
Live | 217393091 |  | 9.5 | 15.5 | 40282 | 34544 | 30800 | 2.57 | 1.97 | 51528 | 3.15 | 1.75 | 8.1 | 6.7
Live | 217391718 |  | 9.5 | 15.5 | 41687 | 34000 | 30400 | 2.57 | 2.03 | 51528 | 3.3 | 1.75 | 8.1 | 6.65
Live | 217393546 |  | 10 | 16 | 41921 | 34000 | 30200 | 2.7 | 2.03 | 51528 | 3.3 | 1.84 | 8.5 | 6.5
Live | 217392649 |  | 9.5 | 16 | 41453 | 33728 | 30000 | 2.56 | 2.01 | 51528 | 3.28 | 1.82 | 8.5 | 6.5
Live | 217393090 |  | 9.5 | 15.5 | 40282 | 34544 | 30800 | 2.57 | 1.97 | 51528 | 3.15 | 1.75 | 8.1 | 6.7
Live | 217392648 |  | 9.5 | 16 | 41453 | 33728 | 30000 | 2.56 | 2.01 | 51528 | 3.28 | 1.82 | 8.5 | 6.5
Live | 217391717 |  | 9.5 | 15.5 | 41687 | 34000 | 30400 | 2.57 | 2.03 | 51528 | 3.3 | 1.75 | 8.1 | 6.65
Live | 217393545 |  | 10 | 16 | 41921 | 34000 | 30200 | 2.7 | 2.03 | 51528 | 3.3 | 1.84 | 8.5 | 6.5
Live | 217393089 |  | 9.5 | 15.5 | 40282 | 34544 | 30800 | 2.57 | 1.97 | 51528 | 3.15 | 1.75 | 8.1 | 6.7
Live | 217392647 |  | 9.8 | 16.5 | 41921 | 34000 | 30200 | 2.65 | 2.03 | 51528 | 3.33 | 1.84 | 8.5 | 7
Live | 217391716 |  | 9.5 | 15.5 | 41687 | 34000 | 30400 | 2.57 | 2.03 | 51528 | 3.3 | 1.75 | 8.1 | 6.65
Live | 217393544 |  | 10 | 16 | 41921 | 34000 | 30200 | 2.7 | 2.03 | 51528 | 3.3 | 1.84 | 8.5 | 6.5
Live | 217393088 |  | 9.5 | 15.5 | 40282 | 34544 | 30800 | 2.57 | 1.97 | 51528 | 3.15 | 1.75 | 8.1 | 6.7
Live | 217391715 |  | 9.5 | 15.5 | 41687 | 34000 | 30400 | 2.57 | 2.03 | 51528 | 3.3 | 1.75 | 8.1 | 6.65
Live | 217392646 |  | 9.8 | 16.5 | 41921 | 34000 | 30200 | 2.65 | 2.03 | 51528 | 3.33 | 1.84 | 8.5 | 7
Live | 217393543 |  | 10 | 16 | 41921 | 34000 | 30200 | 2.7 | 2.03 | 51528 | 3.3 | 1.84 | 8.5 | 6.5
Live | 217393087 |  | 9.5 | 15.5 | 40282 | 34544 | 30800 | 2.57 | 1.97 | 51528 | 3.15 | 1.75 | 8.1 | 6.7
Live | 217392645 |  | 9.8 | 16.5 | 41921 | 34000 | 30200 | 2.65 | 2.03 | 51528 | 3.33 | 1.84 | 8.5 | 7
Live | 217391714 |  | 9.5 | 15.5 | 41921 | 34272 | 30400 | 2.56 | 2.05 | 51528 | 3.3 | 1.75 | 8.1 | 6.65
Live | 217393542 |  | 10 | 16 | 41921 | 34000 | 30200 | 2.7 | 2.03 | 51528 | 3.3 | 1.84 | 8.5 | 6.5
Live | 217392169 |  | 9.5 | 15.5 | 41687 | 34544 | 30800 | 2.57 | 2.03 | 52206 | 3.3 | 1.75 | 8.1 | 6.6
Live | 217393086 |  | 9.5 | 15.5 | 40516 | 34544 | 30800 | 2.56 | 1.97 | 51528 | 3.17 | 1.75 | 8.1 | 6.65
Live | 217392644 |  | 9.8 | 16.5 | 41921 | 34000 | 30200 | 2.65 | 2.03 | 51528 | 3.33 | 1.84 | 8.5 | 7
Live | 217391713 |  | 9.5 | 15.5 | 41921 | 34272 | 30400 | 2.56 | 2.05 | 51528 | 3.3 | 1.75 | 8.1 | 6.65
Live | 217393541 |  | 10 | 16 | 41921 | 34000 | 30200 | 2.7 | 2.03 | 51528 | 3.3 | 1.84 | 8.5 | 6.5
Live | 217392168 |  | 9.5 | 15.5 | 41687 | 34544 | 30800 | 2.57 | 2.03 | 52206 | 3.3 | 1.75 | 8.1 | 6.6
Live | 217393085 |  | 9.5 | 15.5 | 40516 | 34544 | 30800 | 2.56 | 1.97 | 51528 | 3.17 | 1.75 | 8.1 | 6.65
Live | 217391712 |  | 9.5 | 15.5 | 41921 | 34272 | 30400 | 2.56 | 2.05 | 51528 | 3.3 | 1.75 | 8.1 | 6.65
Live | 217392643 |  | 9.8 | 16.5 | 41921 | 34000 | 30200 | 2.65 | 2.03 | 51528 | 3.33 | 1.84 | 8.5 | 7
Live | 217393540 |  | 10 | 16 | 42390 | 34000 | 30400 | 2.7 | 2.05 | 51528 | 3.35 | 1.86 | 8.5 | 7
Live | 217392167 |  | 9.5 | 15.5 | 41687 | 34544 | 30800 | 2.57 | 2.03 | 52206 | 3.3 | 1.75 | 8.1 | 6.6
Live | 217391711 |  | 9.5 | 15.5 | 41921 | 34272 | 30400 | 2.56 | 2.05 | 51528 | 3.3 | 1.75 | 8.1 | 6.65
Live | 217393084 |  | 9.5 | 15.5 | 40516 | 34544 | 30800 | 2.56 | 1.97 | 51528 | 3.17 | 1.75 | 8.1 | 6.65
Live | 217393539 |  | 10 | 16 | 42390 | 34000 | 30400 | 2.7 | 2.05 | 51528 | 3.35 | 1.86 | 8.5 | 7
Live | 217392642 |  | 9.8 | 16.5 | 41921 | 34000 | 30200 | 2.65 | 2.03 | 51528 | 3.33 | 1.84 | 8.5 | 7
Live | 217392166 |  | 9.5 | 15.5 | 41687 | 34544 | 30800 | 2.57 | 2.03 | 52206 | 3.3 | 1.75 | 8.1 | 6.6
Live | 217391710 |  | 9.5 | 15.5 | 41921 | 34272 | 30400 | 2.56 | 2.05 | 51528 | 3.3 | 1.75 | 8.1 | 6.65
Live | 217393083 |  | 9.5 | 15.5 | 40516 | 34544 | 30800 | 2.56 | 1.97 | 51528 | 3.17 | 1.75 | 8.1 | 6.65
Live | 217392165 |  | 9.5 | 15.5 | 41687 | 34544 | 30800 | 2.57 | 2.03 | 52206 | 3.3 | 1.75 | 8.1 | 6.6
Live | 217393538 |  | 10 | 16 | 42390 | 34000 | 30400 | 2.7 | 2.05 | 51528 | 3.35 | 1.86 | 8.5 | 7
Live | 217392641 |  | 9.8 | 16.5 | 41921 | 34000 | 30200 | 2.65 | 2.03 | 51528 | 3.33 | 1.84 | 8.5 | 7
Live | 217391709 |  | 9.5 | 15.5 | 41921 | 34272 | 30400 | 2.56 | 2.05 | 51528 | 3.3 | 1.75 | 8.1 | 6.65
Live | 217393082 |  | 9.5 | 15.5 | 40516 | 34544 | 30800 | 2.56 | 1.97 | 51528 | 3.17 | 1.75 | 8.1 | 6.65
Live | 217393537 |  | 10 | 16 | 42390 | 34000 | 30400 | 2.7 | 2.05 | 51528 | 3.35 | 1.86 | 8.5 | 7
Live | 217392164 |  | 9.5 | 15.5 | 41687 | 34544 | 30800 | 2.57 | 2.03 | 52206 | 3.3 | 1.75 | 8.1 | 6.6
Live | 217392640 |  | 9.8 | 16.5 | 41921 | 34000 | 30200 | 2.65 | 2.03 | 51528 | 3.33 | 1.84 | 8.5 | 7
Live | 217391708 |  | 9.5 | 15.5 | 41921 | 34272 | 30400 | 2.56 | 2.05 | 51528 | 3.3 | 1.75 | 8.1 | 6.65
Live | 217392639 |  | 9.5 | 15.5 | 40985 | 33728 | 30000 | 2.57 | 1.99 | 50985 | 3.22 | 1.75 | 8.1 | 6.65
Live | 217393081 |  | 9.5 | 15.5 | 40516 | 34544 | 30800 | 2.56 | 1.97 | 51528 | 3.17 | 1.75 | 8.1 | 6.65
Live | 217393536 |  | 10 | 16 | 42390 | 34000 | 30400 | 2.7 | 2.05 | 51528 | 3.35 | 1.86 | 8.5 | 7
Live | 217392163 |  | 9.5 | 15.5 | 41687 | 34544 | 30800 | 2.57 | 2.03 | 52206 | 3.3 | 1.75 | 8.1 | 6.6
Live | 217391707 |  | 9.5 | 15.5 | 41921 | 34272 | 30400 | 2.56 | 2.05 | 51528 | 3.3 | 1.75 | 8.1 | 6.65
Live | 217393535 |  | 10 | 16 | 42390 | 34000 | 30400 | 2.7 | 2.05 | 51528 | 3.35 | 1.86 | 8.5 | 7
Live | 217392638 |  | 9.5 | 15.5 | 40985 | 33728 | 30000 | 2.57 | 1.99 | 50985 | 3.22 | 1.75 | 8.1 | 6.65
Live | 217393080 |  | 9.5 | 15.5 | 40516 | 34544 | 30800 | 2.56 | 1.97 | 51528 | 3.17 | 1.75 | 8.1 | 6.65
Live | 217392162 |  | 9.5 | 15.5 | 41687 | 34544 | 30800 | 2.57 | 2.03 | 52206 | 3.3 | 1.75 | 8.1 | 6.6
Live | 217391706 |  | 9.8 | 16 | 42390 | 34544 | 30600 | 2.65 | 2.05 | 52206 | 3.37 | 1.75 | 8.1 | 6.6
Live | 217393534 |  | 10 | 16 | 42390 | 34000 | 30400 | 2.7 | 2.05 | 51528 | 3.35 | 1.86 | 8.5 | 7
Live | 217393079 |  | 9.5 | 15.5 | 40516 | 34544 | 30800 | 2.56 | 1.97 | 51528 | 3.17 | 1.75 | 8.1 | 6.65
Live | 217391705 |  | 9.8 | 16 | 42390 | 34544 | 30600 | 2.65 | 2.05 | 52206 | 3.37 | 1.75 | 8.1 | 6.6
Live | 217392637 |  | 9.5 | 15.5 | 40985 | 33728 | 30000 | 2.57 | 1.99 | 50985 | 3.22 | 1.75 | 8.1 | 6.65
Live | 217392161 |  | 9.5 | 15.5 | 41921 | 34816 | 30800 | 2.56 | 2.03 | 52206 | 3.33 | 1.75 | 8.1 | 6.65
Live | 217393533 |  | 10 | 16 | 42390 | 34000 | 30400 | 2.7 | 2.05 | 51528 | 3.35 | 1.86 | 8.5 | 7
Live | 217391704 |  | 9.8 | 16 | 42390 | 34544 | 30600 | 2.65 | 2.05 | 52206 | 3.37 | 1.75 | 8.1 | 6.6
Live | 217392160 |  | 9.5 | 15.5 | 41921 | 34816 | 30800 | 2.56 | 2.03 | 52206 | 3.33 | 1.75 | 8.1 | 6.65
Live | 217393078 |  | 9.5 | 16.5 | 41219 | 34544 | 30800 | 2.56 | 2.01 | 52206 | 3.26 | 1.8 | 8.5 | 7
Live | 217392636 |  | 9.5 | 15.5 | 40985 | 33728 | 30000 | 2.57 | 1.99 | 50985 | 3.22 | 1.75 | 8.1 | 6.65
Live | 217393532 |  | 10 | 16 | 42390 | 34272 | 30400 | 2.7 | 2.03 | 52206 | 3.35 | 1.86 | 8.5 | 6.5
Live | 217391703 |  | 9.8 | 16 | 42390 | 34544 | 30600 | 2.65 | 2.05 | 52206 | 3.37 | 1.75 | 8.1 | 6.6
Live | 217393531 |  | 10 | 16 | 42390 | 34272 | 30400 | 2.7 | 2.03 | 52206 | 3.35 | 1.86 | 8.5 | 6.5
Live | 217392635 |  | 9.5 | 15.5 | 40985 | 33728 | 30000 | 2.57 | 1.99 | 50985 | 3.22 | 1.75 | 8.1 | 6.65
Live | 217392159 |  | 9.5 | 15.5 | 41921 | 34816 | 30800 | 2.56 | 2.03 | 52206 | 3.33 | 1.75 | 8.1 | 6.65
Live | 217393077 |  | 9.5 | 16.5 | 41219 | 34544 | 30800 | 2.56 | 2.01 | 52206 | 3.26 | 1.8 | 8.5 | 7
Live | 217393530 |  | 10 | 16 | 42390 | 34272 | 30400 | 2.7 | 2.03 | 52206 | 3.35 | 1.86 | 8.5 | 6.5
Live | 217391702 |  | 9.8 | 16 | 42390 | 34544 | 30600 | 2.65 | 2.05 | 52206 | 3.37 | 1.75 | 8.1 | 6.6
Live | 217393076 |  | 9.5 | 16.5 | 41219 | 34544 | 30800 | 2.56 | 2.01 | 52206 | 3.26 | 1.8 | 8.5 | 7
Live | 217392158 |  | 9.5 | 15.5 | 41921 | 34816 | 30800 | 2.56 | 2.03 | 52206 | 3.33 | 1.75 | 8.1 | 6.65
Live | 217392634 |  | 9.5 | 15.5 | 40985 | 33728 | 30000 | 2.57 | 1.99 | 50985 | 3.22 | 1.75 | 8.1 | 6.65
Live | 217393529 |  | 10 | 16 | 42390 | 34272 | 30400 | 2.7 | 2.03 | 52206 | 3.35 | 1.86 | 8.5 | 6.5
Live | 217391701 |  | 9.8 | 16 | 42390 | 34544 | 30600 | 2.65 | 2.05 | 52206 | 3.37 | 1.75 | 8.1 | 6.6
Live | 217392157 |  | 9.5 | 15.5 | 41921 | 34816 | 30800 | 2.56 | 2.03 | 52206 | 3.33 | 1.75 | 8.1 | 6.65
Live | 217393075 |  | 9.5 | 16.5 | 41219 | 34544 | 30800 | 2.56 | 2.01 | 52206 | 3.26 | 1.8 | 8.5 | 7
Live | 217392633 |  | 9.5 | 15.5 | 40985 | 33728 | 30000 | 2.57 | 1.99 | 50985 | 3.22 | 1.75 | 8.1 | 6.65
Live | 217393528 |  | 10 | 16 | 42390 | 34272 | 30400 | 2.7 | 2.03 | 52206 | 3.35 | 1.86 | 8.5 | 6.5
Live | 217392156 |  | 9.5 | 15.5 | 41921 | 34816 | 30800 | 2.56 | 2.03 | 52206 | 3.33 | 1.75 | 8.1 | 6.65
Live | 217392632 |  | 9.5 | 15.5 | 40985 | 33728 | 30000 | 2.57 | 1.99 | 50985 | 3.22 | 1.75 | 8.1 | 6.65
Live | 217393074 |  | 9.5 | 16.5 | 41219 | 34544 | 30800 | 2.56 | 2.01 | 52206 | 3.26 | 1.8 | 8.5 | 7
Live | 217391700 |  | 9.8 | 16 | 42390 | 34544 | 30600 | 2.65 | 2.05 | 52206 | 3.37 | 1.75 | 8.1 | 6.6
Live | 217393527 |  | 10 | 16 | 42390 | 34272 | 30400 | 2.7 | 2.03 | 52206 | 3.35 | 1.86 | 8.5 | 6.5
Live | 217392155 |  | 9.5 | 15.5 | 41921 | 34816 | 30800 | 2.56 | 2.03 | 52206 | 3.33 | 1.75 | 8.1 | 6.65
Live | 217392681 |  | 9.8 | 16.5 | 41921 | 34000 | 30200 | 2.65 | 2.03 | 51528 | 3.33 | 1.84 | 8.5 | 7
Live | 217392680 |  | 9.8 | 16.5 | 41921 | 34000 | 30200 | 2.65 | 2.03 | 51528 | 3.33 | 1.84 | 8.5 | 7
Live | 217392631 |  | 9.8 | 16 | 41453 | 34000 | 30200 | 2.65 | 2.01 | 51528 | 3.26 | 1.75 | 8.1 | 6.6
Live | 217391699 |  | 9.8 | 16 | 42390 | 34544 | 30600 | 2.65 | 2.05 | 52206 | 3.37 | 1.75 | 8.1 | 6.6
Live | 217393073 |  | 9.5 | 16.5 | 41219 | 34544 | 30800 | 2.56 | 2.01 | 52206 | 3.26 | 1.8 | 8.5 | 7
Live | 217392154 |  | 9.5 | 15.5 | 41921 | 34816 | 30800 | 2.56 | 2.03 | 52206 | 3.33 | 1.75 | 8.1 | 6.65
Live | 217393526 |  | 10 | 16 | 42390 | 34272 | 30400 | 2.7 | 2.03 | 52206 | 3.35 | 1.86 | 8.5 | 6.5
Live | 217392630 |  | 9.8 | 16 | 41453 | 34000 | 30200 | 2.65 | 2.01 | 51528 | 3.26 | 1.75 | 8.1 | 6.6
Live | 217393072 |  | 9.5 | 16.5 | 41219 | 34544 | 30800 | 2.56 | 2.01 | 52206 | 3.26 | 1.8 | 8.5 | 7
Live | 217392629 |  | 9.8 | 16 | 41453 | 34000 | 30200 | 2.65 | 2.01 | 51528 | 3.26 | 1.75 | 8.1 | 6.6
Live | 217393525 |  | 10 | 16 | 42390 | 34272 | 30400 | 2.7 | 2.03 | 52206 | 3.35 | 1.86 | 8.5 | 6.5
Live | 217393071 |  | 9.5 | 16.5 | 41219 | 34544 | 30800 | 2.56 | 2.01 | 52206 | 3.26 | 1.8 | 8.5 | 7
Live | 217393524 |  | 9.5 | 15.5 | 41921 | 34000 | 30400 | 2.56 | 2.03 | 51528 | 3.3 | 1.84 | 8.5 | 6.5
Live | 217392628 |  | 9.8 | 16 | 41453 | 34000 | 30200 | 2.65 | 2.01 | 51528 | 3.26 | 1.75 | 8.1 | 6.6
Live | 217393070 |  | 9.5 | 16 | 40516 | 34272 | 30800 | 2.56 | 1.97 | 51528 | 3.17 | 1.75 | 8.1 | 6.7
Live | 217393523 |  | 9.5 | 15.5 | 41921 | 34000 | 30400 | 2.56 | 2.03 | 51528 | 3.3 | 1.84 | 8.5 | 6.5
Live | 217392627 |  | 9.8 | 16 | 41453 | 34000 | 30200 | 2.65 | 2.01 | 51528 | 3.26 | 1.75 | 8.1 | 6.6
Live | 217393069 |  | 9.5 | 16 | 40516 | 34272 | 30800 | 2.56 | 1.97 | 51528 | 3.17 | 1.75 | 8.1 | 6.7
Live | 217392626 |  | 9.8 | 16 | 41453 | 34000 | 30200 | 2.65 | 2.01 | 51528 | 3.26 | 1.75 | 8.1 | 6.6
Live | 217393522 |  | 9.5 | 15.5 | 41921 | 34000 | 30400 | 2.56 | 2.03 | 51528 | 3.3 | 1.84 | 8.5 | 6.5
Live | 217393068 |  | 9.5 | 16 | 40516 | 34272 | 30800 | 2.56 | 1.97 | 51528 | 3.17 | 1.75 | 8.1 | 6.7
Live | 217392625 |  | 9.8 | 16 | 41453 | 34000 | 30200 | 2.65 | 2.01 | 51528 | 3.26 | 1.75 | 8.1 | 6.6
Live | 217393521 |  | 9.5 | 15.5 | 41921 | 34000 | 30400 | 2.56 | 2.03 | 51528 | 3.3 | 1.84 | 8.5 | 6.5
Live | 217392624 |  | 9.8 | 16 | 41453 | 34000 | 30200 | 2.65 | 2.01 | 51528 | 3.26 | 1.75 | 8.1 | 6.6
Live | 217393067 |  | 9.5 | 16 | 40516 | 34272 | 30800 | 2.56 | 1.97 | 51528 | 3.17 | 1.75 | 8.1 | 6.7
Live | 217393520 |  | 9.5 | 15.5 | 41921 | 34000 | 30400 | 2.56 | 2.03 | 51528 | 3.3 | 1.84 | 8.5 | 6.5
Live | 217393519 |  | 9.5 | 15.5 | 41921 | 34000 | 30400 | 2.56 | 2.03 | 51528 | 3.3 | 1.84 | 8.5 | 6.5
Live | 217393066 |  | 9.5 | 16 | 40516 | 34272 | 30800 | 2.56 | 1.97 | 51528 | 3.17 | 1.75 | 8.1 | 6.7
Live | 217393518 |  | 9.5 | 15.5 | 41921 | 34000 | 30400 | 2.56 | 2.03 | 51528 | 3.3 | 1.84 | 8.5 | 6.5
Live | 217393065 |  | 9.5 | 16 | 40516 | 34272 | 30800 | 2.56 | 1.97 | 51528 | 3.17 | 1.75 | 8.1 | 6.7
Live | 217391690 |  | 9.5 | 15.2 | 41687 | 34272 | 30600 | 2.57 | 2.03 | 52206 | 3.28 | 1.75 | 8.1 | 6.65
Live | 217393517 |  | 9.5 | 15.5 | 41921 | 34000 | 30400 | 2.56 | 2.03 | 51528 | 3.3 | 1.84 | 8.5 | 6.5
Live | 217393064 |  | 9.5 | 16 | 40516 | 34272 | 30800 | 2.56 | 1.97 | 51528 | 3.17 | 1.75 | 8.1 | 6.7
Live | 217391689 |  | 9.5 | 15.2 | 41687 | 34272 | 30600 | 2.57 | 2.03 | 52206 | 3.28 | 1.75 | 8.1 | 6.65
Live | 217393063 |  | 9.5 | 16 | 40516 | 34272 | 30800 | 2.56 | 1.97 | 51528 | 3.17 | 1.75 | 8.1 | 6.7
Live | 217393516 |  | 10 | 16.5 | 42624 | 34000 | 30200 | 2.7 | 2.05 | 51528 | 3.37 | 1.84 | 8.5 | 7
Live | 217391688 |  | 9.5 | 15.2 | 41687 | 34272 | 30600 | 2.57 | 2.03 | 52206 | 3.28 | 1.75 | 8.1 | 6.65
Live | 217393062 |  | 9.5 | 16 | 40516 | 34544 | 30800 | 2.56 | 1.99 | 51528 | 3.17 | 1.75 | 8.1 | 6.65
Live | 217393515 |  | 10 | 16.5 | 42624 | 34000 | 30200 | 2.7 | 2.05 | 51528 | 3.37 | 1.84 | 8.5 | 7
Live | 217391687 |  | 9.5 | 15.2 | 41687 | 34272 | 30600 | 2.57 | 2.03 | 52206 | 3.28 | 1.75 | 8.1 | 6.65
Live | 217393061 |  | 9.5 | 16 | 40516 | 34544 | 30800 | 2.56 | 1.99 | 51528 | 3.17 | 1.75 | 8.1 | 6.65
Live | 217391686 |  | 9.5 | 15.2 | 41687 | 34272 | 30600 | 2.57 | 2.03 | 52206 | 3.28 | 1.75 | 8.1 | 6.65
Live | 217393060 |  | 9.5 | 16 | 40516 | 34544 | 30800 | 2.56 | 1.99 | 51528 | 3.17 | 1.75 | 8.1 | 6.65
Live | 217393514 |  | 10 | 16.5 | 42624 | 34000 | 30200 | 2.7 | 2.05 | 51528 | 3.37 | 1.84 | 8.5 | 7
Live | 217392615 |  | 10 | 16.5 | 41687 | 33728 | 30000 | 2.7 | 2.03 | 51528 | 3.33 | 1.84 | 8.5 | 6.5
Live | 217393513 |  | 10 | 16.5 | 42624 | 34000 | 30200 | 2.7 | 2.05 | 51528 | 3.37 | 1.84 | 8.5 | 7
Live | 217391685 |  | 9.5 | 15.2 | 41687 | 34272 | 30600 | 2.57 | 2.03 | 52206 | 3.28 | 1.75 | 8.1 | 6.65
Live | 217393059 |  | 9.5 | 16 | 40516 | 34544 | 30800 | 2.56 | 1.99 | 51528 | 3.17 | 1.75 | 8.1 | 6.65
Live | 217392614 |  | 10 | 16.5 | 41687 | 33728 | 30000 | 2.7 | 2.03 | 51528 | 3.33 | 1.84 | 8.5 | 6.5
Live | 217391684 |  | 9.5 | 15.2 | 41687 | 34272 | 30600 | 2.57 | 2.03 | 52206 | 3.28 | 1.75 | 8.1 | 6.65
Live | 217393512 |  | 10 | 16.5 | 42624 | 34000 | 30200 | 2.7 | 2.05 | 51528 | 3.37 | 1.84 | 8.5 | 7
Live | 217393058 |  | 9.5 | 16 | 40516 | 34544 | 30800 | 2.56 | 1.99 | 51528 | 3.17 | 1.75 | 8.1 | 6.65
Live | 217391683 |  | 9.5 | 15.2 | 41687 | 34272 | 30600 | 2.57 | 2.03 | 52206 | 3.28 | 1.75 | 8.1 | 6.65
Live | 217392613 |  | 10 | 16.5 | 41687 | 33728 | 30000 | 2.7 | 2.03 | 51528 | 3.33 | 1.84 | 8.5 | 6.5
Live | 217393511 |  | 10 | 16.5 | 42624 | 34000 | 30200 | 2.7 | 2.05 | 51528 | 3.37 | 1.84 | 8.5 | 7
Live | 217393057 |  | 9.5 | 16 | 40516 | 34544 | 30800 | 2.56 | 1.99 | 51528 | 3.17 | 1.75 | 8.1 | 6.65
Live | 217392612 |  | 10 | 16.5 | 41687 | 33728 | 30000 | 2.7 | 2.03 | 51528 | 3.33 | 1.84 | 8.5 | 6.5
Live | 217393510 |  | 10 | 16.5 | 42624 | 34000 | 30200 | 2.7 | 2.05 | 51528 | 3.37 | 1.84 | 8.5 | 7
Live | 217393056 |  | 9.5 | 16 | 40516 | 34544 | 30800 | 2.56 | 1.99 | 51528 | 3.17 | 1.75 | 8.1 | 6.65
Live | 217393509 |  | 10 | 16.5 | 42624 | 34000 | 30200 | 2.7 | 2.05 | 51528 | 3.37 | 1.84 | 8.5 | 7
Live | 217392611 |  | 10 | 16.5 | 41687 | 33728 | 30000 | 2.7 | 2.03 | 51528 | 3.33 | 1.84 | 8.5 | 6.5
Live | 217393055 |  | 9.5 | 16 | 40516 | 34544 | 30800 | 2.56 | 1.99 | 51528 | 3.17 | 1.75 | 8.1 | 6.65
Live | 217393508 |  | 10 | 16 | 41921 | 34000 | 30200 | 2.7 | 2.03 | 51528 | 3.3 | 1.84 | 8.5 | 6.5
Live | 217393054 |  | 9.8 | 16.5 | 41219 | 34544 | 30800 | 2.64 | 2.01 | 52206 | 3.26 | 1.82 | 8.5 | 7
Live | 217392610 |  | 10 | 16.5 | 41687 | 33728 | 30000 | 2.7 | 2.03 | 51528 | 3.33 | 1.84 | 8.5 | 6.5
Live | 217393507 |  | 10 | 16 | 41921 | 34000 | 30200 | 2.7 | 2.03 | 51528 | 3.3 | 1.84 | 8.5 | 6.5
Live | 217393053 |  | 9.8 | 16.5 | 41219 | 34544 | 30800 | 2.64 | 2.01 | 52206 | 3.26 | 1.82 | 8.5 | 7
Live | 217392609 |  | 10 | 16.5 | 41687 | 33728 | 30000 | 2.7 | 2.03 | 51528 | 3.33 | 1.84 | 8.5 | 6.5
Live | 217393506 |  | 10 | 16 | 41921 | 34000 | 30200 | 2.7 | 2.03 | 51528 | 3.3 | 1.84 | 8.5 | 6.5
Live | 217392608 |  | 10 | 16.5 | 41687 | 33728 | 30200 | 2.7 | 2.03 | 51528 | 3.3 | 1.84 | 8.5 | 6.5
Live | 217393052 |  | 9.8 | 16.5 | 41219 | 34544 | 30800 | 2.64 | 2.01 | 52206 | 3.26 | 1.82 | 8.5 | 7
Live | 217393505 |  | 10 | 16 | 41921 | 34000 | 30200 | 2.7 | 2.03 | 51528 | 3.3 | 1.84 | 8.5 | 6.5
Live | 217393051 |  | 9.8 | 16.5 | 41219 | 34544 | 30800 | 2.64 | 2.01 | 52206 | 3.26 | 1.82 | 8.5 | 7
Live | 217392607 |  | 10 | 16.5 | 41687 | 33728 | 30200 | 2.7 | 2.03 | 51528 | 3.3 | 1.84 | 8.5 | 6.5
Live | 217393504 |  | 10 | 16 | 41921 | 34000 | 30200 | 2.7 | 2.03 | 51528 | 3.3 | 1.84 | 8.5 | 6.5
Live | 217393050 |  | 9.8 | 16.5 | 41219 | 34544 | 30800 | 2.64 | 2.01 | 52206 | 3.26 | 1.82 | 8.5 | 7
Live | 217392606 |  | 10 | 16.5 | 41687 | 33728 | 30200 | 2.7 | 2.03 | 51528 | 3.3 | 1.84 | 8.5 | 6.5
Live | 217393049 |  | 9.8 | 16.5 | 41219 | 34544 | 30800 | 2.64 | 2.01 | 52206 | 3.26 | 1.82 | 8.5 | 7
Live | 217393503 |  | 10 | 16 | 41921 | 34000 | 30200 | 2.7 | 2.03 | 51528 | 3.3 | 1.84 | 8.5 | 6.5
Live | 217391674 |  | 10 | 16 | 42156 | 34272 | 30400 | 2.7 | 2.05 | 52206 | 3.35 | 1.75 | 8.1 | 6.6
Live | 217392605 |  | 10 | 16.5 | 41687 | 33728 | 30200 | 2.7 | 2.03 | 51528 | 3.3 | 1.84 | 8.5 | 6.5
Live | 217393048 |  | 9.8 | 16.5 | 41219 | 34544 | 30800 | 2.64 | 2.01 | 52206 | 3.26 | 1.82 | 8.5 | 7
Live | 217393502 |  | 10 | 16 | 41921 | 34000 | 30200 | 2.7 | 2.03 | 51528 | 3.3 | 1.84 | 8.5 | 6.5
Live | 217391673 |  | 10 | 16 | 42156 | 34272 | 30400 | 2.7 | 2.05 | 52206 | 3.35 | 1.75 | 8.1 | 6.6
Live | 217393047 |  | 9.8 | 16.5 | 41219 | 34544 | 30800 | 2.64 | 2.01 | 52206 | 3.26 | 1.82 | 8.5 | 7
Live | 217392604 |  | 10 | 16.5 | 41687 | 33728 | 30200 | 2.7 | 2.03 | 51528 | 3.3 | 1.84 | 8.5 | 6.5
Live | 217393501 |  | 10 | 16 | 41921 | 34000 | 30200 | 2.7 | 2.03 | 51528 | 3.3 | 1.84 | 8.5 | 6.5
Live | 217391672 |  | 10 | 16 | 42156 | 34272 | 30400 | 2.7 | 2.05 | 52206 | 3.35 | 1.75 | 8.1 | 6.6
Live | 217393046 |  | 9.8 | 16 | 40750 | 34544 | 30800 | 2.65 | 1.99 | 51528 | 3.2 | 1.75 | 8.1 | 6.65
Live | 217392603 |  | 10 | 16.5 | 41687 | 33728 | 30200 | 2.7 | 2.03 | 51528 | 3.3 | 1.84 | 8.5 | 6.5
Live | 217393500 |  | 10 | 16 | 42390 | 34000 | 30400 | 2.7 | 2.05 | 51528 | 3.35 | 1.86 | 8.5 | 7
Live | 217391671 |  | 10 | 16 | 42156 | 34272 | 30400 | 2.7 | 2.05 | 52206 | 3.35 | 1.75 | 8.1 | 6.6
Live | 217392602 |  | 10 | 16.5 | 41687 | 33728 | 30200 | 2.7 | 2.03 | 51528 | 3.3 | 1.84 | 8.5 | 6.5
Live | 217393499 |  | 10 | 16 | 42390 | 34000 | 30400 | 2.7 | 2.05 | 51528 | 3.35 | 1.86 | 8.5 | 7
Live | 217393045 |  | 9.8 | 16 | 40750 | 34544 | 30800 | 2.65 | 1.99 | 51528 | 3.2 | 1.75 | 8.1 | 6.65
Live | 217391670 |  | 10 | 16 | 42156 | 34272 | 30400 | 2.7 | 2.05 | 52206 | 3.35 | 1.75 | 8.1 | 6.6
Live | 217393498 |  | 10 | 16 | 42390 | 34000 | 30400 | 2.7 | 2.05 | 51528 | 3.35 | 1.86 | 8.5 | 7
Live | 217392601 |  | 10 | 16.5 | 41687 | 33728 | 30200 | 2.7 | 2.03 | 51528 | 3.3 | 1.84 | 8.5 | 6.5
Live | 217393044 |  | 9.8 | 16 | 40750 | 34544 | 30800 | 2.65 | 1.99 | 51528 | 3.2 | 1.75 | 8.1 | 6.65
Live | 217391669 |  | 10 | 16 | 42156 | 34272 | 30400 | 2.7 | 2.05 | 52206 | 3.35 | 1.75 | 8.1 | 6.6
Live | 217392600 |  | 9.5 | 16 | 41219 | 33728 | 30000 | 2.56 | 2.01 | 50985 | 3.24 | 1.75 | 8.1 | 6.6
Live | 217393497 |  | 10 | 16 | 42390 | 34000 | 30400 | 2.7 | 2.05 | 51528 | 3.35 | 1.86 | 8.5 | 7
Live | 217393043 |  | 9.8 | 16 | 40750 | 34544 | 30800 | 2.65 | 1.99 | 51528 | 3.2 | 1.75 | 8.1 | 6.65
Live | 217393496 |  | 10 | 16 | 42390 | 34000 | 30400 | 2.7 | 2.05 | 51528 | 3.35 | 1.86 | 8.5 | 7
Live | 217392599 |  | 9.5 | 16 | 41219 | 33728 | 30000 | 2.56 | 2.01 | 50985 | 3.24 | 1.75 | 8.1 | 6.6
Live | 217391668 |  | 10 | 16 | 42156 | 34272 | 30400 | 2.7 | 2.05 | 52206 | 3.35 | 1.75 | 8.1 | 6.6
Live | 217392121 |  | 10 | 16 | 42858 | 34816 | 30800 | 2.7 | 2.08 | 52884 | 3.48 | 1.82 | 8.5 | 6.5
Live | 217393042 |  | 9.8 | 16 | 40750 | 34544 | 30800 | 2.65 | 1.99 | 51528 | 3.2 | 1.75 | 8.1 | 6.65
Live | 217393495 |  | 10 | 16 | 42390 | 34000 | 30400 | 2.7 | 2.05 | 51528 | 3.35 | 1.86 | 8.5 | 7
Live | 217392598 |  | 9.5 | 16 | 41219 | 33728 | 30000 | 2.56 | 2.01 | 50985 | 3.24 | 1.75 | 8.1 | 6.6
Live | 217391667 |  | 9.8 | 16 | 42156 | 34272 | 30400 | 2.65 | 2.05 | 52206 | 3.35 | 1.75 | 8.1 | 6.6
Live | 217392120 |  | 10 | 16 | 42858 | 34816 | 30800 | 2.7 | 2.08 | 52884 | 3.48 | 1.82 | 8.5 | 6.5
Live | 217393041 |  | 9.8 | 16 | 40750 | 34544 | 30800 | 2.65 | 1.99 | 51528 | 3.2 | 1.75 | 8.1 | 6.65
Live | 217392119 |  | 10 | 16 | 42858 | 34816 | 30800 | 2.7 | 2.08 | 52884 | 3.48 | 1.82 | 8.5 | 6.5
Live | 217393494 |  | 10 | 16 | 42390 | 34000 | 30400 | 2.7 | 2.05 | 51528 | 3.35 | 1.86 | 8.5 | 7
Live | 217392597 |  | 9.5 | 16 | 41219 | 33728 | 30000 | 2.56 | 2.01 | 50985 | 3.24 | 1.75 | 8.1 | 6.6
Live | 217391666 |  | 9.8 | 16 | 42156 | 34272 | 30400 | 2.65 | 2.05 | 52206 | 3.35 | 1.75 | 8.1 | 6.6
Live | 217393040 |  | 9.8 | 16 | 40750 | 34544 | 30800 | 2.65 | 1.99 | 51528 | 3.2 | 1.75 | 8.1 | 6.65
Live | 217393493 |  | 10 | 16 | 42390 | 34000 | 30400 | 2.7 | 2.05 | 51528 | 3.35 | 1.86 | 8.5 | 7
Live | 217392118 |  | 10 | 16 | 42858 | 34816 | 30800 | 2.7 | 2.08 | 52884 | 3.48 | 1.82 | 8.5 | 6.5
Live | 217392596 |  | 9.5 | 16 | 41219 | 33728 | 30000 | 2.56 | 2.01 | 50985 | 3.24 | 1.75 | 8.1 | 6.6
Live | 217393039 |  | 9.8 | 16 | 40750 | 34544 | 30800 | 2.65 | 1.99 | 51528 | 3.2 | 1.75 | 8.1 | 6.65
Live | 217391665 |  | 9.8 | 16 | 42156 | 34272 | 30400 | 2.65 | 2.05 | 52206 | 3.35 | 1.75 | 8.1 | 6.6
Live | 217392595 |  | 9.5 | 16 | 41219 | 33728 | 30000 | 2.56 | 2.01 | 50985 | 3.24 | 1.75 | 8.1 | 6.6
Live | 217393492 |  | 10 | 16 | 42390 | 34272 | 30400 | 2.7 | 2.03 | 52206 | 3.35 | 1.86 | 8.5 | 6.5
Live | 217392117 |  | 10 | 16 | 42858 | 34816 | 30800 | 2.7 | 2.08 | 52884 | 3.48 | 1.82 | 8.5 | 6.5
Live | 217393038 |  | 9.8 | 16 | 40282 | 34544 | 30800 | 2.65 | 1.97 | 51528 | 3.15 | 1.75 | 8.1 | 6.7
Live | 217391664 |  | 9.8 | 16 | 42156 | 34272 | 30400 | 2.65 | 2.05 | 52206 | 3.35 | 1.75 | 8.1 | 6.6
Live | 217392594 |  | 9.5 | 16 | 41219 | 33728 | 30000 | 2.56 | 2.01 | 50985 | 3.24 | 1.75 | 8.1 | 6.6
Live | 217392116 |  | 10 | 16 | 42858 | 34816 | 30800 | 2.7 | 2.08 | 52884 | 3.48 | 1.82 | 8.5 | 6.5
Live | 217393491 |  | 10 | 16 | 42390 | 34272 | 30400 | 2.7 | 2.03 | 52206 | 3.35 | 1.86 | 8.5 | 6.5
Live | 217392115 |  | 10 | 16 | 42858 | 34816 | 30800 | 2.7 | 2.08 | 52884 | 3.48 | 1.82 | 8.5 | 6.5
Live | 217393037 |  | 9.8 | 16 | 40282 | 34544 | 30800 | 2.65 | 1.97 | 51528 | 3.15 | 1.75 | 8.1 | 6.7
Live | 217392593 |  | 9.5 | 16 | 41219 | 33728 | 30000 | 2.56 | 2.01 | 50985 | 3.24 | 1.75 | 8.1 | 6.6
Live | 217391663 |  | 9.8 | 16 | 42156 | 34272 | 30400 | 2.65 | 2.05 | 52206 | 3.35 | 1.75 | 8.1 | 6.6
Live | 217393490 |  | 10 | 16 | 42390 | 34272 | 30400 | 2.7 | 2.03 | 52206 | 3.35 | 1.86 | 8.5 | 6.5
Live | 217392114 |  | 10 | 16 | 42858 | 34816 | 30800 | 2.7 | 2.08 | 52884 | 3.48 | 1.82 | 8.5 | 6.5
Live | 217393036 |  | 9.8 | 16 | 40282 | 34544 | 30800 | 2.65 | 1.97 | 51528 | 3.15 | 1.75 | 8.1 | 6.7
Live | 217392592 |  | 9.5 | 16 | 40985 | 33728 | 30000 | 2.57 | 1.99 | 50985 | 3.22 | 1.75 | 8.1 | 6.65
Live | 217391662 |  | 9.8 | 16 | 42156 | 34272 | 30400 | 2.65 | 2.05 | 52206 | 3.35 | 1.75 | 8.1 | 6.6
Live | 217393489 |  | 10 | 16 | 42390 | 34272 | 30400 | 2.7 | 2.03 | 52206 | 3.35 | 1.86 | 8.5 | 6.5
Live | 217393035 |  | 9.8 | 16 | 40282 | 34544 | 30800 | 2.65 | 1.97 | 51528 | 3.15 | 1.75 | 8.1 | 6.7
Live | 217392591 |  | 9.5 | 16 | 40985 | 33728 | 30000 | 2.57 | 1.99 | 50985 | 3.22 | 1.75 | 8.1 | 6.65
Live | 217391661 |  | 9.8 | 16 | 42156 | 34272 | 30400 | 2.65 | 2.05 | 52206 | 3.35 | 1.75 | 8.1 | 6.6
Live | 217393488 |  | 10 | 16 | 42390 | 34272 | 30400 | 2.7 | 2.03 | 52206 | 3.35 | 1.86 | 8.5 | 6.5
Live | 217393034 |  | 9.8 | 16 | 40282 | 34544 | 30800 | 2.65 | 1.97 | 51528 | 3.15 | 1.75 | 8.1 | 6.7
Live | 217392590 |  | 9.5 | 16 | 40985 | 33728 | 30000 | 2.57 | 1.99 | 50985 | 3.22 | 1.75 | 8.1 | 6.65
Live | 217391660 |  | 9.8 | 16 | 42156 | 34272 | 30400 | 2.65 | 2.05 | 52206 | 3.35 | 1.75 | 8.1 | 6.6
Live | 217393033 |  | 9.8 | 16 | 40282 | 34544 | 30800 | 2.65 | 1.97 | 51528 | 3.15 | 1.75 | 8.1 | 6.7
Live | 217392589 |  | 9.5 | 16 | 40985 | 33728 | 30000 | 2.57 | 1.99 | 50985 | 3.22 | 1.75 | 8.1 | 6.65
Live | 217391659 |  | 9.5 | 15.5 | 41687 | 34272 | 30400 | 2.57 | 2.03 | 51528 | 3.28 | 1.75 | 8.1 | 6.6
Live | 217393487 |  | 10 | 16 | 42390 | 34272 | 30400 | 2.7 | 2.03 | 52206 | 3.35 | 1.86 | 8.5 | 6.5
Live | 217393032 |  | 9.8 | 16 | 40282 | 34544 | 30800 | 2.65 | 1.97 | 51528 | 3.15 | 1.75 | 8.1 | 6.7
Live | 217391658 |  | 9.5 | 15.5 | 41687 | 34272 | 30400 | 2.57 | 2.03 | 51528 | 3.28 | 1.75 | 8.1 | 6.6
Live | 217393486 |  | 10 | 16 | 42390 | 34272 | 30400 | 2.7 | 2.03 | 52206 | 3.35 | 1.86 | 8.5 | 6.5
Live | 217392588 |  | 9.5 | 16 | 40985 | 33728 | 30000 | 2.57 | 1.99 | 50985 | 3.22 | 1.75 | 8.1 | 6.65
Live | 217393031 |  | 9.8 | 16 | 40282 | 34544 | 30800 | 2.65 | 1.97 | 51528 | 3.15 | 1.75 | 8.1 | 6.7
Live | 217393485 |  | 10 | 16 | 42390 | 34272 | 30400 | 2.7 | 2.03 | 52206 | 3.35 | 1.86 | 8.5 | 6.5
Live | 217391657 |  | 9.5 | 15.5 | 41687 | 34272 | 30400 | 2.57 | 2.03 | 51528 | 3.28 | 1.75 | 8.1 | 6.6
Live | 217392587 |  | 9.5 | 16 | 40985 | 33728 | 30000 | 2.57 | 1.99 | 50985 | 3.22 | 1.75 | 8.1 | 6.65
Live | 217393030 |  | 9.8 | 16 | 40985 | 34816 | 31000 | 2.65 | 1.99 | 52206 | 3.24 | 1.8 | 8.5 | 7
Live | 217391656 |  | 9.5 | 15.5 | 41687 | 34272 | 30400 | 2.57 | 2.03 | 51528 | 3.28 | 1.75 | 8.1 | 6.6
Live | 217392586 |  | 9.5 | 16 | 40985 | 33728 | 30000 | 2.57 | 1.99 | 50985 | 3.22 | 1.75 | 8.1 | 6.65
Live | 217393484 |  | 9.5 | 15.5 | 41921 | 34000 | 30400 | 2.56 | 2.03 | 51528 | 3.3 | 1.84 | 8.5 | 6.5
Live | 217393029 |  | 9.8 | 16 | 40985 | 34816 | 31000 | 2.65 | 1.99 | 52206 | 3.24 | 1.8 | 8.5 | 7
Live | 217392105 |  | 9.5 | 15.2 | 41453 | 34272 | 30600 | 2.56 | 2.01 | 51528 | 3.26 | 1.75 | 8.1 | 6.65
Live | 217391655 |  | 9.5 | 15.5 | 41687 | 34272 | 30400 | 2.57 | 2.03 | 51528 | 3.28 | 1.75 | 8.1 | 6.6
Live | 217392585 |  | 9.5 | 16 | 40985 | 33728 | 30000 | 2.57 | 1.99 | 50985 | 3.22 | 1.75 | 8.1 | 6.65
Live | 217393483 |  | 9.5 | 15.5 | 41921 | 34000 | 30400 | 2.56 | 2.03 | 51528 | 3.3 | 1.84 | 8.5 | 6.5
Live | 217393028 |  | 9.8 | 16 | 40985 | 34816 | 31000 | 2.65 | 1.99 | 52206 | 3.24 | 1.8 | 8.5 | 7
Live | 217392104 |  | 9.5 | 15.2 | 41453 | 34272 | 30600 | 2.56 | 2.01 | 51528 | 3.26 | 1.75 | 8.1 | 6.65
Live | 217391654 |  | 9.5 | 15.5 | 41687 | 34272 | 30400 | 2.57 | 2.03 | 51528 | 3.28 | 1.75 | 8.1 | 6.6
Live | 217393482 |  | 9.5 | 15.5 | 41921 | 34000 | 30400 | 2.56 | 2.03 | 51528 | 3.3 | 1.84 | 8.5 | 6.5
Live | 217393027 |  | 9.8 | 16 | 40985 | 34816 | 31000 | 2.65 | 1.99 | 52206 | 3.24 | 1.8 | 8.5 | 7
Live | 217392584 |  | 9.5 | 15.5 | 41453 | 34000 | 30200 | 2.56 | 1.99 | 51528 | 3.26 | 1.75 | 8.1 | 6.6
Live | 217392103 |  | 9.5 | 15.2 | 41453 | 34272 | 30600 | 2.56 | 2.01 | 51528 | 3.26 | 1.75 | 8.1 | 6.65
Live | 217391653 |  | 9.5 | 15.5 | 41687 | 34272 | 30400 | 2.57 | 2.03 | 51528 | 3.28 | 1.75 | 8.1 | 6.6
Live | 217393481 |  | 9.5 | 15.5 | 41921 | 34000 | 30400 | 2.56 | 2.03 | 51528 | 3.3 | 1.84 | 8.5 | 6.5
Live | 217392583 |  | 9.5 | 15.5 | 41453 | 34000 | 30200 | 2.56 | 1.99 | 51528 | 3.26 | 1.75 | 8.1 | 6.6
Live | 217393026 |  | 9.8 | 16 | 40985 | 34816 | 31000 | 2.65 | 1.99 | 52206 | 3.24 | 1.8 | 8.5 | 7
Live | 217392102 |  | 9.5 | 15.2 | 41453 | 34272 | 30600 | 2.56 | 2.01 | 51528 | 3.26 | 1.75 | 8.1 | 6.65
Live | 217391652 |  | 9.5 | 15.5 | 41687 | 34272 | 30400 | 2.57 | 2.03 | 51528 | 3.28 | 1.75 | 8.1 | 6.6
Live | 217393025 |  | 9.8 | 16 | 40985 | 34816 | 31000 | 2.65 | 1.99 | 52206 | 3.24 | 1.8 | 8.5 | 7
Live | 217392101 |  | 9.5 | 15.2 | 41453 | 34272 | 30600 | 2.56 | 2.01 | 51528 | 3.26 | 1.75 | 8.1 | 6.65
Live | 217393480 |  | 9.5 | 15.5 | 41921 | 34000 | 30400 | 2.56 | 2.03 | 51528 | 3.3 | 1.84 | 8.5 | 6.5
Live | 217392582 |  | 9.5 | 15.5 | 41453 | 34000 | 30200 | 2.56 | 1.99 | 51528 | 3.26 | 1.75 | 8.1 | 6.6
Live | 217391651 |  | 9.5 | 15.5 | 42156 | 34544 | 30600 | 2.56 | 2.05 | 52206 | 3.35 | 1.75 | 8.1 | 6.65
Live | 217393479 |  | 9.5 | 15.5 | 41921 | 34000 | 30400 | 2.56 | 2.03 | 51528 | 3.3 | 1.84 | 8.5 | 6.5
Live | 217392100 |  | 9.5 | 15.2 | 41453 | 34272 | 30600 | 2.56 | 2.01 | 51528 | 3.26 | 1.75 | 8.1 | 6.65
Live | 217393024 |  | 9.8 | 16 | 40985 | 34816 | 31000 | 2.65 | 1.99 | 52206 | 3.24 | 1.8 | 8.5 | 7
Live | 217392581 |  | 9.5 | 15.5 | 41453 | 34000 | 30200 | 2.56 | 1.99 | 51528 | 3.26 | 1.75 | 8.1 | 6.6
Live | 217392099 |  | 9.5 | 15.2 | 41453 | 34272 | 30600 | 2.56 | 2.01 | 51528 | 3.26 | 1.75 | 8.1 | 6.65
Live | 217393478 |  | 9.5 | 15.5 | 41921 | 34000 | 30400 | 2.56 | 2.03 | 51528 | 3.3 | 1.84 | 8.5 | 6.5
Live | 217393023 |  | 9.8 | 16 | 40985 | 34816 | 31000 | 2.65 | 1.99 | 52206 | 3.24 | 1.8 | 8.5 | 7
Live | 217391650 |  | 9.5 | 15.5 | 42156 | 34544 | 30600 | 2.56 | 2.05 | 52206 | 3.35 | 1.75 | 8.1 | 6.65
Live | 217392098 |  | 9.5 | 15.2 | 41453 | 34272 | 30600 | 2.56 | 2.01 | 51528 | 3.26 | 1.75 | 8.1 | 6.65
Live | 217393477 |  | 9.5 | 15.5 | 41921 | 34000 | 30400 | 2.56 | 2.03 | 51528 | 3.3 | 1.84 | 8.5 | 6.5
Live | 217391649 |  | 9.5 | 15.5 | 42156 | 34544 | 30600 | 2.56 | 2.05 | 52206 | 3.35 | 1.75 | 8.1 | 6.65
Live | 217392580 |  | 9.5 | 15.5 | 41453 | 34000 | 30200 | 2.56 | 1.99 | 51528 | 3.26 | 1.75 | 8.1 | 6.6
Live | 217392097 |  | 9.5 | 15.5 | 41453 | 34272 | 30600 | 2.56 | 2.03 | 51528 | 3.28 | 1.75 | 8.1 | 6.65
Live | 217391648 |  | 9.5 | 15.5 | 42156 | 34544 | 30600 | 2.56 | 2.05 | 52206 | 3.35 | 1.75 | 8.1 | 6.65
Live | 217392579 |  | 9.5 | 15.5 | 41453 | 34000 | 30200 | 2.56 | 1.99 | 51528 | 3.26 | 1.75 | 8.1 | 6.6
Live | 217392096 |  | 9.5 | 15.5 | 41453 | 34272 | 30600 | 2.56 | 2.03 | 51528 | 3.28 | 1.75 | 8.1 | 6.65
Live | 217391647 |  | 9.5 | 15.5 | 42156 | 34544 | 30600 | 2.56 | 2.05 | 52206 | 3.35 | 1.75 | 8.1 | 6.65
Live | 217392578 |  | 9.5 | 15.5 | 41453 | 34000 | 30200 | 2.56 | 1.99 | 51528 | 3.26 | 1.75 | 8.1 | 6.6
Live | 217392095 |  | 9.5 | 15.5 | 41453 | 34272 | 30600 | 2.56 | 2.03 | 51528 | 3.28 | 1.75 | 8.1 | 6.65
Live | 217391646 |  | 9.5 | 15.5 | 42156 | 34544 | 30600 | 2.56 | 2.05 | 52206 | 3.35 | 1.75 | 8.1 | 6.65
Live | 217392577 |  | 9.5 | 15.5 | 41453 | 34000 | 30200 | 2.56 | 1.99 | 51528 | 3.26 | 1.75 | 8.1 | 6.6
Live | 217392094 |  | 9.5 | 15.5 | 41453 | 34272 | 30600 | 2.56 | 2.03 | 51528 | 3.28 | 1.75 | 8.1 | 6.65
Live | 217391645 |  | 9.5 | 15.5 | 42156 | 34544 | 30600 | 2.56 | 2.05 | 52206 | 3.35 | 1.75 | 8.1 | 6.65
Live | 217392093 |  | 9.5 | 15.5 | 41453 | 34272 | 30600 | 2.56 | 2.03 | 51528 | 3.28 | 1.75 | 8.1 | 6.65
Live | 217392576 |  | 9.5 | 16 | 41453 | 33728 | 30000 | 2.56 | 2.01 | 51528 | 3.28 | 1.82 | 8.5 | 6.5
Live | 217391644 |  | 9.5 | 15.5 | 42156 | 34544 | 30600 | 2.56 | 2.05 | 52206 | 3.35 | 1.75 | 8.1 | 6.65
Live | 217392575 |  | 9.5 | 16 | 41453 | 33728 | 30000 | 2.56 | 2.01 | 51528 | 3.28 | 1.82 | 8.5 | 6.5
Live | 217392092 |  | 9.5 | 15.5 | 41453 | 34272 | 30600 | 2.56 | 2.03 | 51528 | 3.28 | 1.75 | 8.1 | 6.65
Live | 217392091 |  | 9.5 | 15.5 | 41453 | 34272 | 30600 | 2.56 | 2.03 | 51528 | 3.28 | 1.75 | 8.1 | 6.65
Live | 217393014 |  | 9.5 | 15.5 | 42156 | 34272 | 30400 | 2.56 | 2.03 | 52206 | 3.3 | 1.84 | 8.5 | 6.5
Live | 217392574 |  | 9.5 | 16 | 41453 | 33728 | 30000 | 2.56 | 2.01 | 51528 | 3.28 | 1.82 | 8.5 | 6.5
Live | 217392573 |  | 9.5 | 16 | 41453 | 33728 | 30000 | 2.56 | 2.01 | 51528 | 3.28 | 1.82 | 8.5 | 6.5
Live | 217393013 |  | 9.5 | 15.5 | 42156 | 34272 | 30400 | 2.56 | 2.03 | 52206 | 3.3 | 1.84 | 8.5 | 6.5
Live | 217392090 |  | 9.5 | 15.5 | 41453 | 34272 | 30600 | 2.56 | 2.03 | 51528 | 3.28 | 1.75 | 8.1 | 6.65
Live | 217392572 |  | 9.5 | 16 | 41453 | 33728 | 30000 | 2.56 | 2.01 | 51528 | 3.28 | 1.82 | 8.5 | 6.5
Live | 217392089 |  | 9.5 | 15.5 | 41687 | 34272 | 30600 | 2.57 | 2.03 | 51528 | 3.28 | 1.75 | 8.1 | 6.65
Live | 217393012 |  | 9.5 | 15.5 | 42156 | 34272 | 30400 | 2.56 | 2.03 | 52206 | 3.3 | 1.84 | 8.5 | 6.5
Live | 217392571 |  | 9.5 | 16 | 41453 | 33728 | 30000 | 2.56 | 2.01 | 51528 | 3.28 | 1.82 | 8.5 | 6.5
Live | 217392088 |  | 9.5 | 15.5 | 41687 | 34272 | 30600 | 2.57 | 2.03 | 51528 | 3.28 | 1.75 | 8.1 | 6.65
Live | 217393468 |  | 10 | 16 | 42156 | 34000 | 30200 | 2.7 | 2.05 | 51528 | 3.33 | 1.86 | 8.5 | 6.5
Live | 217393011 |  | 9.5 | 15.5 | 42156 | 34272 | 30400 | 2.56 | 2.03 | 52206 | 3.3 | 1.84 | 8.5 | 6.5
Live | 217392570 |  | 9.5 | 16 | 41453 | 33728 | 30000 | 2.56 | 2.01 | 51528 | 3.28 | 1.82 | 8.5 | 6.5
Live | 217392087 |  | 9.5 | 15.5 | 41687 | 34272 | 30600 | 2.57 | 2.03 | 51528 | 3.28 | 1.75 | 8.1 | 6.65
Live | 217393010 |  | 9.5 | 15.5 | 42156 | 34272 | 30400 | 2.56 | 2.03 | 52206 | 3.3 | 1.84 | 8.5 | 6.5
Live | 217393467 |  | 10 | 16 | 42156 | 34000 | 30200 | 2.7 | 2.05 | 51528 | 3.33 | 1.86 | 8.5 | 6.5
Live | 217393009 |  | 9.5 | 15.5 | 42156 | 34272 | 30400 | 2.56 | 2.03 | 52206 | 3.3 | 1.84 | 8.5 | 6.5
Live | 217392569 |  | 9.5 | 16 | 41453 | 33728 | 30000 | 2.56 | 2.01 | 51528 | 3.28 | 1.82 | 8.5 | 6.5
Live | 217392086 |  | 9.5 | 15.5 | 41687 | 34272 | 30600 | 2.57 | 2.03 | 51528 | 3.28 | 1.75 | 8.1 | 6.65
Live | 217393466 |  | 10 | 16 | 42156 | 34000 | 30200 | 2.7 | 2.05 | 51528 | 3.33 | 1.86 | 8.5 | 6.5
Live | 217393008 |  | 9.5 | 15.5 | 42156 | 34272 | 30400 | 2.56 | 2.03 | 52206 | 3.3 | 1.84 | 8.5 | 6.5
Live | 217392568 |  | 9.8 | 16.5 | 41921 | 34000 | 30200 | 2.65 | 2.03 | 51528 | 3.33 | 1.84 | 8.5 | 7
Live | 217392085 |  | 9.5 | 15.5 | 41687 | 34272 | 30600 | 2.57 | 2.03 | 51528 | 3.28 | 1.75 | 8.1 | 6.65
Live | 217391635 |  | 9.5 | 15.5 | 41921 | 34272 | 30400 | 2.56 | 2.05 | 51528 | 3.33 | 1.75 | 8.1 | 6.65
Live | 217393465 |  | 10 | 16 | 42156 | 34000 | 30200 | 2.7 | 2.05 | 51528 | 3.33 | 1.86 | 8.5 | 6.5
Live | 217393007 |  | 9.5 | 15.5 | 42156 | 34272 | 30400 | 2.56 | 2.03 | 52206 | 3.3 | 1.84 | 8.5 | 6.5
Live | 217392567 |  | 9.8 | 16.5 | 41921 | 34000 | 30200 | 2.65 | 2.03 | 51528 | 3.33 | 1.84 | 8.5 | 7
Live | 217392084 |  | 9.5 | 15.5 | 41687 | 34272 | 30600 | 2.57 | 2.03 | 51528 | 3.28 | 1.75 | 8.1 | 6.65
Live | 217393006 |  | 9.5 | 14.5 | 42390 | 34272 | 30400 | 2.57 | 2.03 | 52206 | 3.35 | 1.86 | 8.5 | 6.5
Live | 217393464 |  | 10 | 16 | 42156 | 34000 | 30200 | 2.7 | 2.05 | 51528 | 3.33 | 1.86 | 8.5 | 6.5
Live | 217391634 |  | 9.5 | 15.5 | 41921 | 34272 | 30400 | 2.56 | 2.05 | 51528 | 3.33 | 1.75 | 8.1 | 6.65
Live | 217392566 |  | 9.8 | 16.5 | 41921 | 34000 | 30200 | 2.65 | 2.03 | 51528 | 3.33 | 1.84 | 8.5 | 7
Live | 217392083 |  | 9.5 | 15.5 | 41687 | 34272 | 30600 | 2.57 | 2.03 | 51528 | 3.28 | 1.75 | 8.1 | 6.65
Live | 217393005 |  | 9.5 | 14.5 | 42390 | 34272 | 30400 | 2.57 | 2.03 | 52206 | 3.35 | 1.86 | 8.5 | 6.5
Live | 217393463 |  | 10 | 16 | 42156 | 34000 | 30200 | 2.7 | 2.05 | 51528 | 3.33 | 1.86 | 8.5 | 6.5
Live | 217391633 |  | 9.5 | 15.5 | 41921 | 34272 | 30400 | 2.56 | 2.05 | 51528 | 3.33 | 1.75 | 8.1 | 6.65
Live | 217392565 |  | 9.8 | 16.5 | 41921 | 34000 | 30200 | 2.65 | 2.03 | 51528 | 3.33 | 1.84 | 8.5 | 7
Live | 217393004 |  | 9.5 | 14.5 | 42390 | 34272 | 30400 | 2.57 | 2.03 | 52206 | 3.35 | 1.86 | 8.5 | 6.5
Live | 217392082 |  | 9.5 | 15.5 | 41687 | 34272 | 30600 | 2.57 | 2.03 | 51528 | 3.28 | 1.75 | 8.1 | 6.65
Live | 217393462 |  | 10 | 16 | 42156 | 34000 | 30200 | 2.7 | 2.05 | 51528 | 3.33 | 1.86 | 8.5 | 6.5
Live | 217391632 |  | 9.5 | 15.5 | 41921 | 34272 | 30400 | 2.56 | 2.05 | 51528 | 3.33 | 1.75 | 8.1 | 6.65
Live | 217392081 |  | 9.5 | 15.5 | 42156 | 34544 | 30600 | 2.56 | 2.05 | 52206 | 3.35 | 1.75 | 8.1 | 6.6
Live | 217392564 |  | 9.8 | 16.5 | 41921 | 34000 | 30200 | 2.65 | 2.03 | 51528 | 3.33 | 1.84 | 8.5 | 7
Live | 217393003 |  | 9.5 | 14.5 | 42390 | 34272 | 30400 | 2.57 | 2.03 | 52206 | 3.35 | 1.86 | 8.5 | 6.5
Live | 217391631 |  | 9.5 | 15.5 | 41921 | 34272 | 30400 | 2.56 | 2.05 | 51528 | 3.33 | 1.75 | 8.1 | 6.65
Live | 217393461 |  | 10 | 16 | 42156 | 34000 | 30200 | 2.7 | 2.05 | 51528 | 3.33 | 1.86 | 8.5 | 6.5
Live | 217392080 |  | 9.5 | 15.5 | 42156 | 34544 | 30600 | 2.56 | 2.05 | 52206 | 3.35 | 1.75 | 8.1 | 6.6
Live | 217393002 |  | 9.5 | 14.5 | 42390 | 34272 | 30400 | 2.57 | 2.03 | 52206 | 3.35 | 1.86 | 8.5 | 6.5
Live | 217392563 |  | 9.8 | 16.5 | 41921 | 34000 | 30200 | 2.65 | 2.03 | 51528 | 3.33 | 1.84 | 8.5 | 7
Live | 217391630 |  | 9.5 | 15.5 | 41921 | 34272 | 30400 | 2.56 | 2.05 | 51528 | 3.33 | 1.75 | 8.1 | 6.65
Live | 217393460 |  | 10 | 16 | 42156 | 34000 | 30200 | 2.7 | 2.05 | 51528 | 3.33 | 1.86 | 8.5 | 6.5
Live | 217392079 |  | 9.5 | 15.5 | 42156 | 34544 | 30600 | 2.56 | 2.05 | 52206 | 3.35 | 1.75 | 8.1 | 6.6
Live | 217393001 |  | 9.5 | 14.5 | 42390 | 34272 | 30400 | 2.57 | 2.03 | 52206 | 3.35 | 1.86 | 8.5 | 6.5
Live | 217392562 |  | 9.8 | 16.5 | 41921 | 34000 | 30200 | 2.65 | 2.03 | 51528 | 3.33 | 1.84 | 8.5 | 7
Live | 217391629 |  | 9.5 | 15.5 | 41921 | 34272 | 30400 | 2.56 | 2.05 | 51528 | 3.33 | 1.75 | 8.1 | 6.65
Live | 217393459 |  | 10 | 16 | 42156 | 34000 | 30200 | 2.7 | 2.05 | 51528 | 3.33 | 1.86 | 8.5 | 6.5
Live | 217392561 |  | 9.8 | 16.5 | 41921 | 34000 | 30200 | 2.65 | 2.03 | 51528 | 3.33 | 1.84 | 8.5 | 7
Live | 217392078 |  | 9.5 | 15.5 | 42156 | 34544 | 30600 | 2.56 | 2.05 | 52206 | 3.35 | 1.75 | 8.1 | 6.6
Live | 217393000 |  | 9.5 | 14.5 | 42390 | 34272 | 30400 | 2.57 | 2.03 | 52206 | 3.35 | 1.86 | 8.5 | 6.5
Live | 217393458 |  | 10 | 16 | 42156 | 34000 | 30200 | 2.7 | 2.05 | 51528 | 3.33 | 1.86 | 8.5 | 6.5
Live | 217391628 |  | 9.5 | 15.5 | 41921 | 34272 | 30400 | 2.56 | 2.05 | 51528 | 3.33 | 1.75 | 8.1 | 6.65
Live | 217392999 |  | 9.5 | 14.5 | 42390 | 34272 | 30400 | 2.57 | 2.03 | 52206 | 3.35 | 1.86 | 8.5 | 6.5
Live | 217392560 |  | 9.5 | 15.5 | 40985 | 33728 | 30000 | 2.57 | 1.99 | 50985 | 3.22 | 1.75 | 8.1 | 6.65
Live | 217392077 |  | 9.5 | 15.5 | 42156 | 34544 | 30600 | 2.56 | 2.05 | 52206 | 3.35 | 1.75 | 8.1 | 6.6
Live | 217393457 |  | 10 | 16 | 42156 | 34000 | 30200 | 2.7 | 2.05 | 51528 | 3.33 | 1.86 | 8.5 | 6.5
Live | 217391627 |  | 9.5 | 15.5 | 41921 | 34272 | 30400 | 2.56 | 2.03 | 51528 | 3.3 | 1.75 | 8.1 | 6.65
Live | 217392559 |  | 9.5 | 15.5 | 40985 | 33728 | 30000 | 2.57 | 1.99 | 50985 | 3.22 | 1.75 | 8.1 | 6.65
Live | 217392998 |  | 9.5 | 14.3 | 41921 | 34272 | 30400 | 2.56 | 2.01 | 52206 | 3.28 | 1.76 | 8 | 6.5
Live | 217392076 |  | 9.5 | 15.5 | 42156 | 34544 | 30600 | 2.56 | 2.05 | 52206 | 3.35 | 1.75 | 8.1 | 6.6
Live | 217391626 |  | 9.5 | 15.5 | 41921 | 34272 | 30400 | 2.56 | 2.03 | 51528 | 3.3 | 1.75 | 8.1 | 6.65
Live | 217393456 |  | 10 | 16 | 42156 | 34000 | 30200 | 2.7 | 2.05 | 51528 | 3.33 | 1.86 | 8.5 | 6.5
Live | 217392558 |  | 9.5 | 15.5 | 40985 | 33728 | 30000 | 2.57 | 1.99 | 50985 | 3.22 | 1.75 | 8.1 | 6.65
Live | 217392997 |  | 9.5 | 14.3 | 41921 | 34272 | 30400 | 2.56 | 2.01 | 52206 | 3.28 | 1.76 | 8 | 6.5
Live | 217392075 |  | 9.5 | 15.5 | 42156 | 34544 | 30600 | 2.56 | 2.05 | 52206 | 3.35 | 1.75 | 8.1 | 6.6
Live | 217391625 |  | 9.5 | 15.5 | 41921 | 34272 | 30400 | 2.56 | 2.03 | 51528 | 3.3 | 1.75 | 8.1 | 6.65
Live | 217393455 |  | 10 | 16 | 42156 | 34000 | 30200 | 2.7 | 2.05 | 51528 | 3.33 | 1.86 | 8.5 | 6.5
Live | 217392996 |  | 9.5 | 14.3 | 41921 | 34272 | 30400 | 2.56 | 2.01 | 52206 | 3.28 | 1.76 | 8 | 6.5
Live | 217392074 |  | 9.5 | 15.5 | 42156 | 34544 | 30600 | 2.56 | 2.05 | 52206 | 3.35 | 1.75 | 8.1 | 6.6
Live | 217392557 |  | 9.5 | 15.5 | 40985 | 33728 | 30000 | 2.57 | 1.99 | 50985 | 3.22 | 1.75 | 8.1 | 6.65
Live | 217391624 |  | 9.5 | 15.5 | 41921 | 34272 | 30400 | 2.56 | 2.03 | 51528 | 3.3 | 1.75 | 8.1 | 6.65
Live | 217393454 |  | 10 | 16 | 42156 | 34000 | 30200 | 2.7 | 2.05 | 51528 | 3.33 | 1.86 | 8.5 | 6.5
Live | 217392995 |  | 9.5 | 14.3 | 41921 | 34272 | 30400 | 2.56 | 2.01 | 52206 | 3.28 | 1.76 | 8 | 6.5
Live | 217391623 |  | 9.5 | 15.5 | 41921 | 34272 | 30400 | 2.56 | 2.03 | 51528 | 3.3 | 1.75 | 8.1 | 6.65
Live | 217392556 |  | 9.5 | 15.5 | 40985 | 33728 | 30000 | 2.57 | 1.99 | 50985 | 3.22 | 1.75 | 8.1 | 6.65
Live | 217393453 |  | 10 | 16 | 42624 | 34272 | 30400 | 2.7 | 2.05 | 52206 | 3.37 | 1.84 | 8.5 | 7
Live | 217392994 |  | 9.5 | 14.3 | 41921 | 34272 | 30400 | 2.56 | 2.01 | 52206 | 3.28 | 1.76 | 8 | 6.5
Live | 217391622 |  | 9.5 | 15.5 | 41921 | 34272 | 30400 | 2.56 | 2.03 | 51528 | 3.3 | 1.75 | 8.1 | 6.65
Live | 217392993 |  | 9.5 | 14.3 | 41921 | 34272 | 30400 | 2.56 | 2.01 | 52206 | 3.28 | 1.76 | 8 | 6.5
Live | 217392555 |  | 9.5 | 15.5 | 40985 | 33728 | 30000 | 2.57 | 1.99 | 50985 | 3.22 | 1.75 | 8.1 | 6.65
Live | 217391621 |  | 9.5 | 15.5 | 41921 | 34272 | 30400 | 2.56 | 2.03 | 51528 | 3.3 | 1.75 | 8.1 | 6.65
Live | 217392992 |  | 9.5 | 14.3 | 41921 | 34272 | 30400 | 2.56 | 2.01 | 52206 | 3.28 | 1.76 | 8 | 6.5
Live | 217393452 |  | 10 | 16 | 42624 | 34272 | 30400 | 2.7 | 2.05 | 52206 | 3.37 | 1.84 | 8.5 | 7
Live | 217392991 |  | 9.5 | 14.3 | 41921 | 34272 | 30400 | 2.56 | 2.01 | 52206 | 3.28 | 1.76 | 8 | 6.5
Live | 217392554 |  | 9.5 | 15.5 | 40985 | 33728 | 30000 | 2.57 | 1.99 | 50985 | 3.22 | 1.75 | 8.1 | 6.65
Live | 217393451 |  | 10 | 16 | 42624 | 34272 | 30400 | 2.7 | 2.05 | 52206 | 3.37 | 1.84 | 8.5 | 7
Live | 217391620 |  | 9.5 | 15.5 | 41921 | 34272 | 30400 | 2.56 | 2.03 | 51528 | 3.3 | 1.75 | 8.1 | 6.65
Live | 217392553 |  | 9.5 | 15.5 | 40985 | 33728 | 30000 | 2.57 | 1.99 | 50985 | 3.22 | 1.75 | 8.1 | 6.65
Live | 217392990 |  | 10 | 16.5 | 42624 | 34000 | 30200 | 2.7 | 2.06 | 51528 | 3.39 | 1.86 | 8.5 | 7
Live | 217393450 |  | 10 | 16 | 42624 | 34272 | 30400 | 2.7 | 2.05 | 52206 | 3.37 | 1.84 | 8.5 | 7
Live | 217391619 |  | 9.8 | 16 | 42390 | 34544 | 30600 | 2.65 | 2.05 | 52206 | 3.37 | 1.75 | 8.1 | 6.6
Live | 217392552 |  | 9.8 | 16 | 41453 | 34000 | 30200 | 2.65 | 2.01 | 51528 | 3.26 | 1.75 | 8.1 | 6.6
Live | 217391618 |  | 9.8 | 16 | 42390 | 34544 | 30600 | 2.65 | 2.05 | 52206 | 3.37 | 1.75 | 8.1 | 6.6
Live | 217392989 |  | 10 | 16.5 | 42624 | 34000 | 30200 | 2.7 | 2.06 | 51528 | 3.39 | 1.86 | 8.5 | 7
Live | 217393449 |  | 10 | 16 | 42624 | 34272 | 30400 | 2.7 | 2.05 | 52206 | 3.37 | 1.84 | 8.5 | 7
Live | 217392551 |  | 9.8 | 16 | 41453 | 34000 | 30200 | 2.65 | 2.01 | 51528 | 3.26 | 1.75 | 8.1 | 6.6
Live | 217391617 |  | 9.8 | 16 | 42390 | 34544 | 30600 | 2.65 | 2.05 | 52206 | 3.37 | 1.75 | 8.1 | 6.6
Live | 217393448 |  | 10 | 16 | 42624 | 34272 | 30400 | 2.7 | 2.05 | 52206 | 3.37 | 1.84 | 8.5 | 7
Live | 217392988 |  | 10 | 16.5 | 42624 | 34000 | 30200 | 2.7 | 2.06 | 51528 | 3.39 | 1.86 | 8.5 | 7
Live | 217392550 |  | 9.8 | 16 | 41453 | 34000 | 30200 | 2.65 | 2.01 | 51528 | 3.26 | 1.75 | 8.1 | 6.6
Live | 217391616 |  | 9.8 | 16 | 42390 | 34544 | 30600 | 2.65 | 2.05 | 52206 | 3.37 | 1.75 | 8.1 | 6.6
Live | 217393447 |  | 10 | 16 | 42624 | 34272 | 30400 | 2.7 | 2.05 | 52206 | 3.37 | 1.84 | 8.5 | 7
Live | 217392987 |  | 10 | 16.5 | 42624 | 34000 | 30200 | 2.7 | 2.06 | 51528 | 3.39 | 1.86 | 8.5 | 7
Live | 217392549 |  | 9.8 | 16 | 41453 | 34000 | 30200 | 2.65 | 2.01 | 51528 | 3.26 | 1.75 | 8.1 | 6.6
Live | 217391615 |  | 9.8 | 16 | 42390 | 34544 | 30600 | 2.65 | 2.05 | 52206 | 3.37 | 1.75 | 8.1 | 6.6
Live | 217393446 |  | 10 | 16 | 42624 | 34272 | 30400 | 2.7 | 2.05 | 52206 | 3.37 | 1.84 | 8.5 | 7
Live | 217392986 |  | 10 | 16.5 | 42624 | 34000 | 30200 | 2.7 | 2.06 | 51528 | 3.39 | 1.86 | 8.5 | 7
Live | 217392548 |  | 9.8 | 16 | 41453 | 34000 | 30200 | 2.65 | 2.01 | 51528 | 3.26 | 1.75 | 8.1 | 6.6
Live | 217392985 |  | 10 | 16.5 | 42624 | 34000 | 30200 | 2.7 | 2.06 | 51528 | 3.39 | 1.86 | 8.5 | 7
Live | 217391614 |  | 9.8 | 16 | 42390 | 34544 | 30600 | 2.65 | 2.05 | 52206 | 3.37 | 1.75 | 8.1 | 6.6
Live | 217393445 |  | 10 | 16 | 42390 | 34272 | 30400 | 2.7 | 2.05 | 52206 | 3.35 | 1.86 | 8.5 | 7
Live | 217392547 |  | 9.8 | 16 | 41453 | 34000 | 30200 | 2.65 | 2.01 | 51528 | 3.26 | 1.75 | 8.1 | 6.6
Live | 217391613 |  | 9.8 | 16 | 42390 | 34544 | 30600 | 2.65 | 2.05 | 52206 | 3.37 | 1.75 | 8.1 | 6.6
Live | 217392984 |  | 10 | 16.5 | 42624 | 34000 | 30200 | 2.7 | 2.06 | 51528 | 3.39 | 1.86 | 8.5 | 7
Live | 217414350 |  | 10 | 17 | 42390 | 33456 | 29800 | 2.7 | 2.03 | 50985 | 3.33 | 1.84 | 8.5 | 6.5
Live | 217393444 |  | 10 | 16 | 42390 | 34272 | 30400 | 2.7 | 2.05 | 52206 | 3.35 | 1.86 | 8.5 | 7
Live | 217392983 |  | 10 | 16.5 | 42624 | 34000 | 30200 | 2.7 | 2.06 | 51528 | 3.39 | 1.86 | 8.5 | 7
Live | 217391612 |  | 9.8 | 16 | 42390 | 34544 | 30600 | 2.65 | 2.05 | 52206 | 3.37 | 1.75 | 8.1 | 6.6
Live | 217392546 |  | 9.8 | 16 | 41453 | 34000 | 30200 | 2.65 | 2.01 | 51528 | 3.26 | 1.75 | 8.1 | 6.6
Live | 217414348 |  | 10 | 17 | 42390 | 33456 | 29800 | 2.7 | 2.03 | 50985 | 3.33 | 1.84 | 8.5 | 6.5
Live | 217392982 |  | 10 | 16 | 41921 | 34000 | 30200 | 2.7 | 2.03 | 51528 | 3.3 | 1.84 | 8.5 | 6.5
Live | 217393443 |  | 10 | 16 | 42390 | 34272 | 30400 | 2.7 | 2.05 | 52206 | 3.35 | 1.86 | 8.5 | 7
Live | 217392545 |  | 9.8 | 16 | 41453 | 34000 | 30200 | 2.65 | 2.01 | 51528 | 3.26 | 1.75 | 8.1 | 6.6
Live | 217392981 |  | 10 | 16 | 41921 | 34000 | 30200 | 2.7 | 2.03 | 51528 | 3.3 | 1.84 | 8.5 | 6.5
Live | 217414345 |  | 10 | 17 | 42390 | 33456 | 29800 | 2.7 | 2.03 | 50985 | 3.33 | 1.84 | 8.5 | 6.5
Live | 217393442 |  | 10 | 16 | 42390 | 34272 | 30400 | 2.7 | 2.05 | 52206 | 3.35 | 1.86 | 8.5 | 7
Live | 217392980 |  | 10 | 16 | 41921 | 34000 | 30200 | 2.7 | 2.03 | 51528 | 3.3 | 1.84 | 8.5 | 6.5
Live | 217392057 |  | 9.5 | 15.2 | 41453 | 34272 | 30600 | 2.56 | 2.01 | 51528 | 3.26 | 1.75 | 8.1 | 6.65
Live | 217414344 |  | 10 | 17 | 42390 | 33456 | 29800 | 2.7 | 2.03 | 50985 | 3.33 | 1.84 | 8.5 | 6.5
Live | 217393441 |  | 10 | 16 | 42390 | 34272 | 30400 | 2.7 | 2.05 | 52206 | 3.35 | 1.86 | 8.5 | 7
Live | 217414342 |  | 10 | 17 | 42390 | 33456 | 29800 | 2.7 | 2.03 | 50985 | 3.33 | 1.84 | 8.5 | 6.5
Live | 217392979 |  | 10 | 16 | 41921 | 34000 | 30200 | 2.7 | 2.03 | 51528 | 3.3 | 1.84 | 8.5 | 6.5
Live | 217392056 |  | 9.5 | 15.2 | 41453 | 34272 | 30600 | 2.56 | 2.01 | 51528 | 3.26 | 1.75 | 8.1 | 6.65
Live | 217393440 |  | 10 | 16 | 42390 | 34272 | 30400 | 2.7 | 2.05 | 52206 | 3.35 | 1.86 | 8.5 | 7
Live | 217414340 |  | 10 | 17 | 42390 | 33456 | 29800 | 2.7 | 2.03 | 50985 | 3.33 | 1.84 | 8.5 | 6.5
Live | 217392978 |  | 10 | 16 | 41921 | 34000 | 30200 | 2.7 | 2.03 | 51528 | 3.3 | 1.84 | 8.5 | 6.5
Live | 217392055 |  | 9.5 | 15.2 | 41453 | 34272 | 30600 | 2.56 | 2.01 | 51528 | 3.26 | 1.75 | 8.1 | 6.65
Live | 217414338 |  | 10 | 17 | 42390 | 33456 | 29800 | 2.7 | 2.03 | 50985 | 3.33 | 1.84 | 8.5 | 6.5
Live | 217392977 |  | 10 | 16 | 41921 | 34000 | 30200 | 2.7 | 2.03 | 51528 | 3.3 | 1.84 | 8.5 | 6.5
Live | 217393439 |  | 10 | 16 | 42390 | 34272 | 30400 | 2.7 | 2.05 | 52206 | 3.35 | 1.86 | 8.5 | 7
Live | 217392054 |  | 9.5 | 15.2 | 41453 | 34272 | 30600 | 2.56 | 2.01 | 51528 | 3.26 | 1.75 | 8.1 | 6.65
Live | 217414337 |  | 10 | 17 | 42390 | 33456 | 29800 | 2.7 | 2.03 | 50985 | 3.33 | 1.84 | 8.5 | 6.5
Live | 217393438 |  | 10 | 16 | 42390 | 34272 | 30400 | 2.7 | 2.05 | 52206 | 3.35 | 1.86 | 8.5 | 7
Live | 217392976 |  | 10 | 16 | 41921 | 34000 | 30200 | 2.7 | 2.03 | 51528 | 3.3 | 1.84 | 8.5 | 6.5
Live | 217392053 |  | 9.5 | 15.2 | 41453 | 34272 | 30600 | 2.56 | 2.01 | 51528 | 3.26 | 1.75 | 8.1 | 6.65
Live | 217393900 |  | 9.4 | 15 | 40048 | 34816 | 31200 | 2.54 | 1.94 | 52206 | 3.13 | 1.75 | 8.1 | 6.7
Live | 217393437 |  | 9.5 | 15.5 | 41921 | 34272 | 30400 | 2.56 | 2.01 | 51528 | 3.28 | 1.75 | 8.1 | 6.65
Live | 217392975 |  | 10 | 16 | 41921 | 34000 | 30200 | 2.7 | 2.03 | 51528 | 3.3 | 1.84 | 8.5 | 6.5
Live | 217393899 |  | 9.4 | 15 | 40048 | 34816 | 31200 | 2.54 | 1.94 | 52206 | 3.13 | 1.75 | 8.1 | 6.7
Live | 217392052 |  | 9.5 | 15.2 | 41453 | 34272 | 30600 | 2.56 | 2.01 | 51528 | 3.26 | 1.75 | 8.1 | 6.65
Live | 217393436 |  | 9.5 | 15.5 | 41921 | 34272 | 30400 | 2.56 | 2.01 | 51528 | 3.28 | 1.75 | 8.1 | 6.65
Live | 217392974 |  | 10 | 16 | 42390 | 34272 | 30400 | 2.7 | 2.05 | 52206 | 3.37 | 1.84 | 8.5 | 7
Live | 217391603 |  | 9.5 | 15.2 | 41687 | 34272 | 30600 | 2.57 | 2.03 | 52206 | 3.28 | 1.75 | 8.1 | 6.65
Live | 217393898 |  | 9.4 | 15 | 40048 | 34816 | 31200 | 2.54 | 1.94 | 52206 | 3.13 | 1.75 | 8.1 | 6.7
Live | 217393435 |  | 9.5 | 15.5 | 41921 | 34272 | 30400 | 2.56 | 2.01 | 51528 | 3.28 | 1.75 | 8.1 | 6.65
Live | 217392051 |  | 9.5 | 15.2 | 41453 | 34272 | 30600 | 2.56 | 2.01 | 51528 | 3.26 | 1.75 | 8.1 | 6.65
Live | 217392536 |  | 10 | 16.5 | 41921 | 34000 | 30200 | 2.7 | 2.03 | 51528 | 3.33 | 1.84 | 8.5 | 7
Live | 217392973 |  | 10 | 16 | 42390 | 34272 | 30400 | 2.7 | 2.05 | 52206 | 3.37 | 1.84 | 8.5 | 7
Live | 217391602 |  | 9.5 | 15.2 | 41687 | 34272 | 30600 | 2.57 | 2.03 | 52206 | 3.28 | 1.75 | 8.1 | 6.65
Live | 217393897 |  | 9.4 | 15 | 40048 | 34816 | 31200 | 2.54 | 1.94 | 52206 | 3.13 | 1.75 | 8.1 | 6.7
Live | 217393434 |  | 9.5 | 15.5 | 41921 | 34272 | 30400 | 2.56 | 2.01 | 51528 | 3.28 | 1.75 | 8.1 | 6.65
Live | 217392050 |  | 9.5 | 15.2 | 41453 | 34272 | 30600 | 2.56 | 2.01 | 51528 | 3.26 | 1.75 | 8.1 | 6.65
Live | 217392535 |  | 10 | 16.5 | 41921 | 34000 | 30200 | 2.7 | 2.03 | 51528 | 3.33 | 1.84 | 8.5 | 7
Live | 217391601 |  | 9.5 | 15.2 | 41687 | 34272 | 30600 | 2.57 | 2.03 | 52206 | 3.28 | 1.75 | 8.1 | 6.65
Live | 217393896 |  | 9.4 | 15 | 40048 | 34816 | 31200 | 2.54 | 1.94 | 52206 | 3.13 | 1.75 | 8.1 | 6.7
Live | 217392972 |  | 10 | 16 | 42390 | 34272 | 30400 | 2.7 | 2.05 | 52206 | 3.37 | 1.84 | 8.5 | 7
Live | 217393433 |  | 9.5 | 15.5 | 41921 | 34272 | 30400 | 2.56 | 2.01 | 51528 | 3.28 | 1.75 | 8.1 | 6.65
Live | 217392049 |  | 9.5 | 15.5 | 41453 | 34272 | 30600 | 2.56 | 2.03 | 51528 | 3.28 | 1.75 | 8.1 | 6.65
Live | 217391600 |  | 9.5 | 15.2 | 41687 | 34272 | 30600 | 2.57 | 2.03 | 52206 | 3.28 | 1.75 | 8.1 | 6.65
Live | 217392971 |  | 10 | 16 | 42390 | 34272 | 30400 | 2.7 | 2.05 | 52206 | 3.37 | 1.84 | 8.5 | 7
Live | 217392534 |  | 10 | 16.5 | 41921 | 34000 | 30200 | 2.7 | 2.03 | 51528 | 3.33 | 1.84 | 8.5 | 7
Live | 217393895 |  | 9.4 | 15 | 40048 | 34816 | 31200 | 2.54 | 1.94 | 52206 | 3.13 | 1.75 | 8.1 | 6.7
Live | 217392970 |  | 10 | 16 | 42390 | 34272 | 30400 | 2.7 | 2.05 | 52206 | 3.37 | 1.84 | 8.5 | 7
Live | 217392533 |  | 10 | 16.5 | 41921 | 34000 | 30200 | 2.7 | 2.03 | 51528 | 3.33 | 1.84 | 8.5 | 7
Live | 217392048 |  | 9.5 | 15.5 | 41453 | 34272 | 30600 | 2.56 | 2.03 | 51528 | 3.28 | 1.75 | 8.1 | 6.65
Live | 217393432 |  | 9.5 | 15.5 | 41921 | 34272 | 30400 | 2.56 | 2.01 | 51528 | 3.28 | 1.75 | 8.1 | 6.65
Live | 217393894 |  | 9.4 | 15 | 40048 | 34816 | 31200 | 2.54 | 1.94 | 52206 | 3.13 | 1.75 | 8.1 | 6.7
Live | 217391599 |  | 9.5 | 15.2 | 41687 | 34272 | 30600 | 2.57 | 2.03 | 52206 | 3.28 | 1.75 | 8.1 | 6.65
Live | 217392532 |  | 10 | 16.5 | 41921 | 34000 | 30200 | 2.7 | 2.03 | 51528 | 3.33 | 1.84 | 8.5 | 7
Live | 217392969 |  | 10 | 16 | 42390 | 34272 | 30400 | 2.7 | 2.05 | 52206 | 3.37 | 1.84 | 8.5 | 7
Live | 217393431 |  | 9.5 | 15.5 | 41921 | 34272 | 30400 | 2.56 | 2.01 | 51528 | 3.28 | 1.75 | 8.1 | 6.65
Live | 217392047 |  | 9.5 | 15.5 | 41453 | 34272 | 30600 | 2.56 | 2.03 | 51528 | 3.28 | 1.75 | 8.1 | 6.65
Live | 217393893 |  | 9.4 | 15 | 40048 | 34816 | 31200 | 2.54 | 1.94 | 52206 | 3.13 | 1.75 | 8.1 | 6.7
Live | 217391598 |  | 9.5 | 15.2 | 41687 | 34272 | 30600 | 2.57 | 2.03 | 52206 | 3.28 | 1.75 | 8.1 | 6.65
Live | 217392531 |  | 10 | 16.5 | 41921 | 34000 | 30200 | 2.7 | 2.03 | 51528 | 3.33 | 1.84 | 8.5 | 7
Live | 217393430 |  | 9.5 | 15.5 | 41921 | 34272 | 30400 | 2.56 | 2.01 | 51528 | 3.28 | 1.75 | 8.1 | 6.65
Live | 217392968 |  | 10 | 16 | 42390 | 34272 | 30400 | 2.7 | 2.05 | 52206 | 3.37 | 1.84 | 8.5 | 7
Live | 217393892 |  | 9.5 | 15.2 | 40516 | 34816 | 31200 | 2.56 | 1.95 | 52206 | 3.17 | 1.75 | 8.1 | 6.7
Live | 217392046 |  | 9.5 | 15.5 | 41453 | 34272 | 30600 | 2.56 | 2.03 | 51528 | 3.28 | 1.75 | 8.1 | 6.65
Live | 217391597 |  | 9.5 | 15.2 | 41687 | 34272 | 30600 | 2.57 | 2.03 | 52206 | 3.28 | 1.75 | 8.1 | 6.65
Live | 217392530 |  | 10 | 16.5 | 41921 | 34000 | 30200 | 2.7 | 2.03 | 51528 | 3.33 | 1.84 | 8.5 | 7
Live | 217393429 |  | 10 | 16 | 41921 | 34000 | 30200 | 2.7 | 2.03 | 51528 | 3.28 | 1.84 | 8.5 | 6.5
Live | 217392967 |  | 10 | 16 | 42390 | 34272 | 30400 | 2.7 | 2.05 | 52206 | 3.37 | 1.84 | 8.5 | 7
Live | 217391596 |  | 9.5 | 15.2 | 41687 | 34272 | 30600 | 2.57 | 2.03 | 52206 | 3.28 | 1.75 | 8.1 | 6.65
Live | 217392045 |  | 9.5 | 15.5 | 41453 | 34272 | 30600 | 2.56 | 2.03 | 51528 | 3.28 | 1.75 | 8.1 | 6.65
Live | 217393891 |  | 9.5 | 15.2 | 40516 | 34816 | 31200 | 2.56 | 1.95 | 52206 | 3.17 | 1.75 | 8.1 | 6.7
Live | 217393428 |  | 10 | 16 | 41921 | 34000 | 30200 | 2.7 | 2.03 | 51528 | 3.28 | 1.84 | 8.5 | 6.5
Live | 217392966 |  | 10 | 16 | 42390 | 34272 | 30400 | 2.7 | 2.03 | 52206 | 3.35 | 1.86 | 8.5 | 7
Live | 217392529 |  | 10 | 16.5 | 41921 | 34000 | 30200 | 2.7 | 2.03 | 51528 | 3.33 | 1.84 | 8.5 | 7
Live | 217392044 |  | 9.5 | 15.5 | 41453 | 34272 | 30600 | 2.56 | 2.03 | 51528 | 3.28 | 1.75 | 8.1 | 6.65
Live | 217393890 |  | 9.5 | 15.2 | 40516 | 34816 | 31200 | 2.56 | 1.95 | 52206 | 3.17 | 1.75 | 8.1 | 6.7
Live | 217392528 |  | 9.5 | 16 | 41219 | 33728 | 30000 | 2.56 | 2.01 | 50985 | 3.24 | 1.75 | 8.1 | 6.6
Live | 217392965 |  | 10 | 16 | 42390 | 34272 | 30400 | 2.7 | 2.03 | 52206 | 3.35 | 1.86 | 8.5 | 7
Live | 217393427 |  | 10 | 16 | 41921 | 34000 | 30200 | 2.7 | 2.03 | 51528 | 3.28 | 1.84 | 8.5 | 6.5
Live | 217392043 |  | 9.5 | 15.5 | 41453 | 34272 | 30600 | 2.56 | 2.03 | 51528 | 3.28 | 1.75 | 8.1 | 6.65
Live | 217392964 |  | 10 | 16 | 42390 | 34272 | 30400 | 2.7 | 2.03 | 52206 | 3.35 | 1.86 | 8.5 | 7
Live | 217392527 |  | 9.5 | 16 | 41219 | 33728 | 30000 | 2.56 | 2.01 | 50985 | 3.24 | 1.75 | 8.1 | 6.6
Live | 217393889 |  | 9.5 | 15.2 | 40516 | 34816 | 31200 | 2.56 | 1.95 | 52206 | 3.17 | 1.75 | 8.1 | 6.7
Live | 217393426 |  | 10 | 16 | 41921 | 34000 | 30200 | 2.7 | 2.03 | 51528 | 3.28 | 1.84 | 8.5 | 6.5
Live | 217392042 |  | 9.5 | 15.5 | 41453 | 34272 | 30600 | 2.56 | 2.03 | 51528 | 3.28 | 1.75 | 8.1 | 6.65
Live | 217392526 |  | 9.5 | 16 | 41219 | 33728 | 30000 | 2.56 | 2.01 | 50985 | 3.24 | 1.75 | 8.1 | 6.6
Live | 217392963 |  | 10 | 16 | 42390 | 34272 | 30400 | 2.7 | 2.03 | 52206 | 3.35 | 1.86 | 8.5 | 7
Live | 217393888 |  | 9.5 | 15.2 | 40516 | 34816 | 31200 | 2.56 | 1.95 | 52206 | 3.17 | 1.75 | 8.1 | 6.7
Live | 217392525 |  | 9.5 | 16 | 41219 | 33728 | 30000 | 2.56 | 2.01 | 50985 | 3.24 | 1.75 | 8.1 | 6.6
Live | 217393425 |  | 10 | 16 | 41921 | 34000 | 30200 | 2.7 | 2.03 | 51528 | 3.28 | 1.84 | 8.5 | 6.5
Live | 217392962 |  | 10 | 16 | 42390 | 34272 | 30400 | 2.7 | 2.03 | 52206 | 3.35 | 1.86 | 8.5 | 7
Live | 217392041 |  | 9.5 | 15.5 | 41687 | 34272 | 30600 | 2.57 | 2.03 | 51528 | 3.28 | 1.75 | 8.1 | 6.65
Live | 217392524 |  | 9.5 | 16 | 41219 | 33728 | 30000 | 2.56 | 2.01 | 50985 | 3.24 | 1.75 | 8.1 | 6.6
Live | 217393887 |  | 9.5 | 15.2 | 40516 | 34816 | 31200 | 2.56 | 1.95 | 52206 | 3.17 | 1.75 | 8.1 | 6.7
Live | 217392040 |  | 9.5 | 15.5 | 41687 | 34272 | 30600 | 2.57 | 2.03 | 51528 | 3.28 | 1.75 | 8.1 | 6.65
Live | 217392961 |  | 10 | 16 | 42390 | 34272 | 30400 | 2.7 | 2.03 | 52206 | 3.35 | 1.86 | 8.5 | 7
Live | 217393424 |  | 10 | 16 | 41921 | 34000 | 30200 | 2.7 | 2.03 | 51528 | 3.28 | 1.84 | 8.5 | 6.5
Live | 217392523 |  | 9.5 | 16 | 41219 | 33728 | 30000 | 2.56 | 2.01 | 50985 | 3.24 | 1.75 | 8.1 | 6.6
Live | 217393886 |  | 9.5 | 15.2 | 40516 | 34816 | 31200 | 2.56 | 1.95 | 52206 | 3.17 | 1.75 | 8.1 | 6.7
Live | 217392960 |  | 10 | 16 | 42390 | 34272 | 30400 | 2.7 | 2.03 | 52206 | 3.35 | 1.86 | 8.5 | 7
Live | 217393423 |  | 10 | 16 | 41921 | 34000 | 30200 | 2.7 | 2.03 | 51528 | 3.28 | 1.84 | 8.5 | 6.5
Live | 217392522 |  | 9.5 | 16 | 41219 | 33728 | 30000 | 2.56 | 2.01 | 50985 | 3.24 | 1.75 | 8.1 | 6.6
Live | 217392039 |  | 9.5 | 15.5 | 41687 | 34272 | 30600 | 2.57 | 2.03 | 51528 | 3.28 | 1.75 | 8.1 | 6.65
Live | 217393885 |  | 9.5 | 15.2 | 40516 | 34816 | 31200 | 2.56 | 1.95 | 52206 | 3.17 | 1.75 | 8.1 | 6.7
Live | 217393422 |  | 10 | 16 | 41921 | 34000 | 30200 | 2.7 | 2.03 | 51528 | 3.28 | 1.84 | 8.5 | 6.5
Live | 217392038 |  | 9.5 | 15.5 | 41687 | 34272 | 30600 | 2.57 | 2.03 | 51528 | 3.28 | 1.75 | 8.1 | 6.65
Live | 217392959 |  | 10 | 16 | 42390 | 34272 | 30400 | 2.7 | 2.03 | 52206 | 3.35 | 1.86 | 8.5 | 7
Live | 217392521 |  | 9.5 | 16 | 41219 | 33728 | 30000 | 2.56 | 2.01 | 50985 | 3.24 | 1.75 | 8.1 | 6.6
Live | 217393884 |  | 9.5 | 15.2 | 40282 | 34816 | 31000 | 2.57 | 1.95 | 52206 | 3.13 | 1.75 | 8.1 | 6.7
Live | 217391587 |  | 9.8 | 16 | 42390 | 34272 | 30600 | 2.65 | 2.05 | 52206 | 3.37 | 1.75 | 8.1 | 6.6
Live | 217393421 |  | 10 | 16 | 42390 | 34000 | 30400 | 2.7 | 2.05 | 51528 | 3.35 | 1.86 | 8.5 | 7
Live | 217392037 |  | 9.5 | 15.5 | 41687 | 34272 | 30600 | 2.57 | 2.03 | 51528 | 3.28 | 1.75 | 8.1 | 6.65
Live | 217392520 |  | 9.5 | 16 | 41219 | 33728 | 30000 | 2.56 | 2.01 | 51528 | 3.26 | 1.75 | 8.1 | 6.6
Live | 217392958 |  | 10 | 15.5 | 41921 | 34000 | 30400 | 2.7 | 2.03 | 51528 | 3.3 | 1.84 | 8.5 | 6.5
Live | 217393883 |  | 9.5 | 15.2 | 40282 | 34816 | 31000 | 2.57 | 1.95 | 52206 | 3.13 | 1.75 | 8.1 | 6.7
Live | 217391586 |  | 9.8 | 16 | 42390 | 34272 | 30600 | 2.65 | 2.05 | 52206 | 3.37 | 1.75 | 8.1 | 6.6
Live | 217392036 |  | 9.5 | 15.5 | 41687 | 34272 | 30600 | 2.57 | 2.03 | 51528 | 3.28 | 1.75 | 8.1 | 6.65
Live | 217393420 |  | 10 | 16 | 42390 | 34000 | 30400 | 2.7 | 2.05 | 51528 | 3.35 | 1.86 | 8.5 | 7
Live | 217392519 |  | 9.5 | 16 | 41219 | 33728 | 30000 | 2.56 | 2.01 | 51528 | 3.26 | 1.75 | 8.1 | 6.6
Live | 217392957 |  | 10 | 15.5 | 41921 | 34000 | 30400 | 2.7 | 2.03 | 51528 | 3.3 | 1.84 | 8.5 | 6.5
Live | 217393882 |  | 9.5 | 15.2 | 40282 | 34816 | 31000 | 2.57 | 1.95 | 52206 | 3.13 | 1.75 | 8.1 | 6.7
Live | 217392035 |  | 9.5 | 15.5 | 41687 | 34272 | 30600 | 2.57 | 2.03 | 51528 | 3.28 | 1.75 | 8.1 | 6.65
Live | 217391585 |  | 9.8 | 16 | 42390 | 34272 | 30600 | 2.65 | 2.05 | 52206 | 3.37 | 1.75 | 8.1 | 6.6
Live | 217392518 |  | 9.5 | 16 | 41219 | 33728 | 30000 | 2.56 | 2.01 | 51528 | 3.26 | 1.75 | 8.1 | 6.6
Live | 217393419 |  | 10 | 16 | 42390 | 34000 | 30400 | 2.7 | 2.05 | 51528 | 3.35 | 1.86 | 8.5 | 7
Live | 217392956 |  | 10 | 15.5 | 41921 | 34000 | 30400 | 2.7 | 2.03 | 51528 | 3.3 | 1.84 | 8.5 | 6.5
Live | 217393881 |  | 9.5 | 15.2 | 40282 | 34816 | 31000 | 2.57 | 1.95 | 52206 | 3.13 | 1.75 | 8.1 | 6.7
Live | 217391584 |  | 9.8 | 16 | 42390 | 34272 | 30600 | 2.65 | 2.05 | 52206 | 3.37 | 1.75 | 8.1 | 6.6
Live | 217392034 |  | 9.5 | 15.5 | 41687 | 34272 | 30600 | 2.57 | 2.03 | 51528 | 3.28 | 1.75 | 8.1 | 6.65
Live | 217393418 |  | 10 | 16 | 42390 | 34000 | 30400 | 2.7 | 2.05 | 51528 | 3.35 | 1.86 | 8.5 | 7
Live | 217392517 |  | 9.5 | 16 | 41219 | 33728 | 30000 | 2.56 | 2.01 | 51528 | 3.26 | 1.75 | 8.1 | 6.6
Live | 217392955 |  | 10 | 15.5 | 41921 | 34000 | 30400 | 2.7 | 2.03 | 51528 | 3.3 | 1.84 | 8.5 | 6.5
Live | 217391583 |  | 9.8 | 16 | 42390 | 34272 | 30600 | 2.65 | 2.05 | 52206 | 3.37 | 1.75 | 8.1 | 6.6
Live | 217393880 |  | 9.5 | 15.2 | 40282 | 34816 | 31000 | 2.57 | 1.95 | 52206 | 3.13 | 1.75 | 8.1 | 6.7
Live | 217392033 |  | 9.5 | 15.5 | 42156 | 34544 | 30600 | 2.56 | 2.05 | 52206 | 3.35 | 1.75 | 8.1 | 6.6
Live | 217393417 |  | 10 | 16 | 42390 | 34000 | 30400 | 2.7 | 2.05 | 51528 | 3.35 | 1.86 | 8.5 | 7
Live | 217392516 |  | 9.5 | 16 | 41219 | 33728 | 30000 | 2.56 | 2.01 | 51528 | 3.26 | 1.75 | 8.1 | 6.6
Live | 217392954 |  | 10 | 15.5 | 41921 | 34000 | 30400 | 2.7 | 2.03 | 51528 | 3.3 | 1.84 | 8.5 | 6.5
Live | 217392032 |  | 9.5 | 15.5 | 42156 | 34544 | 30600 | 2.56 | 2.05 | 52206 | 3.35 | 1.75 | 8.1 | 6.6
Live | 217393879 |  | 9.5 | 15.2 | 40282 | 34816 | 31000 | 2.57 | 1.95 | 52206 | 3.13 | 1.75 | 8.1 | 6.7
Live | 217391582 |  | 9.8 | 16 | 42390 | 34272 | 30600 | 2.65 | 2.05 | 52206 | 3.37 | 1.75 | 8.1 | 6.6
Live | 217393416 |  | 10 | 16 | 42390 | 34000 | 30400 | 2.7 | 2.05 | 51528 | 3.35 | 1.86 | 8.5 | 7
Live | 217392953 |  | 10 | 15.5 | 41921 | 34000 | 30400 | 2.7 | 2.03 | 51528 | 3.3 | 1.84 | 8.5 | 6.5
Live | 217392515 |  | 9.5 | 16 | 41219 | 33728 | 30000 | 2.56 | 2.01 | 51528 | 3.26 | 1.75 | 8.1 | 6.6
Live | 217391581 |  | 9.8 | 16 | 42390 | 34272 | 30600 | 2.65 | 2.05 | 52206 | 3.37 | 1.75 | 8.1 | 6.6
Live | 217392031 |  | 9.5 | 15.5 | 42156 | 34544 | 30600 | 2.56 | 2.05 | 52206 | 3.35 | 1.75 | 8.1 | 6.6
Live | 217393878 |  | 9.5 | 15.2 | 40282 | 34816 | 31000 | 2.57 | 1.95 | 52206 | 3.13 | 1.75 | 8.1 | 6.7
Live | 217393415 |  | 10 | 16 | 42390 | 34000 | 30400 | 2.7 | 2.05 | 51528 | 3.35 | 1.86 | 8.5 | 7
Live | 217392514 |  | 9.5 | 16 | 41219 | 33728 | 30000 | 2.56 | 2.01 | 51528 | 3.26 | 1.75 | 8.1 | 6.6
Live | 217392952 |  | 10 | 15.5 | 41921 | 34000 | 30400 | 2.7 | 2.03 | 51528 | 3.3 | 1.84 | 8.5 | 6.5
Live | 217392030 |  | 9.5 | 15.5 | 42156 | 34544 | 30600 | 2.56 | 2.05 | 52206 | 3.35 | 1.75 | 8.1 | 6.6
Live | 217391580 |  | 9.8 | 16 | 42390 | 34272 | 30600 | 2.65 | 2.05 | 52206 | 3.37 | 1.75 | 8.1 | 6.6
Live | 217393877 |  | 9.5 | 15.2 | 40282 | 34816 | 31000 | 2.57 | 1.95 | 52206 | 3.13 | 1.75 | 8.1 | 6.7
Live | 217393414 |  | 10 | 16 | 42390 | 34000 | 30400 | 2.7 | 2.05 | 51528 | 3.35 | 1.86 | 8.5 | 7
Live | 217391579 |  | 9.5 | 15.5 | 41687 | 34272 | 30400 | 2.57 | 2.03 | 51528 | 3.28 | 1.75 | 8.1 | 6.6
Live | 217392513 |  | 9.5 | 16 | 41219 | 33728 | 30000 | 2.56 | 2.01 | 51528 | 3.26 | 1.75 | 8.1 | 6.6
Live | 217392029 |  | 9.5 | 15.5 | 42156 | 34544 | 30600 | 2.56 | 2.05 | 52206 | 3.35 | 1.75 | 8.1 | 6.6
Live | 217392951 |  | 10 | 15.5 | 41921 | 34000 | 30400 | 2.7 | 2.03 | 51528 | 3.3 | 1.84 | 8.5 | 6.5
Live | 217393876 |  | 9.5 | 15.2 | 40516 | 34816 | 31200 | 2.56 | 1.95 | 52206 | 3.17 | 1.75 | 8.1 | 6.7
Live | 217393413 |  | 10 | 16 | 42390 | 34272 | 30400 | 2.7 | 2.03 | 52206 | 3.35 | 1.86 | 8.5 | 6.5
Live | 217392028 |  | 9.5 | 15.5 | 42156 | 34544 | 30600 | 2.56 | 2.05 | 52206 | 3.35 | 1.75 | 8.1 | 6.6
Live | 217392512 |  | 9.5 | 16 | 41219 | 33728 | 30000 | 2.56 | 2.01 | 50985 | 3.24 | 1.75 | 8.1 | 6.6
Live | 217391578 |  | 9.5 | 15.5 | 41687 | 34272 | 30400 | 2.57 | 2.03 | 51528 | 3.28 | 1.75 | 8.1 | 6.6
Live | 217392950 |  | 10 | 16.5 | 42624 | 34000 | 30200 | 2.7 | 2.06 | 51528 | 3.39 | 1.86 | 8.5 | 7
Live | 217393875 |  | 9.5 | 15.2 | 40516 | 34816 | 31200 | 2.56 | 1.95 | 52206 | 3.17 | 1.75 | 8.1 | 6.7
Live | 217393412 |  | 10 | 16 | 42390 | 34272 | 30400 | 2.7 | 2.03 | 52206 | 3.35 | 1.86 | 8.5 | 6.5
Live | 217392949 |  | 10 | 16.5 | 42624 | 34000 | 30200 | 2.7 | 2.06 | 51528 | 3.39 | 1.86 | 8.5 | 7
Live | 217391577 |  | 9.5 | 15.5 | 41687 | 34272 | 30400 | 2.57 | 2.03 | 51528 | 3.28 | 1.75 | 8.1 | 6.6
Live | 217392511 |  | 9.5 | 16 | 41219 | 33728 | 30000 | 2.56 | 2.01 | 50985 | 3.24 | 1.75 | 8.1 | 6.6
Live | 217392027 |  | 9.5 | 15.5 | 42156 | 34544 | 30600 | 2.56 | 2.05 | 52206 | 3.35 | 1.75 | 8.1 | 6.6
Live | 217393411 |  | 10 | 16 | 42390 | 34272 | 30400 | 2.7 | 2.03 | 52206 | 3.35 | 1.86 | 8.5 | 6.5
Live | 217392948 |  | 10 | 16.5 | 42624 | 34000 | 30200 | 2.7 | 2.06 | 51528 | 3.39 | 1.86 | 8.5 | 7
Live | 217392510 |  | 9.5 | 16 | 41219 | 33728 | 30000 | 2.56 | 2.01 | 50985 | 3.24 | 1.75 | 8.1 | 6.6
Live | 217393874 |  | 9.5 | 15.2 | 40516 | 34816 | 31200 | 2.56 | 1.95 | 52206 | 3.17 | 1.75 | 8.1 | 6.7
Live | 217391576 |  | 9.5 | 15.5 | 41687 | 34272 | 30400 | 2.57 | 2.03 | 51528 | 3.28 | 1.75 | 8.1 | 6.6
Live | 217392026 |  | 9.5 | 15.5 | 42156 | 34544 | 30600 | 2.56 | 2.05 | 52206 | 3.35 | 1.75 | 8.1 | 6.6
Live | 217393410 |  | 10 | 16 | 42390 | 34272 | 30400 | 2.7 | 2.03 | 52206 | 3.35 | 1.86 | 8.5 | 6.5
Live | 217392509 |  | 9.5 | 16 | 41219 | 33728 | 30000 | 2.56 | 2.01 | 50985 | 3.24 | 1.75 | 8.1 | 6.6
Live | 217391575 |  | 9.5 | 15.5 | 41687 | 34272 | 30400 | 2.57 | 2.03 | 51528 | 3.28 | 1.75 | 8.1 | 6.6
Live | 217392947 |  | 10 | 16.5 | 42624 | 34000 | 30200 | 2.7 | 2.06 | 51528 | 3.39 | 1.86 | 8.5 | 7
Live | 217393873 |  | 9.5 | 15.2 | 40516 | 34816 | 31200 | 2.56 | 1.95 | 52206 | 3.17 | 1.75 | 8.1 | 6.7
Live | 217393409 |  | 10 | 16 | 42390 | 34272 | 30400 | 2.7 | 2.03 | 52206 | 3.35 | 1.86 | 8.5 | 6.5
Live | 217393872 |  | 9.5 | 15.2 | 40516 | 34816 | 31200 | 2.56 | 1.95 | 52206 | 3.17 | 1.75 | 8.1 | 6.7
Live | 217392508 |  | 9.5 | 16 | 41219 | 33728 | 30000 | 2.56 | 2.01 | 50985 | 3.24 | 1.75 | 8.1 | 6.6
Live | 217391574 |  | 9.5 | 15.5 | 41687 | 34272 | 30400 | 2.57 | 2.03 | 51528 | 3.28 | 1.75 | 8.1 | 6.6
Live | 217392946 |  | 10 | 16.5 | 42624 | 34000 | 30200 | 2.7 | 2.06 | 51528 | 3.39 | 1.86 | 8.5 | 7
Live | 217393408 |  | 10 | 16 | 42390 | 34272 | 30400 | 2.7 | 2.03 | 52206 | 3.35 | 1.86 | 8.5 | 6.5
Live | 217392945 |  | 10 | 16.5 | 42624 | 34000 | 30200 | 2.7 | 2.06 | 51528 | 3.39 | 1.86 | 8.5 | 7
Live | 217393871 |  | 9.5 | 15.2 | 40516 | 34816 | 31200 | 2.56 | 1.95 | 52206 | 3.17 | 1.75 | 8.1 | 6.7
Live | 217392507 |  | 9.5 | 16 | 41219 | 33728 | 30000 | 2.56 | 2.01 | 50985 | 3.24 | 1.75 | 8.1 | 6.6
Live | 217392944 |  | 10 | 16.5 | 42624 | 34000 | 30200 | 2.7 | 2.06 | 51528 | 3.39 | 1.86 | 8.5 | 7
Live | 217393407 |  | 10 | 16 | 42390 | 34272 | 30400 | 2.7 | 2.03 | 52206 | 3.35 | 1.86 | 8.5 | 6.5
Live | 217391573 |  | 9.5 | 15.5 | 41687 | 34272 | 30400 | 2.57 | 2.03 | 51528 | 3.28 | 1.75 | 8.1 | 6.6
Live | 217392506 |  | 9.5 | 16 | 41219 | 33728 | 30000 | 2.56 | 2.01 | 50985 | 3.24 | 1.75 | 8.1 | 6.6
Live | 217393870 |  | 9.5 | 15.2 | 40516 | 34816 | 31200 | 2.56 | 1.95 | 52206 | 3.17 | 1.75 | 8.1 | 6.7
Live | 217391572 |  | 9.5 | 15.5 | 41687 | 34272 | 30400 | 2.57 | 2.03 | 51528 | 3.28 | 1.75 | 8.1 | 6.6
Live | 217393406 |  | 10 | 16 | 42390 | 34272 | 30400 | 2.7 | 2.03 | 52206 | 3.35 | 1.86 | 8.5 | 6.5
Live | 217392943 |  | 10 | 16.5 | 42624 | 34000 | 30200 | 2.7 | 2.06 | 51528 | 3.39 | 1.86 | 8.5 | 7
Live | 217393869 |  | 9.5 | 15.2 | 40516 | 34816 | 31200 | 2.56 | 1.95 | 52206 | 3.17 | 1.75 | 8.1 | 6.7
Live | 217392505 |  | 9.5 | 16 | 41219 | 33728 | 30000 | 2.56 | 2.01 | 50985 | 3.24 | 1.75 | 8.1 | 6.6
Live | 217391571 |  | 9.5 | 15.2 | 41687 | 34272 | 30400 | 2.57 | 2.03 | 51528 | 3.28 | 1.75 | 8.1 | 6.65
Live | 217393405 |  | 9.5 | 15.5 | 41921 | 34000 | 30400 | 2.56 | 2.03 | 51528 | 3.3 | 1.84 | 8.5 | 6.5
Live | 217392942 |  | 10 | 16 | 41921 | 34000 | 30200 | 2.7 | 2.03 | 51528 | 3.3 | 1.84 | 8.5 | 6.5
Live | 217393868 |  | 9.5 | 15.2 | 40282 | 34816 | 31000 | 2.57 | 1.95 | 52206 | 3.13 | 1.75 | 8.1 | 6.7
Live | 217393404 |  | 9.5 | 15.5 | 41921 | 34000 | 30400 | 2.56 | 2.03 | 51528 | 3.3 | 1.84 | 8.5 | 6.5
Live | 217391570 |  | 9.5 | 15.2 | 41687 | 34272 | 30400 | 2.57 | 2.03 | 51528 | 3.28 | 1.75 | 8.1 | 6.65
Live | 217392504 |  | 10 | 16.5 | 41921 | 33728 | 30000 | 2.7 | 2.05 | 51528 | 3.33 | 1.84 | 8.5 | 7
Live | 217392941 |  | 10 | 16 | 41921 | 34000 | 30200 | 2.7 | 2.03 | 51528 | 3.3 | 1.84 | 8.5 | 6.5
Live | 217393403 |  | 9.5 | 15.5 | 41921 | 34000 | 30400 | 2.56 | 2.03 | 51528 | 3.3 | 1.84 | 8.5 | 6.5
Live | 217393867 |  | 9.5 | 15.2 | 40282 | 34816 | 31000 | 2.57 | 1.95 | 52206 | 3.13 | 1.75 | 8.1 | 6.7
Live | 217391569 |  | 9.5 | 15.2 | 41687 | 34272 | 30400 | 2.57 | 2.03 | 51528 | 3.28 | 1.75 | 8.1 | 6.65
Live | 217393402 |  | 9.5 | 15.5 | 41921 | 34000 | 30400 | 2.56 | 2.03 | 51528 | 3.3 | 1.84 | 8.5 | 6.5
Live | 217392503 |  | 10 | 16.5 | 41921 | 33728 | 30000 | 2.7 | 2.05 | 51528 | 3.33 | 1.84 | 8.5 | 7
Live | 217392940 |  | 10 | 16 | 41921 | 34000 | 30200 | 2.7 | 2.03 | 51528 | 3.3 | 1.84 | 8.5 | 6.5
Live | 217393866 |  | 9.5 | 15.2 | 40282 | 34816 | 31000 | 2.57 | 1.95 | 52206 | 3.13 | 1.75 | 8.1 | 6.7
Live | 217393401 |  | 9.5 | 15.5 | 41921 | 34000 | 30400 | 2.56 | 2.03 | 51528 | 3.3 | 1.84 | 8.5 | 6.5
Live | 217391568 |  | 9.5 | 15.2 | 41687 | 34272 | 30400 | 2.57 | 2.03 | 51528 | 3.28 | 1.75 | 8.1 | 6.65
Live | 217392502 |  | 10 | 16.5 | 41921 | 33728 | 30000 | 2.7 | 2.05 | 51528 | 3.33 | 1.84 | 8.5 | 7
Live | 217393865 |  | 9.5 | 15.2 | 40282 | 34816 | 31000 | 2.57 | 1.95 | 52206 | 3.13 | 1.75 | 8.1 | 6.7
Live | 217392939 |  | 10 | 16 | 41921 | 34000 | 30200 | 2.7 | 2.03 | 51528 | 3.3 | 1.84 | 8.5 | 6.5
Live | 217391567 |  | 9.5 | 15.2 | 41687 | 34272 | 30400 | 2.57 | 2.03 | 51528 | 3.28 | 1.75 | 8.1 | 6.65
Live | 217393400 |  | 9.5 | 15.5 | 41921 | 34000 | 30400 | 2.56 | 2.03 | 51528 | 3.3 | 1.84 | 8.5 | 6.5
Live | 217392501 |  | 10 | 16.5 | 41921 | 33728 | 30000 | 2.7 | 2.05 | 51528 | 3.33 | 1.84 | 8.5 | 7
Live | 217393864 |  | 9.5 | 15.2 | 40282 | 34816 | 31000 | 2.57 | 1.95 | 52206 | 3.13 | 1.75 | 8.1 | 6.7
Live | 217392938 |  | 10 | 16 | 41921 | 34000 | 30200 | 2.7 | 2.03 | 51528 | 3.3 | 1.84 | 8.5 | 6.5
Live | 217391566 |  | 9.5 | 15.2 | 41687 | 34272 | 30400 | 2.57 | 2.03 | 51528 | 3.28 | 1.75 | 8.1 | 6.65
Live | 217393399 |  | 9.5 | 15.5 | 41921 | 34000 | 30400 | 2.56 | 2.03 | 51528 | 3.3 | 1.84 | 8.5 | 6.5
Live | 217392500 |  | 10 | 16.5 | 41921 | 33728 | 30000 | 2.7 | 2.05 | 51528 | 3.33 | 1.84 | 8.5 | 7
Live | 217393863 |  | 9.5 | 15.2 | 40282 | 34816 | 31000 | 2.57 | 1.95 | 52206 | 3.13 | 1.75 | 8.1 | 6.7
Live | 217393398 |  | 9.5 | 15.5 | 41921 | 34000 | 30400 | 2.56 | 2.03 | 51528 | 3.3 | 1.84 | 8.5 | 6.5
Live | 217392937 |  | 10 | 16 | 41921 | 34000 | 30200 | 2.7 | 2.03 | 51528 | 3.3 | 1.84 | 8.5 | 6.5
Live | 217391565 |  | 9.5 | 15.2 | 41687 | 34272 | 30400 | 2.57 | 2.03 | 51528 | 3.28 | 1.75 | 8.1 | 6.65
Live | 217392499 |  | 10 | 16.5 | 41921 | 33728 | 30000 | 2.7 | 2.05 | 51528 | 3.33 | 1.84 | 8.5 | 7
Live | 217393862 |  | 9.5 | 15.2 | 40282 | 34816 | 31000 | 2.57 | 1.95 | 52206 | 3.13 | 1.75 | 8.1 | 6.7
Live | 217392936 |  | 10 | 16 | 41921 | 34000 | 30200 | 2.7 | 2.03 | 51528 | 3.3 | 1.84 | 8.5 | 6.5
Live | 217391564 |  | 9.5 | 15.2 | 41687 | 34272 | 30400 | 2.57 | 2.03 | 51528 | 3.28 | 1.75 | 8.1 | 6.65
Live | 217392498 |  | 10 | 16.5 | 41921 | 33728 | 30000 | 2.7 | 2.05 | 51528 | 3.33 | 1.84 | 8.5 | 7
Live | 217393861 |  | 9.5 | 15.2 | 40282 | 34816 | 31000 | 2.57 | 1.95 | 52206 | 3.13 | 1.75 | 8.1 | 6.7
Live | 217392935 |  | 10 | 16 | 41921 | 34000 | 30200 | 2.7 | 2.03 | 51528 | 3.3 | 1.84 | 8.5 | 6.5
Live | 217391563 |  | 9.5 | 15.5 | 41687 | 34272 | 30400 | 2.57 | 2.03 | 51528 | 3.28 | 1.75 | 8.1 | 6.65
Live | 217392934 |  | 10 | 16 | 42390 | 34272 | 30400 | 2.7 | 2.05 | 52206 | 3.37 | 1.84 | 8.5 | 7
Live | 217392497 |  | 10 | 16.5 | 41921 | 33728 | 30000 | 2.7 | 2.05 | 51528 | 3.33 | 1.84 | 8.5 | 7
Live | 217391562 |  | 9.5 | 15.5 | 41687 | 34272 | 30400 | 2.57 | 2.03 | 51528 | 3.28 | 1.75 | 8.1 | 6.65
Live | 217392933 |  | 10 | 16 | 42390 | 34272 | 30400 | 2.7 | 2.05 | 52206 | 3.37 | 1.84 | 8.5 | 7
Live | 217392496 |  | 10 | 16.5 | 41921 | 33728 | 30000 | 2.7 | 2.03 | 51528 | 3.33 | 1.84 | 8.5 | 6.5
Live | 217391561 |  | 9.5 | 15.5 | 41687 | 34272 | 30400 | 2.57 | 2.03 | 51528 | 3.28 | 1.75 | 8.1 | 6.65
Live | 217392932 |  | 10 | 16 | 42390 | 34272 | 30400 | 2.7 | 2.05 | 52206 | 3.37 | 1.84 | 8.5 | 7
Live | 217392495 |  | 10 | 16.5 | 41921 | 33728 | 30000 | 2.7 | 2.03 | 51528 | 3.33 | 1.84 | 8.5 | 6.5
Live | 217391560 |  | 9.5 | 15.5 | 41687 | 34272 | 30400 | 2.57 | 2.03 | 51528 | 3.28 | 1.75 | 8.1 | 6.65
Live | 217392931 |  | 10 | 16 | 42390 | 34272 | 30400 | 2.7 | 2.05 | 52206 | 3.37 | 1.84 | 8.5 | 7
Live | 217392494 |  | 10 | 16.5 | 41921 | 33728 | 30000 | 2.7 | 2.03 | 51528 | 3.33 | 1.84 | 8.5 | 6.5
Live | 217391559 |  | 9.5 | 15.5 | 41687 | 34272 | 30400 | 2.57 | 2.03 | 51528 | 3.28 | 1.75 | 8.1 | 6.65
Live | 217392930 |  | 10 | 16 | 42390 | 34272 | 30400 | 2.7 | 2.05 | 52206 | 3.37 | 1.84 | 8.5 | 7
Live | 217392493 |  | 10 | 16.5 | 41921 | 33728 | 30000 | 2.7 | 2.03 | 51528 | 3.33 | 1.84 | 8.5 | 6.5
Live | 217391558 |  | 9.5 | 15.5 | 41687 | 34272 | 30400 | 2.57 | 2.03 | 51528 | 3.28 | 1.75 | 8.1 | 6.65
Live | 217392929 |  | 10 | 16 | 42390 | 34272 | 30400 | 2.7 | 2.05 | 52206 | 3.37 | 1.84 | 8.5 | 7
Live | 217392492 |  | 10 | 16.5 | 41921 | 33728 | 30000 | 2.7 | 2.03 | 51528 | 3.33 | 1.84 | 8.5 | 6.5
Live | 217392928 |  | 10 | 16 | 42390 | 34272 | 30400 | 2.7 | 2.05 | 52206 | 3.37 | 1.84 | 8.5 | 7
Live | 217393389 |  | 10 | 16 | 42390 | 34000 | 30200 | 2.7 | 2.05 | 51528 | 3.35 | 1.86 | 8.5 | 6.5
Live | 217391557 |  | 9.5 | 15.5 | 41687 | 34272 | 30400 | 2.57 | 2.03 | 51528 | 3.28 | 1.75 | 8.1 | 6.65
Live | 217393388 |  | 10 | 16 | 42390 | 34000 | 30200 | 2.7 | 2.05 | 51528 | 3.35 | 1.86 | 8.5 | 6.5
Live | 217392491 |  | 10 | 16.5 | 41921 | 33728 | 30000 | 2.7 | 2.03 | 51528 | 3.33 | 1.84 | 8.5 | 6.5
Live | 217392927 |  | 10 | 16 | 42390 | 34272 | 30400 | 2.7 | 2.05 | 52206 | 3.37 | 1.84 | 8.5 | 7
Live | 217391556 |  | 9.5 | 15.5 | 41687 | 34272 | 30400 | 2.57 | 2.03 | 51528 | 3.28 | 1.75 | 8.1 | 6.65
Live | 217393387 |  | 10 | 16 | 42390 | 34000 | 30200 | 2.7 | 2.05 | 51528 | 3.35 | 1.86 | 8.5 | 6.5
Live | 217392490 |  | 10 | 16.5 | 41921 | 33728 | 30000 | 2.7 | 2.03 | 51528 | 3.33 | 1.84 | 8.5 | 6.5
Live | 217393852 |  | 9.5 | 15.5 | 40516 | 34816 | 31000 | 2.56 | 1.97 | 52206 | 3.17 | 1.75 | 8.1 | 6.7
Live | 217392926 |  | 10 | 16 | 42390 | 34272 | 30400 | 2.7 | 2.03 | 52206 | 3.35 | 1.86 | 8.5 | 7
Live | 217391555 |  | 9.5 | 15.5 | 41687 | 34272 | 30400 | 2.57 | 2.03 | 51528 | 3.28 | 1.75 | 8.1 | 6.6
Live | 217393851 |  | 9.5 | 15.5 | 40516 | 34816 | 31000 | 2.56 | 1.97 | 52206 | 3.17 | 1.75 | 8.1 | 6.7
Live | 217393386 |  | 10 | 16 | 42390 | 34000 | 30200 | 2.7 | 2.05 | 51528 | 3.35 | 1.86 | 8.5 | 6.5
Live | 217392489 |  | 10 | 16.5 | 41921 | 33728 | 30000 | 2.7 | 2.03 | 51528 | 3.33 | 1.84 | 8.5 | 6.5
Live | 217391554 |  | 9.5 | 15.5 | 41687 | 34272 | 30400 | 2.57 | 2.03 | 51528 | 3.28 | 1.75 | 8.1 | 6.6
Live | 217392925 |  | 10 | 16 | 42390 | 34272 | 30400 | 2.7 | 2.03 | 52206 | 3.35 | 1.86 | 8.5 | 7
Live | 217393850 |  | 9.5 | 15.5 | 40516 | 34816 | 31000 | 2.56 | 1.97 | 52206 | 3.17 | 1.75 | 8.1 | 6.7
Live | 217392488 |  | 9.5 | 16 | 41219 | 33728 | 30000 | 2.56 | 2.01 | 50985 | 3.24 | 1.75 | 8.1 | 6.6
Live | 217393385 |  | 10 | 16 | 42390 | 34000 | 30200 | 2.7 | 2.05 | 51528 | 3.35 | 1.86 | 8.5 | 6.5
Live | 217391553 |  | 9.5 | 15.5 | 41687 | 34272 | 30400 | 2.57 | 2.03 | 51528 | 3.28 | 1.75 | 8.1 | 6.6
Live | 217392924 |  | 10 | 16 | 42390 | 34272 | 30400 | 2.7 | 2.03 | 52206 | 3.35 | 1.86 | 8.5 | 7
Live | 217393384 |  | 10 | 16 | 42390 | 34000 | 30200 | 2.7 | 2.05 | 51528 | 3.35 | 1.86 | 8.5 | 6.5
Live | 217392001 |  | 9.5 | 15.5 | 41921 | 34544 | 30600 | 2.56 | 2.05 | 52206 | 3.33 | 1.75 | 8.1 | 6.6
Live | 217393849 |  | 9.5 | 15.5 | 40516 | 34816 | 31000 | 2.56 | 1.97 | 52206 | 3.17 | 1.75 | 8.1 | 6.7
Live | 217392487 |  | 9.5 | 16 | 41219 | 33728 | 30000 | 2.56 | 2.01 | 50985 | 3.24 | 1.75 | 8.1 | 6.6
Live | 217391552 |  | 9.5 | 15.5 | 41687 | 34272 | 30400 | 2.57 | 2.03 | 51528 | 3.28 | 1.75 | 8.1 | 6.6
Live | 217393383 |  | 10 | 16 | 42390 | 34000 | 30200 | 2.7 | 2.05 | 51528 | 3.35 | 1.86 | 8.5 | 6.5
Live | 217392923 |  | 10 | 16 | 42390 | 34272 | 30400 | 2.7 | 2.03 | 52206 | 3.35 | 1.86 | 8.5 | 7
Live | 217392486 |  | 9.5 | 16 | 41219 | 33728 | 30000 | 2.56 | 2.01 | 50985 | 3.24 | 1.75 | 8.1 | 6.6
Live | 217392000 |  | 9.5 | 15.5 | 41921 | 34544 | 30600 | 2.56 | 2.05 | 52206 | 3.33 | 1.75 | 8.1 | 6.6
Live | 217391551 |  | 9.5 | 15.5 | 41687 | 34272 | 30400 | 2.57 | 2.03 | 51528 | 3.28 | 1.75 | 8.1 | 6.6
Live | 217393382 |  | 10 | 16 | 42390 | 34000 | 30200 | 2.7 | 2.05 | 51528 | 3.35 | 1.86 | 8.5 | 6.5
Live | 217393848 |  | 9.5 | 15.5 | 40516 | 34816 | 31000 | 2.56 | 1.97 | 52206 | 3.17 | 1.75 | 8.1 | 6.7
Live | 217392922 |  | 10 | 16 | 42390 | 34272 | 30400 | 2.7 | 2.03 | 52206 | 3.35 | 1.86 | 8.5 | 7
Live | 217392485 |  | 9.5 | 16 | 41219 | 33728 | 30000 | 2.56 | 2.01 | 50985 | 3.24 | 1.75 | 8.1 | 6.6
Live | 217391999 |  | 9.5 | 15.5 | 41921 | 34544 | 30600 | 2.56 | 2.05 | 52206 | 3.33 | 1.75 | 8.1 | 6.6
Live | 217392921 |  | 10 | 16 | 42390 | 34272 | 30400 | 2.7 | 2.03 | 52206 | 3.35 | 1.86 | 8.5 | 7
Live | 217393381 |  | 10 | 16 | 42624 | 34272 | 30400 | 2.7 | 2.05 | 52206 | 3.39 | 1.84 | 8.5 | 7
Live | 217391550 |  | 9.5 | 15.5 | 41687 | 34272 | 30400 | 2.57 | 2.03 | 51528 | 3.28 | 1.75 | 8.1 | 6.6
Live | 217393847 |  | 9.5 | 15.5 | 40516 | 34816 | 31000 | 2.56 | 1.97 | 52206 | 3.17 | 1.75 | 8.1 | 6.7
Live | 217392484 |  | 9.5 | 16 | 41219 | 33728 | 30000 | 2.56 | 2.01 | 50985 | 3.24 | 1.75 | 8.1 | 6.6
Live | 217391998 |  | 9.5 | 15.5 | 41921 | 34544 | 30600 | 2.56 | 2.05 | 52206 | 3.33 | 1.75 | 8.1 | 6.6
Live | 217392920 |  | 10 | 16 | 42390 | 34272 | 30400 | 2.7 | 2.03 | 52206 | 3.35 | 1.86 | 8.5 | 7
Live | 217391549 |  | 9.5 | 15.5 | 41687 | 34272 | 30400 | 2.57 | 2.03 | 51528 | 3.28 | 1.75 | 8.1 | 6.6
Live | 217393380 |  | 10 | 16 | 42624 | 34272 | 30400 | 2.7 | 2.05 | 52206 | 3.39 | 1.84 | 8.5 | 7
Live | 217391997 |  | 9.5 | 15.5 | 41921 | 34544 | 30600 | 2.56 | 2.05 | 52206 | 3.33 | 1.75 | 8.1 | 6.6
Live | 217392919 |  | 10 | 16 | 42390 | 34272 | 30400 | 2.7 | 2.03 | 52206 | 3.35 | 1.86 | 8.5 | 7
Live | 217393846 |  | 9.5 | 15.5 | 40516 | 34816 | 31000 | 2.56 | 1.97 | 52206 | 3.17 | 1.75 | 8.1 | 6.7
Live | 217392483 |  | 9.5 | 16 | 41219 | 33728 | 30000 | 2.56 | 2.01 | 50985 | 3.24 | 1.75 | 8.1 | 6.6
Live | 217391548 |  | 9.5 | 15.5 | 41687 | 34272 | 30400 | 2.57 | 2.03 | 51528 | 3.28 | 1.75 | 8.1 | 6.6
Live | 217393379 |  | 10 | 16 | 42624 | 34272 | 30400 | 2.7 | 2.05 | 52206 | 3.39 | 1.84 | 8.5 | 7
Live | 217392482 |  | 9.5 | 16 | 41219 | 33728 | 30000 | 2.56 | 2.01 | 50985 | 3.24 | 1.75 | 8.1 | 6.6
Live | 217392918 |  | 10 | 15.5 | 41921 | 34000 | 30400 | 2.7 | 2.03 | 51528 | 3.3 | 1.84 | 8.5 | 6.5
Live | 217391996 |  | 9.5 | 15.5 | 41921 | 34544 | 30600 | 2.56 | 2.05 | 52206 | 3.33 | 1.75 | 8.1 | 6.6
Live | 217393845 |  | 9.5 | 15.5 | 40516 | 34816 | 31000 | 2.56 | 1.97 | 52206 | 3.17 | 1.75 | 8.1 | 6.7
Live | 217392481 |  | 9.5 | 16 | 41219 | 33728 | 30000 | 2.56 | 2.01 | 50985 | 3.24 | 1.75 | 8.1 | 6.6
Live | 217391547 |  | 10 | 16 | 42156 | 34272 | 30400 | 2.7 | 2.07 | 51528 | 3.35 | 1.75 | 8.1 | 6.6
Live | 217391995 |  | 9.5 | 15.5 | 41921 | 34544 | 30600 | 2.56 | 2.05 | 52206 | 3.33 | 1.75 | 8.1 | 6.6
Live | 217392917 |  | 10 | 15.5 | 41921 | 34000 | 30400 | 2.7 | 2.03 | 51528 | 3.3 | 1.84 | 8.5 | 6.5
Live | 217393378 |  | 10 | 16 | 42624 | 34272 | 30400 | 2.7 | 2.05 | 52206 | 3.39 | 1.84 | 8.5 | 7
Live | 217393844 |  | 9.4 | 15.2 | 40282 | 34816 | 31200 | 2.54 | 1.94 | 52206 | 3.13 | 1.75 | 8.1 | 6.7
Live | 217391546 |  | 10 | 16 | 42156 | 34272 | 30400 | 2.7 | 2.07 | 51528 | 3.35 | 1.75 | 8.1 | 6.6
Live | 217391994 |  | 9.5 | 15.5 | 41921 | 34544 | 30600 | 2.56 | 2.05 | 52206 | 3.33 | 1.75 | 8.1 | 6.6
Live | 217393377 |  | 10 | 16 | 42624 | 34272 | 30400 | 2.7 | 2.05 | 52206 | 3.39 | 1.84 | 8.5 | 7
Live | 217392480 |  | 10 | 16.5 | 41921 | 34000 | 30200 | 2.7 | 2.03 | 51528 | 3.33 | 1.84 | 8.5 | 7
Live | 217392916 |  | 10 | 15.5 | 41921 | 34000 | 30400 | 2.7 | 2.03 | 51528 | 3.3 | 1.84 | 8.5 | 6.5
Live | 217393843 |  | 9.4 | 15.2 | 40282 | 34816 | 31200 | 2.54 | 1.94 | 52206 | 3.13 | 1.75 | 8.1 | 6.7
Live | 217391993 |  | 9.5 | 15.5 | 41921 | 34544 | 30600 | 2.56 | 2.05 | 52206 | 3.33 | 1.75 | 8.1 | 6.6
Live | 217391545 |  | 10 | 16 | 42156 | 34272 | 30400 | 2.7 | 2.07 | 51528 | 3.35 | 1.75 | 8.1 | 6.6
Live | 217392479 |  | 10 | 16.5 | 41921 | 34000 | 30200 | 2.7 | 2.03 | 51528 | 3.33 | 1.84 | 8.5 | 7
Live | 217393376 |  | 10 | 16 | 42624 | 34272 | 30400 | 2.7 | 2.05 | 52206 | 3.39 | 1.84 | 8.5 | 7
Live | 217392915 |  | 10 | 15.5 | 41921 | 34000 | 30400 | 2.7 | 2.03 | 51528 | 3.3 | 1.84 | 8.5 | 6.5
Live | 217393842 |  | 9.4 | 15.2 | 40282 | 34816 | 31200 | 2.54 | 1.94 | 52206 | 3.13 | 1.75 | 8.1 | 6.7
Live | 217391544 |  | 10 | 16 | 42156 | 34272 | 30400 | 2.7 | 2.07 | 51528 | 3.35 | 1.75 | 8.1 | 6.6
Live | 217391992 |  | 9.5 | 15.5 | 41921 | 34544 | 30600 | 2.56 | 2.05 | 52206 | 3.33 | 1.75 | 8.1 | 6.6
Live | 217392478 |  | 10 | 16.5 | 41921 | 34000 | 30200 | 2.7 | 2.03 | 51528 | 3.33 | 1.84 | 8.5 | 7
Live | 217393375 |  | 10 | 16 | 42624 | 34272 | 30400 | 2.7 | 2.05 | 52206 | 3.39 | 1.84 | 8.5 | 7
Live | 217392914 |  | 10 | 15.5 | 41921 | 34000 | 30400 | 2.7 | 2.03 | 51528 | 3.3 | 1.84 | 8.5 | 6.5
Live | 217393841 |  | 9.4 | 15.2 | 40282 | 34816 | 31200 | 2.54 | 1.94 | 52206 | 3.13 | 1.75 | 8.1 | 6.7
Live | 217391991 |  | 9.5 | 15.5 | 41921 | 34544 | 30600 | 2.56 | 2.05 | 52206 | 3.33 | 1.75 | 8.1 | 6.6
Live | 217391543 |  | 10 | 16 | 42156 | 34272 | 30400 | 2.7 | 2.07 | 51528 | 3.35 | 1.75 | 8.1 | 6.6
Live | 217392477 |  | 10 | 16.5 | 41921 | 34000 | 30200 | 2.7 | 2.03 | 51528 | 3.33 | 1.84 | 8.5 | 7
Live | 217392913 |  | 10 | 15.5 | 41921 | 34000 | 30400 | 2.7 | 2.03 | 51528 | 3.3 | 1.84 | 8.5 | 6.5
Live | 217392476 |  | 10 | 16.5 | 41921 | 34000 | 30200 | 2.7 | 2.03 | 51528 | 3.33 | 1.84 | 8.5 | 7
Live | 217393840 |  | 9.4 | 15.2 | 40282 | 34816 | 31200 | 2.54 | 1.94 | 52206 | 3.13 | 1.75 | 8.1 | 6.7
Live | 217393374 |  | 10 | 16 | 42624 | 34272 | 30400 | 2.7 | 2.05 | 52206 | 3.39 | 1.84 | 8.5 | 7
Live | 217391990 |  | 9.5 | 15.5 | 41921 | 34544 | 30600 | 2.56 | 2.05 | 52206 | 3.33 | 1.75 | 8.1 | 6.6
Live | 217391542 |  | 10 | 16 | 42156 | 34272 | 30400 | 2.7 | 2.07 | 51528 | 3.35 | 1.75 | 8.1 | 6.6
Live | 217392912 |  | 10 | 15.5 | 41921 | 34000 | 30400 | 2.7 | 2.03 | 51528 | 3.3 | 1.84 | 8.5 | 6.5
Live | 217392475 |  | 10 | 16.5 | 41921 | 34000 | 30200 | 2.7 | 2.03 | 51528 | 3.33 | 1.84 | 8.5 | 7
Live | 217393839 |  | 9.4 | 15.2 | 40282 | 34816 | 31200 | 2.54 | 1.94 | 52206 | 3.13 | 1.75 | 8.1 | 6.7
Live | 217393373 |  | 10 | 16 | 41921 | 34000 | 30200 | 2.7 | 2.03 | 51528 | 3.28 | 1.84 | 8.5 | 6.5
Live | 217391541 |  | 10 | 16 | 42156 | 34272 | 30400 | 2.7 | 2.07 | 51528 | 3.35 | 1.75 | 8.1 | 6.6
Live | 217391989 |  | 9.5 | 15.5 | 41921 | 34544 | 30600 | 2.56 | 2.05 | 52206 | 3.33 | 1.75 | 8.1 | 6.6
Live | 217392911 |  | 10 | 15.5 | 41921 | 34000 | 30400 | 2.7 | 2.03 | 51528 | 3.3 | 1.84 | 8.5 | 6.5
Live | 217392474 |  | 10 | 16.5 | 41921 | 34000 | 30200 | 2.7 | 2.03 | 51528 | 3.33 | 1.84 | 8.5 | 7
Live | 217393838 |  | 9.4 | 15.2 | 40282 | 34816 | 31200 | 2.54 | 1.94 | 52206 | 3.13 | 1.75 | 8.1 | 6.7
Live | 217391540 |  | 10 | 16 | 42156 | 34272 | 30400 | 2.7 | 2.07 | 51528 | 3.35 | 1.75 | 8.1 | 6.6
Live | 217393372 |  | 10 | 16 | 41921 | 34000 | 30200 | 2.7 | 2.03 | 51528 | 3.28 | 1.84 | 8.5 | 6.5
Live | 217392473 |  | 10 | 16.5 | 41921 | 34000 | 30200 | 2.7 | 2.03 | 51528 | 3.33 | 1.84 | 8.5 | 7
Live | 217391988 |  | 9.5 | 15.5 | 41921 | 34544 | 30600 | 2.56 | 2.05 | 52206 | 3.33 | 1.75 | 8.1 | 6.6
Live | 217393837 |  | 9.4 | 15.2 | 40282 | 34816 | 31200 | 2.54 | 1.94 | 52206 | 3.13 | 1.75 | 8.1 | 6.7
Live | 217391987 |  | 9.5 | 15.5 | 41921 | 34544 | 30600 | 2.56 | 2.05 | 52206 | 3.33 | 1.75 | 8.1 | 6.6
Live | 217391539 |  | 10 | 16 | 42390 | 34272 | 30400 | 2.7 | 2.07 | 52206 | 3.37 | 1.75 | 8.1 | 6.6
Live | 217393371 |  | 10 | 16 | 41921 | 34000 | 30200 | 2.7 | 2.03 | 51528 | 3.28 | 1.84 | 8.5 | 6.5
Live | 217392472 |  | 9.5 | 16 | 41219 | 33728 | 30000 | 2.56 | 2.01 | 50985 | 3.24 | 1.75 | 8.1 | 6.6
Live | 217393836 |  | 9.5 | 15.2 | 40516 | 34816 | 31200 | 2.56 | 1.95 | 52206 | 3.17 | 1.75 | 8.1 | 6.7
Live | 217391986 |  | 9.5 | 15.2 | 41453 | 34272 | 30600 | 2.56 | 2.01 | 51528 | 3.24 | 1.75 | 8.1 | 6.6
Live | 217392471 |  | 9.5 | 16 | 41219 | 33728 | 30000 | 2.56 | 2.01 | 50985 | 3.24 | 1.75 | 8.1 | 6.6
Live | 217391538 |  | 10 | 16 | 42390 | 34272 | 30400 | 2.7 | 2.07 | 52206 | 3.37 | 1.75 | 8.1 | 6.6
Live | 217393370 |  | 10 | 16 | 41921 | 34000 | 30200 | 2.7 | 2.03 | 51528 | 3.28 | 1.84 | 8.5 | 6.5
Live | 217393835 |  | 9.5 | 15.2 | 40516 | 34816 | 31200 | 2.56 | 1.95 | 52206 | 3.17 | 1.75 | 8.1 | 6.7
Live | 217391985 |  | 9.5 | 15.2 | 41453 | 34272 | 30600 | 2.56 | 2.01 | 51528 | 3.24 | 1.75 | 8.1 | 6.6
Live | 217392470 |  | 9.5 | 16 | 41219 | 33728 | 30000 | 2.56 | 2.01 | 50985 | 3.24 | 1.75 | 8.1 | 6.6
Live | 217391537 |  | 10 | 16 | 42390 | 34272 | 30400 | 2.7 | 2.07 | 52206 | 3.37 | 1.75 | 8.1 | 6.6
Live | 217393369 |  | 10 | 16 | 41921 | 34000 | 30200 | 2.7 | 2.03 | 51528 | 3.28 | 1.84 | 8.5 | 6.5
Live | 217393834 |  | 9.5 | 15.2 | 40516 | 34816 | 31200 | 2.56 | 1.95 | 52206 | 3.17 | 1.75 | 8.1 | 6.7
Live | 217393368 |  | 10 | 16 | 41921 | 34000 | 30200 | 2.7 | 2.03 | 51528 | 3.28 | 1.84 | 8.5 | 6.5
Live | 217391536 |  | 10 | 16 | 42390 | 34272 | 30400 | 2.7 | 2.07 | 52206 | 3.37 | 1.75 | 8.1 | 6.6
Live | 217391984 |  | 9.5 | 15.2 | 41453 | 34272 | 30600 | 2.56 | 2.01 | 51528 | 3.24 | 1.75 | 8.1 | 6.6
Live | 217392469 |  | 9.5 | 16 | 41219 | 33728 | 30000 | 2.56 | 2.01 | 50985 | 3.24 | 1.75 | 8.1 | 6.6
Live | 217393833 |  | 9.5 | 15.2 | 40516 | 34816 | 31200 | 2.56 | 1.95 | 52206 | 3.17 | 1.75 | 8.1 | 6.7
Live | 217393367 |  | 10 | 16 | 41921 | 34000 | 30200 | 2.7 | 2.03 | 51528 | 3.28 | 1.84 | 8.5 | 6.5
Live | 217392468 |  | 9.5 | 16 | 41219 | 33728 | 30000 | 2.56 | 2.01 | 50985 | 3.24 | 1.75 | 8.1 | 6.6
Live | 217391535 |  | 10 | 16 | 42390 | 34272 | 30400 | 2.7 | 2.07 | 52206 | 3.37 | 1.75 | 8.1 | 6.6
Live | 217391983 |  | 9.5 | 15.2 | 41453 | 34272 | 30600 | 2.56 | 2.01 | 51528 | 3.24 | 1.75 | 8.1 | 6.6
Live | 217393832 |  | 9.5 | 15.2 | 40516 | 34816 | 31200 | 2.56 | 1.95 | 52206 | 3.17 | 1.75 | 8.1 | 6.7
Live | 217393366 |  | 10 | 16 | 41921 | 34000 | 30200 | 2.7 | 2.03 | 51528 | 3.28 | 1.84 | 8.5 | 6.5
Live | 217392467 |  | 9.5 | 16 | 41219 | 33728 | 30000 | 2.56 | 2.01 | 50985 | 3.24 | 1.75 | 8.1 | 6.6
Live | 217391534 |  | 10 | 16 | 42390 | 34272 | 30400 | 2.7 | 2.07 | 52206 | 3.37 | 1.75 | 8.1 | 6.6
Live | 217391982 |  | 9.5 | 15.2 | 41453 | 34272 | 30600 | 2.56 | 2.01 | 51528 | 3.24 | 1.75 | 8.1 | 6.6
Live | 217392902 |  | 10 | 16.5 | 42390 | 34000 | 30200 | 2.7 | 2.05 | 51528 | 3.33 | 1.86 | 8.5 | 6.5
Live | 217392466 |  | 9.5 | 16 | 41219 | 33728 | 30000 | 2.56 | 2.01 | 50985 | 3.24 | 1.75 | 8.1 | 6.6
Live | 217393831 |  | 9.5 | 15.2 | 40516 | 34816 | 31200 | 2.56 | 1.95 | 52206 | 3.17 | 1.75 | 8.1 | 6.7
Live | 217393365 |  | 10 | 16 | 42624 | 34272 | 30400 | 2.7 | 2.05 | 52206 | 3.37 | 1.84 | 8.5 | 7
Live | 217391533 |  | 10 | 16 | 42390 | 34272 | 30400 | 2.7 | 2.07 | 52206 | 3.37 | 1.75 | 8.1 | 6.6
Live | 217391981 |  | 9.5 | 15.2 | 41453 | 34272 | 30600 | 2.56 | 2.01 | 51528 | 3.24 | 1.75 | 8.1 | 6.6
Live | 217392465 |  | 9.5 | 16 | 41219 | 33728 | 30000 | 2.56 | 2.01 | 50985 | 3.24 | 1.75 | 8.1 | 6.6
Live | 217392901 |  | 10 | 16.5 | 42390 | 34000 | 30200 | 2.7 | 2.05 | 51528 | 3.33 | 1.86 | 8.5 | 6.5
Live | 217393830 |  | 9.5 | 15.2 | 40516 | 34816 | 31200 | 2.56 | 1.95 | 52206 | 3.17 | 1.75 | 8.1 | 6.7
Live | 217393364 |  | 10 | 16 | 42624 | 34272 | 30400 | 2.7 | 2.05 | 52206 | 3.37 | 1.84 | 8.5 | 7
Live | 217391532 |  | 10 | 16 | 42390 | 34272 | 30400 | 2.7 | 2.07 | 52206 | 3.37 | 1.75 | 8.1 | 6.6
Live | 217391980 |  | 9.5 | 15.2 | 41453 | 34272 | 30600 | 2.56 | 2.01 | 51528 | 3.24 | 1.75 | 8.1 | 6.6
Live | 217392464 |  | 9.5 | 16 | 41453 | 33728 | 30000 | 2.56 | 2.01 | 51528 | 3.26 | 1.82 | 8.5 | 6.5
Live | 217393829 |  | 9.5 | 15.2 | 40516 | 34816 | 31200 | 2.56 | 1.95 | 52206 | 3.17 | 1.75 | 8.1 | 6.7
Live | 217392900 |  | 10 | 16.5 | 42390 | 34000 | 30200 | 2.7 | 2.05 | 51528 | 3.33 | 1.86 | 8.5 | 6.5
Live | 217393363 |  | 10 | 16 | 42624 | 34272 | 30400 | 2.7 | 2.05 | 52206 | 3.37 | 1.84 | 8.5 | 7
Live | 217391531 |  | 9.5 | 15.5 | 41687 | 34000 | 30400 | 2.57 | 2.03 | 51528 | 3.28 | 1.75 | 8.1 | 6.65
Live | 217391979 |  | 9.5 | 15.2 | 41453 | 34272 | 30600 | 2.56 | 2.01 | 51528 | 3.24 | 1.75 | 8.1 | 6.6
Live | 217392463 |  | 9.5 | 16 | 41453 | 33728 | 30000 | 2.56 | 2.01 | 51528 | 3.26 | 1.82 | 8.5 | 6.5
Live | 217393828 |  | 9.5 | 15.2 | 40282 | 34816 | 31000 | 2.57 | 1.95 | 52206 | 3.13 | 1.75 | 8.1 | 6.7
Live | 217392899 |  | 10 | 16.5 | 42390 | 34000 | 30200 | 2.7 | 2.05 | 51528 | 3.33 | 1.86 | 8.5 | 6.5
Live | 217393362 |  | 10 | 16 | 42624 | 34272 | 30400 | 2.7 | 2.05 | 52206 | 3.37 | 1.84 | 8.5 | 7
Live | 217391530 |  | 9.5 | 15.5 | 41687 | 34000 | 30400 | 2.57 | 2.03 | 51528 | 3.28 | 1.75 | 8.1 | 6.65
Live | 217392462 |  | 9.5 | 16 | 41453 | 33728 | 30000 | 2.56 | 2.01 | 51528 | 3.26 | 1.82 | 8.5 | 6.5
Live | 217391978 |  | 9.5 | 15.5 | 41921 | 34544 | 30600 | 2.56 | 2.03 | 52206 | 3.33 | 1.75 | 8.1 | 6.6
Live | 217393827 |  | 9.5 | 15.2 | 40282 | 34816 | 31000 | 2.57 | 1.95 | 52206 | 3.13 | 1.75 | 8.1 | 6.7
Live | 217393361 |  | 10 | 16 | 42624 | 34272 | 30400 | 2.7 | 2.05 | 52206 | 3.37 | 1.84 | 8.5 | 7
Live | 217391977 |  | 9.5 | 15.5 | 41921 | 34544 | 30600 | 2.56 | 2.03 | 52206 | 3.33 | 1.75 | 8.1 | 6.6
Live | 217392898 |  | 10 | 16.5 | 42390 | 34000 | 30200 | 2.7 | 2.05 | 51528 | 3.33 | 1.86 | 8.5 | 6.5
Live | 217391529 |  | 9.5 | 15.5 | 41687 | 34000 | 30400 | 2.57 | 2.03 | 51528 | 3.28 | 1.75 | 8.1 | 6.65
Live | 217392461 |  | 9.5 | 16 | 41453 | 33728 | 30000 | 2.56 | 2.01 | 51528 | 3.26 | 1.82 | 8.5 | 6.5
Live | 217393826 |  | 9.5 | 15.2 | 40282 | 34816 | 31000 | 2.57 | 1.95 | 52206 | 3.13 | 1.75 | 8.1 | 6.7
Live | 217391976 |  | 9.5 | 15.5 | 41921 | 34544 | 30600 | 2.56 | 2.03 | 52206 | 3.33 | 1.75 | 8.1 | 6.6
Live | 217392897 |  | 10 | 16.5 | 42390 | 34000 | 30200 | 2.7 | 2.05 | 51528 | 3.33 | 1.86 | 8.5 | 6.5
Live | 217393360 |  | 10 | 16 | 42624 | 34272 | 30400 | 2.7 | 2.05 | 52206 | 3.37 | 1.84 | 8.5 | 7
Live | 217392460 |  | 9.5 | 16 | 41453 | 33728 | 30000 | 2.56 | 2.01 | 51528 | 3.26 | 1.82 | 8.5 | 6.5
Live | 217391528 |  | 9.5 | 15.5 | 41687 | 34000 | 30400 | 2.57 | 2.03 | 51528 | 3.28 | 1.75 | 8.1 | 6.65
Live | 217393825 |  | 9.5 | 15.2 | 40282 | 34816 | 31000 | 2.57 | 1.95 | 52206 | 3.13 | 1.75 | 8.1 | 6.7
Live | 217391975 |  | 9.5 | 15.5 | 41921 | 34544 | 30600 | 2.56 | 2.03 | 52206 | 3.33 | 1.75 | 8.1 | 6.6
Live | 217392896 |  | 10 | 16.5 | 42390 | 34000 | 30200 | 2.7 | 2.05 | 51528 | 3.33 | 1.86 | 8.5 | 6.5
Live | 217393359 |  | 10 | 16 | 42624 | 34272 | 30400 | 2.7 | 2.05 | 52206 | 3.37 | 1.84 | 8.5 | 7
Live | 217391527 |  | 9.5 | 15.5 | 41687 | 34000 | 30400 | 2.57 | 2.03 | 51528 | 3.28 | 1.75 | 8.1 | 6.65
Live | 217392459 |  | 9.5 | 16 | 41453 | 33728 | 30000 | 2.56 | 2.01 | 51528 | 3.26 | 1.82 | 8.5 | 6.5
Live | 217393824 |  | 9.5 | 15.2 | 40282 | 34816 | 31000 | 2.57 | 1.95 | 52206 | 3.13 | 1.75 | 8.1 | 6.7
Live | 217392895 |  | 10 | 16 | 42390 | 34000 | 30400 | 2.7 | 2.05 | 51528 | 3.35 | 1.86 | 8.5 | 7
Live | 217391974 |  | 9.5 | 15.5 | 41921 | 34544 | 30600 | 2.56 | 2.03 | 52206 | 3.33 | 1.75 | 8.1 | 6.6
Live | 217391526 |  | 9.5 | 15.5 | 41687 | 34000 | 30400 | 2.57 | 2.03 | 51528 | 3.28 | 1.75 | 8.1 | 6.65
Live | 217393358 |  | 10 | 16 | 42624 | 34272 | 30400 | 2.7 | 2.05 | 52206 | 3.37 | 1.84 | 8.5 | 7
Live | 217393823 |  | 9.5 | 15.2 | 40282 | 34816 | 31000 | 2.57 | 1.95 | 52206 | 3.13 | 1.75 | 8.1 | 6.7
Live | 217392458 |  | 9.5 | 16 | 41453 | 33728 | 30000 | 2.56 | 2.01 | 51528 | 3.26 | 1.82 | 8.5 | 6.5
Live | 217392894 |  | 10 | 16 | 42390 | 34000 | 30400 | 2.7 | 2.05 | 51528 | 3.35 | 1.86 | 8.5 | 7
Live | 217391973 |  | 9.5 | 15.5 | 41921 | 34544 | 30600 | 2.56 | 2.03 | 52206 | 3.33 | 1.75 | 8.1 | 6.6
Live | 217393357 |  | 10 | 16.5 | 42156 | 34000 | 30200 | 2.7 | 2.05 | 51528 | 3.33 | 1.86 | 8.5 | 6.5
Live | 217391525 |  | 9.5 | 15.5 | 41687 | 34000 | 30400 | 2.57 | 2.03 | 51528 | 3.28 | 1.75 | 8.1 | 6.65
Live | 217392457 |  | 9.5 | 16 | 41453 | 33728 | 30000 | 2.56 | 2.01 | 51528 | 3.26 | 1.82 | 8.5 | 6.5
Live | 217393822 |  | 9.5 | 15.2 | 40282 | 34816 | 31000 | 2.57 | 1.95 | 52206 | 3.13 | 1.75 | 8.1 | 6.7
Live | 217392893 |  | 10 | 16 | 42390 | 34000 | 30400 | 2.7 | 2.05 | 51528 | 3.35 | 1.86 | 8.5 | 7
Live | 217391972 |  | 9.5 | 15.5 | 41921 | 34544 | 30600 | 2.56 | 2.03 | 52206 | 3.33 | 1.75 | 8.1 | 6.6
Live | 217392456 |  | 9.5 | 16 | 41687 | 34000 | 30200 | 2.57 | 2.01 | 51528 | 3.28 | 1.84 | 8.5 | 6.5
Live | 217393356 |  | 10 | 16.5 | 42156 | 34000 | 30200 | 2.7 | 2.05 | 51528 | 3.33 | 1.86 | 8.5 | 6.5
Live | 217391524 |  | 9.5 | 15.5 | 41687 | 34000 | 30400 | 2.57 | 2.03 | 51528 | 3.28 | 1.75 | 8.1 | 6.65
Live | 217393821 |  | 9.5 | 15.2 | 40282 | 34816 | 31000 | 2.57 | 1.95 | 52206 | 3.13 | 1.75 | 8.1 | 6.7
Live | 217392892 |  | 10 | 16 | 42390 | 34000 | 30400 | 2.7 | 2.05 | 51528 | 3.35 | 1.86 | 8.5 | 7
Live | 217391523 |  | 9.8 | 16 | 41921 | 34272 | 30400 | 2.65 | 2.05 | 51528 | 3.33 | 1.75 | 8.1 | 6.6
Live | 217393355 |  | 10 | 16.5 | 42156 | 34000 | 30200 | 2.7 | 2.05 | 51528 | 3.33 | 1.86 | 8.5 | 6.5
Live | 217392455 |  | 9.5 | 16 | 41687 | 34000 | 30200 | 2.57 | 2.01 | 51528 | 3.28 | 1.84 | 8.5 | 6.5
Live | 217391971 |  | 9.5 | 15.5 | 41921 | 34544 | 30600 | 2.56 | 2.03 | 52206 | 3.33 | 1.75 | 8.1 | 6.6
Live | 217392891 |  | 10 | 16 | 42390 | 34000 | 30400 | 2.7 | 2.05 | 51528 | 3.35 | 1.86 | 8.5 | 7
Live | 217391522 |  | 9.8 | 16 | 41921 | 34272 | 30400 | 2.65 | 2.05 | 51528 | 3.33 | 1.75 | 8.1 | 6.6
Live | 217392454 |  | 9.5 | 16 | 41687 | 34000 | 30200 | 2.57 | 2.01 | 51528 | 3.28 | 1.84 | 8.5 | 6.5
Live | 217393354 |  | 10 | 16.5 | 42156 | 34000 | 30200 | 2.7 | 2.05 | 51528 | 3.33 | 1.86 | 8.5 | 6.5
Live | 217392890 |  | 10 | 16 | 42390 | 34000 | 30400 | 2.7 | 2.05 | 51528 | 3.35 | 1.86 | 8.5 | 7
Live | 217391521 |  | 9.8 | 16 | 41921 | 34272 | 30400 | 2.65 | 2.05 | 51528 | 3.33 | 1.75 | 8.1 | 6.6
Live | 217393353 |  | 10 | 16.5 | 42156 | 34000 | 30200 | 2.7 | 2.05 | 51528 | 3.33 | 1.86 | 8.5 | 6.5
Live | 217392453 |  | 9.5 | 16 | 41687 | 34000 | 30200 | 2.57 | 2.01 | 51528 | 3.28 | 1.84 | 8.5 | 6.5
Live | 217391520 |  | 9.8 | 16 | 41921 | 34272 | 30400 | 2.65 | 2.05 | 51528 | 3.33 | 1.75 | 8.1 | 6.6
Live | 217392889 |  | 10 | 16 | 42390 | 34000 | 30400 | 2.7 | 2.05 | 51528 | 3.35 | 1.86 | 8.5 | 7
Live | 217392452 |  | 9.5 | 16 | 41687 | 34000 | 30200 | 2.57 | 2.01 | 51528 | 3.28 | 1.84 | 8.5 | 6.5
Live | 217393352 |  | 10 | 16.5 | 42156 | 34000 | 30200 | 2.7 | 2.05 | 51528 | 3.33 | 1.86 | 8.5 | 6.5
Live | 217392888 |  | 10 | 16 | 42390 | 34000 | 30400 | 2.7 | 2.05 | 51528 | 3.35 | 1.86 | 8.5 | 7
Live | 217391519 |  | 9.8 | 16 | 41921 | 34272 | 30400 | 2.65 | 2.05 | 51528 | 3.33 | 1.75 | 8.1 | 6.6
Live | 217392451 |  | 9.5 | 16 | 41687 | 34000 | 30200 | 2.57 | 2.01 | 51528 | 3.28 | 1.84 | 8.5 | 6.5
Live | 217393351 |  | 10 | 16.5 | 42156 | 34000 | 30200 | 2.7 | 2.05 | 51528 | 3.33 | 1.86 | 8.5 | 6.5
Live | 217392887 |  | 10 | 16.5 | 42624 | 34272 | 30400 | 2.7 | 2.05 | 52206 | 3.39 | 1.84 | 8.5 | 7
Live | 217391518 |  | 9.8 | 16 | 41921 | 34272 | 30400 | 2.65 | 2.05 | 51528 | 3.33 | 1.75 | 8.1 | 6.6
Live | 217392450 |  | 9.5 | 16 | 41687 | 34000 | 30200 | 2.57 | 2.01 | 51528 | 3.28 | 1.84 | 8.5 | 6.5
Live | 217393350 |  | 10 | 16.5 | 42156 | 34000 | 30200 | 2.7 | 2.05 | 51528 | 3.33 | 1.86 | 8.5 | 6.5
Live | 217392886 |  | 10 | 16.5 | 42624 | 34272 | 30400 | 2.7 | 2.05 | 52206 | 3.39 | 1.84 | 8.5 | 7
Live | 217391517 |  | 9.8 | 16 | 41921 | 34272 | 30400 | 2.65 | 2.05 | 51528 | 3.33 | 1.75 | 8.1 | 6.6
Live | 217392449 |  | 9.5 | 16 | 41687 | 34000 | 30200 | 2.57 | 2.01 | 51528 | 3.28 | 1.84 | 8.5 | 6.5
Live | 217393349 |  | 10 | 16.5 | 42390 | 34000 | 30200 | 2.7 | 2.05 | 51528 | 3.35 | 1.84 | 8.5 | 7
Live | 217392885 |  | 10 | 16.5 | 42624 | 34272 | 30400 | 2.7 | 2.05 | 52206 | 3.39 | 1.84 | 8.5 | 7
Live | 217391516 |  | 9.8 | 16 | 41921 | 34272 | 30400 | 2.65 | 2.05 | 51528 | 3.33 | 1.75 | 8.1 | 6.6
Live | 217392448 |  | 9.5 | 15.5 | 42624 | 35088 | 31000 | 2.57 | 2.06 | 52884 | 3.44 | 1.75 | 8.1 | 6.55
Live | 217393348 |  | 10 | 16.5 | 42390 | 34000 | 30200 | 2.7 | 2.05 | 51528 | 3.35 | 1.84 | 8.5 | 7
Live | 217392884 |  | 10 | 16.5 | 42624 | 34272 | 30400 | 2.7 | 2.05 | 52206 | 3.39 | 1.84 | 8.5 | 7
Live | 217393812 |  | 9.5 | 15.5 | 40282 | 34544 | 31000 | 2.57 | 1.95 | 52206 | 3.13 | 1.75 | 8.1 | 6.7
Live | 217391515 |  | 10 | 16 | 42390 | 34272 | 30400 | 2.7 | 2.05 | 52206 | 3.37 | 1.75 | 8.1 | 6.6
Live | 217392447 |  | 9.5 | 15.5 | 42624 | 35088 | 31000 | 2.57 | 2.06 | 52884 | 3.44 | 1.75 | 8.1 | 6.55
Live | 217393347 |  | 10 | 16.5 | 42390 | 34000 | 30200 | 2.7 | 2.05 | 51528 | 3.35 | 1.84 | 8.5 | 7
Live | 217391962 |  | 9.5 | 15.5 | 41687 | 34272 | 30600 | 2.57 | 2.03 | 51528 | 3.28 | 1.75 | 8.1 | 6.65
Live | 217392883 |  | 10 | 16.5 | 42624 | 34272 | 30400 | 2.7 | 2.05 | 52206 | 3.39 | 1.84 | 8.5 | 7
Live | 217393811 |  | 9.5 | 15.5 | 40282 | 34544 | 31000 | 2.57 | 1.95 | 52206 | 3.13 | 1.75 | 8.1 | 6.7
Live | 217391514 |  | 10 | 16 | 42390 | 34272 | 30400 | 2.7 | 2.05 | 52206 | 3.37 | 1.75 | 8.1 | 6.6
Live | 217392446 |  | 9.5 | 15.5 | 42624 | 35088 | 31000 | 2.57 | 2.06 | 52884 | 3.44 | 1.75 | 8.1 | 6.55
Live | 217393346 |  | 10 | 16.5 | 42390 | 34000 | 30200 | 2.7 | 2.05 | 51528 | 3.35 | 1.84 | 8.5 | 7
Live | 217391961 |  | 9.5 | 15.5 | 41687 | 34272 | 30600 | 2.57 | 2.03 | 51528 | 3.28 | 1.75 | 8.1 | 6.65
Live | 217393810 |  | 9.5 | 15.5 | 40282 | 34544 | 31000 | 2.57 | 1.95 | 52206 | 3.13 | 1.75 | 8.1 | 6.7
Live | 217392882 |  | 10 | 16.5 | 42624 | 34272 | 30400 | 2.7 | 2.05 | 52206 | 3.39 | 1.84 | 8.5 | 7
Live | 217391513 |  | 10 | 16 | 42390 | 34272 | 30400 | 2.7 | 2.05 | 52206 | 3.37 | 1.75 | 8.1 | 6.6
Live | 217392445 |  | 9.5 | 15.5 | 42624 | 35088 | 31000 | 2.57 | 2.06 | 52884 | 3.44 | 1.75 | 8.1 | 6.55
Live | 217393345 |  | 10 | 16.5 | 42390 | 34000 | 30200 | 2.7 | 2.05 | 51528 | 3.35 | 1.84 | 8.5 | 7
Live | 217391960 |  | 9.5 | 15.5 | 41687 | 34272 | 30600 | 2.57 | 2.03 | 51528 | 3.28 | 1.75 | 8.1 | 6.65
Live | 217392881 |  | 10 | 16.5 | 42624 | 34272 | 30400 | 2.7 | 2.05 | 52206 | 3.39 | 1.84 | 8.5 | 7
Live | 217393809 |  | 9.5 | 15.5 | 40282 | 34544 | 31000 | 2.57 | 1.95 | 52206 | 3.13 | 1.75 | 8.1 | 6.7
Live | 217391512 |  | 10 | 16 | 42390 | 34272 | 30400 | 2.7 | 2.05 | 52206 | 3.37 | 1.75 | 8.1 | 6.6
Live | 217392444 |  | 9.5 | 15.5 | 42624 | 35088 | 31000 | 2.57 | 2.06 | 52884 | 3.44 | 1.75 | 8.1 | 6.55
Live | 217393344 |  | 10 | 16.5 | 42390 | 34000 | 30200 | 2.7 | 2.05 | 51528 | 3.35 | 1.84 | 8.5 | 7
Live | 217391959 |  | 9.5 | 15.5 | 41687 | 34272 | 30600 | 2.57 | 2.03 | 51528 | 3.28 | 1.75 | 8.1 | 6.65
Live | 217393808 |  | 9.5 | 15.5 | 40282 | 34544 | 31000 | 2.57 | 1.95 | 52206 | 3.13 | 1.75 | 8.1 | 6.7
Live | 217392880 |  | 10 | 16.5 | 42624 | 34272 | 30400 | 2.7 | 2.05 | 52206 | 3.39 | 1.84 | 8.5 | 7
Live | 217391511 |  | 10 | 16 | 42390 | 34272 | 30400 | 2.7 | 2.05 | 52206 | 3.37 | 1.75 | 8.1 | 6.6
Live | 217392443 |  | 9.5 | 15.5 | 42624 | 35088 | 31000 | 2.57 | 2.06 | 52884 | 3.44 | 1.75 | 8.1 | 6.55
Live | 217393343 |  | 10 | 16.5 | 42390 | 34000 | 30200 | 2.7 | 2.05 | 51528 | 3.35 | 1.84 | 8.5 | 7
Live | 217391958 |  | 9.5 | 15.5 | 41687 | 34272 | 30600 | 2.57 | 2.03 | 51528 | 3.28 | 1.75 | 8.1 | 6.65
Live | 217393807 |  | 9.5 | 15.5 | 40282 | 34544 | 31000 | 2.57 | 1.95 | 52206 | 3.13 | 1.75 | 8.1 | 6.7
Live | 217392879 |  | 10 | 16 | 42390 | 34272 | 30400 | 2.7 | 2.05 | 52206 | 3.35 | 1.84 | 8.5 | 7
Live | 217391510 |  | 10 | 16 | 42390 | 34272 | 30400 | 2.7 | 2.05 | 52206 | 3.37 | 1.75 | 8.1 | 6.6
Live | 217392442 |  | 9.5 | 15.5 | 42624 | 35088 | 31000 | 2.57 | 2.06 | 52884 | 3.44 | 1.75 | 8.1 | 6.55
Live | 217393342 |  | 10 | 16.5 | 42390 | 34000 | 30200 | 2.7 | 2.05 | 51528 | 3.35 | 1.84 | 8.5 | 7
Live | 217391957 |  | 9.5 | 15.5 | 41687 | 34272 | 30600 | 2.57 | 2.03 | 51528 | 3.28 | 1.75 | 8.1 | 6.65
Live | 217392878 |  | 10 | 16 | 42390 | 34272 | 30400 | 2.7 | 2.05 | 52206 | 3.35 | 1.84 | 8.5 | 7
Live | 217393806 |  | 9.5 | 15.5 | 40282 | 34544 | 31000 | 2.57 | 1.95 | 52206 | 3.13 | 1.75 | 8.1 | 6.7
Live | 217391509 |  | 10 | 16 | 42390 | 34272 | 30400 | 2.7 | 2.05 | 52206 | 3.37 | 1.75 | 8.1 | 6.6
Live | 217392441 |  | 9.5 | 15.5 | 42624 | 35088 | 31000 | 2.57 | 2.06 | 52884 | 3.44 | 1.75 | 8.1 | 6.55
Live | 217393341 |  | 10 | 16 | 42390 | 34000 | 30200 | 2.7 | 2.05 | 51528 | 3.35 | 1.86 | 8.5 | 7
Live | 217391956 |  | 9.5 | 15.5 | 41687 | 34272 | 30600 | 2.57 | 2.03 | 51528 | 3.28 | 1.75 | 8.1 | 6.65
Live | 217391508 |  | 10 | 16 | 42390 | 34272 | 30400 | 2.7 | 2.05 | 52206 | 3.37 | 1.75 | 8.1 | 6.6
Live | 217392877 |  | 10 | 16 | 42390 | 34272 | 30400 | 2.7 | 2.05 | 52206 | 3.35 | 1.84 | 8.5 | 7
Live | 217393805 |  | 9.5 | 15.5 | 40282 | 34544 | 31000 | 2.57 | 1.95 | 52206 | 3.13 | 1.75 | 8.1 | 6.7
Live | 217393340 |  | 10 | 16 | 42390 | 34000 | 30200 | 2.7 | 2.05 | 51528 | 3.35 | 1.86 | 8.5 | 7
Live | 217391955 |  | 9.5 | 15.5 | 41687 | 34272 | 30600 | 2.57 | 2.03 | 51528 | 3.28 | 1.75 | 8.1 | 6.65
Live | 217391507 |  | 9.5 | 15.5 | 41687 | 34272 | 30400 | 2.57 | 2.03 | 51528 | 3.28 | 1.75 | 8.1 | 6.6
Live | 217393804 |  | 9.5 | 15.5 | 40048 | 34544 | 31000 | 2.56 | 1.95 | 52206 | 3.11 | 1.75 | 8.1 | 6.7
Live | 217392876 |  | 10 | 16 | 42390 | 34272 | 30400 | 2.7 | 2.05 | 52206 | 3.35 | 1.84 | 8.5 | 7
Live | 217393339 |  | 10 | 16 | 42390 | 34000 | 30200 | 2.7 | 2.05 | 51528 | 3.35 | 1.86 | 8.5 | 7
Live | 217391954 |  | 9.5 | 15.5 | 41687 | 34272 | 30600 | 2.57 | 2.03 | 51528 | 3.28 | 1.75 | 8.1 | 6.65
Live | 217391506 |  | 9.5 | 15.5 | 41687 | 34272 | 30400 | 2.57 | 2.03 | 51528 | 3.28 | 1.75 | 8.1 | 6.6
Live | 217392875 |  | 10 | 16 | 42390 | 34272 | 30400 | 2.7 | 2.05 | 52206 | 3.35 | 1.84 | 8.5 | 7
Live | 217393803 |  | 9.5 | 15.5 | 40048 | 34544 | 31000 | 2.56 | 1.95 | 52206 | 3.11 | 1.75 | 8.1 | 6.7
Live | 217393338 |  | 10 | 16 | 42390 | 34000 | 30200 | 2.7 | 2.05 | 51528 | 3.35 | 1.86 | 8.5 | 7
Live | 217391953 |  | 9.5 | 15.5 | 41687 | 34272 | 30600 | 2.57 | 2.03 | 51528 | 3.28 | 1.75 | 8.1 | 6.65
Live | 217391505 |  | 9.5 | 15.5 | 41687 | 34272 | 30400 | 2.57 | 2.03 | 51528 | 3.28 | 1.75 | 8.1 | 6.6
Live | 217393802 |  | 9.5 | 15.5 | 40048 | 34544 | 31000 | 2.56 | 1.95 | 52206 | 3.11 | 1.75 | 8.1 | 6.7
Live | 217392874 |  | 10 | 16 | 42390 | 34272 | 30400 | 2.7 | 2.05 | 52206 | 3.35 | 1.84 | 8.5 | 7
Live | 217393337 |  | 10 | 16 | 42390 | 34000 | 30200 | 2.7 | 2.05 | 51528 | 3.35 | 1.86 | 8.5 | 7
Live | 217391952 |  | 9.5 | 15.5 | 41687 | 34272 | 30600 | 2.57 | 2.03 | 51528 | 3.28 | 1.75 | 8.1 | 6.65
Live | 217391504 |  | 9.5 | 15.5 | 41687 | 34272 | 30400 | 2.57 | 2.03 | 51528 | 3.28 | 1.75 | 8.1 | 6.6
Live | 217392873 |  | 10 | 16 | 42390 | 34272 | 30400 | 2.7 | 2.05 | 52206 | 3.35 | 1.84 | 8.5 | 7
Live | 217393801 |  | 9.5 | 15.5 | 40048 | 34544 | 31000 | 2.56 | 1.95 | 52206 | 3.11 | 1.75 | 8.1 | 6.7
Live | 217393336 |  | 10 | 16 | 42390 | 34000 | 30200 | 2.7 | 2.05 | 51528 | 3.35 | 1.86 | 8.5 | 7
Live | 217391951 |  | 9.5 | 15.5 | 41687 | 34272 | 30600 | 2.57 | 2.03 | 51528 | 3.28 | 1.75 | 8.1 | 6.65
Live | 217391503 |  | 9.5 | 15.5 | 41687 | 34272 | 30400 | 2.57 | 2.03 | 51528 | 3.28 | 1.75 | 8.1 | 6.6
Live | 217393335 |  | 10 | 16 | 42390 | 34000 | 30200 | 2.7 | 2.05 | 51528 | 3.35 | 1.86 | 8.5 | 7
Live | 217393800 |  | 9.5 | 15.5 | 40048 | 34544 | 31000 | 2.56 | 1.95 | 52206 | 3.11 | 1.75 | 8.1 | 6.7
Live | 217392872 |  | 10 | 16 | 42390 | 34272 | 30400 | 2.7 | 2.05 | 52206 | 3.35 | 1.84 | 8.5 | 7
Live | 217391950 |  | 9.5 | 15.5 | 41687 | 34272 | 30600 | 2.57 | 2.03 | 51528 | 3.28 | 1.75 | 8.1 | 6.65
Live | 217391502 |  | 9.5 | 15.5 | 41687 | 34272 | 30400 | 2.57 | 2.03 | 51528 | 3.28 | 1.75 | 8.1 | 6.6
Live | 217393334 |  | 10 | 16 | 42390 | 34000 | 30200 | 2.7 | 2.05 | 51528 | 3.35 | 1.86 | 8.5 | 7
Live | 217392871 |  | 9.5 | 15.5 | 42156 | 34272 | 30400 | 2.56 | 2.01 | 51528 | 3.3 | 1.84 | 8.5 | 6.5
Live | 217393799 |  | 9.5 | 15.5 | 40048 | 34544 | 31000 | 2.56 | 1.95 | 52206 | 3.11 | 1.75 | 8.1 | 6.7
Live | 217391949 |  | 9.5 | 15.5 | 41687 | 34272 | 30600 | 2.57 | 2.03 | 51528 | 3.28 | 1.75 | 8.1 | 6.65
Live | 217391501 |  | 9.5 | 15.5 | 41687 | 34272 | 30400 | 2.57 | 2.03 | 51528 | 3.28 | 1.75 | 8.1 | 6.6
Live | 217393333 |  | 10 | 16.5 | 42390 | 34000 | 30200 | 2.7 | 2.05 | 51528 | 3.35 | 1.86 | 8.5 | 7
Live | 217393798 |  | 9.5 | 15.5 | 40048 | 34544 | 31000 | 2.56 | 1.95 | 52206 | 3.11 | 1.75 | 8.1 | 6.7
Live | 217392870 |  | 9.5 | 15.5 | 42156 | 34272 | 30400 | 2.56 | 2.01 | 51528 | 3.3 | 1.84 | 8.5 | 6.5
Live | 217391948 |  | 9.5 | 15.5 | 41687 | 34272 | 30600 | 2.57 | 2.03 | 51528 | 3.28 | 1.75 | 8.1 | 6.65
Live | 217391500 |  | 9.5 | 15.5 | 41687 | 34272 | 30400 | 2.57 | 2.03 | 51528 | 3.28 | 1.75 | 8.1 | 6.6
Live | 217393332 |  | 10 | 16.5 | 42390 | 34000 | 30200 | 2.7 | 2.05 | 51528 | 3.35 | 1.86 | 8.5 | 7
Live | 217392869 |  | 9.5 | 15.5 | 42156 | 34272 | 30400 | 2.56 | 2.01 | 51528 | 3.3 | 1.84 | 8.5 | 6.5
Live | 217393797 |  | 9.5 | 15.5 | 40048 | 34544 | 31000 | 2.56 | 1.95 | 52206 | 3.11 | 1.75 | 8.1 | 6.7
Live | 217391947 |  | 9.5 | 15.5 | 41687 | 34272 | 30600 | 2.57 | 2.03 | 51528 | 3.28 | 1.75 | 8.1 | 6.65
Live | 217391499 |  | 9.5 | 15.5 | 41921 | 34272 | 30400 | 2.56 | 2.03 | 51528 | 3.3 | 1.75 | 8.1 | 6.65
Live | 217393331 |  | 10 | 16.5 | 42390 | 34000 | 30200 | 2.7 | 2.05 | 51528 | 3.35 | 1.86 | 8.5 | 7
Live | 217392868 |  | 9.5 | 15.5 | 42156 | 34272 | 30400 | 2.56 | 2.01 | 51528 | 3.3 | 1.84 | 8.5 | 6.5
Live | 217393796 |  | 9.5 | 16 | 40750 | 34544 | 31000 | 2.56 | 1.97 | 52206 | 3.19 | 1.75 | 8.1 | 6.65
Live | 217391946 |  | 9.5 | 15.5 | 42156 | 34544 | 30600 | 2.56 | 2.05 | 52206 | 3.35 | 1.75 | 8.1 | 6.6
Live | 217391498 |  | 9.5 | 15.5 | 41921 | 34272 | 30400 | 2.56 | 2.03 | 51528 | 3.3 | 1.75 | 8.1 | 6.65
Live | 217393330 |  | 10 | 16.5 | 42390 | 34000 | 30200 | 2.7 | 2.05 | 51528 | 3.35 | 1.86 | 8.5 | 7
Live | 217393795 |  | 9.5 | 16 | 40750 | 34544 | 31000 | 2.56 | 1.97 | 52206 | 3.19 | 1.75 | 8.1 | 6.65
Live | 217392867 |  | 9.5 | 15.5 | 42156 | 34272 | 30400 | 2.56 | 2.01 | 51528 | 3.3 | 1.84 | 8.5 | 6.5
Live | 217391945 |  | 9.5 | 15.5 | 42156 | 34544 | 30600 | 2.56 | 2.05 | 52206 | 3.35 | 1.75 | 8.1 | 6.6
Live | 217391497 |  | 9.5 | 15.5 | 41921 | 34272 | 30400 | 2.56 | 2.03 | 51528 | 3.3 | 1.75 | 8.1 | 6.65
Live | 217393329 |  | 10 | 16.5 | 42390 | 34000 | 30200 | 2.7 | 2.05 | 51528 | 3.35 | 1.86 | 8.5 | 7
Live | 217392866 |  | 9.5 | 15.5 | 42156 | 34272 | 30400 | 2.56 | 2.01 | 51528 | 3.3 | 1.84 | 8.5 | 6.5
Live | 217393794 |  | 9.5 | 16 | 40750 | 34544 | 31000 | 2.56 | 1.97 | 52206 | 3.19 | 1.75 | 8.1 | 6.65
Live | 217391944 |  | 9.5 | 15.5 | 42156 | 34544 | 30600 | 2.56 | 2.05 | 52206 | 3.35 | 1.75 | 8.1 | 6.6
Live | 217391496 |  | 9.5 | 15.5 | 41921 | 34272 | 30400 | 2.56 | 2.03 | 51528 | 3.3 | 1.75 | 8.1 | 6.65
Live | 217393328 |  | 10 | 16.5 | 42390 | 34000 | 30200 | 2.7 | 2.05 | 51528 | 3.35 | 1.86 | 8.5 | 7
Live | 217392865 |  | 9.5 | 15.5 | 42156 | 34272 | 30400 | 2.56 | 2.01 | 51528 | 3.3 | 1.84 | 8.5 | 6.5
Live | 217393793 |  | 9.5 | 16 | 40750 | 34544 | 31000 | 2.56 | 1.97 | 52206 | 3.19 | 1.75 | 8.1 | 6.65
Live | 217391943 |  | 9.5 | 15.5 | 42156 | 34544 | 30600 | 2.56 | 2.05 | 52206 | 3.35 | 1.75 | 8.1 | 6.6
Live | 217391495 |  | 9.5 | 15.5 | 41921 | 34272 | 30400 | 2.56 | 2.03 | 51528 | 3.3 | 1.75 | 8.1 | 6.65
Live | 217393327 |  | 10 | 16.5 | 42390 | 34000 | 30200 | 2.7 | 2.05 | 51528 | 3.35 | 1.86 | 8.5 | 7
Live | 217392864 |  | 9.5 | 15.5 | 42156 | 34272 | 30400 | 2.56 | 2.01 | 51528 | 3.3 | 1.84 | 8.5 | 6.5
Live | 217393792 |  | 9.5 | 16 | 40750 | 34544 | 31000 | 2.56 | 1.97 | 52206 | 3.19 | 1.75 | 8.1 | 6.65
Live | 217391942 |  | 9.5 | 15.5 | 42156 | 34544 | 30600 | 2.56 | 2.05 | 52206 | 3.35 | 1.75 | 8.1 | 6.6
Live | 217391494 |  | 9.5 | 15.5 | 41921 | 34272 | 30400 | 2.56 | 2.03 | 51528 | 3.3 | 1.75 | 8.1 | 6.65
Live | 217393326 |  | 10 | 16.5 | 42390 | 34000 | 30200 | 2.7 | 2.05 | 51528 | 3.35 | 1.86 | 8.5 | 7
Live | 217393791 |  | 9.5 | 16 | 40750 | 34544 | 31000 | 2.56 | 1.97 | 52206 | 3.19 | 1.75 | 8.1 | 6.65
Live | 217392863 |  | 10 | 16 | 41921 | 34000 | 30200 | 2.7 | 2.03 | 51528 | 3.3 | 1.84 | 8.5 | 6.5
Live | 217392424 |  | 9.5 | 15.5 | 41219 | 34272 | 30600 | 2.56 | 2.01 | 51528 | 3.24 | 1.75 | 8.1 | 6.6
Live | 217391941 |  | 9.5 | 15.5 | 42156 | 34544 | 30600 | 2.56 | 2.05 | 52206 | 3.35 | 1.75 | 8.1 | 6.6
Live | 217391493 |  | 9.5 | 15.5 | 41921 | 34272 | 30400 | 2.56 | 2.03 | 51528 | 3.3 | 1.75 | 8.1 | 6.65
Live | 217393325 |  | 10 | 16 | 42624 | 34272 | 30400 | 2.7 | 2.05 | 52206 | 3.39 | 1.84 | 8.5 | 7
Live | 217392862 |  | 10 | 16 | 41921 | 34000 | 30200 | 2.7 | 2.03 | 51528 | 3.3 | 1.84 | 8.5 | 6.5
Live | 217393790 |  | 9.5 | 16 | 40750 | 34544 | 31000 | 2.56 | 1.97 | 52206 | 3.19 | 1.75 | 8.1 | 6.65
Live | 217391940 |  | 9.5 | 15.5 | 42156 | 34544 | 30600 | 2.56 | 2.05 | 52206 | 3.35 | 1.75 | 8.1 | 6.6
Live | 217392423 |  | 9.5 | 15.5 | 41219 | 34272 | 30600 | 2.56 | 2.01 | 51528 | 3.24 | 1.75 | 8.1 | 6.6
Live | 217391492 |  | 9.5 | 15.5 | 41921 | 34272 | 30400 | 2.56 | 2.03 | 51528 | 3.3 | 1.75 | 8.1 | 6.65
Live | 217393324 |  | 10 | 16 | 42624 | 34272 | 30400 | 2.7 | 2.05 | 52206 | 3.39 | 1.84 | 8.5 | 7
Live | 217391939 |  | 9.5 | 15.5 | 42156 | 34544 | 30600 | 2.56 | 2.05 | 52206 | 3.35 | 1.75 | 8.1 | 6.6
Live | 217392861 |  | 10 | 16 | 41921 | 34000 | 30200 | 2.7 | 2.03 | 51528 | 3.3 | 1.84 | 8.5 | 6.5
Live | 217393789 |  | 9.5 | 16 | 40750 | 34544 | 31000 | 2.56 | 1.97 | 52206 | 3.19 | 1.75 | 8.1 | 6.65
Live | 217392422 |  | 9.5 | 15.5 | 41219 | 34272 | 30600 | 2.56 | 2.01 | 51528 | 3.24 | 1.75 | 8.1 | 6.6
Live | 217391491 |  | 9.5 | 15.5 | 41921 | 34272 | 30600 | 2.56 | 2.03 | 52206 | 3.33 | 1.75 | 8.1 | 6.6
Live | 217393323 |  | 10 | 16 | 42624 | 34272 | 30400 | 2.7 | 2.05 | 52206 | 3.39 | 1.84 | 8.5 | 7
Live | 217393788 |  | 9.5 | 15.5 | 40048 | 34544 | 31000 | 2.56 | 1.95 | 52206 | 3.13 | 1.75 | 8.1 | 6.7
Live | 217392860 |  | 10 | 16 | 41921 | 34000 | 30200 | 2.7 | 2.03 | 51528 | 3.3 | 1.84 | 8.5 | 6.5
Live | 217392421 |  | 9.5 | 15.5 | 41219 | 34272 | 30600 | 2.56 | 2.01 | 51528 | 3.24 | 1.75 | 8.1 | 6.6
Live | 217391490 |  | 9.5 | 15.5 | 41921 | 34272 | 30600 | 2.56 | 2.03 | 52206 | 3.33 | 1.75 | 8.1 | 6.6
Live | 217393322 |  | 10 | 16 | 42624 | 34272 | 30400 | 2.7 | 2.05 | 52206 | 3.39 | 1.84 | 8.5 | 7
Live | 217392859 |  | 10 | 16 | 41921 | 34000 | 30200 | 2.7 | 2.03 | 51528 | 3.3 | 1.84 | 8.5 | 6.5
Live | 217393787 |  | 9.5 | 15.5 | 40048 | 34544 | 31000 | 2.56 | 1.95 | 52206 | 3.13 | 1.75 | 8.1 | 6.7
Live | 217392420 |  | 9.5 | 15.5 | 41219 | 34272 | 30600 | 2.56 | 2.01 | 51528 | 3.24 | 1.75 | 8.1 | 6.6
Live | 217391489 |  | 9.5 | 15.5 | 41921 | 34272 | 30600 | 2.56 | 2.03 | 52206 | 3.33 | 1.75 | 8.1 | 6.6
Live | 217393321 |  | 10 | 16 | 42624 | 34272 | 30400 | 2.7 | 2.05 | 52206 | 3.39 | 1.84 | 8.5 | 7
Live | 217392858 |  | 10 | 16 | 41921 | 34000 | 30200 | 2.7 | 2.03 | 51528 | 3.3 | 1.84 | 8.5 | 6.5
Live | 217393786 |  | 9.5 | 15.5 | 40048 | 34544 | 31000 | 2.56 | 1.95 | 52206 | 3.13 | 1.75 | 8.1 | 6.7
Live | 217392419 |  | 9.5 | 15.5 | 41219 | 34272 | 30600 | 2.56 | 2.01 | 51528 | 3.24 | 1.75 | 8.1 | 6.6
Live | 217391488 |  | 9.5 | 15.5 | 41921 | 34272 | 30600 | 2.56 | 2.03 | 52206 | 3.33 | 1.75 | 8.1 | 6.6
Live | 217393320 |  | 10 | 16 | 42624 | 34272 | 30400 | 2.7 | 2.05 | 52206 | 3.39 | 1.84 | 8.5 | 7
Live | 217392857 |  | 10 | 16 | 41921 | 34000 | 30200 | 2.7 | 2.03 | 51528 | 3.3 | 1.84 | 8.5 | 6.5
Live | 217393785 |  | 9.5 | 15.5 | 40048 | 34544 | 31000 | 2.56 | 1.95 | 52206 | 3.13 | 1.75 | 8.1 | 6.7
Live | 217392418 |  | 9.5 | 15.5 | 41219 | 34272 | 30600 | 2.56 | 2.01 | 51528 | 3.24 | 1.75 | 8.1 | 6.6
Live | 217391487 |  | 9.5 | 15.5 | 41921 | 34272 | 30600 | 2.56 | 2.03 | 52206 | 3.33 | 1.75 | 8.1 | 6.6
Live | 217393319 |  | 10 | 16 | 42624 | 34272 | 30400 | 2.7 | 2.05 | 52206 | 3.39 | 1.84 | 8.5 | 7
Live | 217393784 |  | 9.5 | 15.5 | 40048 | 34544 | 31000 | 2.56 | 1.95 | 52206 | 3.13 | 1.75 | 8.1 | 6.7
Live | 217392856 |  | 10 | 16 | 41921 | 34000 | 30200 | 2.7 | 2.03 | 51528 | 3.3 | 1.84 | 8.5 | 6.5
Live | 217392417 |  | 9.5 | 15.5 | 41219 | 34272 | 30600 | 2.56 | 2.01 | 51528 | 3.24 | 1.75 | 8.1 | 6.6
Live | 217391486 |  | 9.5 | 15.5 | 41921 | 34272 | 30600 | 2.56 | 2.03 | 52206 | 3.33 | 1.75 | 8.1 | 6.6
Live | 217393318 |  | 10 | 16 | 42624 | 34272 | 30400 | 2.7 | 2.05 | 52206 | 3.39 | 1.84 | 8.5 | 7
Live | 217392855 |  | 10 | 16 | 42390 | 34272 | 30400 | 2.7 | 2.05 | 52206 | 3.37 | 1.84 | 8.5 | 7
Live | 217393783 |  | 9.5 | 15.5 | 40048 | 34544 | 31000 | 2.56 | 1.95 | 52206 | 3.13 | 1.75 | 8.1 | 6.7
Live | 217392416 |  | 9.5 | 15.2 | 41219 | 34544 | 30800 | 2.56 | 2.01 | 51528 | 3.24 | 1.75 | 8.1 | 6.65
Live | 217391485 |  | 9.5 | 15.5 | 41921 | 34272 | 30600 | 2.56 | 2.03 | 52206 | 3.33 | 1.75 | 8.1 | 6.6
Live | 217393317 |  | 10 | 16 | 41921 | 34000 | 30200 | 2.7 | 2.03 | 51528 | 3.3 | 1.84 | 8.5 | 6.5
Live | 217393782 |  | 9.5 | 15.5 | 40048 | 34544 | 31000 | 2.56 | 1.95 | 52206 | 3.13 | 1.75 | 8.1 | 6.7
Live | 217392854 |  | 10 | 16 | 42390 | 34272 | 30400 | 2.7 | 2.05 | 52206 | 3.37 | 1.84 | 8.5 | 7
Live | 217392415 |  | 9.5 | 15.2 | 41219 | 34544 | 30800 | 2.56 | 2.01 | 51528 | 3.24 | 1.75 | 8.1 | 6.65
Live | 217391484 |  | 9.5 | 15.5 | 41921 | 34272 | 30600 | 2.56 | 2.03 | 52206 | 3.33 | 1.75 | 8.1 | 6.6
Live | 217393316 |  | 10 | 16 | 41921 | 34000 | 30200 | 2.7 | 2.03 | 51528 | 3.3 | 1.84 | 8.5 | 6.5
Live | 217393781 |  | 9.5 | 15.5 | 40048 | 34544 | 31000 | 2.56 | 1.95 | 52206 | 3.13 | 1.75 | 8.1 | 6.7
Live | 217392853 |  | 10 | 16 | 42390 | 34272 | 30400 | 2.7 | 2.05 | 52206 | 3.37 | 1.84 | 8.5 | 7
Live | 217392414 |  | 9.5 | 15.2 | 41219 | 34544 | 30800 | 2.56 | 2.01 | 51528 | 3.24 | 1.75 | 8.1 | 6.65
Live | 217391483 |  | 9.5 | 15.5 | 41687 | 34272 | 30400 | 2.57 | 2.03 | 51528 | 3.26 | 1.75 | 8.1 | 6.6
Live | 217393315 |  | 10 | 16 | 41921 | 34000 | 30200 | 2.7 | 2.03 | 51528 | 3.3 | 1.84 | 8.5 | 6.5
Live | 217392852 |  | 10 | 16 | 42390 | 34272 | 30400 | 2.7 | 2.05 | 52206 | 3.37 | 1.84 | 8.5 | 7
Live | 217393780 |  | 9.5 | 15.5 | 40282 | 34816 | 31000 | 2.57 | 1.95 | 52206 | 3.13 | 1.75 | 8.1 | 6.7
Live | 217392413 |  | 9.5 | 15.2 | 41219 | 34544 | 30800 | 2.56 | 2.01 | 51528 | 3.24 | 1.75 | 8.1 | 6.65
Live | 217391482 |  | 9.5 | 15.5 | 41687 | 34272 | 30400 | 2.57 | 2.03 | 51528 | 3.26 | 1.75 | 8.1 | 6.6
Live | 217393314 |  | 10 | 16 | 41921 | 34000 | 30200 | 2.7 | 2.03 | 51528 | 3.3 | 1.84 | 8.5 | 6.5
Live | 217392851 |  | 10 | 16 | 42390 | 34272 | 30400 | 2.7 | 2.05 | 52206 | 3.37 | 1.84 | 8.5 | 7
Live | 217393779 |  | 9.5 | 15.5 | 40282 | 34816 | 31000 | 2.57 | 1.95 | 52206 | 3.13 | 1.75 | 8.1 | 6.7
Live | 217392412 |  | 9.5 | 15.2 | 41219 | 34544 | 30800 | 2.56 | 2.01 | 51528 | 3.24 | 1.75 | 8.1 | 6.65
Live | 217391481 |  | 9.5 | 15.5 | 41687 | 34272 | 30400 | 2.57 | 2.03 | 51528 | 3.26 | 1.75 | 8.1 | 6.6
Live | 217393313 |  | 10 | 16 | 41921 | 34000 | 30200 | 2.7 | 2.03 | 51528 | 3.3 | 1.84 | 8.5 | 6.5
Live | 217392850 |  | 10 | 16 | 42390 | 34272 | 30400 | 2.7 | 2.05 | 52206 | 3.37 | 1.84 | 8.5 | 7
Live | 217393778 |  | 9.5 | 15.5 | 40282 | 34816 | 31000 | 2.57 | 1.95 | 52206 | 3.13 | 1.75 | 8.1 | 6.7
Live | 217391480 |  | 9.5 | 15.5 | 41687 | 34272 | 30400 | 2.57 | 2.03 | 51528 | 3.26 | 1.75 | 8.1 | 6.6
Live | 217392411 |  | 9.5 | 15.2 | 41219 | 34544 | 30800 | 2.56 | 2.01 | 51528 | 3.24 | 1.75 | 8.1 | 6.65
Live | 217393312 |  | 10 | 16 | 41921 | 34000 | 30200 | 2.7 | 2.03 | 51528 | 3.3 | 1.84 | 8.5 | 6.5
Live | 217393777 |  | 9.5 | 15.5 | 40282 | 34816 | 31000 | 2.57 | 1.95 | 52206 | 3.13 | 1.75 | 8.1 | 6.7
Live | 217392849 |  | 10 | 16 | 42390 | 34272 | 30400 | 2.7 | 2.05 | 52206 | 3.37 | 1.84 | 8.5 | 7
Live | 217391479 |  | 9.5 | 15.5 | 41687 | 34272 | 30400 | 2.57 | 2.03 | 51528 | 3.26 | 1.75 | 8.1 | 6.6
Live | 217392410 |  | 9.5 | 15.2 | 41219 | 34544 | 30800 | 2.56 | 2.01 | 51528 | 3.24 | 1.75 | 8.1 | 6.65
Live | 217393311 |  | 10 | 16 | 41921 | 34000 | 30200 | 2.7 | 2.03 | 51528 | 3.3 | 1.84 | 8.5 | 6.5
Live | 217392848 |  | 10 | 16 | 42390 | 34272 | 30400 | 2.7 | 2.05 | 52206 | 3.37 | 1.84 | 8.5 | 7
Live | 217393776 |  | 9.5 | 15.5 | 40282 | 34816 | 31000 | 2.57 | 1.95 | 52206 | 3.13 | 1.75 | 8.1 | 6.7
Live | 217391478 |  | 9.5 | 15.5 | 41687 | 34272 | 30400 | 2.57 | 2.03 | 51528 | 3.26 | 1.75 | 8.1 | 6.6
Live | 217392409 |  | 9.5 | 15.2 | 41219 | 34544 | 30800 | 2.56 | 2.01 | 51528 | 3.24 | 1.75 | 8.1 | 6.65
Live | 217393310 |  | 10 | 16 | 41921 | 34000 | 30200 | 2.7 | 2.03 | 51528 | 3.3 | 1.84 | 8.5 | 6.5
Live | 217392847 |  | 10 | 16 | 42390 | 34272 | 30400 | 2.7 | 2.03 | 52206 | 3.35 | 1.86 | 8.5 | 7
Live | 217393775 |  | 9.5 | 15.5 | 40282 | 34816 | 31000 | 2.57 | 1.95 | 52206 | 3.13 | 1.75 | 8.1 | 6.7
Live | 217391477 |  | 9.5 | 15.5 | 41687 | 34272 | 30400 | 2.57 | 2.03 | 51528 | 3.26 | 1.75 | 8.1 | 6.6
Live | 217392408 |  | 9.5 | 15.5 | 41687 | 34544 | 30800 | 2.57 | 2.03 | 52206 | 3.3 | 1.75 | 8.1 | 6.6
Live | 217393309 |  | 10 | 16 | 42156 | 34000 | 30400 | 2.7 | 2.03 | 51528 | 3.33 | 1.86 | 8.5 | 6.5
Live | 217391476 |  | 9.5 | 15.5 | 41687 | 34272 | 30400 | 2.57 | 2.03 | 51528 | 3.26 | 1.75 | 8.1 | 6.6
Live | 217392846 |  | 10 | 16 | 42390 | 34272 | 30400 | 2.7 | 2.03 | 52206 | 3.35 | 1.86 | 8.5 | 7
Live | 217393774 |  | 9.5 | 15.5 | 40282 | 34816 | 31000 | 2.57 | 1.95 | 52206 | 3.13 | 1.75 | 8.1 | 6.7
Live | 217392407 |  | 9.5 | 15.5 | 41687 | 34544 | 30800 | 2.57 | 2.03 | 52206 | 3.3 | 1.75 | 8.1 | 6.6
Live | 217393308 |  | 10 | 16 | 42156 | 34000 | 30400 | 2.7 | 2.03 | 51528 | 3.33 | 1.86 | 8.5 | 6.5
Live | 217391475 |  | 9.5 | 15.5 | 41687 | 34272 | 30400 | 2.57 | 2.03 | 51528 | 3.28 | 1.75 | 8.1 | 6.65
Live | 217392845 |  | 10 | 16 | 42390 | 34272 | 30400 | 2.7 | 2.03 | 52206 | 3.35 | 1.86 | 8.5 | 7
Live | 217393773 |  | 9.5 | 15.5 | 40282 | 34816 | 31000 | 2.57 | 1.95 | 52206 | 3.13 | 1.75 | 8.1 | 6.7
Live | 217392406 |  | 9.5 | 15.5 | 41687 | 34544 | 30800 | 2.57 | 2.03 | 52206 | 3.3 | 1.75 | 8.1 | 6.6
Live | 217393307 |  | 10 | 16 | 42156 | 34000 | 30400 | 2.7 | 2.03 | 51528 | 3.33 | 1.86 | 8.5 | 6.5
Live | 217391474 |  | 9.5 | 15.5 | 41687 | 34272 | 30400 | 2.57 | 2.03 | 51528 | 3.28 | 1.75 | 8.1 | 6.65
Live | 217392844 |  | 10 | 16 | 42390 | 34272 | 30400 | 2.7 | 2.03 | 52206 | 3.35 | 1.86 | 8.5 | 7
Live | 217393772 |  | 9.5 | 15.5 | 40516 | 34816 | 31000 | 2.56 | 1.95 | 52206 | 3.17 | 1.75 | 8.1 | 6.7
Live | 217393306 |  | 10 | 16 | 42156 | 34000 | 30400 | 2.7 | 2.03 | 51528 | 3.33 | 1.86 | 8.5 | 6.5
Live | 217392405 |  | 9.5 | 15.5 | 41687 | 34544 | 30800 | 2.57 | 2.03 | 52206 | 3.3 | 1.75 | 8.1 | 6.6
Live | 217391473 |  | 9.5 | 15.5 | 41687 | 34272 | 30400 | 2.57 | 2.03 | 51528 | 3.28 | 1.75 | 8.1 | 6.65
Live | 217392843 |  | 10 | 16 | 42390 | 34272 | 30400 | 2.7 | 2.03 | 52206 | 3.35 | 1.86 | 8.5 | 7
Live | 217393771 |  | 9.5 | 15.5 | 40516 | 34816 | 31000 | 2.56 | 1.95 | 52206 | 3.17 | 1.75 | 8.1 | 6.7
Live | 217393305 |  | 10 | 16 | 42156 | 34000 | 30400 | 2.7 | 2.03 | 51528 | 3.33 | 1.86 | 8.5 | 6.5
Live | 217392404 |  | 9.5 | 15.5 | 41687 | 34544 | 30800 | 2.57 | 2.03 | 52206 | 3.3 | 1.75 | 8.1 | 6.6
Live | 217391472 |  | 9.5 | 15.5 | 41687 | 34272 | 30400 | 2.57 | 2.03 | 51528 | 3.28 | 1.75 | 8.1 | 6.65
Live | 217393770 |  | 9.5 | 15.5 | 40516 | 34816 | 31000 | 2.56 | 1.95 | 52206 | 3.17 | 1.75 | 8.1 | 6.7
Live | 217392842 |  | 10 | 16 | 42390 | 34272 | 30400 | 2.7 | 2.03 | 52206 | 3.35 | 1.86 | 8.5 | 7
Live | 217393304 |  | 10 | 16 | 42156 | 34000 | 30400 | 2.7 | 2.03 | 51528 | 3.33 | 1.86 | 8.5 | 6.5
Live | 217392403 |  | 9.5 | 15.5 | 41687 | 34544 | 30800 | 2.57 | 2.03 | 52206 | 3.3 | 1.75 | 8.1 | 6.6
Live | 217391471 |  | 9.5 | 15.5 | 41687 | 34272 | 30400 | 2.57 | 2.03 | 51528 | 3.28 | 1.75 | 8.1 | 6.65
Live | 217393769 |  | 9.5 | 15.5 | 40516 | 34816 | 31000 | 2.56 | 1.95 | 52206 | 3.17 | 1.75 | 8.1 | 6.7
Live | 217392841 |  | 10 | 16 | 42390 | 34272 | 30400 | 2.7 | 2.03 | 52206 | 3.35 | 1.86 | 8.5 | 7
Live | 217393303 |  | 10 | 16 | 42156 | 34000 | 30400 | 2.7 | 2.03 | 51528 | 3.33 | 1.86 | 8.5 | 6.5
Live | 217392402 |  | 9.5 | 15.5 | 41687 | 34544 | 30800 | 2.57 | 2.03 | 52206 | 3.3 | 1.75 | 8.1 | 6.6
Live | 217391470 |  | 9.5 | 15.5 | 41687 | 34272 | 30400 | 2.57 | 2.03 | 51528 | 3.28 | 1.75 | 8.1 | 6.65
Live | 217393768 |  | 9.5 | 15.5 | 40516 | 34816 | 31000 | 2.56 | 1.95 | 52206 | 3.17 | 1.75 | 8.1 | 6.7
Live | 217392840 |  | 10 | 16 | 42390 | 34272 | 30400 | 2.7 | 2.03 | 52206 | 3.35 | 1.86 | 8.5 | 7
Live | 217393302 |  | 10 | 16 | 42156 | 34000 | 30400 | 2.7 | 2.03 | 51528 | 3.33 | 1.86 | 8.5 | 6.5
Live | 217392401 |  | 9.5 | 15.5 | 41687 | 34544 | 30800 | 2.57 | 2.03 | 52206 | 3.3 | 1.75 | 8.1 | 6.6
Live | 217391469 |  | 9.5 | 15.5 | 41687 | 34272 | 30400 | 2.57 | 2.03 | 51528 | 3.28 | 1.75 | 8.1 | 6.65
Live | 217391914 |  | 9.5 | 15.5 | 42156 | 34544 | 30600 | 2.56 | 2.05 | 52206 | 3.35 | 1.75 | 8.1 | 6.6
Live | 217392839 |  | 10 | 15.5 | 41921 | 34000 | 30400 | 2.7 | 2.03 | 51528 | 3.3 | 1.84 | 8.5 | 6.5
Live | 217393767 |  | 9.5 | 15.5 | 40516 | 34816 | 31000 | 2.56 | 1.95 | 52206 | 3.17 | 1.75 | 8.1 | 6.7
Live | 217391468 |  | 9.5 | 15.5 | 41687 | 34272 | 30400 | 2.57 | 2.03 | 51528 | 3.28 | 1.75 | 8.1 | 6.65
Live | 217391913 |  | 9.5 | 15.5 | 42156 | 34544 | 30600 | 2.56 | 2.05 | 52206 | 3.35 | 1.75 | 8.1 | 6.6
Live | 217392838 |  | 10 | 15.5 | 41921 | 34000 | 30400 | 2.7 | 2.03 | 51528 | 3.3 | 1.84 | 8.5 | 6.5
Live | 217393766 |  | 9.5 | 15.5 | 40516 | 34816 | 31000 | 2.56 | 1.95 | 52206 | 3.17 | 1.75 | 8.1 | 6.7
Live | 217391464 |  | 9.5 | 15.2 | 41219 | 34544 | 30800 | 2.56 | 2.01 | 51528 | 3.26 | 1.82 | 8.5 | 6.5
Live | 217391912 |  | 9.5 | 15.5 | 42156 | 34544 | 30600 | 2.56 | 2.05 | 52206 | 3.35 | 1.75 | 8.1 | 6.6
Live | 217393765 |  | 9.5 | 15.5 | 40516 | 34816 | 31000 | 2.56 | 1.95 | 52206 | 3.17 | 1.75 | 8.1 | 6.7
Live | 217392837 |  | 10 | 15.5 | 41921 | 34000 | 30400 | 2.7 | 2.03 | 51528 | 3.3 | 1.84 | 8.5 | 6.5
Live | 217391463 |  | 9.5 | 15.2 | 41219 | 34544 | 30800 | 2.56 | 2.01 | 51528 | 3.26 | 1.82 | 8.5 | 6.5
Live | 217391911 |  | 9.5 | 15.5 | 42156 | 34544 | 30600 | 2.56 | 2.05 | 52206 | 3.35 | 1.75 | 8.1 | 6.6
Live | 217392836 |  | 10 | 15.5 | 41921 | 34000 | 30400 | 2.7 | 2.03 | 51528 | 3.3 | 1.84 | 8.5 | 6.5
Live | 217393764 |  | 9.5 | 15.5 | 40048 | 34544 | 31000 | 2.56 | 1.95 | 52206 | 3.11 | 1.75 | 8.1 | 6.75
Live | 217391462 |  | 9.5 | 15.2 | 41219 | 34544 | 30800 | 2.56 | 2.01 | 51528 | 3.26 | 1.82 | 8.5 | 6.5
Live | 217391910 |  | 9.5 | 15.5 | 42156 | 34544 | 30600 | 2.56 | 2.05 | 52206 | 3.35 | 1.75 | 8.1 | 6.6
Live | 217393763 |  | 9.5 | 15.5 | 40048 | 34544 | 31000 | 2.56 | 1.95 | 52206 | 3.11 | 1.75 | 8.1 | 6.75
Live | 217392835 |  | 10 | 15.5 | 41921 | 34000 | 30400 | 2.7 | 2.03 | 51528 | 3.3 | 1.84 | 8.5 | 6.5
Live | 217391461 |  | 9.5 | 15.2 | 41219 | 34544 | 30800 | 2.56 | 2.01 | 51528 | 3.26 | 1.82 | 8.5 | 6.5
Live | 217391909 |  | 9.5 | 15.5 | 42156 | 34544 | 30600 | 2.56 | 2.05 | 52206 | 3.35 | 1.75 | 8.1 | 6.6
Live | 217393762 |  | 9.5 | 15.5 | 40048 | 34544 | 31000 | 2.56 | 1.95 | 52206 | 3.11 | 1.75 | 8.1 | 6.75
Live | 217392834 |  | 10 | 15.5 | 41921 | 34000 | 30400 | 2.7 | 2.03 | 51528 | 3.3 | 1.84 | 8.5 | 6.5
Live | 217391460 |  | 9.5 | 15.2 | 41219 | 34544 | 30800 | 2.56 | 2.01 | 51528 | 3.26 | 1.82 | 8.5 | 6.5
Live | 217391908 |  | 9.5 | 15.5 | 42156 | 34544 | 30600 | 2.56 | 2.05 | 52206 | 3.35 | 1.75 | 8.1 | 6.6
Live | 217393761 |  | 9.5 | 15.5 | 40048 | 34544 | 31000 | 2.56 | 1.95 | 52206 | 3.11 | 1.75 | 8.1 | 6.75
Live | 217392833 |  | 10 | 15.5 | 41921 | 34000 | 30400 | 2.7 | 2.03 | 51528 | 3.3 | 1.84 | 8.5 | 6.5
Live | 217391907 |  | 9.5 | 15.5 | 42156 | 34544 | 30600 | 2.56 | 2.05 | 52206 | 3.35 | 1.75 | 8.1 | 6.6
Live | 217391459 |  | 9.5 | 15.2 | 41219 | 34544 | 30800 | 2.56 | 2.01 | 51528 | 3.26 | 1.82 | 8.5 | 6.5
Live | 217393760 |  | 9.5 | 15.5 | 40048 | 34544 | 31000 | 2.56 | 1.95 | 52206 | 3.11 | 1.75 | 8.1 | 6.75
Live | 217393293 |  | 9.5 | 15.2 | 40516 | 34816 | 31000 | 2.56 | 1.97 | 52206 | 3.17 | 1.75 | 8.1 | 6.7
Live | 217392832 |  | 10 | 15.5 | 41921 | 34000 | 30400 | 2.7 | 2.03 | 51528 | 3.3 | 1.84 | 8.5 | 6.5
Live | 217391906 |  | 9.5 | 15.2 | 41453 | 34272 | 30600 | 2.56 | 2.01 | 51528 | 3.26 | 1.75 | 8.1 | 6.6
Live | 217391458 |  | 9.5 | 15.2 | 41219 | 34544 | 30800 | 2.56 | 2.01 | 51528 | 3.26 | 1.82 | 8.5 | 6.5
Live | 217393292 |  | 9.5 | 15.2 | 40516 | 34816 | 31000 | 2.56 | 1.97 | 52206 | 3.17 | 1.75 | 8.1 | 6.7
Live | 217393759 |  | 9.5 | 15.5 | 40048 | 34544 | 31000 | 2.56 | 1.95 | 52206 | 3.11 | 1.75 | 8.1 | 6.75
Live | 217391905 |  | 9.5 | 15.2 | 41453 | 34272 | 30600 | 2.56 | 2.01 | 51528 | 3.26 | 1.75 | 8.1 | 6.6
Live | 217391457 |  | 9.5 | 15.2 | 41219 | 34544 | 30800 | 2.56 | 2.01 | 51528 | 3.26 | 1.82 | 8.5 | 6.5
Live | 217393758 |  | 9.5 | 15.5 | 40048 | 34544 | 31000 | 2.56 | 1.95 | 52206 | 3.11 | 1.75 | 8.1 | 6.75
Live | 217393291 |  | 9.5 | 15.2 | 40516 | 34816 | 31000 | 2.56 | 1.97 | 52206 | 3.17 | 1.75 | 8.1 | 6.7
Live | 217391456 |  | 10 | 15.5 | 41921 | 34272 | 30400 | 2.7 | 2.01 | 51528 | 3.26 | 1.75 | 8.1 | 6.65
Live | 217393290 |  | 9.5 | 15.2 | 40516 | 34816 | 31000 | 2.56 | 1.97 | 52206 | 3.17 | 1.75 | 8.1 | 6.7
Live | 217391904 |  | 9.5 | 15.2 | 41453 | 34272 | 30600 | 2.56 | 2.01 | 51528 | 3.26 | 1.75 | 8.1 | 6.6
Live | 217393757 |  | 9.5 | 15.5 | 40048 | 34544 | 31000 | 2.56 | 1.95 | 52206 | 3.11 | 1.75 | 8.1 | 6.75
Live | 217391455 |  | 10 | 15.5 | 41921 | 34272 | 30400 | 2.7 | 2.01 | 51528 | 3.26 | 1.75 | 8.1 | 6.65
Live | 217393289 |  | 9.5 | 15.2 | 40516 | 34816 | 31000 | 2.56 | 1.97 | 52206 | 3.17 | 1.75 | 8.1 | 6.7
Live | 217393756 |  | 9.5 | 15.5 | 40048 | 34544 | 31000 | 2.56 | 1.95 | 52206 | 3.11 | 1.75 | 8.1 | 6.7
Live | 217391903 |  | 9.5 | 15.2 | 41453 | 34272 | 30600 | 2.56 | 2.01 | 51528 | 3.26 | 1.75 | 8.1 | 6.6
Live | 217393288 |  | 9.5 | 15.2 | 40516 | 34816 | 31000 | 2.56 | 1.97 | 52206 | 3.17 | 1.75 | 8.1 | 6.7
Live | 217391454 |  | 10 | 15.5 | 41921 | 34272 | 30400 | 2.7 | 2.01 | 51528 | 3.26 | 1.75 | 8.1 | 6.65
Live | 217393755 |  | 9.5 | 15.5 | 40048 | 34544 | 31000 | 2.56 | 1.95 | 52206 | 3.11 | 1.75 | 8.1 | 6.7
Live | 217391902 |  | 9.5 | 15.2 | 41453 | 34272 | 30600 | 2.56 | 2.01 | 51528 | 3.26 | 1.75 | 8.1 | 6.6
Live | 217393287 |  | 9.5 | 15.2 | 40516 | 34816 | 31000 | 2.56 | 1.97 | 52206 | 3.17 | 1.75 | 8.1 | 6.7
Live | 217391453 |  | 10 | 15.5 | 41921 | 34272 | 30400 | 2.7 | 2.01 | 51528 | 3.26 | 1.75 | 8.1 | 6.65
Live | 217393754 |  | 9.5 | 15.5 | 40048 | 34544 | 31000 | 2.56 | 1.95 | 52206 | 3.11 | 1.75 | 8.1 | 6.7
Live | 217391901 |  | 9.5 | 15.2 | 41453 | 34272 | 30600 | 2.56 | 2.01 | 51528 | 3.26 | 1.75 | 8.1 | 6.6
Live | 217393286 |  | 9.5 | 15.2 | 40516 | 34816 | 31000 | 2.56 | 1.97 | 52206 | 3.17 | 1.75 | 8.1 | 6.7
Live | 217391452 |  | 10 | 15.5 | 41921 | 34272 | 30400 | 2.7 | 2.01 | 51528 | 3.26 | 1.75 | 8.1 | 6.65
Live | 217393753 |  | 9.5 | 15.5 | 40048 | 34544 | 31000 | 2.56 | 1.95 | 52206 | 3.11 | 1.75 | 8.1 | 6.7
Live | 217391451 |  | 10 | 15.5 | 41921 | 34272 | 30400 | 2.7 | 2.01 | 51528 | 3.26 | 1.75 | 8.1 | 6.65
Live | 217391900 |  | 9.5 | 15.2 | 41453 | 34272 | 30600 | 2.56 | 2.01 | 51528 | 3.26 | 1.75 | 8.1 | 6.6
Live | 217393752 |  | 9.5 | 15.5 | 40048 | 34544 | 31000 | 2.56 | 1.95 | 52206 | 3.11 | 1.75 | 8.1 | 6.7
Live | 217391899 |  | 9.5 | 15.2 | 41453 | 34272 | 30600 | 2.56 | 2.01 | 51528 | 3.26 | 1.75 | 8.1 | 6.6
Live | 217391450 |  | 10 | 15.5 | 41921 | 34272 | 30400 | 2.7 | 2.01 | 51528 | 3.26 | 1.75 | 8.1 | 6.65
Live | 217393751 |  | 9.5 | 15.5 | 40048 | 34544 | 31000 | 2.56 | 1.95 | 52206 | 3.11 | 1.75 | 8.1 | 6.7
Live | 217392823 |  | 10 | 16.5 | 42390 | 34000 | 30200 | 2.7 | 2.05 | 51528 | 3.35 | 1.84 | 8.5 | 7
Live | 217391449 |  | 10 | 15.5 | 41921 | 34272 | 30400 | 2.7 | 2.01 | 51528 | 3.26 | 1.75 | 8.1 | 6.65
Live | 217393750 |  | 9.5 | 15.5 | 40048 | 34544 | 31000 | 2.56 | 1.95 | 52206 | 3.11 | 1.75 | 8.1 | 6.7
Live | 217392822 |  | 10 | 16.5 | 42390 | 34000 | 30200 | 2.7 | 2.05 | 51528 | 3.35 | 1.84 | 8.5 | 7
Live | 217391448 |  | 10.5 | 15.5 | 44498 | 34544 | 30400 | 2.84 | 2.12 | 52884 | 3.67 | 1.86 | 8.5 | 7
Live | 217393749 |  | 9.5 | 15.5 | 40048 | 34544 | 31000 | 2.56 | 1.95 | 52206 | 3.11 | 1.75 | 8.1 | 6.7
Live | 217392821 |  | 10 | 16.5 | 42390 | 34000 | 30200 | 2.7 | 2.05 | 51528 | 3.35 | 1.84 | 8.5 | 7
Live | 217393748 |  | 9.5 | 15.2 | 41687 | 34544 | 30800 | 2.57 | 2.01 | 52206 | 3.26 | 1.82 | 8.5 | 6.5
Live | 217391447 |  | 10.5 | 15.5 | 44498 | 34544 | 30400 | 2.84 | 2.12 | 52884 | 3.67 | 1.86 | 8.5 | 7
Live | 217392820 |  | 10 | 16.5 | 42390 | 34000 | 30200 | 2.7 | 2.05 | 51528 | 3.35 | 1.84 | 8.5 | 7
Live | 217393747 |  | 9.5 | 15.2 | 41687 | 34544 | 30800 | 2.57 | 2.01 | 52206 | 3.26 | 1.82 | 8.5 | 6.5
Live | 217392819 |  | 10 | 16.5 | 42390 | 34000 | 30200 | 2.7 | 2.05 | 51528 | 3.35 | 1.84 | 8.5 | 7
Live | 217393746 |  | 9.5 | 15.2 | 41687 | 34544 | 30800 | 2.57 | 2.01 | 52206 | 3.26 | 1.82 | 8.5 | 6.5
Live | 217391446 |  | 10.5 | 15.5 | 44498 | 34544 | 30400 | 2.84 | 2.12 | 52884 | 3.67 | 1.86 | 8.5 | 7
Live | 217393745 |  | 9.5 | 15.2 | 41687 | 34544 | 30800 | 2.57 | 2.01 | 52206 | 3.26 | 1.82 | 8.5 | 6.5
Live | 217392818 |  | 10 | 16.5 | 42390 | 34000 | 30200 | 2.7 | 2.05 | 51528 | 3.35 | 1.84 | 8.5 | 7
Live | 217391445 |  | 10.5 | 15.5 | 44498 | 34544 | 30400 | 2.84 | 2.12 | 52884 | 3.67 | 1.86 | 8.5 | 7
Live | 217392817 |  | 10 | 16.5 | 42390 | 34000 | 30200 | 2.7 | 2.05 | 51528 | 3.35 | 1.84 | 8.5 | 7
Live | 217393744 |  | 9.5 | 15.2 | 41687 | 34544 | 30800 | 2.57 | 2.01 | 52206 | 3.26 | 1.82 | 8.5 | 6.5
Live | 217393277 |  | 9.5 | 16 | 40750 | 34544 | 30800 | 2.56 | 1.99 | 51528 | 3.2 | 1.75 | 8.1 | 6.65
Live | 217391444 |  | 10.5 | 15.5 | 44498 | 34544 | 30400 | 2.84 | 2.12 | 52884 | 3.67 | 1.86 | 8.5 | 7
Live | 217392816 |  | 10 | 16.5 | 42390 | 34000 | 30200 | 2.7 | 2.05 | 51528 | 3.35 | 1.84 | 8.5 | 7
Live | 217391443 |  | 10.5 | 15.5 | 44498 | 34544 | 30400 | 2.84 | 2.12 | 52884 | 3.67 | 1.86 | 8.5 | 7
Live | 217393276 |  | 9.5 | 16 | 40750 | 34544 | 30800 | 2.56 | 1.99 | 51528 | 3.2 | 1.75 | 8.1 | 6.65
Live | 217392376 |  | 9.5 | 15.5 | 41219 | 34272 | 30600 | 2.56 | 2.01 | 51528 | 3.24 | 1.75 | 8.1 | 6.6
Live | 217392815 |  | 10 | 16.5 | 42624 | 34272 | 30400 | 2.7 | 2.05 | 52206 | 3.39 | 1.86 | 8.5 | 7
Live | 217393743 |  | 9.5 | 15.2 | 41687 | 34544 | 30800 | 2.57 | 2.01 | 52206 | 3.26 | 1.82 | 8.5 | 6.5
Live | 217393275 |  | 9.5 | 16 | 40750 | 34544 | 30800 | 2.56 | 1.99 | 51528 | 3.2 | 1.75 | 8.1 | 6.65
Live | 217392375 |  | 9.5 | 15.5 | 41219 | 34272 | 30600 | 2.56 | 2.01 | 51528 | 3.24 | 1.75 | 8.1 | 6.6
Live | 217391442 |  | 10.5 | 15.5 | 44498 | 34544 | 30400 | 2.84 | 2.12 | 52884 | 3.67 | 1.86 | 8.5 | 7
Live | 217393742 |  | 9.5 | 15.2 | 41687 | 34544 | 30800 | 2.57 | 2.01 | 52206 | 3.26 | 1.82 | 8.5 | 6.5
Live | 217392814 |  | 10 | 16.5 | 42624 | 34272 | 30400 | 2.7 | 2.05 | 52206 | 3.39 | 1.86 | 8.5 | 7
Live | 217393274 |  | 9.5 | 16 | 40750 | 34544 | 30800 | 2.56 | 1.99 | 51528 | 3.2 | 1.75 | 8.1 | 6.65
Live | 217391441 |  | 10.5 | 15.5 | 44498 | 34544 | 30400 | 2.84 | 2.12 | 52884 | 3.67 | 1.86 | 8.5 | 7
Live | 217392374 |  | 9.5 | 15.5 | 41219 | 34272 | 30600 | 2.56 | 2.01 | 51528 | 3.24 | 1.75 | 8.1 | 6.6
Live | 217392813 |  | 10 | 16.5 | 42624 | 34272 | 30400 | 2.7 | 2.05 | 52206 | 3.39 | 1.86 | 8.5 | 7
Live | 217393741 |  | 9.5 | 15.2 | 41687 | 34544 | 30800 | 2.57 | 2.01 | 52206 | 3.26 | 1.82 | 8.5 | 6.5
Live | 217393273 |  | 9.5 | 16 | 40750 | 34544 | 30800 | 2.56 | 1.99 | 51528 | 3.2 | 1.75 | 8.1 | 6.65
Live | 217392373 |  | 9.5 | 15.5 | 41219 | 34272 | 30600 | 2.56 | 2.01 | 51528 | 3.24 | 1.75 | 8.1 | 6.6
Live | 217391434 |  | 10 | 16.5 | 40985 | 34544 | 31000 | 2.7 | 1.99 | 52206 | 3.22 | 1.76 | 8.5 | 6.5
Live | 217393740 |  | 9.5 | 15.5 | 41687 | 34544 | 30800 | 2.57 | 2.01 | 52206 | 3.26 | 1.84 | 8.5 | 6.5
Live | 217392812 |  | 10 | 16.5 | 42624 | 34272 | 30400 | 2.7 | 2.05 | 52206 | 3.39 | 1.86 | 8.5 | 7
Live | 217393272 |  | 9.5 | 16 | 40750 | 34544 | 30800 | 2.56 | 1.99 | 51528 | 3.2 | 1.75 | 8.1 | 6.65
Live | 217392372 |  | 9.5 | 15.5 | 41219 | 34272 | 30600 | 2.56 | 2.01 | 51528 | 3.24 | 1.75 | 8.1 | 6.6
Live | 217391433 |  | 10 | 16.5 | 40985 | 34544 | 31000 | 2.7 | 1.99 | 52206 | 3.22 | 1.76 | 8.5 | 6.5
Live | 217392811 |  | 10 | 16.5 | 42624 | 34272 | 30400 | 2.7 | 2.05 | 52206 | 3.39 | 1.86 | 8.5 | 7
Live | 217393739 |  | 9.5 | 15.5 | 41687 | 34544 | 30800 | 2.57 | 2.01 | 52206 | 3.26 | 1.84 | 8.5 | 6.5
Live | 217393738 |  | 9.5 | 15.5 | 41687 | 34544 | 30800 | 2.57 | 2.01 | 52206 | 3.26 | 1.84 | 8.5 | 6.5
Live | 217391432 |  | 10 | 16.5 | 40985 | 34544 | 31000 | 2.7 | 1.99 | 52206 | 3.22 | 1.76 | 8.5 | 6.5
Live | 217392810 |  | 10 | 16.5 | 42624 | 34272 | 30400 | 2.7 | 2.05 | 52206 | 3.39 | 1.86 | 8.5 | 7
Live | 217393271 |  | 9.5 | 16 | 40750 | 34544 | 30800 | 2.56 | 1.99 | 51528 | 3.2 | 1.75 | 8.1 | 6.65
Live | 217392371 |  | 9.5 | 15.5 | 41219 | 34272 | 30600 | 2.56 | 2.01 | 51528 | 3.24 | 1.75 | 8.1 | 6.6
Live | 217392809 |  | 10 | 16.5 | 42624 | 34272 | 30400 | 2.7 | 2.05 | 52206 | 3.39 | 1.86 | 8.5 | 7
Live | 217393737 |  | 9.5 | 15.5 | 41687 | 34544 | 30800 | 2.57 | 2.01 | 52206 | 3.26 | 1.84 | 8.5 | 6.5
Live | 217393270 |  | 9.5 | 16 | 40750 | 34544 | 30800 | 2.56 | 1.99 | 51528 | 3.2 | 1.75 | 8.1 | 6.65
Live | 217392370 |  | 9.5 | 15.5 | 41219 | 34272 | 30600 | 2.56 | 2.01 | 51528 | 3.24 | 1.75 | 8.1 | 6.6
Live | 217391431 |  | 10 | 16.5 | 40985 | 34544 | 31000 | 2.7 | 1.99 | 52206 | 3.22 | 1.76 | 8.5 | 6.5
Live | 217392808 |  | 10 | 16.5 | 42624 | 34272 | 30400 | 2.7 | 2.05 | 52206 | 3.39 | 1.86 | 8.5 | 7
Live | 217393736 |  | 9.5 | 15.5 | 41687 | 34544 | 30800 | 2.57 | 2.01 | 52206 | 3.26 | 1.84 | 8.5 | 6.5
Live | 217392369 |  | 9.5 | 15.5 | 41219 | 34272 | 30600 | 2.56 | 2.01 | 51528 | 3.24 | 1.75 | 8.1 | 6.6
Live | 217391882 |  | 9.5 | 15.2 | 41219 | 34272 | 30600 | 2.56 | 2.01 | 51528 | 3.24 | 1.75 | 8.1 | 6.6
Live | 217393269 |  | 9.5 | 16 | 40750 | 34544 | 30800 | 2.56 | 1.99 | 52206 | 3.22 | 1.75 | 8.1 | 6.65
Live | 217391430 |  | 10 | 16.5 | 40985 | 34544 | 31000 | 2.7 | 1.99 | 52206 | 3.22 | 1.76 | 8.5 | 6.5
Live | 217392807 |  | 10 | 16 | 41921 | 34000 | 30200 | 2.7 | 2.03 | 51528 | 3.28 | 1.84 | 8.5 | 6.5
Live | 217392368 |  | 9.5 | 15.2 | 41219 | 34544 | 30800 | 2.56 | 2.01 | 51528 | 3.24 | 1.75 | 8.1 | 6.65
Live | 217391881 |  | 9.5 | 15.2 | 41219 | 34272 | 30600 | 2.56 | 2.01 | 51528 | 3.24 | 1.75 | 8.1 | 6.6
Live | 217393735 |  | 9.5 | 15.5 | 41687 | 34544 | 30800 | 2.57 | 2.01 | 52206 | 3.26 | 1.84 | 8.5 | 6.5
Live | 217392806 |  | 10 | 16 | 41921 | 34000 | 30200 | 2.7 | 2.03 | 51528 | 3.28 | 1.84 | 8.5 | 6.5
Live | 217393268 |  | 9.5 | 16 | 40750 | 34544 | 30800 | 2.56 | 1.99 | 52206 | 3.22 | 1.75 | 8.1 | 6.65
Live | 217391429 |  | 10 | 16.5 | 40985 | 34544 | 31000 | 2.7 | 1.99 | 52206 | 3.22 | 1.76 | 8.5 | 6.5
Live | 217392367 |  | 9.5 | 15.2 | 41219 | 34544 | 30800 | 2.56 | 2.01 | 51528 | 3.24 | 1.75 | 8.1 | 6.65
Live | 217391880 |  | 9.5 | 15.2 | 41219 | 34272 | 30600 | 2.56 | 2.01 | 51528 | 3.24 | 1.75 | 8.1 | 6.6
Live | 217393267 |  | 9.5 | 16 | 40750 | 34544 | 30800 | 2.56 | 1.99 | 52206 | 3.22 | 1.75 | 8.1 | 6.65
Live | 217392805 |  | 10 | 16 | 41921 | 34000 | 30200 | 2.7 | 2.03 | 51528 | 3.28 | 1.84 | 8.5 | 6.5
Live | 217393734 |  | 9.5 | 15.5 | 41687 | 34544 | 30800 | 2.57 | 2.01 | 52206 | 3.26 | 1.84 | 8.5 | 6.5
Live | 217391428 |  | 10 | 16.5 | 40985 | 34544 | 31000 | 2.7 | 1.99 | 52206 | 3.22 | 1.76 | 8.5 | 6.5
Live | 217391879 |  | 9.5 | 15.2 | 41219 | 34272 | 30600 | 2.56 | 2.01 | 51528 | 3.24 | 1.75 | 8.1 | 6.6
Live | 217392366 |  | 9.5 | 15.2 | 41219 | 34544 | 30800 | 2.56 | 2.01 | 51528 | 3.24 | 1.75 | 8.1 | 6.65
Live | 217392804 |  | 10 | 16 | 41921 | 34000 | 30200 | 2.7 | 2.03 | 51528 | 3.28 | 1.84 | 8.5 | 6.5
Live | 217393266 |  | 9.5 | 16 | 40750 | 34544 | 30800 | 2.56 | 1.99 | 52206 | 3.22 | 1.75 | 8.1 | 6.65
Live | 217392365 |  | 9.5 | 15.2 | 41219 | 34544 | 30800 | 2.56 | 2.01 | 51528 | 3.24 | 1.75 | 8.1 | 6.65
Live | 217391878 |  | 9.5 | 15.2 | 41219 | 34272 | 30600 | 2.56 | 2.01 | 51528 | 3.24 | 1.75 | 8.1 | 6.6
Live | 217392803 |  | 10 | 16 | 41921 | 34000 | 30200 | 2.7 | 2.03 | 51528 | 3.28 | 1.84 | 8.5 | 6.5
Live | 217391427 |  | 10 | 16.5 | 40985 | 34544 | 31000 | 2.7 | 1.99 | 52206 | 3.22 | 1.76 | 8.5 | 6.5
Live | 217393733 |  | 9.5 | 15.5 | 41687 | 34544 | 30800 | 2.57 | 2.01 | 52206 | 3.26 | 1.84 | 8.5 | 6.5
Live | 217393732 |  | 9.5 | 15.5 | 41921 | 34816 | 30800 | 2.56 | 2.01 | 52206 | 3.3 | 1.84 | 8.5 | 7
Live | 217391877 |  | 9.5 | 15.2 | 41219 | 34272 | 30600 | 2.56 | 2.01 | 51528 | 3.24 | 1.75 | 8.1 | 6.6
Live | 217392364 |  | 9.5 | 15.2 | 41219 | 34544 | 30800 | 2.56 | 2.01 | 51528 | 3.24 | 1.75 | 8.1 | 6.65
Live | 217392802 |  | 10 | 16 | 41921 | 34000 | 30200 | 2.7 | 2.03 | 51528 | 3.28 | 1.84 | 8.5 | 6.5
Live | 217393265 |  | 9.5 | 16 | 40750 | 34544 | 30800 | 2.56 | 1.99 | 52206 | 3.22 | 1.75 | 8.1 | 6.65
Live | 217392801 |  | 10 | 16 | 41921 | 34000 | 30200 | 2.7 | 2.03 | 51528 | 3.28 | 1.84 | 8.5 | 6.5
Live | 217391876 |  | 9.5 | 15.2 | 41219 | 34272 | 30600 | 2.56 | 2.01 | 51528 | 3.24 | 1.75 | 8.1 | 6.6
Live | 217393731 |  | 9.5 | 15.5 | 41921 | 34816 | 30800 | 2.56 | 2.01 | 52206 | 3.3 | 1.84 | 8.5 | 7
Live | 217392363 |  | 9.5 | 15.2 | 41219 | 34544 | 30800 | 2.56 | 2.01 | 51528 | 3.24 | 1.75 | 8.1 | 6.65
Live | 217393264 |  | 9.5 | 16 | 40750 | 34544 | 30800 | 2.56 | 1.99 | 52206 | 3.22 | 1.75 | 8.1 | 6.65
Live | 217391875 |  | 9.5 | 15.2 | 41219 | 34272 | 30600 | 2.56 | 2.01 | 51528 | 3.24 | 1.75 | 8.1 | 6.6
Live | 217392800 |  | 10 | 16 | 41921 | 34000 | 30200 | 2.7 | 2.03 | 51528 | 3.28 | 1.84 | 8.5 | 6.5
Live | 217393730 |  | 9.5 | 15.5 | 41921 | 34816 | 30800 | 2.56 | 2.01 | 52206 | 3.3 | 1.84 | 8.5 | 7
Live | 217392362 |  | 9.5 | 15.2 | 41219 | 34544 | 30800 | 2.56 | 2.01 | 51528 | 3.24 | 1.75 | 8.1 | 6.65
Live | 217393263 |  | 9.5 | 16 | 40750 | 34544 | 30800 | 2.56 | 1.99 | 52206 | 3.22 | 1.75 | 8.1 | 6.65
Live | 217392799 |  | 10 | 16.5 | 42624 | 34272 | 30400 | 2.7 | 2.05 | 52206 | 3.37 | 1.84 | 8.5 | 7
Live | 217393729 |  | 9.5 | 15.5 | 41921 | 34816 | 30800 | 2.56 | 2.01 | 52206 | 3.3 | 1.84 | 8.5 | 7
Live | 217391874 |  | 10 | 16 | 41921 | 34272 | 30600 | 2.7 | 2.05 | 51528 | 3.35 | 1.75 | 8.1 | 6.6
Live | 217392361 |  | 9.5 | 15.2 | 41219 | 34544 | 30800 | 2.56 | 2.01 | 51528 | 3.24 | 1.75 | 8.1 | 6.65
Live | 217393728 |  | 9.5 | 15.5 | 41921 | 34816 | 30800 | 2.56 | 2.01 | 52206 | 3.3 | 1.84 | 8.5 | 7
Live | 217393262 |  | 9.5 | 16 | 40750 | 34544 | 30800 | 2.56 | 1.99 | 52206 | 3.22 | 1.75 | 8.1 | 6.65
Live | 217392798 |  | 10 | 16.5 | 42624 | 34272 | 30400 | 2.7 | 2.05 | 52206 | 3.37 | 1.84 | 8.5 | 7
Live | 217391873 |  | 10 | 16 | 41921 | 34272 | 30600 | 2.7 | 2.05 | 51528 | 3.35 | 1.75 | 8.1 | 6.6
Live | 217393261 |  | 9.5 | 16 | 41219 | 34816 | 31000 | 2.56 | 2.01 | 52206 | 3.26 | 1.8 | 8.5 | 7
Live | 217392360 |  | 9.5 | 15.5 | 41687 | 34544 | 30800 | 2.57 | 2.03 | 52206 | 3.3 | 1.75 | 8.1 | 6.6
Live | 217393727 |  | 9.5 | 15.5 | 41921 | 34816 | 30800 | 2.56 | 2.01 | 52206 | 3.3 | 1.84 | 8.5 | 7
Live | 217392797 |  | 10 | 16.5 | 42624 | 34272 | 30400 | 2.7 | 2.05 | 52206 | 3.37 | 1.84 | 8.5 | 7
Live | 217393260 |  | 9.5 | 16 | 41219 | 34816 | 31000 | 2.56 | 2.01 | 52206 | 3.26 | 1.8 | 8.5 | 7
Live | 217392359 |  | 9.5 | 15.5 | 41687 | 34544 | 30800 | 2.57 | 2.03 | 52206 | 3.3 | 1.75 | 8.1 | 6.6
Live | 217391872 |  | 10 | 16 | 41921 | 34272 | 30600 | 2.7 | 2.05 | 51528 | 3.35 | 1.75 | 8.1 | 6.6
Live | 217393726 |  | 9.5 | 15.5 | 41921 | 34816 | 30800 | 2.56 | 2.01 | 52206 | 3.3 | 1.84 | 8.5 | 7
Live | 217392796 |  | 10 | 16.5 | 42624 | 34272 | 30400 | 2.7 | 2.05 | 52206 | 3.37 | 1.84 | 8.5 | 7
Live | 217393259 |  | 9.5 | 16 | 41219 | 34816 | 31000 | 2.56 | 2.01 | 52206 | 3.26 | 1.8 | 8.5 | 7
Live | 217392358 |  | 9.5 | 15.5 | 41687 | 34544 | 30800 | 2.57 | 2.03 | 52206 | 3.3 | 1.75 | 8.1 | 6.6
Live | 217393725 |  | 9.5 | 15.5 | 41921 | 34816 | 30800 | 2.56 | 2.01 | 52206 | 3.3 | 1.84 | 8.5 | 7
Live | 217391871 |  | 10 | 16 | 41921 | 34272 | 30600 | 2.7 | 2.05 | 51528 | 3.35 | 1.75 | 8.1 | 6.6
Live | 217392795 |  | 10 | 16.5 | 42624 | 34272 | 30400 | 2.7 | 2.05 | 52206 | 3.37 | 1.84 | 8.5 | 7
Live | 217393258 |  | 9.5 | 16 | 41219 | 34816 | 31000 | 2.56 | 2.01 | 52206 | 3.26 | 1.8 | 8.5 | 7
Live | 217392357 |  | 9.5 | 15.5 | 41687 | 34544 | 30800 | 2.57 | 2.03 | 52206 | 3.3 | 1.75 | 8.1 | 6.6
Live | 217393724 |  | 9.5 | 15.5 | 41687 | 34544 | 30800 | 2.57 | 2.01 | 52206 | 3.26 | 1.84 | 8.5 | 6.5
Live | 217391870 |  | 10 | 16 | 41921 | 34272 | 30600 | 2.7 | 2.05 | 51528 | 3.35 | 1.75 | 8.1 | 6.6
Live | 217392794 |  | 10 | 16.5 | 42624 | 34272 | 30400 | 2.7 | 2.05 | 52206 | 3.37 | 1.84 | 8.5 | 7
Live | 217392356 |  | 9.5 | 15.5 | 41687 | 34544 | 30800 | 2.57 | 2.03 | 52206 | 3.3 | 1.75 | 8.1 | 6.6
Live | 217393723 |  | 9.5 | 15.5 | 41687 | 34544 | 30800 | 2.57 | 2.01 | 52206 | 3.26 | 1.84 | 8.5 | 6.5
Live | 217391869 |  | 10 | 16 | 41921 | 34272 | 30600 | 2.7 | 2.05 | 51528 | 3.35 | 1.75 | 8.1 | 6.6
Live | 217393257 |  | 9.5 | 16 | 41219 | 34816 | 31000 | 2.56 | 2.01 | 52206 | 3.26 | 1.8 | 8.5 | 7
Live | 217392793 |  | 10 | 16.5 | 42624 | 34272 | 30400 | 2.7 | 2.05 | 52206 | 3.37 | 1.84 | 8.5 | 7
Live | 217392355 |  | 9.5 | 15.5 | 41687 | 34544 | 30800 | 2.57 | 2.03 | 52206 | 3.3 | 1.75 | 8.1 | 6.6
Live | 217393722 |  | 9.5 | 15.5 | 41687 | 34544 | 30800 | 2.57 | 2.01 | 52206 | 3.26 | 1.84 | 8.5 | 6.5
Live | 217391868 |  | 10 | 16 | 41921 | 34272 | 30600 | 2.7 | 2.05 | 51528 | 3.35 | 1.75 | 8.1 | 6.6
Live | 217393256 |  | 9.5 | 16 | 41219 | 34816 | 31000 | 2.56 | 2.01 | 52206 | 3.26 | 1.8 | 8.5 | 7
Live | 217392354 |  | 9.5 | 15.5 | 41687 | 34544 | 30800 | 2.57 | 2.03 | 52206 | 3.3 | 1.75 | 8.1 | 6.6
Live | 217392792 |  | 10 | 16.5 | 42624 | 34272 | 30400 | 2.7 | 2.05 | 52206 | 3.37 | 1.84 | 8.5 | 7
Live | 217391867 |  | 10 | 16 | 41921 | 34272 | 30600 | 2.7 | 2.05 | 51528 | 3.35 | 1.75 | 8.1 | 6.6
Live | 217393721 |  | 9.5 | 15.5 | 41687 | 34544 | 30800 | 2.57 | 2.01 | 52206 | 3.26 | 1.84 | 8.5 | 6.5
Live | 217392353 |  | 9.5 | 15.5 | 41687 | 34544 | 30800 | 2.57 | 2.03 | 52206 | 3.3 | 1.75 | 8.1 | 6.6
Live | 217392791 |  | 10 | 16.5 | 42390 | 34000 | 30200 | 2.7 | 2.05 | 51528 | 3.35 | 1.86 | 8.5 | 7
Live | 217393255 |  | 9.5 | 16 | 41219 | 34816 | 31000 | 2.56 | 2.01 | 52206 | 3.26 | 1.8 | 8.5 | 7
Live | 217391866 |  | 9.8 | 16 | 42156 | 34544 | 30600 | 2.65 | 2.05 | 52206 | 3.35 | 1.75 | 8.1 | 6.6
Live | 217392790 |  | 10 | 16.5 | 42390 | 34000 | 30200 | 2.7 | 2.05 | 51528 | 3.35 | 1.86 | 8.5 | 7
Live | 217393720 |  | 9.5 | 15.5 | 41687 | 34544 | 30800 | 2.57 | 2.01 | 52206 | 3.26 | 1.84 | 8.5 | 6.5
Live | 217393254 |  | 9.5 | 16 | 41219 | 34816 | 31000 | 2.56 | 2.01 | 52206 | 3.26 | 1.8 | 8.5 | 7
Live | 217392789 |  | 10 | 16.5 | 42390 | 34000 | 30200 | 2.7 | 2.05 | 51528 | 3.35 | 1.86 | 8.5 | 7
Live | 217391865 |  | 9.8 | 16 | 42156 | 34544 | 30600 | 2.65 | 2.05 | 52206 | 3.35 | 1.75 | 8.1 | 6.6
Live | 217393719 |  | 9.5 | 15.5 | 41687 | 34544 | 30800 | 2.57 | 2.01 | 52206 | 3.26 | 1.84 | 8.5 | 6.5
Live | 217393253 |  | 9.5 | 15.5 | 40516 | 34544 | 30800 | 2.56 | 1.97 | 51528 | 3.15 | 1.75 | 8.1 | 6.7
Live | 217392788 |  | 10 | 16.5 | 42390 | 34000 | 30200 | 2.7 | 2.05 | 51528 | 3.35 | 1.86 | 8.5 | 7
Live | 217393718 |  | 9.5 | 15.5 | 41687 | 34544 | 30800 | 2.57 | 2.01 | 52206 | 3.26 | 1.84 | 8.5 | 6.5
Live | 217393252 |  | 9.5 | 15.5 | 40516 | 34544 | 30800 | 2.56 | 1.97 | 51528 | 3.15 | 1.75 | 8.1 | 6.7
Live | 217391864 |  | 9.8 | 16 | 42156 | 34544 | 30600 | 2.65 | 2.05 | 52206 | 3.35 | 1.75 | 8.1 | 6.6
Live | 217393717 |  | 9.5 | 15.5 | 41687 | 34544 | 30800 | 2.57 | 2.01 | 52206 | 3.26 | 1.84 | 8.5 | 6.5
Live | 217392787 |  | 10 | 16.5 | 42390 | 34000 | 30200 | 2.7 | 2.05 | 51528 | 3.35 | 1.86 | 8.5 | 7
Live | 217393251 |  | 9.5 | 15.5 | 40516 | 34544 | 30800 | 2.56 | 1.97 | 51528 | 3.15 | 1.75 | 8.1 | 6.7
Live | 217393716 |  | 9.5 | 15.5 | 41921 | 34816 | 30800 | 2.56 | 2.01 | 52206 | 3.3 | 1.84 | 8.5 | 7
Live | 217392786 |  | 10 | 16.5 | 42390 | 34000 | 30200 | 2.7 | 2.05 | 51528 | 3.35 | 1.86 | 8.5 | 7
Live | 217391863 |  | 9.8 | 16 | 42156 | 34544 | 30600 | 2.65 | 2.05 | 52206 | 3.35 | 1.75 | 8.1 | 6.6
Live | 217393250 |  | 9.5 | 15.5 | 40516 | 34544 | 30800 | 2.56 | 1.97 | 51528 | 3.15 | 1.75 | 8.1 | 6.7
Live | 217392785 |  | 10 | 16.5 | 42390 | 34000 | 30200 | 2.7 | 2.05 | 51528 | 3.35 | 1.86 | 8.5 | 7
Live | 217393715 |  | 9.5 | 15.5 | 41921 | 34816 | 30800 | 2.56 | 2.01 | 52206 | 3.3 | 1.84 | 8.5 | 7
Live | 217393249 |  | 9.5 | 15.5 | 40516 | 34544 | 30800 | 2.56 | 1.97 | 51528 | 3.15 | 1.75 | 8.1 | 6.7
Live | 217392784 |  | 10 | 16.5 | 42390 | 34000 | 30200 | 2.7 | 2.05 | 51528 | 3.35 | 1.86 | 8.5 | 7
Live | 217393714 |  | 9.5 | 15.5 | 41921 | 34816 | 30800 | 2.56 | 2.01 | 52206 | 3.3 | 1.84 | 8.5 | 7
Live | 217391862 |  | 9.8 | 16 | 42156 | 34544 | 30600 | 2.65 | 2.05 | 52206 | 3.35 | 1.75 | 8.1 | 6.6
Live | 217393248 |  | 9.5 | 15.5 | 40516 | 34544 | 30800 | 2.56 | 1.97 | 51528 | 3.15 | 1.75 | 8.1 | 6.7
Live | 217393713 |  | 9.5 | 15.5 | 41921 | 34816 | 30800 | 2.56 | 2.01 | 52206 | 3.3 | 1.84 | 8.5 | 7
Live | 217392783 |  | 10 | 16.5 | 42390 | 34000 | 30200 | 2.7 | 2.05 | 51528 | 3.37 | 1.84 | 8.5 | 7
Live | 217393712 |  | 9.5 | 15.5 | 41921 | 34816 | 30800 | 2.56 | 2.01 | 52206 | 3.3 | 1.84 | 8.5 | 7
Live | 217393247 |  | 9.5 | 15.5 | 40516 | 34544 | 30800 | 2.56 | 1.97 | 51528 | 3.15 | 1.75 | 8.1 | 6.7
Live | 217391861 |  | 9.8 | 16 | 42156 | 34544 | 30600 | 2.65 | 2.05 | 52206 | 3.35 | 1.75 | 8.1 | 6.6
Live | 217392782 |  | 10 | 16.5 | 42390 | 34000 | 30200 | 2.7 | 2.05 | 51528 | 3.37 | 1.84 | 8.5 | 7
Live | 217393711 |  | 9.5 | 15.5 | 41921 | 34816 | 30800 | 2.56 | 2.01 | 52206 | 3.3 | 1.84 | 8.5 | 7
Live | 217393246 |  | 9.5 | 15.5 | 40516 | 34544 | 30800 | 2.56 | 1.97 | 51528 | 3.15 | 1.75 | 8.1 | 6.7
Live | 217392781 |  | 10 | 16.5 | 42390 | 34000 | 30200 | 2.7 | 2.05 | 51528 | 3.37 | 1.84 | 8.5 | 7
Live | 217391860 |  | 9.8 | 16 | 42156 | 34544 | 30600 | 2.65 | 2.05 | 52206 | 3.35 | 1.75 | 8.1 | 6.6
Live | 217393710 |  | 9.5 | 15.5 | 41921 | 34816 | 30800 | 2.56 | 2.01 | 52206 | 3.3 | 1.84 | 8.5 | 7
Live | 217393245 |  | 9.5 | 15.5 | 40750 | 34816 | 31000 | 2.56 | 1.97 | 52206 | 3.19 | 1.75 | 8.1 | 6.65
Live | 217392780 |  | 10 | 16.5 | 42390 | 34000 | 30200 | 2.7 | 2.05 | 51528 | 3.37 | 1.84 | 8.5 | 7
Live | 217391859 |  | 9.8 | 16 | 42156 | 34544 | 30600 | 2.65 | 2.05 | 52206 | 3.35 | 1.75 | 8.1 | 6.6
Live | 217393244 |  | 9.5 | 15.5 | 40750 | 34816 | 31000 | 2.56 | 1.97 | 52206 | 3.19 | 1.75 | 8.1 | 6.65
Live | 217393709 |  | 9.5 | 15.5 | 41921 | 34816 | 30800 | 2.56 | 2.01 | 52206 | 3.3 | 1.84 | 8.5 | 7
Live | 217392779 |  | 10 | 16.5 | 42390 | 34000 | 30200 | 2.7 | 2.05 | 51528 | 3.37 | 1.84 | 8.5 | 7
Live | 217393243 |  | 9.5 | 15.5 | 40750 | 34816 | 31000 | 2.56 | 1.97 | 52206 | 3.19 | 1.75 | 8.1 | 6.65
Live | 217391858 |  | 9.5 | 15.5 | 41453 | 34272 | 30600 | 2.56 | 2.03 | 51528 | 3.26 | 1.75 | 8.1 | 6.65
Live | 217393242 |  | 9.5 | 15.5 | 40750 | 34816 | 31000 | 2.56 | 1.97 | 52206 | 3.19 | 1.75 | 8.1 | 6.65
Live | 217392778 |  | 10 | 16.5 | 42390 | 34000 | 30200 | 2.7 | 2.05 | 51528 | 3.37 | 1.84 | 8.5 | 7
Live | 217391857 |  | 9.5 | 15.5 | 41453 | 34272 | 30600 | 2.56 | 2.03 | 51528 | 3.26 | 1.75 | 8.1 | 6.65
Live | 217393241 |  | 9.5 | 15.5 | 40750 | 34816 | 31000 | 2.56 | 1.97 | 52206 | 3.19 | 1.75 | 8.1 | 6.65
Live | 217392777 |  | 10 | 16.5 | 42390 | 34000 | 30200 | 2.7 | 2.05 | 51528 | 3.37 | 1.84 | 8.5 | 7
Live | 217393240 |  | 9.5 | 15.5 | 40750 | 34816 | 31000 | 2.56 | 1.97 | 52206 | 3.19 | 1.75 | 8.1 | 6.65
Live | 217391856 |  | 9.5 | 15.5 | 41453 | 34272 | 30600 | 2.56 | 2.03 | 51528 | 3.26 | 1.75 | 8.1 | 6.65
Live | 217392776 |  | 10 | 16.5 | 42390 | 34000 | 30200 | 2.7 | 2.05 | 51528 | 3.37 | 1.84 | 8.5 | 7
Live | 217393239 |  | 9.5 | 15.5 | 40750 | 34816 | 31000 | 2.56 | 1.97 | 52206 | 3.19 | 1.75 | 8.1 | 6.65
Live | 217391855 |  | 9.5 | 15.5 | 41453 | 34272 | 30600 | 2.56 | 2.03 | 51528 | 3.26 | 1.75 | 8.1 | 6.65
Live | 217392775 |  | 10 | 16.5 | 42390 | 34000 | 30200 | 2.7 | 2.05 | 51528 | 3.35 | 1.84 | 8.5 | 7
Live | 217393238 |  | 9.5 | 15.5 | 40750 | 34816 | 31000 | 2.56 | 1.97 | 52206 | 3.19 | 1.75 | 8.1 | 6.65
Live | 217391854 |  | 9.5 | 15.5 | 41453 | 34272 | 30600 | 2.56 | 2.03 | 51528 | 3.26 | 1.75 | 8.1 | 6.65
Live | 217393237 |  | 9.5 | 16 | 40750 | 34544 | 30800 | 2.56 | 1.99 | 51528 | 3.2 | 1.75 | 8.1 | 6.65
Live | 217392774 |  | 10 | 16.5 | 42390 | 34000 | 30200 | 2.7 | 2.05 | 51528 | 3.35 | 1.84 | 8.5 | 7
Live | 217391853 |  | 9.5 | 15.5 | 41453 | 34272 | 30600 | 2.56 | 2.03 | 51528 | 3.26 | 1.75 | 8.1 | 6.65
Live | 217393236 |  | 9.5 | 16 | 40750 | 34544 | 30800 | 2.56 | 1.99 | 51528 | 3.2 | 1.75 | 8.1 | 6.65
Live | 217392773 |  | 10 | 16.5 | 42390 | 34000 | 30200 | 2.7 | 2.05 | 51528 | 3.35 | 1.84 | 8.5 | 7
Live | 217391852 |  | 9.5 | 15.5 | 41453 | 34272 | 30600 | 2.56 | 2.03 | 51528 | 3.26 | 1.75 | 8.1 | 6.65
Live | 217393235 |  | 9.5 | 16 | 40750 | 34544 | 30800 | 2.56 | 1.99 | 51528 | 3.2 | 1.75 | 8.1 | 6.65
Live | 217392772 |  | 10 | 16.5 | 42390 | 34000 | 30200 | 2.7 | 2.05 | 51528 | 3.35 | 1.84 | 8.5 | 7
Live | 217391851 |  | 9.5 | 15.5 | 41453 | 34272 | 30600 | 2.56 | 2.03 | 51528 | 3.26 | 1.75 | 8.1 | 6.65
Live | 217393234 |  | 9.5 | 16 | 40750 | 34544 | 30800 | 2.56 | 1.99 | 51528 | 3.2 | 1.75 | 8.1 | 6.65
Live | 217392771 |  | 10 | 16.5 | 42390 | 34000 | 30200 | 2.7 | 2.05 | 51528 | 3.35 | 1.84 | 8.5 | 7
Live | 217391850 |  | 9.5 | 15.5 | 41687 | 34272 | 30600 | 2.57 | 2.03 | 51528 | 3.3 | 1.75 | 8.1 | 6.65
Live | 217392770 |  | 10 | 16.5 | 42390 | 34000 | 30200 | 2.7 | 2.05 | 51528 | 3.35 | 1.84 | 8.5 | 7
Live | 217393233 |  | 9.5 | 16 | 40750 | 34544 | 30800 | 2.56 | 1.99 | 51528 | 3.2 | 1.75 | 8.1 | 6.65
Live | 217392769 |  | 10 | 16.5 | 42390 | 34000 | 30200 | 2.7 | 2.05 | 51528 | 3.35 | 1.84 | 8.5 | 7
Live | 217391849 |  | 9.5 | 15.5 | 41687 | 34272 | 30600 | 2.57 | 2.03 | 51528 | 3.3 | 1.75 | 8.1 | 6.65
Live | 217393232 |  | 9.5 | 16 | 40750 | 34544 | 30800 | 2.56 | 1.99 | 51528 | 3.2 | 1.75 | 8.1 | 6.65
Live | 217392768 |  | 10 | 16.5 | 42390 | 34000 | 30200 | 2.7 | 2.05 | 51528 | 3.35 | 1.84 | 8.5 | 7
Live | 217393231 |  | 9.5 | 16 | 40750 | 34544 | 30800 | 2.56 | 1.99 | 51528 | 3.2 | 1.75 | 8.1 | 6.65
Live | 217391848 |  | 9.5 | 15.5 | 41687 | 34272 | 30600 | 2.57 | 2.03 | 51528 | 3.3 | 1.75 | 8.1 | 6.65
Live | 217392767 |  | 10 | 16.5 | 42390 | 34000 | 30200 | 2.7 | 2.05 | 51528 | 3.35 | 1.84 | 8.5 | 7
Live | 217393230 |  | 9.5 | 16 | 40750 | 34544 | 30800 | 2.56 | 1.99 | 51528 | 3.2 | 1.75 | 8.1 | 6.65
Live | 217391847 |  | 9.5 | 15.5 | 41687 | 34272 | 30600 | 2.57 | 2.03 | 51528 | 3.3 | 1.75 | 8.1 | 6.65
Live | 217392328 |  | 9.5 | 15.5 | 41453 | 34544 | 30800 | 2.56 | 2.03 | 52206 | 3.28 | 1.75 | 8.1 | 6.65
Live | 217392766 |  | 10 | 16.5 | 42390 | 34000 | 30200 | 2.7 | 2.05 | 51528 | 3.35 | 1.84 | 8.5 | 7
Live | 217393229 |  | 9.5 | 16 | 40750 | 34544 | 30800 | 2.56 | 1.99 | 52206 | 3.22 | 1.75 | 8.1 | 6.65
Live | 217391846 |  | 9.5 | 15.5 | 41687 | 34272 | 30600 | 2.57 | 2.03 | 51528 | 3.3 | 1.75 | 8.1 | 6.65
Live | 217392327 |  | 9.5 | 15.5 | 41453 | 34544 | 30800 | 2.56 | 2.03 | 52206 | 3.28 | 1.75 | 8.1 | 6.65
Live | 217392765 |  | 10 | 16.5 | 42390 | 34000 | 30200 | 2.7 | 2.05 | 51528 | 3.35 | 1.84 | 8.5 | 7
Live | 217393228 |  | 9.5 | 16 | 40750 | 34544 | 30800 | 2.56 | 1.99 | 52206 | 3.22 | 1.75 | 8.1 | 6.65
Live | 217391845 |  | 9.5 | 15.5 | 41687 | 34272 | 30600 | 2.57 | 2.03 | 51528 | 3.3 | 1.75 | 8.1 | 6.65
Live | 217392764 |  | 10 | 16.5 | 42390 | 34000 | 30200 | 2.7 | 2.05 | 51528 | 3.35 | 1.84 | 8.5 | 7
Live | 217392326 |  | 9.5 | 15.5 | 41453 | 34544 | 30800 | 2.56 | 2.03 | 52206 | 3.28 | 1.75 | 8.1 | 6.65
Live | 217392763 |  | 10 | 16.5 | 42390 | 34000 | 30200 | 2.7 | 2.05 | 51528 | 3.35 | 1.84 | 8.5 | 7
Live | 217391844 |  | 9.5 | 15.5 | 41687 | 34272 | 30600 | 2.57 | 2.03 | 51528 | 3.3 | 1.75 | 8.1 | 6.65
Live | 217393227 |  | 9.5 | 16 | 40750 | 34544 | 30800 | 2.56 | 1.99 | 52206 | 3.22 | 1.75 | 8.1 | 6.65
Live | 217392325 |  | 9.5 | 15.5 | 41453 | 34544 | 30800 | 2.56 | 2.03 | 52206 | 3.28 | 1.75 | 8.1 | 6.65
Live | 217392762 |  | 10 | 16.5 | 42390 | 34000 | 30200 | 2.7 | 2.05 | 51528 | 3.35 | 1.84 | 8.5 | 7
Live | 217391843 |  | 9.5 | 15.5 | 41687 | 34272 | 30600 | 2.57 | 2.03 | 51528 | 3.3 | 1.75 | 8.1 | 6.65
Live | 217392324 |  | 9.5 | 15.5 | 41453 | 34544 | 30800 | 2.56 | 2.03 | 52206 | 3.28 | 1.75 | 8.1 | 6.65
Live | 217393226 |  | 9.5 | 16 | 40750 | 34544 | 30800 | 2.56 | 1.99 | 52206 | 3.22 | 1.75 | 8.1 | 6.65
Live | 217392761 |  | 10 | 16.5 | 42390 | 34000 | 30200 | 2.7 | 2.05 | 51528 | 3.35 | 1.84 | 8.5 | 7
Live | 217393692 |  | 9.5 | 15.5 | 41687 | 34544 | 30600 | 2.57 | 2.01 | 52206 | 3.28 | 1.84 | 8.5 | 6.5
Live | 217392323 |  | 9.5 | 15.5 | 41453 | 34544 | 30800 | 2.56 | 2.03 | 52206 | 3.28 | 1.75 | 8.1 | 6.65
Live | 217391842 |  | 9.5 | 16 | 42156 | 34544 | 30600 | 2.56 | 2.05 | 52206 | 3.35 | 1.75 | 8.1 | 6.6
Live | 217393225 |  | 9.5 | 16 | 40750 | 34544 | 30800 | 2.56 | 1.99 | 52206 | 3.22 | 1.75 | 8.1 | 6.65
Live | 217392760 |  | 10 | 16.5 | 42390 | 34000 | 30200 | 2.7 | 2.05 | 51528 | 3.35 | 1.84 | 8.5 | 7
Live | 217393691 |  | 9.5 | 15.5 | 41687 | 34544 | 30600 | 2.57 | 2.01 | 52206 | 3.28 | 1.84 | 8.5 | 6.5
Live | 217391841 |  | 9.5 | 16 | 42156 | 34544 | 30600 | 2.56 | 2.05 | 52206 | 3.35 | 1.75 | 8.1 | 6.6
Live | 217392322 |  | 9.5 | 15.5 | 41453 | 34544 | 30800 | 2.56 | 2.03 | 52206 | 3.28 | 1.75 | 8.1 | 6.65
Live | 217393224 |  | 9.5 | 16 | 40750 | 34544 | 30800 | 2.56 | 1.99 | 52206 | 3.22 | 1.75 | 8.1 | 6.65
Live | 217392759 |  | 10 | 16.5 | 42624 | 34272 | 30400 | 2.7 | 2.05 | 52206 | 3.39 | 1.86 | 8.5 | 7
Live | 217391840 |  | 9.5 | 16 | 42156 | 34544 | 30600 | 2.56 | 2.05 | 52206 | 3.35 | 1.75 | 8.1 | 6.6
Live | 217393690 |  | 9.5 | 15.5 | 41687 | 34544 | 30600 | 2.57 | 2.01 | 52206 | 3.28 | 1.84 | 8.5 | 6.5
Live | 217392321 |  | 9.5 | 15.2 | 41453 | 34544 | 30800 | 2.56 | 2.03 | 52206 | 3.28 | 1.75 | 8.1 | 6.65
Live | 217393223 |  | 9.5 | 16 | 40750 | 34544 | 30800 | 2.56 | 1.99 | 52206 | 3.22 | 1.75 | 8.1 | 6.65
Live | 217391839 |  | 9.5 | 16 | 42156 | 34544 | 30600 | 2.56 | 2.05 | 52206 | 3.35 | 1.75 | 8.1 | 6.6
Live | 217393689 |  | 9.5 | 15.5 | 41687 | 34544 | 30600 | 2.57 | 2.01 | 52206 | 3.28 | 1.84 | 8.5 | 6.5
Live | 217392758 |  | 10 | 16.5 | 42624 | 34272 | 30400 | 2.7 | 2.05 | 52206 | 3.39 | 1.86 | 8.5 | 7
Live | 217392320 |  | 9.5 | 15.2 | 41453 | 34544 | 30800 | 2.56 | 2.03 | 52206 | 3.28 | 1.75 | 8.1 | 6.65
Live | 217391838 |  | 9.5 | 16 | 42156 | 34544 | 30600 | 2.56 | 2.05 | 52206 | 3.35 | 1.75 | 8.1 | 6.6
Live | 217393688 |  | 9.5 | 15.5 | 41687 | 34544 | 30600 | 2.57 | 2.01 | 52206 | 3.28 | 1.84 | 8.5 | 6.5
Live | 217393222 |  | 9.5 | 16 | 40750 | 34544 | 30800 | 2.56 | 1.99 | 52206 | 3.22 | 1.75 | 8.1 | 6.65
Live | 217392319 |  | 9.5 | 15.2 | 41453 | 34544 | 30800 | 2.56 | 2.03 | 52206 | 3.28 | 1.75 | 8.1 | 6.65
Live | 217392757 |  | 10 | 16.5 | 42624 | 34272 | 30400 | 2.7 | 2.05 | 52206 | 3.39 | 1.86 | 8.5 | 7
Live | 217391837 |  | 9.5 | 16 | 42156 | 34544 | 30600 | 2.56 | 2.05 | 52206 | 3.35 | 1.75 | 8.1 | 6.6
Live | 217392318 |  | 9.5 | 15.2 | 41453 | 34544 | 30800 | 2.56 | 2.03 | 52206 | 3.28 | 1.75 | 8.1 | 6.65
Live | 217391836 |  | 9.5 | 16 | 42156 | 34544 | 30600 | 2.56 | 2.05 | 52206 | 3.35 | 1.75 | 8.1 | 6.6
Live | 217393687 |  | 9.5 | 15.5 | 41687 | 34544 | 30600 | 2.57 | 2.01 | 52206 | 3.28 | 1.84 | 8.5 | 6.5
Live | 217392756 |  | 10 | 16.5 | 42624 | 34272 | 30400 | 2.7 | 2.05 | 52206 | 3.39 | 1.86 | 8.5 | 7
Live | 217393221 |  | 9.5 | 16 | 41219 | 34816 | 31000 | 2.56 | 2.01 | 52206 | 3.26 | 1.8 | 8.5 | 7
Live | 217391835 |  | 9.5 | 16 | 42156 | 34544 | 30600 | 2.56 | 2.05 | 52206 | 3.35 | 1.75 | 8.1 | 6.6
Live | 217392317 |  | 9.5 | 15.2 | 41453 | 34544 | 30800 | 2.56 | 2.03 | 52206 | 3.28 | 1.75 | 8.1 | 6.65
Live | 217393686 |  | 9.5 | 15.5 | 41687 | 34544 | 30600 | 2.57 | 2.01 | 52206 | 3.28 | 1.84 | 8.5 | 6.5
Live | 217392755 |  | 10 | 16.5 | 42624 | 34272 | 30400 | 2.7 | 2.05 | 52206 | 3.39 | 1.86 | 8.5 | 7
Live | 217391834 |  | 9.5 | 15.2 | 41453 | 34272 | 30600 | 2.56 | 2.01 | 51528 | 3.26 | 1.75 | 8.1 | 6.6
Live | 217393220 |  | 9.5 | 16 | 41219 | 34816 | 31000 | 2.56 | 2.01 | 52206 | 3.26 | 1.8 | 8.5 | 7
Live | 217392316 |  | 9.5 | 15.2 | 41453 | 34544 | 30800 | 2.56 | 2.03 | 52206 | 3.28 | 1.75 | 8.1 | 6.65
Live | 217393685 |  | 9.5 | 15.5 | 41687 | 34544 | 30600 | 2.57 | 2.01 | 52206 | 3.28 | 1.84 | 8.5 | 6.5
Live | 217392754 |  | 10 | 16.5 | 42624 | 34272 | 30400 | 2.7 | 2.05 | 52206 | 3.39 | 1.86 | 8.5 | 7
Live | 217392315 |  | 9.5 | 15.2 | 41453 | 34544 | 30800 | 2.56 | 2.03 | 52206 | 3.28 | 1.75 | 8.1 | 6.65
Live | 217391833 |  | 9.5 | 15.2 | 41453 | 34272 | 30600 | 2.56 | 2.01 | 51528 | 3.26 | 1.75 | 8.1 | 6.6
Live | 217393684 |  | 9.5 | 15.2 | 41453 | 34544 | 30800 | 2.56 | 1.99 | 52206 | 3.22 | 1.75 | 8.1 | 6.7
Live | 217393219 |  | 9.5 | 16 | 41219 | 34816 | 31000 | 2.56 | 2.01 | 52206 | 3.26 | 1.8 | 8.5 | 7
Live | 217392753 |  | 10 | 16.5 | 42624 | 34272 | 30400 | 2.7 | 2.05 | 52206 | 3.39 | 1.86 | 8.5 | 7
Live | 217391832 |  | 9.5 | 15.2 | 41453 | 34272 | 30600 | 2.56 | 2.01 | 51528 | 3.26 | 1.75 | 8.1 | 6.6
Live | 217392314 |  | 9.5 | 15.2 | 41453 | 34544 | 30800 | 2.56 | 2.03 | 52206 | 3.28 | 1.75 | 8.1 | 6.65
Live | 217393218 |  | 9.5 | 16 | 41219 | 34816 | 31000 | 2.56 | 2.01 | 52206 | 3.26 | 1.8 | 8.5 | 7
Live | 217393683 |  | 9.5 | 15.2 | 41453 | 34544 | 30800 | 2.56 | 1.99 | 52206 | 3.22 | 1.75 | 8.1 | 6.7
Live | 217392752 |  | 10 | 16.5 | 42624 | 34272 | 30400 | 2.7 | 2.05 | 52206 | 3.39 | 1.86 | 8.5 | 7
Live | 217391831 |  | 9.5 | 15.2 | 41453 | 34272 | 30600 | 2.56 | 2.01 | 51528 | 3.26 | 1.75 | 8.1 | 6.6
Live | 217393217 |  | 9.5 | 16 | 41219 | 34816 | 31000 | 2.56 | 2.01 | 52206 | 3.26 | 1.8 | 8.5 | 7
Live | 217393682 |  | 9.5 | 15.2 | 41453 | 34544 | 30800 | 2.56 | 1.99 | 52206 | 3.22 | 1.75 | 8.1 | 6.7
Live | 217392751 |  | 10 | 16 | 41921 | 34000 | 30200 | 2.7 | 2.03 | 51528 | 3.3 | 1.84 | 8.5 | 6.5
Live | 217391830 |  | 9.5 | 15.2 | 41453 | 34272 | 30600 | 2.56 | 2.01 | 51528 | 3.26 | 1.75 | 8.1 | 6.6
Live | 217393216 |  | 9.5 | 16 | 41219 | 34816 | 31000 | 2.56 | 2.01 | 52206 | 3.26 | 1.8 | 8.5 | 7
Live | 217393681 |  | 9.5 | 15.2 | 41453 | 34544 | 30800 | 2.56 | 1.99 | 52206 | 3.22 | 1.75 | 8.1 | 6.7
Live | 217392750 |  | 10 | 16 | 41921 | 34000 | 30200 | 2.7 | 2.03 | 51528 | 3.3 | 1.84 | 8.5 | 6.5
Live | 217391829 |  | 9.5 | 15.2 | 41453 | 34272 | 30600 | 2.56 | 2.01 | 51528 | 3.26 | 1.75 | 8.1 | 6.6
Live | 217393680 |  | 9.5 | 15.2 | 41453 | 34544 | 30800 | 2.56 | 1.99 | 52206 | 3.22 | 1.75 | 8.1 | 6.7
Live | 217393215 |  | 9.5 | 16 | 41219 | 34816 | 31000 | 2.56 | 2.01 | 52206 | 3.26 | 1.8 | 8.5 | 7
Live | 217392749 |  | 10 | 16 | 41921 | 34000 | 30200 | 2.7 | 2.03 | 51528 | 3.3 | 1.84 | 8.5 | 6.5
Live | 217391828 |  | 9.5 | 15.2 | 41453 | 34272 | 30600 | 2.56 | 2.01 | 51528 | 3.26 | 1.75 | 8.1 | 6.6
Live | 217393679 |  | 9.5 | 15.2 | 41453 | 34544 | 30800 | 2.56 | 1.99 | 52206 | 3.22 | 1.75 | 8.1 | 6.7
Live | 217393214 |  | 9.5 | 16 | 41219 | 34816 | 31000 | 2.56 | 2.01 | 52206 | 3.26 | 1.8 | 8.5 | 7
Live | 217392748 |  | 10 | 16 | 41921 | 34000 | 30200 | 2.7 | 2.03 | 51528 | 3.3 | 1.84 | 8.5 | 6.5
Live | 217391827 |  | 9.5 | 15.2 | 41453 | 34272 | 30600 | 2.56 | 2.01 | 51528 | 3.26 | 1.75 | 8.1 | 6.6
Live | 217393678 |  | 9.5 | 15.2 | 41453 | 34544 | 30800 | 2.56 | 1.99 | 52206 | 3.22 | 1.75 | 8.1 | 6.7
Live | 217391826 |  | 9.5 | 15.5 | 41687 | 34272 | 30600 | 2.57 | 2.03 | 51528 | 3.28 | 1.75 | 8.1 | 6.65
Live | 217393213 |  | 9.5 | 15.5 | 40516 | 34544 | 30800 | 2.56 | 1.97 | 51528 | 3.15 | 1.75 | 8.1 | 6.7
Live | 217392747 |  | 10 | 16 | 41921 | 34000 | 30200 | 2.7 | 2.03 | 51528 | 3.3 | 1.84 | 8.5 | 6.5
Live | 217393677 |  | 9.5 | 15.2 | 41453 | 34544 | 30800 | 2.56 | 1.99 | 52206 | 3.22 | 1.75 | 8.1 | 6.7
Live | 217391825 |  | 9.5 | 15.5 | 41687 | 34272 | 30600 | 2.57 | 2.03 | 51528 | 3.28 | 1.75 | 8.1 | 6.65
Live | 217392746 |  | 10 | 16 | 41921 | 34000 | 30200 | 2.7 | 2.03 | 51528 | 3.3 | 1.84 | 8.5 | 6.5
Live | 217393212 |  | 9.5 | 15.5 | 40516 | 34544 | 30800 | 2.56 | 1.97 | 51528 | 3.15 | 1.75 | 8.1 | 6.7
Live | 217391824 |  | 9.5 | 15.5 | 41687 | 34272 | 30600 | 2.57 | 2.03 | 51528 | 3.28 | 1.75 | 8.1 | 6.65
Live | 217393676 |  | 9.5 | 15.5 | 41687 | 34544 | 30800 | 2.57 | 2.01 | 52206 | 3.26 | 1.84 | 8.5 | 6.5
Live | 217392745 |  | 10 | 16 | 41921 | 34000 | 30200 | 2.7 | 2.03 | 51528 | 3.3 | 1.84 | 8.5 | 6.5
Live | 217393211 |  | 9.5 | 15.5 | 40516 | 34544 | 30800 | 2.56 | 1.97 | 51528 | 3.15 | 1.75 | 8.1 | 6.7
Live | 217392744 |  | 10 | 16 | 41921 | 34000 | 30200 | 2.7 | 2.03 | 51528 | 3.3 | 1.84 | 8.5 | 6.5
Live | 217391823 |  | 9.5 | 15.5 | 41687 | 34272 | 30600 | 2.57 | 2.03 | 51528 | 3.28 | 1.75 | 8.1 | 6.65
Live | 217393675 |  | 9.5 | 15.5 | 41687 | 34544 | 30800 | 2.57 | 2.01 | 52206 | 3.26 | 1.84 | 8.5 | 6.5
Live | 217393210 |  | 9.5 | 15.5 | 40516 | 34544 | 30800 | 2.56 | 1.97 | 51528 | 3.15 | 1.75 | 8.1 | 6.7
Live | 217392743 |  | 10 | 16 | 42390 | 34000 | 30400 | 2.7 | 2.03 | 51528 | 3.35 | 1.86 | 8.5 | 6.5
Live | 217393209 |  | 9.5 | 15.5 | 40516 | 34544 | 30800 | 2.56 | 1.97 | 51528 | 3.15 | 1.75 | 8.1 | 6.7
Live | 217391822 |  | 9.5 | 15.5 | 41687 | 34272 | 30600 | 2.57 | 2.03 | 51528 | 3.28 | 1.75 | 8.1 | 6.65
Live | 217392742 |  | 10 | 16 | 42390 | 34000 | 30400 | 2.7 | 2.03 | 51528 | 3.35 | 1.86 | 8.5 | 6.5
Live | 217393674 |  | 9.5 | 15.5 | 41687 | 34544 | 30800 | 2.57 | 2.01 | 52206 | 3.26 | 1.84 | 8.5 | 6.5
Live | 217393208 |  | 9.5 | 15.5 | 40516 | 34544 | 30800 | 2.56 | 1.97 | 51528 | 3.15 | 1.75 | 8.1 | 6.7
Live | 217391821 |  | 9.5 | 15.5 | 41687 | 34272 | 30600 | 2.57 | 2.03 | 51528 | 3.28 | 1.75 | 8.1 | 6.65
Live | 217392741 |  | 10 | 16 | 42390 | 34000 | 30400 | 2.7 | 2.03 | 51528 | 3.35 | 1.86 | 8.5 | 6.5
Live | 217393207 |  | 9.5 | 15.5 | 40516 | 34544 | 30800 | 2.56 | 1.97 | 51528 | 3.15 | 1.75 | 8.1 | 6.7
Live | 217393673 |  | 9.5 | 15.5 | 41687 | 34544 | 30800 | 2.57 | 2.01 | 52206 | 3.26 | 1.84 | 8.5 | 6.5
Live | 217391820 |  | 9.5 | 15.5 | 41687 | 34272 | 30600 | 2.57 | 2.03 | 51528 | 3.28 | 1.75 | 8.1 | 6.65
Live | 217392740 |  | 10 | 16 | 42390 | 34000 | 30400 | 2.7 | 2.03 | 51528 | 3.35 | 1.86 | 8.5 | 6.5
Live | 217393206 |  | 9.5 | 15.5 | 40516 | 34544 | 30800 | 2.56 | 1.97 | 51528 | 3.15 | 1.75 | 8.1 | 6.7
Live | 217393672 |  | 9.5 | 15.5 | 41687 | 34544 | 30800 | 2.57 | 2.01 | 52206 | 3.26 | 1.84 | 8.5 | 6.5
Live | 217392739 |  | 10 | 16 | 42390 | 34000 | 30400 | 2.7 | 2.03 | 51528 | 3.35 | 1.86 | 8.5 | 6.5
Live | 217391819 |  | 9.5 | 15.5 | 41687 | 34272 | 30600 | 2.57 | 2.03 | 51528 | 3.28 | 1.75 | 8.1 | 6.65
Live | 217391818 |  | 9.5 | 15.5 | 41921 | 34544 | 30600 | 2.56 | 2.03 | 52206 | 3.3 | 1.75 | 8.1 | 6.6
Live | 217393671 |  | 9.5 | 15.5 | 41687 | 34544 | 30800 | 2.57 | 2.01 | 52206 | 3.26 | 1.84 | 8.5 | 6.5
Live | 217393205 |  | 9.5 | 15.5 | 40750 | 34816 | 31000 | 2.56 | 1.97 | 52206 | 3.19 | 1.75 | 8.1 | 6.65
Live | 217392738 |  | 10 | 16 | 42390 | 34000 | 30400 | 2.7 | 2.03 | 51528 | 3.35 | 1.86 | 8.5 | 6.5
Live | 217393670 |  | 9.5 | 15.5 | 41687 | 34544 | 30800 | 2.57 | 2.01 | 52206 | 3.26 | 1.84 | 8.5 | 6.5
Live | 217392737 |  | 10 | 16 | 42390 | 34000 | 30400 | 2.7 | 2.03 | 51528 | 3.35 | 1.86 | 8.5 | 6.5
Live | 217391817 |  | 9.5 | 15.5 | 41921 | 34544 | 30600 | 2.56 | 2.03 | 52206 | 3.3 | 1.75 | 8.1 | 6.6
Live | 217393204 |  | 9.5 | 15.5 | 40750 | 34816 | 31000 | 2.56 | 1.97 | 52206 | 3.19 | 1.75 | 8.1 | 6.65
Live | 217393669 |  | 9.5 | 15.5 | 41687 | 34544 | 30800 | 2.57 | 2.01 | 52206 | 3.26 | 1.84 | 8.5 | 6.5
Live | 217393203 |  | 9.5 | 15.5 | 40750 | 34816 | 31000 | 2.56 | 1.97 | 52206 | 3.19 | 1.75 | 8.1 | 6.65
Live | 217391816 |  | 9.5 | 15.5 | 41921 | 34544 | 30600 | 2.56 | 2.03 | 52206 | 3.3 | 1.75 | 8.1 | 6.6
Live | 217392736 |  | 10 | 16 | 42390 | 34000 | 30400 | 2.7 | 2.03 | 51528 | 3.35 | 1.86 | 8.5 | 6.5
Live | 217393202 |  | 9.5 | 15.5 | 40750 | 34816 | 31000 | 2.56 | 1.97 | 52206 | 3.19 | 1.75 | 8.1 | 6.65
Live | 217393668 |  | 9.5 | 15.5 | 41921 | 34816 | 30800 | 2.56 | 2.01 | 52206 | 3.3 | 1.84 | 8.5 | 7
Live | 217391815 |  | 9.5 | 15.5 | 41921 | 34544 | 30600 | 2.56 | 2.03 | 52206 | 3.3 | 1.75 | 8.1 | 6.6
Live | 217393667 |  | 9.5 | 15.5 | 41921 | 34816 | 30800 | 2.56 | 2.01 | 52206 | 3.3 | 1.84 | 8.5 | 7
Live | 217391814 |  | 9.5 | 15.5 | 41921 | 34544 | 30600 | 2.56 | 2.03 | 52206 | 3.3 | 1.75 | 8.1 | 6.6
Live | 217393666 |  | 9.5 | 15.5 | 41921 | 34816 | 30800 | 2.56 | 2.01 | 52206 | 3.3 | 1.84 | 8.5 | 7
Live | 217391813 |  | 9.5 | 15.5 | 41921 | 34544 | 30600 | 2.56 | 2.03 | 52206 | 3.3 | 1.75 | 8.1 | 6.6
Live | 217393201 |  | 9.5 | 15.5 | 40750 | 34816 | 31000 | 2.56 | 1.97 | 52206 | 3.19 | 1.75 | 8.1 | 6.65
Live | 217393665 |  | 9.5 | 15.5 | 41921 | 34816 | 30800 | 2.56 | 2.01 | 52206 | 3.3 | 1.84 | 8.5 | 7
Live | 217393200 |  | 9.5 | 15.5 | 40750 | 34816 | 31000 | 2.56 | 1.97 | 52206 | 3.19 | 1.75 | 8.1 | 6.65
Live | 217391812 |  | 9.5 | 15.5 | 41921 | 34544 | 30600 | 2.56 | 2.03 | 52206 | 3.3 | 1.75 | 8.1 | 6.6
Live | 217393664 |  | 9.5 | 15.5 | 41921 | 34816 | 30800 | 2.56 | 2.01 | 52206 | 3.3 | 1.84 | 8.5 | 7
Live | 217391811 |  | 9.5 | 15.5 | 41921 | 34544 | 30600 | 2.56 | 2.03 | 52206 | 3.3 | 1.75 | 8.1 | 6.6
Live | 217394142 |  | 10 | 16.5 | 41921 | 34000 | 30200 | 2.7 | 2.03 | 51528 | 3.33 | 1.84 | 8.5 | 7
Live | 217382328 |  | 9.5 | 15.5 | 41453 | 34544 | 30800 | 2.56 | 2.03 | 52206 | 3.28 | 1.75 | 8.1 | 6.65
Live | 217394141 |  | 10 | 16.5 | 41921 | 34000 | 30200 | 2.7 | 2.03 | 51528 | 3.33 | 1.84 | 8.5 | 7
Live | 217382327 |  | 9.5 | 15.2 | 41453 | 34544 | 30800 | 2.56 | 2.03 | 52206 | 3.28 | 1.75 | 8.1 | 6.65
Live | 217394140 |  | 9.5 | 16 | 41219 | 33728 | 30000 | 2.56 | 2.01 | 50985 | 3.24 | 1.75 | 8.1 | 6.6
Live | 217394139 |  | 9.5 | 16 | 41219 | 33728 | 30000 | 2.56 | 2.01 | 50985 | 3.24 | 1.75 | 8.1 | 6.6
Live | 217394138 |  | 9.5 | 16 | 41453 | 33728 | 30000 | 2.56 | 2.01 | 51528 | 3.26 | 1.82 | 8.5 | 6.5
Live | 217382319 |  | 9.5 | 15.2 | 41219 | 34544 | 30800 | 2.56 | 2.01 | 51528 | 3.26 | 1.75 | 8.1 | 6.65
Live | 217394137 |  | 9.5 | 16 | 41453 | 33728 | 30000 | 2.56 | 2.01 | 51528 | 3.26 | 1.82 | 8.5 | 6.5
Live | 217382315 |  | 9.5 | 15.5 | 41687 | 34544 | 30800 | 2.57 | 2.03 | 52206 | 3.3 | 1.75 | 8.1 | 6.6
Live | 217394136 |  | 9.5 | 16 | 41219 | 33728 | 30000 | 2.56 | 2.01 | 51528 | 3.26 | 1.75 | 8.1 | 6.6
Live | 217394135 |  | 9.5 | 16 | 41219 | 33728 | 30000 | 2.56 | 2.01 | 51528 | 3.26 | 1.75 | 8.1 | 6.6
Live | 217394134 |  | 9.5 | 16 | 41219 | 33728 | 30000 | 2.56 | 2.01 | 50985 | 3.24 | 1.75 | 8.1 | 6.6
Live | 217394133 |  | 9.5 | 16 | 41219 | 33728 | 30000 | 2.56 | 2.01 | 50985 | 3.24 | 1.75 | 8.1 | 6.6
Live | 217382304 |  | 9.5 | 15.5 | 41687 | 34544 | 30800 | 2.57 | 2.03 | 52206 | 3.3 | 1.75 | 8.1 | 6.6
Live | 217394132 |  | 10 | 16.5 | 41921 | 33728 | 30000 | 2.7 | 2.05 | 51528 | 3.33 | 1.84 | 8.5 | 7
Live | 217382302 |  | 9.5 | 15.5 | 41921 | 34816 | 30800 | 2.56 | 2.03 | 52206 | 3.33 | 1.75 | 8.1 | 6.65
Live | 217394131 |  | 10 | 16.5 | 41921 | 33728 | 30000 | 2.7 | 2.05 | 51528 | 3.33 | 1.84 | 8.5 | 7
Live | 217394130 |  | 10 | 16.5 | 41921 | 33728 | 30000 | 2.7 | 2.03 | 51528 | 3.33 | 1.84 | 8.5 | 6.5
Live | 217394129 |  | 10 | 16.5 | 41921 | 33728 | 30000 | 2.7 | 2.03 | 51528 | 3.33 | 1.84 | 8.5 | 6.5
Live | 217394128 |  | 9.5 | 16 | 41219 | 33728 | 30000 | 2.56 | 2.01 | 50985 | 3.24 | 1.75 | 8.1 | 6.6
Live | 217394127 |  | 9.5 | 16 | 41219 | 33728 | 30000 | 2.56 | 2.01 | 50985 | 3.24 | 1.75 | 8.1 | 6.6
Live | 217382292 |  | 9.5 | 15.5 | 41921 | 34816 | 30800 | 2.56 | 2.03 | 52206 | 3.33 | 1.75 | 8.1 | 6.65
Live | 217394126 |  | 10 | 16.5 | 41921 | 34000 | 30200 | 2.7 | 2.03 | 51528 | 3.33 | 1.84 | 8.5 | 7
Live | 217382290 |  | 9.5 | 15.5 | 41453 | 34544 | 30600 | 2.56 | 2.03 | 51528 | 3.28 | 1.75 | 8.1 | 6.65
Live | 217394125 |  | 9.5 | 16 | 41219 | 33728 | 30000 | 2.56 | 2.01 | 50985 | 3.24 | 1.75 | 8.1 | 6.6
Live | 217382287 |  | 9.5 | 15.5 | 41687 | 34544 | 30800 | 2.57 | 2.03 | 52206 | 3.3 | 1.75 | 8.1 | 6.6
Live | 217394124 |  | 9.5 | 16 | 41453 | 33728 | 30000 | 2.56 | 2.01 | 51528 | 3.26 | 1.82 | 8.5 | 6.5
Live | 217382285 |  | 9.5 | 15.2 | 40985 | 34272 | 30600 | 2.57 | 2.01 | 51528 | 3.22 | 1.75 | 8.1 | 6.65
Live | 217394123 |  | 9.5 | 16 | 41687 | 34000 | 30200 | 2.57 | 2.01 | 51528 | 3.28 | 1.84 | 8.5 | 6.5
Live | 217382281 |  | 9.5 | 15.5 | 41687 | 34544 | 30800 | 2.57 | 2.03 | 52206 | 3.3 | 1.75 | 8.1 | 6.6
Live | 217394122 |  | 9.5 | 15.5 | 42624 | 35088 | 31000 | 2.57 | 2.06 | 52884 | 3.44 | 1.75 | 8.1 | 6.55
Live | 217382279 |  | 9.5 | 15.5 | 41921 | 34816 | 30800 | 2.56 | 2.03 | 52206 | 3.33 | 1.75 | 8.1 | 6.65
Live | 217394118 |  | 9.5 | 15.5 | 41219 | 34272 | 30600 | 2.56 | 2.01 | 51528 | 3.24 | 1.75 | 8.1 | 6.6
Live | 217394117 |  | 9.5 | 15.2 | 41219 | 34544 | 30800 | 2.56 | 2.01 | 51528 | 3.24 | 1.75 | 8.1 | 6.65
Live | 217382270 |  | 10 | 16 | 42858 | 34816 | 30800 | 2.7 | 2.08 | 52884 | 3.48 | 1.82 | 8.5 | 6.5
Live | 217394116 |  | 9.5 | 15.2 | 41219 | 34544 | 30800 | 2.56 | 2.01 | 51528 | 3.24 | 1.75 | 8.1 | 6.65
Live | 217394115 |  | 9.5 | 15.5 | 41687 | 34544 | 30800 | 2.57 | 2.03 | 52206 | 3.3 | 1.75 | 8.1 | 6.6
Live | 217382265 |  | 9.5 | 15.2 | 41453 | 34272 | 30600 | 2.56 | 2.01 | 51528 | 3.26 | 1.75 | 8.1 | 6.65
Live | 217394114 |  | 9.5 | 15.5 | 41687 | 34544 | 30800 | 2.57 | 2.03 | 52206 | 3.3 | 1.75 | 8.1 | 6.6
Live | 217382263 |  | 9.5 | 15.5 | 41453 | 34272 | 30600 | 2.56 | 2.03 | 51528 | 3.28 | 1.75 | 8.1 | 6.65
Live | 217382261 |  | 9.5 | 15.5 | 41687 | 34272 | 30600 | 2.57 | 2.03 | 51528 | 3.28 | 1.75 | 8.1 | 6.65
Live | 217382258 |  | 9.5 | 15.5 | 42156 | 34544 | 30600 | 2.56 | 2.05 | 52206 | 3.35 | 1.75 | 8.1 | 6.6
Live | 217382251 |  | 9.5 | 15.2 | 41453 | 34272 | 30600 | 2.56 | 2.01 | 51528 | 3.26 | 1.75 | 8.1 | 6.65
Live | 217382249 |  | 9.5 | 15.5 | 41453 | 34272 | 30600 | 2.56 | 2.03 | 51528 | 3.28 | 1.75 | 8.1 | 6.65
Live | 217394106 |  | 9.5 | 15.5 | 41219 | 34272 | 30600 | 2.56 | 2.01 | 51528 | 3.24 | 1.75 | 8.1 | 6.6
Live | 217382247 |  | 9.5 | 15.5 | 41687 | 34272 | 30600 | 2.57 | 2.03 | 51528 | 3.28 | 1.75 | 8.1 | 6.65
Live | 217394105 |  | 9.5 | 15.2 | 41219 | 34544 | 30800 | 2.56 | 2.01 | 51528 | 3.24 | 1.75 | 8.1 | 6.65
Live | 217382245 |  | 9.5 | 15.5 | 42156 | 34544 | 30600 | 2.56 | 2.05 | 52206 | 3.35 | 1.75 | 8.1 | 6.6
Live | 217394104 |  | 9.5 | 15.2 | 41219 | 34544 | 30800 | 2.56 | 2.01 | 51528 | 3.24 | 1.75 | 8.1 | 6.65
Live | 217394103 |  | 9.5 | 15.2 | 41219 | 34544 | 30800 | 2.56 | 2.01 | 51528 | 3.24 | 1.75 | 8.1 | 6.65
Live | 217394102 |  | 9.5 | 15.5 | 41687 | 34544 | 30800 | 2.57 | 2.03 | 52206 | 3.3 | 1.75 | 8.1 | 6.6
Live | 217382237 |  | 9.5 | 15.5 | 41921 | 34544 | 30600 | 2.56 | 2.05 | 52206 | 3.33 | 1.75 | 8.1 | 6.6
Live | 217394101 |  | 9.5 | 15.5 | 41687 | 34544 | 30800 | 2.57 | 2.03 | 52206 | 3.3 | 1.75 | 8.1 | 6.6
Live | 217394092 |  | 9.5 | 15.5 | 41453 | 34544 | 30800 | 2.56 | 2.03 | 52206 | 3.28 | 1.75 | 8.1 | 6.65
Live | 217394091 |  | 9.5 | 15.2 | 41453 | 34544 | 30800 | 2.56 | 2.03 | 52206 | 3.28 | 1.75 | 8.1 | 6.65
Live | 217394090 |  | 9.5 | 15.2 | 41453 | 34544 | 30800 | 2.56 | 2.03 | 52206 | 3.28 | 1.75 | 8.1 | 6.65
Live | 217382235 |  | 9.5 | 15.5 | 41921 | 34544 | 30600 | 2.56 | 2.05 | 52206 | 3.33 | 1.75 | 8.1 | 6.6
Live | 217382233 |  | 9.5 | 15.2 | 41453 | 34272 | 30600 | 2.56 | 2.01 | 51528 | 3.24 | 1.75 | 8.1 | 6.6
Live | 217382232 |  | 9.5 | 15.5 | 41921 | 34544 | 30600 | 2.56 | 2.03 | 52206 | 3.33 | 1.75 | 8.1 | 6.6
Live | 217382227 |  | 9.5 | 15.5 | 41687 | 34272 | 30600 | 2.57 | 2.03 | 51528 | 3.28 | 1.75 | 8.1 | 6.65
Live | 217382224 |  | 9.5 | 15.5 | 41687 | 34272 | 30600 | 2.57 | 2.03 | 51528 | 3.28 | 1.75 | 8.1 | 6.65
Live | 217382222 |  | 9.5 | 15.5 | 42156 | 34544 | 30600 | 2.56 | 2.05 | 52206 | 3.35 | 1.75 | 8.1 | 6.6
Live | 217394083 |  | 9.5 | 15.2 | 41219 | 34544 | 30800 | 2.56 | 2.01 | 51528 | 3.26 | 1.75 | 8.1 | 6.65
Live | 217394081 |  | 9.5 | 15.5 | 41687 | 34544 | 30800 | 2.57 | 2.03 | 52206 | 3.3 | 1.75 | 8.1 | 6.6
Live | 217382214 |  | 9.5 | 15.5 | 41453 | 34272 | 30600 | 2.56 | 2.03 | 51528 | 3.28 | 1.75 | 8.1 | 6.65
Live | 217382211 |  | 9.5 | 15.5 | 42156 | 34544 | 30600 | 2.56 | 2.05 | 52206 | 3.35 | 1.75 | 8.1 | 6.6
Live | 217382209 |  | 9.5 | 15.2 | 41453 | 34272 | 30600 | 2.56 | 2.01 | 51528 | 3.26 | 1.75 | 8.1 | 6.6
Live | 217382207 |  | 9.5 | 15.5 | 41687 | 34272 | 30600 | 2.57 | 2.03 | 51528 | 3.28 | 1.75 | 8.1 | 6.65
Live | 217394075 |  | 9.5 | 15.5 | 41687 | 34544 | 30800 | 2.57 | 2.03 | 52206 | 3.3 | 1.75 | 8.1 | 6.6
Live | 217382202 |  | 9.5 | 15.5 | 41453 | 34272 | 30600 | 2.56 | 2.01 | 51528 | 3.26 | 1.75 | 8.1 | 6.6
Live | 217394074 |  | 9.5 | 15.5 | 41687 | 34544 | 30800 | 2.57 | 2.03 | 52206 | 3.3 | 1.75 | 8.1 | 6.6
Live | 217394073 |  | 9.5 | 15.5 | 41921 | 34816 | 30800 | 2.56 | 2.03 | 52206 | 3.33 | 1.75 | 8.1 | 6.65
Live | 217382198 |  | 9.5 | 15.2 | 41219 | 34272 | 30600 | 2.56 | 2.01 | 51528 | 3.24 | 1.75 | 8.1 | 6.6
Live | 217394072 |  | 9.5 | 15.5 | 41921 | 34816 | 30800 | 2.56 | 2.03 | 52206 | 3.33 | 1.75 | 8.1 | 6.65
Live | 217382196 |  | 10 | 16 | 41921 | 34272 | 30600 | 2.7 | 2.05 | 51528 | 3.35 | 1.75 | 8.1 | 6.6
Live | 217382194 |  | 9.8 | 16 | 42156 | 34544 | 30600 | 2.65 | 2.05 | 52206 | 3.35 | 1.75 | 8.1 | 6.6
Live | 217382192 |  | 9.5 | 15.5 | 41453 | 34272 | 30600 | 2.56 | 2.03 | 51528 | 3.26 | 1.75 | 8.1 | 6.65
Live | 217382190 |  | 9.5 | 15.5 | 41687 | 34272 | 30600 | 2.57 | 2.03 | 51528 | 3.3 | 1.75 | 8.1 | 6.65
Live | 217382188 |  | 9.5 | 16 | 42156 | 34544 | 30600 | 2.56 | 2.05 | 52206 | 3.35 | 1.75 | 8.1 | 6.6
Live | 217382186 |  | 9.5 | 15.2 | 41453 | 34272 | 30600 | 2.56 | 2.01 | 51528 | 3.26 | 1.75 | 8.1 | 6.6
Live | 217382184 |  | 9.5 | 15.5 | 41687 | 34272 | 30600 | 2.57 | 2.03 | 51528 | 3.28 | 1.75 | 8.1 | 6.65
Live | 217382182 |  | 9.5 | 15.5 | 41921 | 34544 | 30600 | 2.56 | 2.03 | 52206 | 3.3 | 1.75 | 8.1 | 6.6
Live | 217394063 |  | 9.5 | 15.5 | 41921 | 34816 | 30800 | 2.56 | 2.03 | 52206 | 3.33 | 1.75 | 8.1 | 6.65
Live | 217382180 |  | 9.5 | 15.5 | 41453 | 34272 | 30600 | 2.56 | 2.01 | 51528 | 3.26 | 1.75 | 8.1 | 6.6
Live | 217394062 |  | 9.5 | 15.5 | 41921 | 34816 | 30800 | 2.56 | 2.03 | 52206 | 3.33 | 1.75 | 8.1 | 6.65
Live | 217394061 |  | 9.5 | 15.5 | 41453 | 34544 | 30600 | 2.56 | 2.03 | 51528 | 3.28 | 1.75 | 8.1 | 6.65
Live | 217382176 |  | 10 | 16 | 43092 | 34816 | 30600 | 2.7 | 2.08 | 52884 | 3.5 | 1.84 | 8.5 | 6.5
Live | 217394060 |  | 9.5 | 15.5 | 41453 | 34544 | 30600 | 2.56 | 2.03 | 51528 | 3.28 | 1.75 | 8.1 | 6.65
Live | 217394059 |  | 9.5 | 15.5 | 41687 | 34544 | 30800 | 2.57 | 2.03 | 52206 | 3.3 | 1.75 | 8.1 | 6.6
Live | 217382172 |  | 9.5 | 15.5 | 41453 | 34272 | 30400 | 2.56 | 2.03 | 51528 | 3.26 | 1.75 | 8.1 | 6.6
Live | 217394058 |  | 9.5 | 15.5 | 41687 | 34544 | 30800 | 2.57 | 2.03 | 52206 | 3.3 | 1.75 | 8.1 | 6.6
Live | 217382170 |  | 9.5 | 15.5 | 41687 | 34000 | 30400 | 2.57 | 2.03 | 51528 | 3.3 | 1.75 | 8.1 | 6.65
Live | 217394057 |  | 9.5 | 15.2 | 40985 | 34272 | 30600 | 2.57 | 2.01 | 51528 | 3.22 | 1.75 | 8.1 | 6.65
Live | 217382168 |  | 9.5 | 15.5 | 41921 | 34272 | 30400 | 2.56 | 2.05 | 51528 | 3.3 | 1.75 | 8.1 | 6.65
Live | 217394056 |  | 9.5 | 15.2 | 40985 | 34272 | 30600 | 2.57 | 2.01 | 51528 | 3.22 | 1.75 | 8.1 | 6.65
Live | 217382166 |  | 9.8 | 16 | 42390 | 34544 | 30600 | 2.65 | 2.05 | 52206 | 3.37 | 1.75 | 8.1 | 6.6
Live | 217394054 |  | 9.5 | 15.5 | 41687 | 34544 | 30800 | 2.57 | 2.03 | 52206 | 3.3 | 1.75 | 8.1 | 6.6
Live | 217382162 |  | 9.5 | 15.2 | 41687 | 34272 | 30600 | 2.57 | 2.03 | 52206 | 3.28 | 1.75 | 8.1 | 6.65
Live | 217394053 |  | 9.5 | 15.5 | 41921 | 34816 | 30800 | 2.56 | 2.03 | 52206 | 3.33 | 1.75 | 8.1 | 6.65
Live | 217382160 |  | 9.5 | 15.5 | 41453 | 34272 | 30400 | 2.56 | 2.03 | 51528 | 3.26 | 1.75 | 8.1 | 6.6
Live | 217382158 |  | 9.5 | 15.5 | 41687 | 34000 | 30400 | 2.57 | 2.03 | 51528 | 3.3 | 1.75 | 8.1 | 6.65
Live | 217382157 |  | 9.5 | 15.5 | 41921 | 34272 | 30400 | 2.56 | 2.05 | 51528 | 3.3 | 1.75 | 8.1 | 6.65
Live | 217382154 |  | 9.8 | 16 | 42390 | 34544 | 30600 | 2.65 | 2.05 | 52206 | 3.37 | 1.75 | 8.1 | 6.6
Live | 217394048 |  | 10 | 16 | 42858 | 34816 | 30800 | 2.7 | 2.08 | 52884 | 3.48 | 1.82 | 8.5 | 6.5
Live | 217382150 |  | 9.5 | 15.2 | 41687 | 34272 | 30600 | 2.57 | 2.03 | 52206 | 3.28 | 1.75 | 8.1 | 6.65
Live | 217394046 |  | 9.5 | 15.2 | 41453 | 34272 | 30600 | 2.56 | 2.01 | 51528 | 3.26 | 1.75 | 8.1 | 6.65
Live | 217394045 |  | 9.5 | 15.2 | 41453 | 34272 | 30600 | 2.56 | 2.01 | 51528 | 3.26 | 1.75 | 8.1 | 6.65
Live | 217382143 |  | 10 | 16 | 42156 | 34272 | 30400 | 2.7 | 2.05 | 52206 | 3.35 | 1.75 | 8.1 | 6.6
Live | 217394044 |  | 9.5 | 15.5 | 41453 | 34272 | 30600 | 2.56 | 2.03 | 51528 | 3.28 | 1.75 | 8.1 | 6.65
Live | 217394043 |  | 9.5 | 15.5 | 41687 | 34272 | 30600 | 2.57 | 2.03 | 51528 | 3.28 | 1.75 | 8.1 | 6.65
Live | 217382140 |  | 9.8 | 16 | 42156 | 34272 | 30400 | 2.65 | 2.05 | 52206 | 3.35 | 1.75 | 8.1 | 6.6
Live | 217382137 |  | 9.5 | 15.5 | 41687 | 34272 | 30400 | 2.57 | 2.03 | 51528 | 3.28 | 1.75 | 8.1 | 6.6
Live | 217394042 |  | 9.5 | 15.5 | 41687 | 34272 | 30600 | 2.57 | 2.03 | 51528 | 3.28 | 1.75 | 8.1 | 6.65
Live | 217382136 |  | 10 | 16.5 | 40985 | 34544 | 31000 | 2.7 | 1.99 | 52206 | 3.22 | 1.76 | 8.5 | 6.5
Live | 217394041 |  | 9.5 | 15.5 | 42156 | 34544 | 30600 | 2.56 | 2.05 | 52206 | 3.35 | 1.75 | 8.1 | 6.6
Live | 217394040 |  | 9.5 | 15.5 | 42156 | 34544 | 30600 | 2.56 | 2.05 | 52206 | 3.35 | 1.75 | 8.1 | 6.6
Live | 217394035 |  | 9.5 | 15.2 | 41453 | 34272 | 30600 | 2.56 | 2.01 | 51528 | 3.26 | 1.75 | 8.1 | 6.65
Live | 217394034 |  | 9.5 | 15.2 | 41453 | 34272 | 30600 | 2.56 | 2.01 | 51528 | 3.26 | 1.75 | 8.1 | 6.65
Live | 217394033 |  | 9.5 | 15.2 | 41453 | 34272 | 30600 | 2.56 | 2.01 | 51528 | 3.26 | 1.75 | 8.1 | 6.65
Live | 217394032 |  | 9.5 | 15.5 | 41453 | 34272 | 30600 | 2.56 | 2.03 | 51528 | 3.28 | 1.75 | 8.1 | 6.65
Live | 217394031 |  | 9.5 | 15.5 | 41687 | 34272 | 30600 | 2.57 | 2.03 | 51528 | 3.28 | 1.75 | 8.1 | 6.65
Live | 217394030 |  | 9.5 | 15.5 | 41687 | 34272 | 30600 | 2.57 | 2.03 | 51528 | 3.28 | 1.75 | 8.1 | 6.65
Live | 217394029 |  | 9.5 | 15.5 | 41687 | 34272 | 30600 | 2.57 | 2.03 | 51528 | 3.28 | 1.75 | 8.1 | 6.65
Live | 217394028 |  | 9.5 | 15.5 | 42156 | 34544 | 30600 | 2.56 | 2.05 | 52206 | 3.35 | 1.75 | 8.1 | 6.6
Live | 217394027 |  | 9.5 | 15.5 | 42156 | 34544 | 30600 | 2.56 | 2.05 | 52206 | 3.35 | 1.75 | 8.1 | 6.6
Live | 217394018 |  | 9.5 | 15.5 | 41921 | 34544 | 30600 | 2.56 | 2.05 | 52206 | 3.33 | 1.75 | 8.1 | 6.6
Live | 217394017 |  | 9.5 | 15.5 | 41921 | 34544 | 30600 | 2.56 | 2.05 | 52206 | 3.33 | 1.75 | 8.1 | 6.6
Live | 217394016 |  | 9.5 | 15.5 | 41921 | 34544 | 30600 | 2.56 | 2.05 | 52206 | 3.33 | 1.75 | 8.1 | 6.6
Live | 217394015 |  | 9.5 | 15.2 | 41453 | 34272 | 30600 | 2.56 | 2.01 | 51528 | 3.24 | 1.75 | 8.1 | 6.6
Live | 217394014 |  | 9.5 | 15.2 | 41453 | 34272 | 30600 | 2.56 | 2.01 | 51528 | 3.24 | 1.75 | 8.1 | 6.6
Live | 217394013 |  | 9.5 | 15.5 | 41921 | 34544 | 30600 | 2.56 | 2.03 | 52206 | 3.33 | 1.75 | 8.1 | 6.6
Live | 217394012 |  | 9.5 | 15.5 | 41921 | 34544 | 30600 | 2.56 | 2.03 | 52206 | 3.33 | 1.75 | 8.1 | 6.6
Live | 217394009 |  | 9.5 | 15.5 | 41687 | 34272 | 30600 | 2.57 | 2.03 | 51528 | 3.28 | 1.75 | 8.1 | 6.65
Live | 217394008 |  | 9.5 | 15.5 | 41687 | 34272 | 30600 | 2.57 | 2.03 | 51528 | 3.28 | 1.75 | 8.1 | 6.65
Live | 217394007 |  | 9.5 | 15.5 | 42156 | 34544 | 30600 | 2.56 | 2.05 | 52206 | 3.35 | 1.75 | 8.1 | 6.6
Live | 217394003 |  | 9.5 | 15.5 | 41453 | 34272 | 30600 | 2.56 | 2.03 | 51528 | 3.28 | 1.75 | 8.1 | 6.65
Live | 217394002 |  | 9.5 | 15.5 | 41453 | 34272 | 30600 | 2.56 | 2.03 | 51528 | 3.28 | 1.75 | 8.1 | 6.65
Live | 217394001 |  | 9.5 | 15.5 | 42156 | 34544 | 30600 | 2.56 | 2.05 | 52206 | 3.35 | 1.75 | 8.1 | 6.6
Live | 217394000 |  | 9.5 | 15.5 | 42156 | 34544 | 30600 | 2.56 | 2.05 | 52206 | 3.35 | 1.75 | 8.1 | 6.6
Live | 217393999 |  | 9.5 | 15.2 | 41453 | 34272 | 30600 | 2.56 | 2.01 | 51528 | 3.26 | 1.75 | 8.1 | 6.6
Live | 217393998 |  | 9.5 | 15.2 | 41453 | 34272 | 30600 | 2.56 | 2.01 | 51528 | 3.26 | 1.75 | 8.1 | 6.6
Live | 217393997 |  | 9.5 | 15.5 | 41687 | 34272 | 30600 | 2.57 | 2.03 | 51528 | 3.28 | 1.75 | 8.1 | 6.65
Live | 217393996 |  | 9.5 | 15.5 | 41687 | 34272 | 30600 | 2.57 | 2.03 | 51528 | 3.28 | 1.75 | 8.1 | 6.65
Live | 217393993 |  | 9.5 | 15.5 | 41453 | 34272 | 30600 | 2.56 | 2.01 | 51528 | 3.26 | 1.75 | 8.1 | 6.6
Live | 217393992 |  | 9.5 | 15.5 | 41453 | 34272 | 30600 | 2.56 | 2.01 | 51528 | 3.26 | 1.75 | 8.1 | 6.6
Live | 217393989 |  | 9.5 | 15.2 | 41219 | 34272 | 30600 | 2.56 | 2.01 | 51528 | 3.24 | 1.75 | 8.1 | 6.6
Live | 217393988 |  | 9.5 | 15.2 | 41219 | 34272 | 30600 | 2.56 | 2.01 | 51528 | 3.24 | 1.75 | 8.1 | 6.6
Live | 217393987 |  | 10 | 16 | 41921 | 34272 | 30600 | 2.7 | 2.05 | 51528 | 3.35 | 1.75 | 8.1 | 6.6
Live | 217393986 |  | 10 | 16 | 41921 | 34272 | 30600 | 2.7 | 2.05 | 51528 | 3.35 | 1.75 | 8.1 | 6.6
Live | 217393985 |  | 9.8 | 16 | 42156 | 34544 | 30600 | 2.65 | 2.05 | 52206 | 3.35 | 1.75 | 8.1 | 6.6
Live | 217393984 |  | 9.8 | 16 | 42156 | 34544 | 30600 | 2.65 | 2.05 | 52206 | 3.35 | 1.75 | 8.1 | 6.6
Live | 217393983 |  | 9.5 | 15.5 | 41453 | 34272 | 30600 | 2.56 | 2.03 | 51528 | 3.26 | 1.75 | 8.1 | 6.65
Live | 217393982 |  | 9.5 | 15.5 | 41453 | 34272 | 30600 | 2.56 | 2.03 | 51528 | 3.26 | 1.75 | 8.1 | 6.65
Live | 217393981 |  | 9.5 | 15.5 | 41687 | 34272 | 30600 | 2.57 | 2.03 | 51528 | 3.3 | 1.75 | 8.1 | 6.65
Live | 217393980 |  | 9.5 | 16 | 42156 | 34544 | 30600 | 2.56 | 2.05 | 52206 | 3.35 | 1.75 | 8.1 | 6.6
Live | 217393979 |  | 9.5 | 15.2 | 41453 | 34272 | 30600 | 2.56 | 2.01 | 51528 | 3.26 | 1.75 | 8.1 | 6.6
Live | 217393978 |  | 9.5 | 15.5 | 41687 | 34272 | 30600 | 2.57 | 2.03 | 51528 | 3.28 | 1.75 | 8.1 | 6.65
Live | 217393977 |  | 9.5 | 15.5 | 41921 | 34544 | 30600 | 2.56 | 2.03 | 52206 | 3.3 | 1.75 | 8.1 | 6.6
Live | 217393976 |  | 9.5 | 15.5 | 41453 | 34272 | 30600 | 2.56 | 2.01 | 51528 | 3.26 | 1.75 | 8.1 | 6.6
Live | 217393974 |  | 10 | 16 | 43092 | 34816 | 30600 | 2.7 | 2.08 | 52884 | 3.5 | 1.84 | 8.5 | 6.5
Live | 217393972 |  | 9.5 | 15.5 | 41453 | 34272 | 30400 | 2.56 | 2.03 | 51528 | 3.26 | 1.75 | 8.1 | 6.6
Live | 217393971 |  | 9.5 | 15.5 | 41453 | 34272 | 30400 | 2.56 | 2.03 | 51528 | 3.26 | 1.75 | 8.1 | 6.6
Live | 217393970 |  | 9.5 | 15.5 | 41687 | 34000 | 30400 | 2.57 | 2.03 | 51528 | 3.3 | 1.75 | 8.1 | 6.65
Live | 217393969 |  | 9.5 | 15.5 | 41921 | 34272 | 30400 | 2.56 | 2.05 | 51528 | 3.3 | 1.75 | 8.1 | 6.65
Live | 217393968 |  | 9.5 | 15.5 | 41921 | 34272 | 30400 | 2.56 | 2.05 | 51528 | 3.3 | 1.75 | 8.1 | 6.65
Live | 217393967 |  | 9.8 | 16 | 42390 | 34544 | 30600 | 2.65 | 2.05 | 52206 | 3.37 | 1.75 | 8.1 | 6.6
Live | 217393966 |  | 9.8 | 16 | 42390 | 34544 | 30600 | 2.65 | 2.05 | 52206 | 3.37 | 1.75 | 8.1 | 6.6
Live | 217393963 |  | 9.5 | 15.2 | 41687 | 34272 | 30600 | 2.57 | 2.03 | 52206 | 3.28 | 1.75 | 8.1 | 6.65
Live | 217393962 |  | 9.5 | 15.2 | 41687 | 34272 | 30600 | 2.57 | 2.03 | 52206 | 3.28 | 1.75 | 8.1 | 6.65
Live | 217393961 |  | 9.5 | 15.5 | 41453 | 34272 | 30400 | 2.56 | 2.03 | 51528 | 3.26 | 1.75 | 8.1 | 6.6
Live | 217393960 |  | 9.5 | 15.5 | 41453 | 34272 | 30400 | 2.56 | 2.03 | 51528 | 3.26 | 1.75 | 8.1 | 6.6
Live | 217393959 |  | 9.5 | 15.5 | 41453 | 34272 | 30400 | 2.56 | 2.03 | 51528 | 3.26 | 1.75 | 8.1 | 6.6
Live | 217393958 |  | 9.5 | 15.5 | 41687 | 34000 | 30400 | 2.57 | 2.03 | 51528 | 3.3 | 1.75 | 8.1 | 6.65
Live | 217393957 |  | 9.5 | 15.5 | 41921 | 34272 | 30400 | 2.56 | 2.05 | 51528 | 3.3 | 1.75 | 8.1 | 6.65
Live | 217393956 |  | 9.5 | 15.5 | 41921 | 34272 | 30400 | 2.56 | 2.05 | 51528 | 3.3 | 1.75 | 8.1 | 6.65
Live | 217393955 |  | 9.5 | 15.5 | 41921 | 34272 | 30400 | 2.56 | 2.05 | 51528 | 3.3 | 1.75 | 8.1 | 6.65
Live | 217393954 |  | 9.8 | 16 | 42390 | 34544 | 30600 | 2.65 | 2.05 | 52206 | 3.37 | 1.75 | 8.1 | 6.6
Live | 217393953 |  | 9.8 | 16 | 42390 | 34544 | 30600 | 2.65 | 2.05 | 52206 | 3.37 | 1.75 | 8.1 | 6.6
Live | 217393949 |  | 9.5 | 15.2 | 41687 | 34272 | 30600 | 2.57 | 2.03 | 52206 | 3.28 | 1.75 | 8.1 | 6.65
Live | 217393948 |  | 9.5 | 15.2 | 41687 | 34272 | 30600 | 2.57 | 2.03 | 52206 | 3.28 | 1.75 | 8.1 | 6.65
Live | 217393947 |  | 9.5 | 15.2 | 41687 | 34272 | 30600 | 2.57 | 2.03 | 52206 | 3.28 | 1.75 | 8.1 | 6.65
Live | 217393944 |  | 10 | 16 | 42156 | 34272 | 30400 | 2.7 | 2.05 | 52206 | 3.35 | 1.75 | 8.1 | 6.6
Live | 217393943 |  | 9.8 | 16 | 42156 | 34272 | 30400 | 2.65 | 2.05 | 52206 | 3.35 | 1.75 | 8.1 | 6.6
Live | 217393942 |  | 9.8 | 16 | 42156 | 34272 | 30400 | 2.65 | 2.05 | 52206 | 3.35 | 1.75 | 8.1 | 6.6
Live | 217393941 |  | 9.5 | 15.5 | 41687 | 34272 | 30400 | 2.57 | 2.03 | 51528 | 3.28 | 1.75 | 8.1 | 6.6
Live | 217393940 |  | 9.5 | 15.5 | 41687 | 34272 | 30400 | 2.57 | 2.03 | 51528 | 3.28 | 1.75 | 8.1 | 6.6
Live | 217393939 |  | 9.5 | 15.5 | 42156 | 34544 | 30600 | 2.56 | 2.05 | 52206 | 3.35 | 1.75 | 8.1 | 6.65
Live | 217393938 |  | 9.5 | 15.5 | 42156 | 34544 | 30600 | 2.56 | 2.05 | 52206 | 3.35 | 1.75 | 8.1 | 6.65
Live | 217393935 |  | 9.5 | 15.5 | 41921 | 34272 | 30400 | 2.56 | 2.05 | 51528 | 3.33 | 1.75 | 8.1 | 6.65
Live | 217393934 |  | 9.5 | 15.5 | 41921 | 34272 | 30400 | 2.56 | 2.03 | 51528 | 3.3 | 1.75 | 8.1 | 6.65
Live | 217393933 |  | 9.8 | 16 | 42390 | 34544 | 30600 | 2.65 | 2.05 | 52206 | 3.37 | 1.75 | 8.1 | 6.6
Live | 217393931 |  | 9.5 | 15.2 | 41687 | 34272 | 30600 | 2.57 | 2.03 | 52206 | 3.28 | 1.75 | 8.1 | 6.65
Live | 217393929 |  | 9.5 | 15.5 | 41687 | 34272 | 30400 | 2.57 | 2.03 | 51528 | 3.28 | 1.75 | 8.1 | 6.65
Live | 217393928 |  | 9.5 | 15.5 | 41687 | 34272 | 30400 | 2.57 | 2.03 | 51528 | 3.28 | 1.75 | 8.1 | 6.65
Live | 217393927 |  | 9.8 | 16 | 42390 | 34272 | 30600 | 2.65 | 2.05 | 52206 | 3.37 | 1.75 | 8.1 | 6.6
Live | 217393926 |  | 9.8 | 16 | 42390 | 34272 | 30600 | 2.65 | 2.05 | 52206 | 3.37 | 1.75 | 8.1 | 6.6
Live | 217393925 |  | 9.5 | 15.5 | 41687 | 34272 | 30400 | 2.57 | 2.03 | 51528 | 3.28 | 1.75 | 8.1 | 6.6
Live | 217393924 |  | 9.5 | 15.5 | 41687 | 34272 | 30400 | 2.57 | 2.03 | 51528 | 3.28 | 1.75 | 8.1 | 6.6
Live | 217393923 |  | 9.5 | 15.5 | 41921 | 34272 | 30400 | 2.56 | 2.03 | 51528 | 3.3 | 1.75 | 8.1 | 6.65
Live | 217393922 |  | 9.5 | 15.5 | 41921 | 34272 | 30400 | 2.56 | 2.03 | 51528 | 3.3 | 1.75 | 8.1 | 6.65
Live | 217393921 |  | 9.5 | 15.2 | 41687 | 34272 | 30400 | 2.57 | 2.03 | 51528 | 3.28 | 1.75 | 8.1 | 6.65
Live | 217393920 |  | 9.5 | 15.2 | 41687 | 34272 | 30400 | 2.57 | 2.03 | 51528 | 3.28 | 1.75 | 8.1 | 6.65
Live | 217393919 |  | 9.5 | 15.5 | 41687 | 34272 | 30400 | 2.57 | 2.03 | 51528 | 3.26 | 1.75 | 8.1 | 6.6
Live | 217393918 |  | 9.5 | 15.5 | 41687 | 34272 | 30400 | 2.57 | 2.03 | 51528 | 3.26 | 1.75 | 8.1 | 6.6
Live | 217393917 |  | 9.5 | 15.5 | 41687 | 34272 | 30400 | 2.57 | 2.03 | 51528 | 3.28 | 1.75 | 8.1 | 6.65
Live | 217393916 |  | 9.5 | 15.5 | 41687 | 34272 | 30400 | 2.57 | 2.03 | 51528 | 3.28 | 1.75 | 8.1 | 6.65
Live | 217393915 |  | 9.5 | 15.5 | 41687 | 34272 | 30400 | 2.57 | 2.03 | 51528 | 3.28 | 1.75 | 8.1 | 6.6
Live | 217393914 |  | 9.5 | 15.5 | 41687 | 34272 | 30400 | 2.57 | 2.03 | 51528 | 3.28 | 1.75 | 8.1 | 6.6
Live | 217393913 |  | 10 | 16 | 42156 | 34272 | 30400 | 2.7 | 2.07 | 51528 | 3.35 | 1.75 | 8.1 | 6.6
Live | 217393912 |  | 10 | 16 | 42156 | 34272 | 30400 | 2.7 | 2.07 | 51528 | 3.35 | 1.75 | 8.1 | 6.6
Live | 217393911 |  | 10 | 16 | 42390 | 34272 | 30400 | 2.7 | 2.07 | 52206 | 3.37 | 1.75 | 8.1 | 6.6
Live | 217393910 |  | 10 | 16 | 42390 | 34272 | 30400 | 2.7 | 2.07 | 52206 | 3.37 | 1.75 | 8.1 | 6.6
Live | 217393909 |  | 9.5 | 15.5 | 41687 | 34000 | 30400 | 2.57 | 2.03 | 51528 | 3.28 | 1.75 | 8.1 | 6.65
Live | 217393908 |  | 9.5 | 15.5 | 41687 | 34000 | 30400 | 2.57 | 2.03 | 51528 | 3.28 | 1.75 | 8.1 | 6.65
Live | 217393907 |  | 9.8 | 16 | 41921 | 34272 | 30400 | 2.65 | 2.05 | 51528 | 3.33 | 1.75 | 8.1 | 6.6
Live | 217393906 |  | 10 | 16 | 42390 | 34272 | 30400 | 2.7 | 2.05 | 52206 | 3.37 | 1.75 | 8.1 | 6.6
Live | 217393905 |  | 9.5 | 15.5 | 41687 | 34272 | 30400 | 2.57 | 2.03 | 51528 | 3.28 | 1.75 | 8.1 | 6.6
Live | 217393904 |  | 9.5 | 15.5 | 41921 | 34272 | 30400 | 2.56 | 2.03 | 51528 | 3.3 | 1.75 | 8.1 | 6.65
Live | 217393903 |  | 9.5 | 15.5 | 41921 | 34272 | 30600 | 2.56 | 2.03 | 52206 | 3.33 | 1.75 | 8.1 | 6.6
Live | 217393902 |  | 9.5 | 15.5 | 41687 | 34272 | 30400 | 2.57 | 2.03 | 51528 | 3.26 | 1.75 | 8.1 | 6.6
Live | 217393901 |  | 9.5 | 15.5 | 41687 | 34272 | 30400 | 2.57 | 2.03 | 51528 | 3.28 | 1.75 | 8.1 | 6.65
Live | 217391467 |  | 9.5 | 15.2 | 41219 | 34544 | 30800 | 2.56 | 2.01 | 51528 | 3.26 | 1.82 | 8.5 | 6.5
Live | 217391466 |  | 10 | 15.5 | 41921 | 34272 | 30400 | 2.7 | 2.01 | 51528 | 3.26 | 1.75 | 8.1 | 6.65
Live | 217391465 |  | 10.5 | 15.5 | 44498 | 34544 | 30400 | 2.84 | 2.12 | 52884 | 3.67 | 1.86 | 8.5 | 7
Live | 217391440 |  | 10 | 16.5 | 40985 | 34544 | 31000 | 2.7 | 1.99 | 52206 | 3.22 | 1.76 | 8.5 | 6.5
Live | 217391439 |  | 10 | 16.5 | 40985 | 34544 | 31000 | 2.7 | 1.99 | 52206 | 3.22 | 1.76 | 8.5 | 6.5
Live | 217391438 |  | 10 | 17 | 42390 | 33456 | 29800 | 2.7 | 2.03 | 50985 | 3.33 | 1.84 | 8.5 | 6.5
Live | 217391437 |  | 10 | 17 | 42390 | 33456 | 29800 | 2.7 | 2.03 | 50985 | 3.33 | 1.84 | 8.5 | 6.5
Live | 217391436 |  | 10 | 16.5 | 40985 | 34544 | 31000 | 2.7 | 1.99 | 52206 | 3.22 | 1.76 | 8.5 | 6.5
Live | 217391435 |  | 10 | 17 | 42390 | 33456 | 29800 | 2.7 | 2.03 | 50985 | 3.33 | 1.84 | 8.5 | 6.5
Live | 217391426 |  | 10 | 16.5 | 40985 | 34544 | 31000 | 2.7 | 1.99 | 52206 | 3.22 | 1.76 | 8.5 | 6.5
Live | 217391425 |  | 10 | 16.5 | 40985 | 34544 | 31000 | 2.7 | 1.99 | 52206 | 3.22 | 1.76 | 8.5 | 6.5
Live | 217386515 |  | 10 | 16.5 | 41453 | 33728 | 30000 | 2.7 | 2.01 | 50985 | 3.26 | 1.75 | 8.1 | 6.65
Live | 217386513 |  | 9.5 | 15.5 | 40985 | 33728 | 30000 | 2.57 | 1.99 | 50985 | 3.22 | 1.75 | 8.1 | 6.65
Live | 217386511 |  | 10 | 16.5 | 41453 | 33728 | 30000 | 2.7 | 2.01 | 50985 | 3.26 | 1.75 | 8.1 | 6.65
Live | 217386509 |  | 9.5 | 15.5 | 40985 | 33728 | 30000 | 2.57 | 1.99 | 50985 | 3.22 | 1.75 | 8.1 | 6.65
Live | 217386507 |  | 9.5 | 16 | 41219 | 33728 | 30000 | 2.56 | 2.01 | 50985 | 3.24 | 1.75 | 8.1 | 6.6
Live | 217386505 |  | 9.5 | 16 | 40985 | 33728 | 30000 | 2.57 | 1.99 | 50985 | 3.22 | 1.75 | 8.1 | 6.65
Live | 217386503 |  | 9.5 | 15.5 | 40985 | 33728 | 30000 | 2.57 | 1.99 | 50985 | 3.22 | 1.75 | 8.1 | 6.65
Live | 217386501 |  | 9.5 | 16 | 41219 | 33728 | 30000 | 2.56 | 2.01 | 50985 | 3.24 | 1.75 | 8.1 | 6.6
Live | 217386499 |  | 9.5 | 16 | 41219 | 33728 | 30000 | 2.56 | 2.01 | 50985 | 3.24 | 1.75 | 8.1 | 6.6
Live | 217386497 |  | 9.5 | 16 | 41219 | 33728 | 30000 | 2.56 | 2.01 | 50985 | 3.24 | 1.75 | 8.1 | 6.6
Live | 217386495 |  | 9.5 | 16 | 41219 | 33728 | 30000 | 2.56 | 2.01 | 50985 | 3.24 | 1.75 | 8.1 | 6.6
Live | 217386493 |  | 9.5 | 15.5 | 42156 | 34544 | 30600 | 2.56 | 2.05 | 52206 | 3.35 | 1.75 | 8.1 | 6.65
Live | 217386489 |  | 9.5 | 15.5 | 41921 | 34272 | 30400 | 2.56 | 2.05 | 51528 | 3.33 | 1.75 | 8.1 | 6.65
Live | 217386487 |  | 9.5 | 15.5 | 41921 | 34272 | 30400 | 2.56 | 2.03 | 51528 | 3.3 | 1.75 | 8.1 | 6.65
Live | 217386485 |  | 9.8 | 16 | 42390 | 34544 | 30600 | 2.65 | 2.05 | 52206 | 3.37 | 1.75 | 8.1 | 6.6
Live | 217386480 |  | 9.5 | 15.2 | 41687 | 34272 | 30600 | 2.57 | 2.03 | 52206 | 3.28 | 1.75 | 8.1 | 6.65
Live | 217386476 |  | 9.5 | 15.5 | 41687 | 34272 | 30400 | 2.57 | 2.03 | 51528 | 3.28 | 1.75 | 8.1 | 6.65
Live | 217393199 |  | 9.5 | 15.5 | 40750 | 34816 | 31000 | 2.56 | 1.97 | 52206 | 3.19 | 1.75 | 8.1 | 6.65
Live | 217392289 |  | 9.5 | 15.2 | 41219 | 34544 | 30800 | 2.56 | 2.01 | 51528 | 3.26 | 1.75 | 8.1 | 6.65
Live | 217393663 |  | 9.5 | 15.5 | 41921 | 34816 | 30800 | 2.56 | 2.01 | 52206 | 3.3 | 1.84 | 8.5 | 7
Live | 217391810 |  | 9.5 | 15.5 | 41453 | 34272 | 30600 | 2.56 | 2.01 | 51528 | 3.26 | 1.75 | 8.1 | 6.6
Live | 217393198 |  | 9.5 | 15.5 | 40750 | 34816 | 31000 | 2.56 | 1.97 | 52206 | 3.19 | 1.75 | 8.1 | 6.65
Live | 217392288 |  | 9.5 | 15.2 | 41219 | 34544 | 30800 | 2.56 | 2.01 | 51528 | 3.26 | 1.75 | 8.1 | 6.65
Live | 217393662 |  | 9.5 | 15.5 | 41921 | 34816 | 30800 | 2.56 | 2.01 | 52206 | 3.3 | 1.84 | 8.5 | 7
Live | 217391809 |  | 9.5 | 15.5 | 41453 | 34272 | 30600 | 2.56 | 2.01 | 51528 | 3.26 | 1.75 | 8.1 | 6.6
Live | 217392287 |  | 9.5 | 15.2 | 41219 | 34544 | 30800 | 2.56 | 2.01 | 51528 | 3.26 | 1.75 | 8.1 | 6.65
Live | 217393661 |  | 9.5 | 15.5 | 41921 | 34816 | 30800 | 2.56 | 2.01 | 52206 | 3.3 | 1.84 | 8.5 | 7
Live | 217391808 |  | 9.5 | 15.5 | 41453 | 34272 | 30600 | 2.56 | 2.01 | 51528 | 3.26 | 1.75 | 8.1 | 6.6
Live | 217392727 |  | 9.5 | 15.5 | 41219 | 34000 | 30200 | 2.56 | 1.99 | 51528 | 3.24 | 1.75 | 8.1 | 6.65
Live | 217392286 |  | 9.5 | 15.2 | 41219 | 34544 | 30800 | 2.56 | 2.01 | 51528 | 3.26 | 1.75 | 8.1 | 6.65
Live | 217391807 |  | 9.5 | 15.5 | 41453 | 34272 | 30600 | 2.56 | 2.01 | 51528 | 3.26 | 1.75 | 8.1 | 6.6
Live | 217392726 |  | 9.5 | 15.5 | 41219 | 34000 | 30200 | 2.56 | 1.99 | 51528 | 3.24 | 1.75 | 8.1 | 6.65
Live | 217391806 |  | 9.5 | 15.5 | 41453 | 34272 | 30600 | 2.56 | 2.01 | 51528 | 3.26 | 1.75 | 8.1 | 6.6
Live | 217392725 |  | 9.5 | 15.5 | 41219 | 34000 | 30200 | 2.56 | 1.99 | 51528 | 3.24 | 1.75 | 8.1 | 6.65
Live | 217392285 |  | 9.5 | 15.2 | 41219 | 34544 | 30800 | 2.56 | 2.01 | 51528 | 3.26 | 1.75 | 8.1 | 6.65
Live | 217392724 |  | 9.5 | 15.5 | 41219 | 34000 | 30200 | 2.56 | 1.99 | 51528 | 3.24 | 1.75 | 8.1 | 6.65
Live | 217391805 |  | 9.5 | 15.5 | 41453 | 34272 | 30600 | 2.56 | 2.01 | 51528 | 3.26 | 1.75 | 8.1 | 6.6
Live | 217392284 |  | 9.5 | 15.2 | 41219 | 34544 | 30800 | 2.56 | 2.01 | 51528 | 3.26 | 1.75 | 8.1 | 6.65
Live | 217392723 |  | 9.5 | 15.5 | 41219 | 34000 | 30200 | 2.56 | 1.99 | 51528 | 3.24 | 1.75 | 8.1 | 6.65
Live | 217392283 |  | 9.5 | 15.2 | 41219 | 34544 | 30800 | 2.56 | 2.01 | 51528 | 3.26 | 1.75 | 8.1 | 6.65
Live | 217391804 |  | 9.5 | 15.5 | 41453 | 34272 | 30600 | 2.56 | 2.01 | 51528 | 3.26 | 1.75 | 8.1 | 6.6
Live | 217392722 |  | 9.5 | 15.5 | 41219 | 34000 | 30200 | 2.56 | 1.99 | 51528 | 3.24 | 1.75 | 8.1 | 6.65
Live | 217391803 |  | 9.5 | 15.5 | 41453 | 34272 | 30600 | 2.56 | 2.01 | 51528 | 3.26 | 1.75 | 8.1 | 6.6
Live | 217392282 |  | 9.5 | 15.2 | 41219 | 34544 | 30800 | 2.56 | 2.01 | 51528 | 3.26 | 1.75 | 8.1 | 6.65
Live | 217392721 |  | 9.5 | 15.5 | 41219 | 34000 | 30200 | 2.56 | 1.99 | 51528 | 3.24 | 1.75 | 8.1 | 6.65
Live | 217392720 |  | 9.5 | 15.5 | 41219 | 34000 | 30200 | 2.56 | 1.99 | 51528 | 3.24 | 1.75 | 8.1 | 6.65
Live | 217393189 |  | 9.8 | 16.5 | 40985 | 34544 | 30800 | 2.65 | 2.01 | 52206 | 3.26 | 1.8 | 8.5 | 7
Live | 217393188 |  | 9.8 | 16.5 | 40985 | 34544 | 30800 | 2.65 | 2.01 | 52206 | 3.26 | 1.8 | 8.5 | 7
Live | 217393187 |  | 9.8 | 16.5 | 40985 | 34544 | 30800 | 2.65 | 2.01 | 52206 | 3.26 | 1.8 | 8.5 | 7
Live | 217393186 |  | 9.8 | 16.5 | 40985 | 34544 | 30800 | 2.65 | 2.01 | 52206 | 3.26 | 1.8 | 8.5 | 7
Live | 217393185 |  | 9.8 | 16.5 | 40985 | 34544 | 30800 | 2.65 | 2.01 | 52206 | 3.26 | 1.8 | 8.5 | 7
Live | 217393184 |  | 9.8 | 16.5 | 40985 | 34544 | 30800 | 2.65 | 2.01 | 52206 | 3.26 | 1.8 | 8.5 | 7
Live | 217391794 |  | 10 | 16 | 43092 | 34816 | 30600 | 2.7 | 2.08 | 52884 | 3.5 | 1.84 | 8.5 | 6.5
Live | 217392273 |  | 9.5 | 15.5 | 41687 | 34544 | 30800 | 2.57 | 2.03 | 52206 | 3.3 | 1.75 | 8.1 | 6.6
Live | 217393183 |  | 9.8 | 16.5 | 40985 | 34544 | 30800 | 2.65 | 2.01 | 52206 | 3.26 | 1.8 | 8.5 | 7
Live | 217391793 |  | 10 | 16 | 43092 | 34816 | 30600 | 2.7 | 2.08 | 52884 | 3.5 | 1.84 | 8.5 | 6.5
Live | 217392272 |  | 9.5 | 15.5 | 41687 | 34544 | 30800 | 2.57 | 2.03 | 52206 | 3.3 | 1.75 | 8.1 | 6.6
Live | 217391792 |  | 10 | 16 | 43092 | 34816 | 30600 | 2.7 | 2.08 | 52884 | 3.5 | 1.84 | 8.5 | 6.5
Live | 217392271 |  | 9.5 | 15.5 | 41687 | 34544 | 30800 | 2.57 | 2.03 | 52206 | 3.3 | 1.75 | 8.1 | 6.6
Live | 217393182 |  | 9.5 | 16 | 40985 | 34544 | 30800 | 2.57 | 1.99 | 52206 | 3.24 | 1.8 | 8.5 | 7
Live | 217391791 |  | 10 | 16 | 43092 | 34816 | 30600 | 2.7 | 2.08 | 52884 | 3.5 | 1.84 | 8.5 | 6.5
Live | 217392270 |  | 9.5 | 15.5 | 41687 | 34544 | 30800 | 2.57 | 2.03 | 52206 | 3.3 | 1.75 | 8.1 | 6.6
Live | 217393644 |  | 9.5 | 15.5 | 41687 | 34544 | 30600 | 2.57 | 2.01 | 52206 | 3.26 | 1.82 | 8.5 | 6.5
Live | 217393181 |  | 9.5 | 16 | 40985 | 34544 | 30800 | 2.57 | 1.99 | 52206 | 3.24 | 1.8 | 8.5 | 7
Live | 217391790 |  | 10 | 16 | 43092 | 34816 | 30600 | 2.7 | 2.08 | 52884 | 3.5 | 1.84 | 8.5 | 6.5
Live | 217392269 |  | 9.5 | 15.5 | 41687 | 34544 | 30800 | 2.57 | 2.03 | 52206 | 3.3 | 1.75 | 8.1 | 6.6
Live | 217391789 |  | 10 | 16 | 43092 | 34816 | 30600 | 2.7 | 2.08 | 52884 | 3.5 | 1.84 | 8.5 | 6.5
Live | 217393643 |  | 9.5 | 15.5 | 41687 | 34544 | 30600 | 2.57 | 2.01 | 52206 | 3.26 | 1.82 | 8.5 | 6.5
Live | 217393180 |  | 9.5 | 16 | 40985 | 34544 | 30800 | 2.57 | 1.99 | 52206 | 3.24 | 1.8 | 8.5 | 7
Live | 217392268 |  | 9.5 | 15.5 | 41687 | 34544 | 30800 | 2.57 | 2.03 | 52206 | 3.3 | 1.75 | 8.1 | 6.6
Live | 217391788 |  | 10 | 16 | 43092 | 34816 | 30600 | 2.7 | 2.08 | 52884 | 3.5 | 1.84 | 8.5 | 6.5
Live | 217393642 |  | 9.5 | 15.5 | 41687 | 34544 | 30600 | 2.57 | 2.01 | 52206 | 3.26 | 1.82 | 8.5 | 6.5
Live | 217392267 |  | 9.5 | 15.5 | 41687 | 34544 | 30800 | 2.57 | 2.03 | 52206 | 3.3 | 1.75 | 8.1 | 6.6
Live | 217393179 |  | 9.5 | 16 | 40985 | 34544 | 30800 | 2.57 | 1.99 | 52206 | 3.24 | 1.8 | 8.5 | 7
Live | 217393641 |  | 9.5 | 15.5 | 41687 | 34544 | 30600 | 2.57 | 2.01 | 52206 | 3.26 | 1.82 | 8.5 | 6.5
Live | 217391787 |  | 10 | 16 | 43092 | 34816 | 30600 | 2.7 | 2.08 | 52884 | 3.5 | 1.84 | 8.5 | 6.5
Live | 217392266 |  | 9.5 | 15.5 | 41687 | 34544 | 30800 | 2.57 | 2.03 | 52206 | 3.3 | 1.75 | 8.1 | 6.6
Live | 217393640 |  | 9.5 | 15.5 | 41687 | 34544 | 30600 | 2.57 | 2.01 | 52206 | 3.26 | 1.82 | 8.5 | 6.5
Live | 217393178 |  | 9.5 | 16 | 40985 | 34544 | 30800 | 2.57 | 1.99 | 52206 | 3.24 | 1.8 | 8.5 | 7
Live | 217393177 |  | 9.5 | 16 | 40985 | 34544 | 30800 | 2.57 | 1.99 | 52206 | 3.24 | 1.8 | 8.5 | 7
Live | 217393639 |  | 9.5 | 15.5 | 41687 | 34544 | 30600 | 2.57 | 2.01 | 52206 | 3.26 | 1.82 | 8.5 | 6.5
Live | 217393176 |  | 9.5 | 16 | 40985 | 34544 | 30800 | 2.57 | 1.99 | 52206 | 3.24 | 1.8 | 8.5 | 7
Live | 217392703 |  | 10 | 16.5 | 41453 | 33728 | 30000 | 2.7 | 2.01 | 50985 | 3.26 | 1.75 | 8.1 | 6.65
Live | 217393175 |  | 9.5 | 16 | 40985 | 34544 | 30800 | 2.57 | 1.99 | 52206 | 3.24 | 1.8 | 8.5 | 7
Live | 217393638 |  | 9.5 | 15.5 | 41687 | 34544 | 30600 | 2.57 | 2.01 | 52206 | 3.26 | 1.82 | 8.5 | 6.5
Live | 217392702 |  | 10 | 16.5 | 41453 | 33728 | 30000 | 2.7 | 2.01 | 50985 | 3.26 | 1.75 | 8.1 | 6.65
Live | 217393174 |  | 9.5 | 15.5 | 40516 | 34544 | 30800 | 2.56 | 1.97 | 51528 | 3.17 | 1.75 | 8.1 | 6.65
Live | 217392701 |  | 10 | 16.5 | 41453 | 33728 | 30000 | 2.7 | 2.01 | 50985 | 3.26 | 1.75 | 8.1 | 6.65
Live | 217393637 |  | 9.5 | 15.5 | 41687 | 34544 | 30600 | 2.57 | 2.01 | 52206 | 3.26 | 1.82 | 8.5 | 6.5
Live | 217393173 |  | 9.5 | 15.5 | 40516 | 34544 | 30800 | 2.56 | 1.97 | 51528 | 3.17 | 1.75 | 8.1 | 6.65
Live | 217393636 |  | 9.5 | 15.5 | 41687 | 34544 | 30600 | 2.57 | 2.01 | 51528 | 3.26 | 1.82 | 8.5 | 6.5
Live | 217392700 |  | 10 | 16.5 | 41453 | 33728 | 30000 | 2.7 | 2.01 | 50985 | 3.26 | 1.75 | 8.1 | 6.65
Live | 217393635 |  | 9.5 | 15.5 | 41687 | 34544 | 30600 | 2.57 | 2.01 | 51528 | 3.26 | 1.82 | 8.5 | 6.5
Live | 217392699 |  | 10 | 16.5 | 41453 | 33728 | 30000 | 2.7 | 2.01 | 50985 | 3.26 | 1.75 | 8.1 | 6.65
Live | 217393172 |  | 9.5 | 15.5 | 40516 | 34544 | 30800 | 2.56 | 1.97 | 51528 | 3.17 | 1.75 | 8.1 | 6.65
Live | 217382450 |  | 10 | 16 | 41921 | 34000 | 30200 | 2.7 | 2.03 | 51528 | 3.3 | 1.84 | 8.5 | 6.5
Live | 217392698 |  | 10 | 16.5 | 41453 | 33728 | 30000 | 2.7 | 2.01 | 50985 | 3.26 | 1.75 | 8.1 | 6.65
Live | 217393171 |  | 9.5 | 15.5 | 40516 | 34544 | 30800 | 2.56 | 1.97 | 51528 | 3.17 | 1.75 | 8.1 | 6.65
Live | 217391778 |  | 9.5 | 15.5 | 41453 | 34272 | 30400 | 2.56 | 2.03 | 51528 | 3.26 | 1.75 | 8.1 | 6.6
Live | 217382447 |  | 10 | 16 | 42390 | 34272 | 30400 | 2.7 | 2.05 | 52206 | 3.37 | 1.84 | 8.5 | 7
Live | 217392697 |  | 10 | 16.5 | 41453 | 33728 | 30000 | 2.7 | 2.01 | 50985 | 3.26 | 1.75 | 8.1 | 6.65
Live | 217393170 |  | 9.5 | 15.5 | 40516 | 34544 | 30800 | 2.56 | 1.97 | 51528 | 3.17 | 1.75 | 8.1 | 6.65
Live | 217382445 |  | 10 | 16 | 42390 | 34272 | 30400 | 2.7 | 2.03 | 52206 | 3.35 | 1.86 | 8.5 | 7
Live | 217391777 |  | 9.5 | 15.5 | 41453 | 34272 | 30400 | 2.56 | 2.03 | 51528 | 3.26 | 1.75 | 8.1 | 6.6
Live | 217392696 |  | 10 | 16.5 | 41453 | 33728 | 30000 | 2.7 | 2.01 | 50985 | 3.26 | 1.75 | 8.1 | 6.65
Live | 217393169 |  | 9.5 | 15.5 | 40516 | 34544 | 30800 | 2.56 | 1.97 | 51528 | 3.17 | 1.75 | 8.1 | 6.65
Live | 217382443 |  | 10 | 15.5 | 41921 | 34000 | 30400 | 2.7 | 2.03 | 51528 | 3.3 | 1.84 | 8.5 | 6.5
Live | 217391776 |  | 9.5 | 15.5 | 41453 | 34272 | 30400 | 2.56 | 2.03 | 51528 | 3.26 | 1.75 | 8.1 | 6.6
Live | 217393168 |  | 9.5 | 15.5 | 40516 | 34544 | 30800 | 2.56 | 1.97 | 51528 | 3.17 | 1.75 | 8.1 | 6.65
Live | 217392695 |  | 9.5 | 16 | 41453 | 33728 | 30000 | 2.56 | 2.01 | 51528 | 3.28 | 1.82 | 8.5 | 6.5
Live | 217393167 |  | 9.5 | 15.5 | 40516 | 34544 | 30800 | 2.56 | 1.97 | 51528 | 3.17 | 1.75 | 8.1 | 6.65
Live | 217391775 |  | 9.5 | 15.5 | 41453 | 34272 | 30400 | 2.56 | 2.03 | 51528 | 3.26 | 1.75 | 8.1 | 6.6
Live | 217382440 |  | 10 | 16.5 | 42390 | 34000 | 30200 | 2.7 | 2.05 | 51528 | 3.35 | 1.84 | 8.5 | 7
Live | 217392694 |  | 9.5 | 16 | 41453 | 33728 | 30000 | 2.56 | 2.01 | 51528 | 3.28 | 1.82 | 8.5 | 6.5
Live | 217393166 |  | 9.5 | 15.5 | 40282 | 34544 | 30800 | 2.57 | 1.97 | 51528 | 3.15 | 1.75 | 8.1 | 6.7
Live | 217391774 |  | 9.5 | 15.5 | 41453 | 34272 | 30400 | 2.56 | 2.03 | 51528 | 3.26 | 1.75 | 8.1 | 6.6
Live | 217382438 |  | 10 | 16.5 | 42624 | 34272 | 30400 | 2.7 | 2.05 | 52206 | 3.39 | 1.86 | 8.5 | 7
Live | 217391773 |  | 9.5 | 15.5 | 41453 | 34272 | 30400 | 2.56 | 2.03 | 51528 | 3.26 | 1.75 | 8.1 | 6.6
Live | 217392693 |  | 9.5 | 16 | 41453 | 33728 | 30000 | 2.56 | 2.01 | 51528 | 3.28 | 1.82 | 8.5 | 6.5
Live | 217393165 |  | 9.5 | 15.5 | 40282 | 34544 | 30800 | 2.57 | 1.97 | 51528 | 3.15 | 1.75 | 8.1 | 6.7
Live | 217391772 |  | 9.5 | 15.5 | 41453 | 34272 | 30400 | 2.56 | 2.03 | 51528 | 3.26 | 1.75 | 8.1 | 6.6
Live | 217382436 |  | 10 | 16 | 41921 | 34000 | 30200 | 2.7 | 2.03 | 51528 | 3.3 | 1.84 | 8.5 | 6.5
Live | 217392692 |  | 9.5 | 16 | 41453 | 33728 | 30000 | 2.56 | 2.01 | 51528 | 3.28 | 1.82 | 8.5 | 6.5
Live | 217393164 |  | 9.5 | 15.5 | 40282 | 34544 | 30800 | 2.57 | 1.97 | 51528 | 3.15 | 1.75 | 8.1 | 6.7
Live | 217391771 |  | 9.5 | 15.5 | 41453 | 34272 | 30400 | 2.56 | 2.03 | 51528 | 3.26 | 1.75 | 8.1 | 6.6
Live | 217392691 |  | 9.5 | 16 | 41453 | 33728 | 30000 | 2.56 | 2.01 | 51528 | 3.28 | 1.82 | 8.5 | 6.5
Live | 217382434 |  | 10 | 16 | 41921 | 34000 | 30200 | 2.7 | 2.03 | 51528 | 3.28 | 1.84 | 8.5 | 6.5
Live | 217393163 |  | 9.5 | 15.5 | 40282 | 34544 | 30800 | 2.57 | 1.97 | 51528 | 3.15 | 1.75 | 8.1 | 6.7
Live | 217391770 |  | 9.5 | 15.5 | 41687 | 34000 | 30400 | 2.57 | 2.03 | 51528 | 3.3 | 1.75 | 8.1 | 6.65
Live | 217392690 |  | 9.5 | 16 | 41453 | 33728 | 30000 | 2.56 | 2.01 | 51528 | 3.28 | 1.82 | 8.5 | 6.5
Live | 217382432 |  | 10 | 16.5 | 42624 | 34272 | 30400 | 2.7 | 2.05 | 52206 | 3.37 | 1.84 | 8.5 | 7
Live | 217393162 |  | 9.5 | 15.5 | 40282 | 34544 | 30800 | 2.57 | 1.97 | 51528 | 3.15 | 1.75 | 8.1 | 6.7
Live | 217382430 |  | 10 | 16.5 | 42390 | 34000 | 30200 | 2.7 | 2.05 | 51528 | 3.35 | 1.86 | 8.5 | 7
Live | 217392689 |  | 9.5 | 16 | 41453 | 33728 | 30000 | 2.56 | 2.01 | 51528 | 3.28 | 1.82 | 8.5 | 6.5
Live | 217391769 |  | 9.5 | 15.5 | 41687 | 34000 | 30400 | 2.57 | 2.03 | 51528 | 3.3 | 1.75 | 8.1 | 6.65
Live | 217393161 |  | 9.5 | 15.5 | 40282 | 34544 | 30800 | 2.57 | 1.97 | 51528 | 3.15 | 1.75 | 8.1 | 6.7
Live | 217382427 |  | 10 | 16.5 | 42390 | 34000 | 30200 | 2.7 | 2.05 | 51528 | 3.37 | 1.84 | 8.5 | 7
Live | 217392688 |  | 9.5 | 16 | 41453 | 33728 | 30000 | 2.56 | 2.01 | 51528 | 3.28 | 1.82 | 8.5 | 6.5
Live | 217391768 |  | 9.5 | 15.5 | 41687 | 34000 | 30400 | 2.57 | 2.03 | 51528 | 3.3 | 1.75 | 8.1 | 6.65
Live | 217393160 |  | 9.5 | 15.5 | 40282 | 34544 | 30800 | 2.57 | 1.97 | 51528 | 3.15 | 1.75 | 8.1 | 6.7
Live | 217382425 |  | 10 | 16.5 | 42390 | 34000 | 30200 | 2.7 | 2.05 | 51528 | 3.35 | 1.84 | 8.5 | 7
Live | 217391767 |  | 9.5 | 15.5 | 41687 | 34000 | 30400 | 2.57 | 2.03 | 51528 | 3.3 | 1.75 | 8.1 | 6.65
Live | 217392687 |  | 9.8 | 16.5 | 41921 | 34000 | 30200 | 2.65 | 2.03 | 51528 | 3.33 | 1.84 | 8.5 | 7
Live | 217393159 |  | 9.5 | 15.5 | 40282 | 34544 | 30800 | 2.57 | 1.97 | 51528 | 3.15 | 1.75 | 8.1 | 6.7
Live | 217382424 |  | 10 | 16.5 | 42390 | 34000 | 30200 | 2.7 | 2.05 | 51528 | 3.35 | 1.84 | 8.5 | 7
Live | 217391766 |  | 9.5 | 15.5 | 41687 | 34000 | 30400 | 2.57 | 2.03 | 51528 | 3.3 | 1.75 | 8.1 | 6.65
Live | 217392686 |  | 9.8 | 16.5 | 41921 | 34000 | 30200 | 2.65 | 2.03 | 51528 | 3.33 | 1.84 | 8.5 | 7
Live | 217394188 |  | 10 | 16.5 | 42390 | 34000 | 30200 | 2.7 | 2.05 | 51528 | 3.35 | 1.84 | 8.5 | 7
Live | 217391765 |  | 9.5 | 15.5 | 41687 | 34000 | 30400 | 2.57 | 2.03 | 51528 | 3.3 | 1.75 | 8.1 | 6.65
Live | 217392241 |  | 9.5 | 15.5 | 41687 | 34544 | 30800 | 2.57 | 2.03 | 52206 | 3.3 | 1.75 | 8.1 | 6.6
Live | 217392685 |  | 9.8 | 16.5 | 41921 | 34000 | 30200 | 2.65 | 2.03 | 51528 | 3.33 | 1.84 | 8.5 | 7
Live | 217382421 |  | 10 | 16.5 | 42624 | 34272 | 30400 | 2.7 | 2.05 | 52206 | 3.39 | 1.86 | 8.5 | 7
Live | 217394187 |  | 10 | 16.5 | 42390 | 34000 | 30200 | 2.7 | 2.05 | 51528 | 3.35 | 1.84 | 8.5 | 7
Live | 217391764 |  | 9.5 | 15.5 | 41687 | 34000 | 30400 | 2.57 | 2.03 | 51528 | 3.3 | 1.75 | 8.1 | 6.65
Live | 217392240 |  | 9.5 | 15.5 | 41687 | 34544 | 30800 | 2.57 | 2.03 | 52206 | 3.3 | 1.75 | 8.1 | 6.6
Live | 217382419 |  | 10 | 16 | 41921 | 34000 | 30200 | 2.7 | 2.03 | 51528 | 3.3 | 1.84 | 8.5 | 6.5
Live | 217392684 |  | 9.8 | 16.5 | 41921 | 34000 | 30200 | 2.65 | 2.03 | 51528 | 3.33 | 1.84 | 8.5 | 7
Live | 217394186 |  | 10 | 16.5 | 42624 | 34272 | 30400 | 2.7 | 2.05 | 52206 | 3.39 | 1.86 | 8.5 | 7
Live | 217392239 |  | 9.5 | 15.5 | 41687 | 34544 | 30800 | 2.57 | 2.03 | 52206 | 3.3 | 1.75 | 8.1 | 6.6
Live | 217382417 |  | 10 | 16 | 42390 | 34000 | 30400 | 2.7 | 2.03 | 51528 | 3.35 | 1.86 | 8.5 | 6.5
Live | 217394185 |  | 10 | 16 | 41921 | 34000 | 30200 | 2.7 | 2.03 | 51528 | 3.3 | 1.84 | 8.5 | 6.5
Live | 217392683 |  | 9.8 | 16.5 | 41921 | 34000 | 30200 | 2.65 | 2.03 | 51528 | 3.33 | 1.84 | 8.5 | 7
Live | 217391763 |  | 9.5 | 15.5 | 41687 | 34000 | 30400 | 2.57 | 2.03 | 51528 | 3.3 | 1.75 | 8.1 | 6.65
Live | 217392238 |  | 9.5 | 15.5 | 41687 | 34544 | 30800 | 2.57 | 2.03 | 52206 | 3.3 | 1.75 | 8.1 | 6.6
Live | 217394184 |  | 10 | 16 | 42390 | 34000 | 30400 | 2.7 | 2.03 | 51528 | 3.35 | 1.86 | 8.5 | 6.5
Live | 217392237 |  | 9.5 | 15.5 | 41687 | 34544 | 30800 | 2.57 | 2.03 | 52206 | 3.3 | 1.75 | 8.1 | 6.6
Live | 217391762 |  | 9.5 | 15.5 | 41921 | 34272 | 30400 | 2.56 | 2.05 | 51528 | 3.3 | 1.75 | 8.1 | 6.65
Live | 217391761 |  | 9.5 | 15.5 | 41921 | 34272 | 30400 | 2.56 | 2.05 | 51528 | 3.3 | 1.75 | 8.1 | 6.65
Live | 217394182 |  | 9.5 | 15.5 | 41219 | 34000 | 30200 | 2.56 | 1.99 | 51528 | 3.24 | 1.75 | 8.1 | 6.65
Live | 217382413 |  | 9.5 | 15.5 | 41219 | 34000 | 30200 | 2.56 | 1.99 | 51528 | 3.24 | 1.75 | 8.1 | 6.65
Live | 217392236 |  | 9.5 | 15.5 | 41687 | 34544 | 30800 | 2.57 | 2.03 | 52206 | 3.3 | 1.75 | 8.1 | 6.6
Live | 217391760 |  | 9.5 | 15.5 | 41921 | 34272 | 30400 | 2.56 | 2.05 | 51528 | 3.3 | 1.75 | 8.1 | 6.65
Live | 217392235 |  | 9.5 | 15.5 | 41687 | 34544 | 30800 | 2.57 | 2.03 | 52206 | 3.3 | 1.75 | 8.1 | 6.6
Live | 217391759 |  | 9.5 | 15.5 | 41921 | 34272 | 30400 | 2.56 | 2.05 | 51528 | 3.3 | 1.75 | 8.1 | 6.65
Live | 217392234 |  | 9.5 | 15.5 | 41687 | 34544 | 30800 | 2.57 | 2.03 | 52206 | 3.3 | 1.75 | 8.1 | 6.6
Live | 217391758 |  | 9.5 | 15.5 | 41921 | 34272 | 30400 | 2.56 | 2.05 | 51528 | 3.3 | 1.75 | 8.1 | 6.65
Live | 217392233 |  | 9.5 | 15.5 | 41921 | 34816 | 30800 | 2.56 | 2.03 | 52206 | 3.33 | 1.75 | 8.1 | 6.65
Live | 217394179 |  | 10 | 16.5 | 41453 | 33728 | 30000 | 2.7 | 2.01 | 50985 | 3.26 | 1.75 | 8.1 | 6.65
Live | 217382407 |  | 9.5 | 16 | 41453 | 33728 | 30000 | 2.56 | 2.01 | 51528 | 3.28 | 1.82 | 8.5 | 6.5
Live | 217391757 |  | 9.5 | 15.5 | 41921 | 34272 | 30400 | 2.56 | 2.05 | 51528 | 3.3 | 1.75 | 8.1 | 6.65
Live | 217392232 |  | 9.5 | 15.5 | 41921 | 34816 | 30800 | 2.56 | 2.03 | 52206 | 3.33 | 1.75 | 8.1 | 6.65
Live | 217394178 |  | 9.5 | 16 | 41453 | 33728 | 30000 | 2.56 | 2.01 | 51528 | 3.28 | 1.82 | 8.5 | 6.5
Live | 217391756 |  | 9.5 | 15.5 | 41921 | 34272 | 30400 | 2.56 | 2.05 | 51528 | 3.3 | 1.75 | 8.1 | 6.65
Live | 217392231 |  | 9.5 | 15.5 | 41921 | 34816 | 30800 | 2.56 | 2.03 | 52206 | 3.33 | 1.75 | 8.1 | 6.65
Live | 217394177 |  | 9.5 | 16 | 41453 | 33728 | 30000 | 2.56 | 2.01 | 51528 | 3.28 | 1.82 | 8.5 | 6.5
Live | 217391755 |  | 9.5 | 15.5 | 41921 | 34272 | 30400 | 2.56 | 2.05 | 51528 | 3.3 | 1.75 | 8.1 | 6.65
Live | 217382405 |  | 9.8 | 16.5 | 41921 | 34000 | 30200 | 2.65 | 2.03 | 51528 | 3.33 | 1.84 | 8.5 | 7
Live | 217392230 |  | 9.5 | 15.5 | 41921 | 34816 | 30800 | 2.56 | 2.03 | 52206 | 3.33 | 1.75 | 8.1 | 6.65
Live | 217394176 |  | 9.8 | 16.5 | 41921 | 34000 | 30200 | 2.65 | 2.03 | 51528 | 3.33 | 1.84 | 8.5 | 7
Live | 217391754 |  | 9.8 | 16 | 42390 | 34544 | 30600 | 2.65 | 2.05 | 52206 | 3.37 | 1.75 | 8.1 | 6.6
Live | 217382403 |  | 9.8 | 16 | 41453 | 34000 | 30200 | 2.65 | 2.01 | 51528 | 3.26 | 1.75 | 8.1 | 6.6
Live | 217392229 |  | 9.5 | 15.5 | 41921 | 34816 | 30800 | 2.56 | 2.03 | 52206 | 3.33 | 1.75 | 8.1 | 6.65
Live | 217394175 |  | 9.8 | 16.5 | 41921 | 34000 | 30200 | 2.65 | 2.03 | 51528 | 3.33 | 1.84 | 8.5 | 7
Live | 217391753 |  | 9.8 | 16 | 42390 | 34544 | 30600 | 2.65 | 2.05 | 52206 | 3.37 | 1.75 | 8.1 | 6.6
Live | 217382400 |  | 9.5 | 16 | 41453 | 33728 | 30000 | 2.56 | 2.01 | 51528 | 3.28 | 1.82 | 8.5 | 6.5
Live | 217392228 |  | 9.5 | 15.5 | 41921 | 34816 | 30800 | 2.56 | 2.03 | 52206 | 3.33 | 1.75 | 8.1 | 6.65
Live | 217394174 |  | 9.5 | 15.5 | 40985 | 33728 | 30000 | 2.57 | 1.99 | 50985 | 3.22 | 1.75 | 8.1 | 6.65
Live | 217391752 |  | 9.8 | 16 | 42390 | 34544 | 30600 | 2.65 | 2.05 | 52206 | 3.37 | 1.75 | 8.1 | 6.6
Live | 217382398 |  | 9.8 | 16.5 | 41921 | 34000 | 30200 | 2.65 | 2.03 | 51528 | 3.33 | 1.84 | 8.5 | 7
Live | 217392227 |  | 9.5 | 15.5 | 41921 | 34816 | 30800 | 2.56 | 2.03 | 52206 | 3.33 | 1.75 | 8.1 | 6.65
Live | 217394173 |  | 9.5 | 15.5 | 40985 | 33728 | 30000 | 2.57 | 1.99 | 50985 | 3.22 | 1.75 | 8.1 | 6.65
Live | 217391751 |  | 9.8 | 16 | 42390 | 34544 | 30600 | 2.65 | 2.05 | 52206 | 3.37 | 1.75 | 8.1 | 6.6
Live | 217382396 |  | 9.8 | 16 | 41453 | 34000 | 30200 | 2.65 | 2.01 | 51528 | 3.26 | 1.75 | 8.1 | 6.6
Live | 217392226 |  | 9.5 | 15.5 | 41921 | 34816 | 30800 | 2.56 | 2.03 | 52206 | 3.33 | 1.75 | 8.1 | 6.65
Live | 217394172 |  | 9.8 | 16 | 41453 | 34000 | 30200 | 2.65 | 2.01 | 51528 | 3.26 | 1.75 | 8.1 | 6.6
Live | 217391750 |  | 9.8 | 16 | 42390 | 34544 | 30600 | 2.65 | 2.05 | 52206 | 3.37 | 1.75 | 8.1 | 6.6
Live | 217394171 |  | 9.8 | 16 | 41453 | 34000 | 30200 | 2.65 | 2.01 | 51528 | 3.26 | 1.75 | 8.1 | 6.6
Live | 217391749 |  | 9.8 | 16 | 42390 | 34544 | 30600 | 2.65 | 2.05 | 52206 | 3.37 | 1.75 | 8.1 | 6.6
Live | 217382392 |  | 10 | 16.5 | 41687 | 33728 | 30000 | 2.7 | 2.03 | 51528 | 3.33 | 1.84 | 8.5 | 6.5
Live | 217394170 |  | 10 | 16.5 | 41453 | 33728 | 30000 | 2.7 | 2.01 | 50985 | 3.26 | 1.75 | 8.1 | 6.65
Live | 217391748 |  | 9.8 | 16 | 42390 | 34544 | 30600 | 2.65 | 2.05 | 52206 | 3.37 | 1.75 | 8.1 | 6.6
Live | 217382390 |  | 10 | 16.5 | 41687 | 33728 | 30200 | 2.7 | 2.03 | 51528 | 3.3 | 1.84 | 8.5 | 6.5
Live | 217394169 |  | 9.5 | 16 | 41453 | 33728 | 30000 | 2.56 | 2.01 | 51528 | 3.28 | 1.82 | 8.5 | 6.5
Live | 217391747 |  | 9.8 | 16 | 42390 | 34544 | 30600 | 2.65 | 2.05 | 52206 | 3.37 | 1.75 | 8.1 | 6.6
Live | 217382387 |  | 9.5 | 15.5 | 41453 | 34000 | 30200 | 2.56 | 1.99 | 51528 | 3.26 | 1.75 | 8.1 | 6.6
Live | 217394168 |  | 9.5 | 16 | 41453 | 33728 | 30000 | 2.56 | 2.01 | 51528 | 3.28 | 1.82 | 8.5 | 6.5
Live | 217382385 |  | 9.5 | 16 | 41453 | 33728 | 30000 | 2.56 | 2.01 | 51528 | 3.28 | 1.82 | 8.5 | 6.5
Live | 217394167 |  | 9.5 | 16 | 41453 | 33728 | 30000 | 2.56 | 2.01 | 51528 | 3.28 | 1.82 | 8.5 | 6.5
Live | 217382383 |  | 9.8 | 16.5 | 41921 | 34000 | 30200 | 2.65 | 2.03 | 51528 | 3.33 | 1.84 | 8.5 | 7
Live | 217394166 |  | 9.8 | 16.5 | 41921 | 34000 | 30200 | 2.65 | 2.03 | 51528 | 3.33 | 1.84 | 8.5 | 7
Live | 217382381 |  | 9.8 | 16 | 41453 | 34000 | 30200 | 2.65 | 2.01 | 51528 | 3.26 | 1.75 | 8.1 | 6.6
Live | 217394165 |  | 9.8 | 16.5 | 41921 | 34000 | 30200 | 2.65 | 2.03 | 51528 | 3.33 | 1.84 | 8.5 | 7
Live | 217394164 |  | 9.5 | 15.5 | 40985 | 33728 | 30000 | 2.57 | 1.99 | 50985 | 3.22 | 1.75 | 8.1 | 6.65
Live | 217382378 |  | 10 | 16.5 | 41921 | 34000 | 30200 | 2.7 | 2.03 | 51528 | 3.33 | 1.84 | 8.5 | 7
Live | 217394163 |  | 9.5 | 15.5 | 40985 | 33728 | 30000 | 2.57 | 1.99 | 50985 | 3.22 | 1.75 | 8.1 | 6.65
Live | 217382375 |  | 9.5 | 16 | 41453 | 33728 | 30000 | 2.56 | 2.01 | 51528 | 3.26 | 1.82 | 8.5 | 6.5
Live | 217394162 |  | 9.5 | 15.5 | 40985 | 33728 | 30000 | 2.57 | 1.99 | 50985 | 3.22 | 1.75 | 8.1 | 6.65
Live | 217382373 |  | 9.5 | 16 | 41219 | 33728 | 30000 | 2.56 | 2.01 | 51528 | 3.26 | 1.75 | 8.1 | 6.6
Live | 217394161 |  | 9.8 | 16 | 41453 | 34000 | 30200 | 2.65 | 2.01 | 51528 | 3.26 | 1.75 | 8.1 | 6.6
Live | 217382370 |  | 10 | 16.5 | 41921 | 33728 | 30000 | 2.7 | 2.05 | 51528 | 3.33 | 1.84 | 8.5 | 7
Live | 217391738 |  | 9.5 | 15.2 | 41687 | 34272 | 30600 | 2.57 | 2.03 | 52206 | 3.28 | 1.75 | 8.1 | 6.65
Live | 217394160 |  | 9.8 | 16 | 41453 | 34000 | 30200 | 2.65 | 2.01 | 51528 | 3.26 | 1.75 | 8.1 | 6.6
Live | 217382368 |  | 10 | 16.5 | 41921 | 33728 | 30000 | 2.7 | 2.03 | 51528 | 3.33 | 1.84 | 8.5 | 6.5
Live | 217391737 |  | 9.5 | 15.2 | 41687 | 34272 | 30600 | 2.57 | 2.03 | 52206 | 3.28 | 1.75 | 8.1 | 6.65
Live | 217394159 |  | 9.8 | 16 | 41453 | 34000 | 30200 | 2.65 | 2.01 | 51528 | 3.26 | 1.75 | 8.1 | 6.6
Live | 217382365 |  | 10 | 16.5 | 41921 | 34000 | 30200 | 2.7 | 2.03 | 51528 | 3.33 | 1.84 | 8.5 | 7
Live | 217391736 |  | 9.5 | 15.2 | 41687 | 34272 | 30600 | 2.57 | 2.03 | 52206 | 3.28 | 1.75 | 8.1 | 6.65
Live | 217382363 |  | 9.5 | 16 | 41453 | 33728 | 30000 | 2.56 | 2.01 | 51528 | 3.26 | 1.82 | 8.5 | 6.5
Live | 217391735 |  | 9.5 | 15.2 | 41687 | 34272 | 30600 | 2.57 | 2.03 | 52206 | 3.28 | 1.75 | 8.1 | 6.65
Live | 217392209 |  | 9.5 | 15.5 | 41921 | 34816 | 30800 | 2.56 | 2.03 | 52206 | 3.33 | 1.75 | 8.1 | 6.65
Live | 217391734 |  | 9.5 | 15.2 | 41687 | 34272 | 30600 | 2.57 | 2.03 | 52206 | 3.28 | 1.75 | 8.1 | 6.65
Live | 217382361 |  | 9.5 | 16 | 41687 | 34000 | 30200 | 2.57 | 2.01 | 51528 | 3.28 | 1.84 | 8.5 | 6.5
Live | 217392208 |  | 9.5 | 15.5 | 41921 | 34816 | 30800 | 2.56 | 2.03 | 52206 | 3.33 | 1.75 | 8.1 | 6.65
Live | 217394156 |  | 10 | 16.5 | 41687 | 33728 | 30000 | 2.7 | 2.03 | 51528 | 3.33 | 1.84 | 8.5 | 6.5
Live | 217391733 |  | 9.5 | 15.2 | 41687 | 34272 | 30600 | 2.57 | 2.03 | 52206 | 3.28 | 1.75 | 8.1 | 6.65
Live | 217382359 |  | 9.5 | 15.5 | 42624 | 35088 | 31000 | 2.57 | 2.06 | 52884 | 3.44 | 1.75 | 8.1 | 6.55
Live | 217392207 |  | 9.5 | 15.5 | 41921 | 34816 | 30800 | 2.56 | 2.03 | 52206 | 3.33 | 1.75 | 8.1 | 6.65
Live | 217394155 |  | 10 | 16.5 | 41687 | 33728 | 30200 | 2.7 | 2.03 | 51528 | 3.3 | 1.84 | 8.5 | 6.5
Live | 217391732 |  | 9.5 | 15.2 | 41687 | 34272 | 30600 | 2.57 | 2.03 | 52206 | 3.28 | 1.75 | 8.1 | 6.65
Live | 217394154 |  | 10 | 16.5 | 41687 | 33728 | 30200 | 2.7 | 2.03 | 51528 | 3.3 | 1.84 | 8.5 | 6.5
Live | 217391731 |  | 9.5 | 15.2 | 41687 | 34272 | 30600 | 2.57 | 2.03 | 52206 | 3.28 | 1.75 | 8.1 | 6.65
Live | 217394153 |  | 9.5 | 16 | 41219 | 33728 | 30000 | 2.56 | 2.01 | 50985 | 3.24 | 1.75 | 8.1 | 6.6
Live | 217382353 |  | 9.5 | 15.5 | 41219 | 34272 | 30600 | 2.56 | 2.01 | 51528 | 3.24 | 1.75 | 8.1 | 6.6
Live | 217394152 |  | 9.5 | 16 | 41219 | 33728 | 30000 | 2.56 | 2.01 | 50985 | 3.24 | 1.75 | 8.1 | 6.6
Live | 217382351 |  | 9.5 | 15.2 | 41219 | 34544 | 30800 | 2.56 | 2.01 | 51528 | 3.24 | 1.75 | 8.1 | 6.65
Live | 217394151 |  | 9.5 | 16 | 40985 | 33728 | 30000 | 2.57 | 1.99 | 50985 | 3.22 | 1.75 | 8.1 | 6.65
Live | 217382349 |  | 9.5 | 15.5 | 41687 | 34544 | 30800 | 2.57 | 2.03 | 52206 | 3.3 | 1.75 | 8.1 | 6.6
Live | 217394150 |  | 9.5 | 16 | 40985 | 33728 | 30000 | 2.57 | 1.99 | 50985 | 3.22 | 1.75 | 8.1 | 6.65
Live | 217394149 |  | 9.5 | 15.5 | 41453 | 34000 | 30200 | 2.56 | 1.99 | 51528 | 3.26 | 1.75 | 8.1 | 6.6
Live | 217394148 |  | 9.5 | 15.5 | 41453 | 34000 | 30200 | 2.56 | 1.99 | 51528 | 3.26 | 1.75 | 8.1 | 6.6
Live | 217382341 |  | 9.5 | 15.5 | 41219 | 34272 | 30600 | 2.56 | 2.01 | 51528 | 3.24 | 1.75 | 8.1 | 6.6
Live | 217394147 |  | 9.5 | 16 | 41453 | 33728 | 30000 | 2.56 | 2.01 | 51528 | 3.28 | 1.82 | 8.5 | 6.5
Live | 217382339 |  | 9.5 | 15.2 | 41219 | 34544 | 30800 | 2.56 | 2.01 | 51528 | 3.24 | 1.75 | 8.1 | 6.65
Live | 217394146 |  | 9.8 | 16.5 | 41921 | 34000 | 30200 | 2.65 | 2.03 | 51528 | 3.33 | 1.84 | 8.5 | 7
Live | 217382337 |  | 9.5 | 15.5 | 41687 | 34544 | 30800 | 2.57 | 2.03 | 52206 | 3.3 | 1.75 | 8.1 | 6.6
Live | 217394145 |  | 9.5 | 15.5 | 40985 | 33728 | 30000 | 2.57 | 1.99 | 50985 | 3.22 | 1.75 | 8.1 | 6.65
Live | 217394144 |  | 9.8 | 16 | 41453 | 34000 | 30200 | 2.65 | 2.01 | 51528 | 3.26 | 1.75 | 8.1 | 6.6
Live | 217386474 |  | 9.8 | 16 | 42390 | 34272 | 30600 | 2.65 | 2.05 | 52206 | 3.37 | 1.75 | 8.1 | 6.6
Live | 217386473 |  | 9.5 | 15.5 | 41687 | 34272 | 30400 | 2.57 | 2.03 | 51528 | 3.28 | 1.75 | 8.1 | 6.6
Live | 217386471 |  | 9.5 | 15.5 | 41921 | 34272 | 30400 | 2.56 | 2.03 | 51528 | 3.3 | 1.75 | 8.1 | 6.65
Live | 217386469 |  | 9.5 | 15.2 | 41687 | 34272 | 30400 | 2.57 | 2.03 | 51528 | 3.28 | 1.75 | 8.1 | 6.65
Live | 217386466 |  | 9.5 | 15.5 | 41687 | 34272 | 30400 | 2.57 | 2.03 | 51528 | 3.26 | 1.75 | 8.1 | 6.6
Live | 217386464 |  | 9.5 | 15.5 | 41687 | 34272 | 30400 | 2.57 | 2.03 | 51528 | 3.28 | 1.75 | 8.1 | 6.65
Live | 217386462 |  | 9.5 | 15.5 | 41687 | 34272 | 30400 | 2.57 | 2.03 | 51528 | 3.28 | 1.75 | 8.1 | 6.6
Live | 217386460 |  | 10 | 16 | 42156 | 34272 | 30400 | 2.7 | 2.07 | 51528 | 3.35 | 1.75 | 8.1 | 6.6
Live | 217386457 |  | 10 | 16 | 42390 | 34272 | 30400 | 2.7 | 2.07 | 52206 | 3.37 | 1.75 | 8.1 | 6.6
Live | 217386455 |  | 9.5 | 15.5 | 41687 | 34000 | 30400 | 2.57 | 2.03 | 51528 | 3.28 | 1.75 | 8.1 | 6.65
Live | 217386453 |  | 9.8 | 16 | 41921 | 34272 | 30400 | 2.65 | 2.05 | 51528 | 3.33 | 1.75 | 8.1 | 6.6
Live | 217386451 |  | 10 | 16 | 42390 | 34272 | 30400 | 2.7 | 2.05 | 52206 | 3.37 | 1.75 | 8.1 | 6.6
Live | 217386449 |  | 9.5 | 15.5 | 41687 | 34272 | 30400 | 2.57 | 2.03 | 51528 | 3.28 | 1.75 | 8.1 | 6.6
Live | 217386447 |  | 9.5 | 15.5 | 41921 | 34272 | 30400 | 2.56 | 2.03 | 51528 | 3.3 | 1.75 | 8.1 | 6.65
Live | 217386445 |  | 9.5 | 15.5 | 41921 | 34272 | 30600 | 2.56 | 2.03 | 52206 | 3.33 | 1.75 | 8.1 | 6.6
Live | 217386443 |  | 9.5 | 15.5 | 41687 | 34272 | 30400 | 2.57 | 2.03 | 51528 | 3.26 | 1.75 | 8.1 | 6.6
Live | 217386441 |  | 9.5 | 15.5 | 41687 | 34272 | 30400 | 2.57 | 2.03 | 51528 | 3.28 | 1.75 | 8.1 | 6.65
Live | 217386439 |  | 9.5 | 15.2 | 41219 | 34544 | 30800 | 2.56 | 2.01 | 51528 | 3.26 | 1.82 | 8.5 | 6.5
Live | 217386437 |  | 10 | 15.5 | 41921 | 34272 | 30400 | 2.7 | 2.01 | 51528 | 3.26 | 1.75 | 8.1 | 6.65
Live | 217386435 |  | 10.5 | 15.5 | 44498 | 34544 | 30400 | 2.84 | 2.12 | 52884 | 3.67 | 1.86 | 8.5 | 7
Live | 217386433 |  | 10 | 17 | 42390 | 33456 | 29800 | 2.7 | 2.03 | 50985 | 3.33 | 1.84 | 8.5 | 6.5
Live | 217382721 |  | 9.4 | 15 | 40048 | 34816 | 31200 | 2.54 | 1.94 | 52206 | 3.13 | 1.75 | 8.1 | 6.7
Live | 217382719 |  | 9.5 | 15.2 | 40516 | 34816 | 31200 | 2.56 | 1.95 | 52206 | 3.17 | 1.75 | 8.1 | 6.7
Live | 217382717 |  | 9.5 | 15.2 | 40282 | 34816 | 31000 | 2.57 | 1.95 | 52206 | 3.13 | 1.75 | 8.1 | 6.7
Live | 217382715 |  | 9.5 | 15.2 | 40516 | 34816 | 31200 | 2.56 | 1.95 | 52206 | 3.17 | 1.75 | 8.1 | 6.7
Live | 217382713 |  | 9.5 | 15.2 | 40282 | 34816 | 31000 | 2.57 | 1.95 | 52206 | 3.13 | 1.75 | 8.1 | 6.7
Live | 217382709 |  | 9.5 | 15.5 | 40516 | 34816 | 31000 | 2.56 | 1.97 | 52206 | 3.17 | 1.75 | 8.1 | 6.7
Live | 217382707 |  | 9.4 | 15.2 | 40282 | 34816 | 31200 | 2.54 | 1.94 | 52206 | 3.13 | 1.75 | 8.1 | 6.7
Live | 217382705 |  | 9.5 | 15.2 | 40516 | 34816 | 31200 | 2.56 | 1.95 | 52206 | 3.17 | 1.75 | 8.1 | 6.7
Live | 217382703 |  | 9.5 | 15.2 | 40282 | 34816 | 31000 | 2.57 | 1.95 | 52206 | 3.13 | 1.75 | 8.1 | 6.7
Live | 217382700 |  | 9.5 | 15.5 | 40282 | 34816 | 31000 | 2.57 | 1.95 | 52206 | 3.13 | 1.75 | 8.1 | 6.7
Live | 217382698 |  | 9.5 | 15.5 | 40282 | 34544 | 31000 | 2.57 | 1.95 | 52206 | 3.13 | 1.75 | 8.1 | 6.7
Live | 217382696 |  | 9.5 | 15.5 | 40048 | 34544 | 31000 | 2.56 | 1.95 | 52206 | 3.11 | 1.75 | 8.1 | 6.75
Live | 217382694 |  | 9.5 | 15.5 | 40048 | 34544 | 31000 | 2.56 | 1.95 | 52206 | 3.11 | 1.75 | 8.1 | 6.7
Live | 217382692 |  | 9.5 | 16 | 40750 | 34544 | 31000 | 2.56 | 1.97 | 52206 | 3.19 | 1.75 | 8.1 | 6.65
Live | 217382690 |  | 9.5 | 15.5 | 40048 | 34544 | 31000 | 2.56 | 1.95 | 52206 | 3.13 | 1.75 | 8.1 | 6.7
Live | 217382688 |  | 9.5 | 15.5 | 40282 | 34816 | 31000 | 2.57 | 1.95 | 52206 | 3.13 | 1.75 | 8.1 | 6.7
Live | 217382686 |  | 9.5 | 15.5 | 40516 | 34816 | 31000 | 2.56 | 1.95 | 52206 | 3.17 | 1.75 | 8.1 | 6.7
Live | 217382684 |  | 9.5 | 15.5 | 40048 | 34544 | 31000 | 2.56 | 1.95 | 52206 | 3.11 | 1.75 | 8.1 | 6.75
Live | 217382682 |  | 9.5 | 15.5 | 40048 | 34544 | 31000 | 2.56 | 1.95 | 52206 | 3.11 | 1.75 | 8.1 | 6.7
Live | 217382679 |  | 9.5 | 15.2 | 41687 | 34544 | 30800 | 2.57 | 2.01 | 52206 | 3.26 | 1.82 | 8.5 | 6.5
Live | 217382677 |  | 9.5 | 15.5 | 41687 | 34544 | 30800 | 2.57 | 2.01 | 52206 | 3.26 | 1.84 | 8.5 | 6.5
Live | 217382675 |  | 9.5 | 15.5 | 41921 | 34816 | 30800 | 2.56 | 2.01 | 52206 | 3.3 | 1.84 | 8.5 | 7
Live | 217382673 |  | 9.5 | 15.5 | 41687 | 34544 | 30800 | 2.57 | 2.01 | 52206 | 3.26 | 1.84 | 8.5 | 6.5
Live | 217382671 |  | 9.5 | 15.5 | 41921 | 34816 | 30800 | 2.56 | 2.01 | 52206 | 3.3 | 1.84 | 8.5 | 7
Live | 217382665 |  | 9.5 | 15.5 | 41687 | 34544 | 30600 | 2.57 | 2.01 | 52206 | 3.28 | 1.84 | 8.5 | 6.5
Live | 217382663 |  | 9.5 | 15.2 | 41453 | 34544 | 30800 | 2.56 | 1.99 | 52206 | 3.22 | 1.75 | 8.1 | 6.7
Live | 217382661 |  | 9.5 | 15.5 | 41687 | 34544 | 30800 | 2.57 | 2.01 | 52206 | 3.26 | 1.84 | 8.5 | 6.5
Live | 217382659 |  | 9.5 | 15.5 | 41921 | 34816 | 30800 | 2.56 | 2.01 | 52206 | 3.3 | 1.84 | 8.5 | 7
Live | 217382653 |  | 10 | 15.5 | 41687 | 34544 | 30600 | 2.7 | 2.01 | 52206 | 3.26 | 1.84 | 8.5 | 6.5
Live | 217382651 |  | 9.5 | 15.5 | 41687 | 34544 | 30600 | 2.57 | 2.01 | 52206 | 3.26 | 1.82 | 8.5 | 6.5
Live | 217382649 |  | 10 | 15.5 | 41687 | 34272 | 30600 | 2.7 | 2.01 | 51528 | 3.26 | 1.82 | 8.5 | 6.5
Live | 217382647 |  | 9.5 | 15.5 | 41687 | 34544 | 30600 | 2.57 | 2.01 | 51528 | 3.26 | 1.82 | 8.5 | 6.5
Live | 217382644 |  | 10 | 16 | 41687 | 34272 | 30600 | 2.7 | 2.03 | 51528 | 3.28 | 1.84 | 8.5 | 7
Live | 217382642 |  | 9.5 | 16 | 41687 | 34272 | 30600 | 2.57 | 2.03 | 51528 | 3.28 | 1.75 | 8.1 | 6.65
Live | 217382640 |  | 10 | 15.5 | 41687 | 34544 | 30600 | 2.7 | 2.01 | 52206 | 3.26 | 1.84 | 8.5 | 6.5
Live | 217382639 |  | 10 | 15.5 | 41687 | 34544 | 30600 | 2.7 | 2.01 | 52206 | 3.26 | 1.82 | 8.5 | 6.5
Live | 217382637 |  | 9.5 | 15.5 | 41687 | 34272 | 30600 | 2.57 | 2.01 | 51528 | 3.26 | 1.82 | 8.5 | 6.5
Live | 217382635 |  | 9.5 | 15.5 | 41687 | 34544 | 30600 | 2.57 | 2.01 | 51528 | 3.26 | 1.82 | 8.5 | 6.5
Live | 217382631 |  | 9.5 | 15.5 | 42156 | 34272 | 30400 | 2.56 | 2.03 | 52206 | 3.3 | 1.84 | 8.5 | 6.5
Live | 217382629 |  | 9.5 | 14.5 | 42390 | 34272 | 30400 | 2.57 | 2.03 | 52206 | 3.35 | 1.86 | 8.5 | 6.5
Live | 217382627 |  | 10 | 16.5 | 42624 | 34000 | 30200 | 2.7 | 2.05 | 51528 | 3.37 | 1.84 | 8.5 | 7
Live | 217382625 |  | 10 | 16 | 41921 | 34000 | 30200 | 2.7 | 2.03 | 51528 | 3.3 | 1.84 | 8.5 | 6.5
Live | 217382623 |  | 10 | 16 | 42390 | 34000 | 30400 | 2.7 | 2.05 | 51528 | 3.35 | 1.86 | 8.5 | 7
Live | 217382621 |  | 10 | 16 | 42390 | 34272 | 30400 | 2.7 | 2.03 | 52206 | 3.35 | 1.86 | 8.5 | 6.5
Live | 217382619 |  | 9.5 | 15.5 | 41921 | 34000 | 30400 | 2.56 | 2.03 | 51528 | 3.3 | 1.84 | 8.5 | 6.5
Live | 217382617 |  | 10 | 16.5 | 42624 | 34000 | 30200 | 2.7 | 2.05 | 51528 | 3.37 | 1.84 | 8.5 | 7
Live | 217382615 |  | 10 | 16 | 41921 | 34000 | 30200 | 2.7 | 2.03 | 51528 | 3.3 | 1.84 | 8.5 | 6.5
Live | 217382613 |  | 10 | 16 | 42390 | 34000 | 30400 | 2.7 | 2.05 | 51528 | 3.35 | 1.86 | 8.5 | 7
Live | 217382611 |  | 10 | 16 | 42390 | 34272 | 30400 | 2.7 | 2.03 | 52206 | 3.35 | 1.86 | 8.5 | 6.5
Live | 217382609 |  | 9.5 | 15.5 | 41921 | 34000 | 30400 | 2.56 | 2.03 | 51528 | 3.3 | 1.84 | 8.5 | 6.5
Live | 217382605 |  | 10 | 16 | 42156 | 34000 | 30200 | 2.7 | 2.05 | 51528 | 3.33 | 1.86 | 8.5 | 6.5
Live | 217382603 |  | 10 | 16 | 42156 | 34000 | 30200 | 2.7 | 2.05 | 51528 | 3.33 | 1.86 | 8.5 | 6.5
Live | 217382601 |  | 10 | 16 | 42624 | 34272 | 30400 | 2.7 | 2.05 | 52206 | 3.37 | 1.84 | 8.5 | 7
Live | 217382599 |  | 10 | 16 | 42390 | 34272 | 30400 | 2.7 | 2.05 | 52206 | 3.35 | 1.86 | 8.5 | 7
Live | 217382597 |  | 9.5 | 15.5 | 41921 | 34272 | 30400 | 2.56 | 2.01 | 51528 | 3.28 | 1.75 | 8.1 | 6.65
Live | 217382595 |  | 10 | 16 | 41921 | 34000 | 30200 | 2.7 | 2.03 | 51528 | 3.28 | 1.84 | 8.5 | 6.5
Live | 217382593 |  | 10 | 16 | 42390 | 34000 | 30400 | 2.7 | 2.05 | 51528 | 3.35 | 1.86 | 8.5 | 7
Live | 217382592 |  | 10 | 16 | 42390 | 34272 | 30400 | 2.7 | 2.03 | 52206 | 3.35 | 1.86 | 8.5 | 6.5
Live | 217382590 |  | 9.5 | 15.5 | 41921 | 34000 | 30400 | 2.56 | 2.03 | 51528 | 3.3 | 1.84 | 8.5 | 6.5
Live | 217382586 |  | 10 | 16 | 42390 | 34000 | 30200 | 2.7 | 2.05 | 51528 | 3.35 | 1.86 | 8.5 | 6.5
Live | 217382584 |  | 10 | 16 | 42624 | 34272 | 30400 | 2.7 | 2.05 | 52206 | 3.39 | 1.84 | 8.5 | 7
Live | 217382582 |  | 10 | 16 | 41921 | 34000 | 30200 | 2.7 | 2.03 | 51528 | 3.3 | 1.84 | 8.5 | 6.5
Live | 217382580 |  | 10 | 16 | 41921 | 34000 | 30200 | 2.7 | 2.03 | 51528 | 3.28 | 1.84 | 8.5 | 6.5
Live | 217382578 |  | 10 | 16 | 42624 | 34272 | 30400 | 2.7 | 2.05 | 52206 | 3.37 | 1.84 | 8.5 | 7
Live | 217382576 |  | 10 | 16.5 | 42156 | 34000 | 30200 | 2.7 | 2.05 | 51528 | 3.33 | 1.86 | 8.5 | 6.5
Live | 217382574 |  | 10 | 16.5 | 42390 | 34000 | 30200 | 2.7 | 2.05 | 51528 | 3.35 | 1.84 | 8.5 | 7
Live | 217382572 |  | 10 | 16 | 42390 | 34000 | 30200 | 2.7 | 2.05 | 51528 | 3.35 | 1.86 | 8.5 | 7
Live | 217382570 |  | 10 | 16.5 | 42390 | 34000 | 30200 | 2.7 | 2.05 | 51528 | 3.35 | 1.86 | 8.5 | 7
Live | 217382568 |  | 10 | 16 | 42624 | 34272 | 30400 | 2.7 | 2.05 | 52206 | 3.39 | 1.84 | 8.5 | 7
Live | 217382566 |  | 10 | 16 | 41921 | 34000 | 30200 | 2.7 | 2.03 | 51528 | 3.3 | 1.84 | 8.5 | 6.5
Live | 217382564 |  | 10 | 16 | 42156 | 34000 | 30400 | 2.7 | 2.03 | 51528 | 3.33 | 1.86 | 8.5 | 6.5
Live | 217382560 |  | 9.5 | 15.2 | 40516 | 34816 | 31000 | 2.56 | 1.97 | 52206 | 3.17 | 1.75 | 8.1 | 6.7
Live | 217382556 |  | 9.5 | 16 | 40750 | 34544 | 30800 | 2.56 | 1.99 | 51528 | 3.2 | 1.75 | 8.1 | 6.65
Live | 217382554 |  | 9.5 | 16 | 40750 | 34544 | 30800 | 2.56 | 1.99 | 52206 | 3.22 | 1.75 | 8.1 | 6.65
Live | 217382552 |  | 9.5 | 16 | 41219 | 34816 | 31000 | 2.56 | 2.01 | 52206 | 3.26 | 1.8 | 8.5 | 7
Live | 217382550 |  | 9.5 | 15.5 | 40516 | 34544 | 30800 | 2.56 | 1.97 | 51528 | 3.15 | 1.75 | 8.1 | 6.7
Live | 217382548 |  | 9.5 | 15.5 | 40750 | 34816 | 31000 | 2.56 | 1.97 | 52206 | 3.19 | 1.75 | 8.1 | 6.65
Live | 217382546 |  | 9.5 | 16 | 40750 | 34544 | 30800 | 2.56 | 1.99 | 51528 | 3.2 | 1.75 | 8.1 | 6.65
Live | 217382545 |  | 9.5 | 16 | 40750 | 34544 | 30800 | 2.56 | 1.99 | 52206 | 3.22 | 1.75 | 8.1 | 6.65
Live | 217382543 |  | 9.5 | 16 | 41219 | 34816 | 31000 | 2.56 | 2.01 | 52206 | 3.26 | 1.8 | 8.5 | 7
Live | 217382541 |  | 9.5 | 15.5 | 40516 | 34544 | 30800 | 2.56 | 1.97 | 51528 | 3.15 | 1.75 | 8.1 | 6.7
Live | 217382539 |  | 9.5 | 15.5 | 40750 | 34816 | 31000 | 2.56 | 1.97 | 52206 | 3.19 | 1.75 | 8.1 | 6.65
Live | 217382535 |  | 9.8 | 16.5 | 40985 | 34544 | 30800 | 2.65 | 2.01 | 52206 | 3.26 | 1.8 | 8.5 | 7
Live | 217382533 |  | 9.5 | 16 | 40985 | 34544 | 30800 | 2.57 | 1.99 | 52206 | 3.24 | 1.8 | 8.5 | 7
Live | 217382531 |  | 9.5 | 15.5 | 40516 | 34544 | 30800 | 2.56 | 1.97 | 51528 | 3.17 | 1.75 | 8.1 | 6.65
Live | 217382529 |  | 9.5 | 15.5 | 40282 | 34544 | 30800 | 2.57 | 1.97 | 51528 | 3.15 | 1.75 | 8.1 | 6.7
Live | 217382527 |  | 9.5 | 15.5 | 40516 | 34816 | 31000 | 2.56 | 1.97 | 52206 | 3.19 | 1.75 | 8.1 | 6.7
Live | 217382525 |  | 9.5 | 16 | 40750 | 34544 | 30800 | 2.56 | 1.99 | 52206 | 3.22 | 1.75 | 8.1 | 6.65
Live | 217382523 |  | 9.5 | 16 | 41219 | 34816 | 31000 | 2.56 | 2.01 | 52206 | 3.26 | 1.8 | 8.5 | 7
Live | 217382521 |  | 9.5 | 15.5 | 40516 | 34544 | 30800 | 2.56 | 1.97 | 51528 | 3.15 | 1.75 | 8.1 | 6.7
Live | 217382519 |  | 9.5 | 15.5 | 40750 | 34816 | 31000 | 2.56 | 1.97 | 52206 | 3.19 | 1.75 | 8.1 | 6.65
Live | 217382515 |  | 9.5 | 16 | 41219 | 34544 | 30800 | 2.56 | 2.01 | 52206 | 3.26 | 1.8 | 8.5 | 7
Live | 217382513 |  | 9.8 | 16 | 40750 | 34544 | 30800 | 2.65 | 1.99 | 51528 | 3.2 | 1.75 | 8.1 | 6.65
Live | 217382511 |  | 9.8 | 16 | 40282 | 34544 | 30800 | 2.65 | 1.97 | 51528 | 3.15 | 1.75 | 8.1 | 6.7
Live | 217382509 |  | 9.5 | 15.5 | 40282 | 34544 | 30800 | 2.57 | 1.97 | 51528 | 3.15 | 1.75 | 8.1 | 6.7
Live | 217382507 |  | 9.5 | 15.5 | 40516 | 34544 | 30800 | 2.56 | 1.97 | 51528 | 3.17 | 1.75 | 8.1 | 6.65
Live | 217382505 |  | 9.5 | 16.5 | 41219 | 34544 | 30800 | 2.56 | 2.01 | 52206 | 3.26 | 1.8 | 8.5 | 7
Live | 217382503 |  | 9.5 | 16 | 40516 | 34272 | 30800 | 2.56 | 1.97 | 51528 | 3.17 | 1.75 | 8.1 | 6.7
Live | 217382501 |  | 9.5 | 16 | 40516 | 34544 | 30800 | 2.56 | 1.99 | 51528 | 3.17 | 1.75 | 8.1 | 6.65
Live | 217382499 |  | 9.8 | 16.5 | 41219 | 34544 | 30800 | 2.64 | 2.01 | 52206 | 3.26 | 1.82 | 8.5 | 7
Live | 217382497 |  | 9.8 | 16 | 40750 | 34544 | 30800 | 2.65 | 1.99 | 51528 | 3.2 | 1.75 | 8.1 | 6.65
Live | 217382495 |  | 9.8 | 16 | 40282 | 34544 | 30800 | 2.65 | 1.97 | 51528 | 3.15 | 1.75 | 8.1 | 6.7
Live | 217382494 |  | 9.8 | 16 | 40985 | 34816 | 31000 | 2.65 | 1.99 | 52206 | 3.24 | 1.8 | 8.5 | 7
Live | 217382490 |  | 9.5 | 15.5 | 42156 | 34272 | 30400 | 2.56 | 2.03 | 52206 | 3.3 | 1.84 | 8.5 | 6.5
Live | 217382487 |  | 9.5 | 14.5 | 42390 | 34272 | 30400 | 2.57 | 2.03 | 52206 | 3.35 | 1.86 | 8.5 | 6.5
Live | 217382485 |  | 9.5 | 14.3 | 41921 | 34272 | 30400 | 2.56 | 2.01 | 52206 | 3.28 | 1.76 | 8 | 6.5
Live | 217382483 |  | 10 | 16.5 | 42624 | 34000 | 30200 | 2.7 | 2.06 | 51528 | 3.39 | 1.86 | 8.5 | 7
Live | 217382480 |  | 10 | 16 | 41921 | 34000 | 30200 | 2.7 | 2.03 | 51528 | 3.3 | 1.84 | 8.5 | 6.5
Live | 217382478 |  | 10 | 16 | 42390 | 34272 | 30400 | 2.7 | 2.05 | 52206 | 3.37 | 1.84 | 8.5 | 7
Live | 217382476 |  | 10 | 16 | 42390 | 34272 | 30400 | 2.7 | 2.03 | 52206 | 3.35 | 1.86 | 8.5 | 7
Live | 217382474 |  | 10 | 15.5 | 41921 | 34000 | 30400 | 2.7 | 2.03 | 51528 | 3.3 | 1.84 | 8.5 | 6.5
Live | 217382472 |  | 10 | 16.5 | 42624 | 34000 | 30200 | 2.7 | 2.06 | 51528 | 3.39 | 1.86 | 8.5 | 7
Live | 217382470 |  | 10 | 16 | 41921 | 34000 | 30200 | 2.7 | 2.03 | 51528 | 3.3 | 1.84 | 8.5 | 6.5
Live | 217382468 |  | 10 | 16 | 42390 | 34272 | 30400 | 2.7 | 2.05 | 52206 | 3.37 | 1.84 | 8.5 | 7
Live | 217382466 |  | 10 | 16 | 42390 | 34272 | 30400 | 2.7 | 2.03 | 52206 | 3.35 | 1.86 | 8.5 | 7
Live | 217382464 |  | 10 | 15.5 | 41921 | 34000 | 30400 | 2.7 | 2.03 | 51528 | 3.3 | 1.84 | 8.5 | 6.5
Live | 217382460 |  | 10 | 16.5 | 42390 | 34000 | 30200 | 2.7 | 2.05 | 51528 | 3.33 | 1.86 | 8.5 | 6.5
Live | 217382458 |  | 10 | 16 | 42390 | 34000 | 30400 | 2.7 | 2.05 | 51528 | 3.35 | 1.86 | 8.5 | 7
Live | 217382456 |  | 10 | 16.5 | 42624 | 34272 | 30400 | 2.7 | 2.05 | 52206 | 3.39 | 1.84 | 8.5 | 7
Live | 217382454 |  | 10 | 16 | 42390 | 34272 | 30400 | 2.7 | 2.05 | 52206 | 3.35 | 1.84 | 8.5 | 7
Live | 217382452 |  | 9.5 | 15.5 | 42156 | 34272 | 30400 | 2.56 | 2.01 | 51528 | 3.3 | 1.84 | 8.5 | 6.5
Live | 217414333 |  | 10 | 17 | 42390 | 33456 | 29800 | 2.7 | 2.03 | 50985 | 3.33 | 1.84 | 8.5 | 6.5
Live | 217414331 |  | 10 | 17 | 42390 | 33456 | 29800 | 2.7 | 2.03 | 50985 | 3.33 | 1.84 | 8.5 | 6.5
Live | 217394439 |  | 9.4 | 15 | 40048 | 34816 | 31200 | 2.54 | 1.94 | 52206 | 3.13 | 1.75 | 8.1 | 6.7
Live | 217394438 |  | 9.5 | 15.2 | 40516 | 34816 | 31200 | 2.56 | 1.95 | 52206 | 3.17 | 1.75 | 8.1 | 6.7
Live | 217394437 |  | 9.5 | 15.2 | 40516 | 34816 | 31200 | 2.56 | 1.95 | 52206 | 3.17 | 1.75 | 8.1 | 6.7
Live | 217394436 |  | 9.5 | 15.2 | 40282 | 34816 | 31000 | 2.57 | 1.95 | 52206 | 3.13 | 1.75 | 8.1 | 6.7
Live | 217394435 |  | 9.5 | 15.2 | 40282 | 34816 | 31000 | 2.57 | 1.95 | 52206 | 3.13 | 1.75 | 8.1 | 6.7
Live | 217394434 |  | 9.5 | 15.2 | 40516 | 34816 | 31200 | 2.56 | 1.95 | 52206 | 3.17 | 1.75 | 8.1 | 6.7
Live | 217394433 |  | 9.5 | 15.2 | 40516 | 34816 | 31200 | 2.56 | 1.95 | 52206 | 3.17 | 1.75 | 8.1 | 6.7
Live | 217394432 |  | 9.5 | 15.2 | 40516 | 34816 | 31200 | 2.56 | 1.95 | 52206 | 3.17 | 1.75 | 8.1 | 6.7
Live | 217394431 |  | 9.5 | 15.2 | 40282 | 34816 | 31000 | 2.57 | 1.95 | 52206 | 3.13 | 1.75 | 8.1 | 6.7
Live | 217394430 |  | 9.5 | 15.2 | 40282 | 34816 | 31000 | 2.57 | 1.95 | 52206 | 3.13 | 1.75 | 8.1 | 6.7
Live | 217394429 |  | 9.5 | 15.2 | 40282 | 34816 | 31000 | 2.57 | 1.95 | 52206 | 3.13 | 1.75 | 8.1 | 6.7
Live | 217394426 |  | 9.5 | 15.5 | 40516 | 34816 | 31000 | 2.56 | 1.97 | 52206 | 3.17 | 1.75 | 8.1 | 6.7
Live | 217394425 |  | 9.5 | 15.5 | 40516 | 34816 | 31000 | 2.56 | 1.97 | 52206 | 3.17 | 1.75 | 8.1 | 6.7
Live | 217394424 |  | 9.4 | 15.2 | 40282 | 34816 | 31200 | 2.54 | 1.94 | 52206 | 3.13 | 1.75 | 8.1 | 6.7
Live | 217394423 |  | 9.4 | 15.2 | 40282 | 34816 | 31200 | 2.54 | 1.94 | 52206 | 3.13 | 1.75 | 8.1 | 6.7
Live | 217394422 |  | 9.5 | 15.2 | 40516 | 34816 | 31200 | 2.56 | 1.95 | 52206 | 3.17 | 1.75 | 8.1 | 6.7
Live | 217394421 |  | 9.5 | 15.2 | 40282 | 34816 | 31000 | 2.57 | 1.95 | 52206 | 3.13 | 1.75 | 8.1 | 6.7
Live | 217394419 |  | 9.5 | 15.5 | 40282 | 34816 | 31000 | 2.57 | 1.95 | 52206 | 3.13 | 1.75 | 8.1 | 6.7
Live | 217394418 |  | 9.5 | 15.5 | 40282 | 34816 | 31000 | 2.57 | 1.95 | 52206 | 3.13 | 1.75 | 8.1 | 6.7
Live | 217394417 |  | 9.5 | 15.5 | 40282 | 34544 | 31000 | 2.57 | 1.95 | 52206 | 3.13 | 1.75 | 8.1 | 6.7
Live | 217394416 |  | 9.5 | 15.5 | 40282 | 34544 | 31000 | 2.57 | 1.95 | 52206 | 3.13 | 1.75 | 8.1 | 6.7
Live | 217394415 |  | 9.5 | 15.5 | 40048 | 34544 | 31000 | 2.56 | 1.95 | 52206 | 3.11 | 1.75 | 8.1 | 6.75
Live | 217394414 |  | 9.5 | 15.5 | 40048 | 34544 | 31000 | 2.56 | 1.95 | 52206 | 3.11 | 1.75 | 8.1 | 6.75
Live | 217394413 |  | 9.5 | 15.5 | 40048 | 34544 | 31000 | 2.56 | 1.95 | 52206 | 3.11 | 1.75 | 8.1 | 6.7
Live | 217394412 |  | 9.5 | 15.5 | 40048 | 34544 | 31000 | 2.56 | 1.95 | 52206 | 3.11 | 1.75 | 8.1 | 6.7
Live | 217394411 |  | 9.5 | 16 | 40750 | 34544 | 31000 | 2.56 | 1.97 | 52206 | 3.19 | 1.75 | 8.1 | 6.65
Live | 217394410 |  | 9.5 | 16 | 40750 | 34544 | 31000 | 2.56 | 1.97 | 52206 | 3.19 | 1.75 | 8.1 | 6.65
Live | 217394409 |  | 9.5 | 15.5 | 40048 | 34544 | 31000 | 2.56 | 1.95 | 52206 | 3.13 | 1.75 | 8.1 | 6.7
Live | 217394408 |  | 9.5 | 15.5 | 40048 | 34544 | 31000 | 2.56 | 1.95 | 52206 | 3.13 | 1.75 | 8.1 | 6.7
Live | 217394407 |  | 9.5 | 15.5 | 40282 | 34816 | 31000 | 2.57 | 1.95 | 52206 | 3.13 | 1.75 | 8.1 | 6.7
Live | 217394406 |  | 9.5 | 15.5 | 40516 | 34816 | 31000 | 2.56 | 1.95 | 52206 | 3.17 | 1.75 | 8.1 | 6.7
Live | 217394405 |  | 9.5 | 15.5 | 40048 | 34544 | 31000 | 2.56 | 1.95 | 52206 | 3.11 | 1.75 | 8.1 | 6.75
Live | 217394404 |  | 9.5 | 15.5 | 40048 | 34544 | 31000 | 2.56 | 1.95 | 52206 | 3.11 | 1.75 | 8.1 | 6.7
Live | 217394403 |  | 9.5 | 15.2 | 41687 | 34544 | 30800 | 2.57 | 2.01 | 52206 | 3.26 | 1.82 | 8.5 | 6.5
Live | 217394402 |  | 9.5 | 15.5 | 41687 | 34544 | 30800 | 2.57 | 2.01 | 52206 | 3.26 | 1.84 | 8.5 | 6.5
Live | 217394401 |  | 9.5 | 15.5 | 41687 | 34544 | 30800 | 2.57 | 2.01 | 52206 | 3.26 | 1.84 | 8.5 | 6.5
Live | 217394400 |  | 9.5 | 15.5 | 41921 | 34816 | 30800 | 2.56 | 2.01 | 52206 | 3.3 | 1.84 | 8.5 | 7
Live | 217394399 |  | 9.5 | 15.5 | 41921 | 34816 | 30800 | 2.56 | 2.01 | 52206 | 3.3 | 1.84 | 8.5 | 7
Live | 217394398 |  | 9.5 | 15.5 | 41687 | 34544 | 30800 | 2.57 | 2.01 | 52206 | 3.26 | 1.84 | 8.5 | 6.5
Live | 217394397 |  | 9.5 | 15.5 | 41687 | 34544 | 30800 | 2.57 | 2.01 | 52206 | 3.26 | 1.84 | 8.5 | 6.5
Live | 217394396 |  | 9.5 | 15.5 | 41687 | 34544 | 30800 | 2.57 | 2.01 | 52206 | 3.26 | 1.84 | 8.5 | 6.5
Live | 217394395 |  | 9.5 | 15.5 | 41921 | 34816 | 30800 | 2.56 | 2.01 | 52206 | 3.3 | 1.84 | 8.5 | 7
Live | 217394394 |  | 9.5 | 15.5 | 41921 | 34816 | 30800 | 2.56 | 2.01 | 52206 | 3.3 | 1.84 | 8.5 | 7
Live | 217394393 |  | 9.5 | 15.5 | 41921 | 34816 | 30800 | 2.56 | 2.01 | 52206 | 3.3 | 1.84 | 8.5 | 7
Live | 217394388 |  | 9.5 | 15.5 | 41687 | 34544 | 30600 | 2.57 | 2.01 | 52206 | 3.28 | 1.84 | 8.5 | 6.5
Live | 217394387 |  | 9.5 | 15.5 | 41687 | 34544 | 30600 | 2.57 | 2.01 | 52206 | 3.28 | 1.84 | 8.5 | 6.5
Live | 217394386 |  | 9.5 | 15.2 | 41453 | 34544 | 30800 | 2.56 | 1.99 | 52206 | 3.22 | 1.75 | 8.1 | 6.7
Live | 217394385 |  | 9.5 | 15.2 | 41453 | 34544 | 30800 | 2.56 | 1.99 | 52206 | 3.22 | 1.75 | 8.1 | 6.7
Live | 217394384 |  | 9.5 | 15.5 | 41687 | 34544 | 30800 | 2.57 | 2.01 | 52206 | 3.26 | 1.84 | 8.5 | 6.5
Live | 217394383 |  | 9.5 | 15.5 | 41921 | 34816 | 30800 | 2.56 | 2.01 | 52206 | 3.3 | 1.84 | 8.5 | 7
Live | 217394380 |  | 10 | 15.5 | 41687 | 34544 | 30600 | 2.7 | 2.01 | 52206 | 3.26 | 1.84 | 8.5 | 6.5
Live | 217394379 |  | 10 | 15.5 | 41687 | 34544 | 30600 | 2.7 | 2.01 | 52206 | 3.26 | 1.84 | 8.5 | 6.5
Live | 217394378 |  | 9.5 | 15.5 | 41687 | 34544 | 30600 | 2.57 | 2.01 | 52206 | 3.26 | 1.82 | 8.5 | 6.5
Live | 217394377 |  | 9.5 | 15.5 | 41687 | 34544 | 30600 | 2.57 | 2.01 | 52206 | 3.26 | 1.82 | 8.5 | 6.5
Live | 217394376 |  | 10 | 15.5 | 41687 | 34272 | 30600 | 2.7 | 2.01 | 51528 | 3.26 | 1.82 | 8.5 | 6.5
Live | 217394375 |  | 10 | 15.5 | 41687 | 34272 | 30600 | 2.7 | 2.01 | 51528 | 3.26 | 1.82 | 8.5 | 6.5
Live | 217394374 |  | 9.5 | 15.5 | 41687 | 34544 | 30600 | 2.57 | 2.01 | 51528 | 3.26 | 1.82 | 8.5 | 6.5
Live | 217394373 |  | 9.5 | 15.5 | 41687 | 34544 | 30600 | 2.57 | 2.01 | 51528 | 3.26 | 1.82 | 8.5 | 6.5
Live | 217394372 |  | 10 | 16 | 41687 | 34272 | 30600 | 2.7 | 2.03 | 51528 | 3.28 | 1.84 | 8.5 | 7
Live | 217394371 |  | 10 | 16 | 41687 | 34272 | 30600 | 2.7 | 2.03 | 51528 | 3.28 | 1.84 | 8.5 | 7
Live | 217394370 |  | 9.5 | 16 | 41687 | 34272 | 30600 | 2.57 | 2.03 | 51528 | 3.28 | 1.75 | 8.1 | 6.65
Live | 217394369 |  | 9.5 | 16 | 41687 | 34272 | 30600 | 2.57 | 2.03 | 51528 | 3.28 | 1.75 | 8.1 | 6.65
Live | 217394368 |  | 10 | 15.5 | 41687 | 34544 | 30600 | 2.7 | 2.01 | 52206 | 3.26 | 1.84 | 8.5 | 6.5
Live | 217394367 |  | 10 | 15.5 | 41687 | 34544 | 30600 | 2.7 | 2.01 | 52206 | 3.26 | 1.82 | 8.5 | 6.5
Live | 217394366 |  | 9.5 | 15.5 | 41687 | 34272 | 30600 | 2.57 | 2.01 | 51528 | 3.26 | 1.82 | 8.5 | 6.5
Live | 217394365 |  | 9.5 | 15.5 | 41687 | 34544 | 30600 | 2.57 | 2.01 | 51528 | 3.26 | 1.82 | 8.5 | 6.5
Live | 217394363 |  | 9.5 | 15.5 | 42156 | 34272 | 30400 | 2.56 | 2.03 | 52206 | 3.3 | 1.84 | 8.5 | 6.5
Live | 217394362 |  | 9.5 | 14.5 | 42390 | 34272 | 30400 | 2.57 | 2.03 | 52206 | 3.35 | 1.86 | 8.5 | 6.5
Live | 217394361 |  | 10 | 16.5 | 42624 | 34000 | 30200 | 2.7 | 2.05 | 51528 | 3.37 | 1.84 | 8.5 | 7
Live | 217394360 |  | 10 | 16 | 41921 | 34000 | 30200 | 2.7 | 2.03 | 51528 | 3.3 | 1.84 | 8.5 | 6.5
Live | 217394359 |  | 10 | 16 | 41921 | 34000 | 30200 | 2.7 | 2.03 | 51528 | 3.3 | 1.84 | 8.5 | 6.5
Live | 217394358 |  | 10 | 16 | 42390 | 34000 | 30400 | 2.7 | 2.05 | 51528 | 3.35 | 1.86 | 8.5 | 7
Live | 217394357 |  | 10 | 16 | 42390 | 34000 | 30400 | 2.7 | 2.05 | 51528 | 3.35 | 1.86 | 8.5 | 7
Live | 217394356 |  | 10 | 16 | 42390 | 34272 | 30400 | 2.7 | 2.03 | 52206 | 3.35 | 1.86 | 8.5 | 6.5
Live | 217394355 |  | 10 | 16 | 42390 | 34272 | 30400 | 2.7 | 2.03 | 52206 | 3.35 | 1.86 | 8.5 | 6.5
Live | 217394354 |  | 9.5 | 15.5 | 41921 | 34000 | 30400 | 2.56 | 2.03 | 51528 | 3.3 | 1.84 | 8.5 | 6.5
Live | 217394353 |  | 9.5 | 15.5 | 41921 | 34000 | 30400 | 2.56 | 2.03 | 51528 | 3.3 | 1.84 | 8.5 | 6.5
Live | 217394352 |  | 10 | 16.5 | 42624 | 34000 | 30200 | 2.7 | 2.05 | 51528 | 3.37 | 1.84 | 8.5 | 7
Live | 217394351 |  | 10 | 16 | 41921 | 34000 | 30200 | 2.7 | 2.03 | 51528 | 3.3 | 1.84 | 8.5 | 6.5
Live | 217394350 |  | 10 | 16 | 41921 | 34000 | 30200 | 2.7 | 2.03 | 51528 | 3.3 | 1.84 | 8.5 | 6.5
Live | 217394349 |  | 10 | 16 | 41921 | 34000 | 30200 | 2.7 | 2.03 | 51528 | 3.3 | 1.84 | 8.5 | 6.5
Live | 217394348 |  | 10 | 16 | 42390 | 34000 | 30400 | 2.7 | 2.05 | 51528 | 3.35 | 1.86 | 8.5 | 7
Live | 217394347 |  | 10 | 16 | 42390 | 34000 | 30400 | 2.7 | 2.05 | 51528 | 3.35 | 1.86 | 8.5 | 7
Live | 217394346 |  | 10 | 16 | 42390 | 34272 | 30400 | 2.7 | 2.03 | 52206 | 3.35 | 1.86 | 8.5 | 6.5
Live | 217394345 |  | 10 | 16 | 42390 | 34272 | 30400 | 2.7 | 2.03 | 52206 | 3.35 | 1.86 | 8.5 | 6.5
Live | 217394344 |  | 10 | 16 | 42390 | 34272 | 30400 | 2.7 | 2.03 | 52206 | 3.35 | 1.86 | 8.5 | 6.5
Live | 217394343 |  | 9.5 | 15.5 | 41921 | 34000 | 30400 | 2.56 | 2.03 | 51528 | 3.3 | 1.84 | 8.5 | 6.5
Live | 217394342 |  | 9.5 | 15.5 | 41921 | 34000 | 30400 | 2.56 | 2.03 | 51528 | 3.3 | 1.84 | 8.5 | 6.5
Live | 217394341 |  | 9.5 | 15.5 | 41921 | 34000 | 30400 | 2.56 | 2.03 | 51528 | 3.3 | 1.84 | 8.5 | 6.5
Live | 217394338 |  | 10 | 16 | 42156 | 34000 | 30200 | 2.7 | 2.05 | 51528 | 3.33 | 1.86 | 8.5 | 6.5
Live | 217394337 |  | 10 | 16 | 42156 | 34000 | 30200 | 2.7 | 2.05 | 51528 | 3.33 | 1.86 | 8.5 | 6.5
Live | 217394336 |  | 10 | 16 | 42156 | 34000 | 30200 | 2.7 | 2.05 | 51528 | 3.33 | 1.86 | 8.5 | 6.5
Live | 217394335 |  | 10 | 16 | 42624 | 34272 | 30400 | 2.7 | 2.05 | 52206 | 3.37 | 1.84 | 8.5 | 7
Live | 217394334 |  | 10 | 16 | 42624 | 34272 | 30400 | 2.7 | 2.05 | 52206 | 3.37 | 1.84 | 8.5 | 7
Live | 217394333 |  | 10 | 16 | 42390 | 34272 | 30400 | 2.7 | 2.05 | 52206 | 3.35 | 1.86 | 8.5 | 7
Live | 217394332 |  | 10 | 16 | 42390 | 34272 | 30400 | 2.7 | 2.05 | 52206 | 3.35 | 1.86 | 8.5 | 7
Live | 217394331 |  | 9.5 | 15.5 | 41921 | 34272 | 30400 | 2.56 | 2.01 | 51528 | 3.28 | 1.75 | 8.1 | 6.65
Live | 217394330 |  | 9.5 | 15.5 | 41921 | 34272 | 30400 | 2.56 | 2.01 | 51528 | 3.28 | 1.75 | 8.1 | 6.65
Live | 217394329 |  | 10 | 16 | 41921 | 34000 | 30200 | 2.7 | 2.03 | 51528 | 3.28 | 1.84 | 8.5 | 6.5
Live | 217394328 |  | 10 | 16 | 42390 | 34000 | 30400 | 2.7 | 2.05 | 51528 | 3.35 | 1.86 | 8.5 | 7
Live | 217394327 |  | 10 | 16 | 42390 | 34272 | 30400 | 2.7 | 2.03 | 52206 | 3.35 | 1.86 | 8.5 | 6.5
Live | 217394326 |  | 9.5 | 15.5 | 41921 | 34000 | 30400 | 2.56 | 2.03 | 51528 | 3.3 | 1.84 | 8.5 | 6.5
Live | 217394324 |  | 10 | 16 | 42390 | 34000 | 30200 | 2.7 | 2.05 | 51528 | 3.35 | 1.86 | 8.5 | 6.5
Live | 217394323 |  | 10 | 16 | 42390 | 34000 | 30200 | 2.7 | 2.05 | 51528 | 3.35 | 1.86 | 8.5 | 6.5
Live | 217394322 |  | 10 | 16 | 42624 | 34272 | 30400 | 2.7 | 2.05 | 52206 | 3.39 | 1.84 | 8.5 | 7
Live | 217394321 |  | 10 | 16 | 42624 | 34272 | 30400 | 2.7 | 2.05 | 52206 | 3.39 | 1.84 | 8.5 | 7
Live | 217394521 |  | 9.5 | 15.2 | 33553 | 34958 | 33200 | 2.62 | 2.23 | 41888 | 3.38 | 1.8 | 8.5 | 7
Live | 217394520 |  | 9.5 | 15 | 33553 | 35288 | 33200 | 2.62 | 2.22 | 41888 | 3.35 | 1.78 | 8.5 | 7
Live | 217394519 |  | 9.8 | 15.2 | 34015 | 34958 | 33000 | 2.7 | 2.26 | 41664 | 3.48 | 1.78 | 8.5 | 7
Live | 217394518 |  | 9.5 | 15.2 | 33553 | 34958 | 33000 | 2.62 | 2.24 | 41888 | 3.38 | 1.8 | 8.5 | 7
Live | 217394517 |  | 9.5 | 15.5 | 33784 | 34958 | 33000 | 2.62 | 2.26 | 41888 | 3.44 | 1.8 | 8.5 | 7
Live | 217394516 |  | 9.5 | 14.5 | 33553 | 34958 | 33000 | 2.62 | 2.23 | 41888 | 3.4 | 1.78 | 8.5 | 7
Live | 217394515 |  | 9.5 | 14.5 | 33784 | 34958 | 33000 | 2.62 | 2.26 | 41888 | 3.44 | 1.8 | 8.5 | 7
Live | 217394514 |  | 9.5 | 14.5 | 33553 | 34958 | 33000 | 2.62 | 2.23 | 41888 | 3.4 | 1.78 | 8.5 | 7
Live | 217394513 |  | 9.5 | 14.5 | 33321 | 34958 | 33200 | 2.62 | 2.23 | 41888 | 3.35 | 1.78 | 8.5 | 7
Live | 217394512 |  | 9.5 | 14.5 | 33784 | 34958 | 33000 | 2.62 | 2.24 | 41888 | 3.42 | 1.78 | 8.5 | 7
Live | 217394511 |  | 9.5 | 14.5 | 33553 | 34958 | 33200 | 2.62 | 2.23 | 41888 | 3.35 | 1.78 | 8.5 | 7
Live | 217394510 |  | 9.5 | 14.5 | 33784 | 34958 | 33000 | 2.62 | 2.24 | 41888 | 3.4 | 1.78 | 8.5 | 7
Live | 217394509 |  | 9.8 | 15.5 | 34247 | 34629 | 32600 | 2.7 | 2.3 | 40992 | 3.5 | 1.8 | 8.5 | 7
Live | 217394508 |  | 9.8 | 15.2 | 34478 | 34958 | 32600 | 2.7 | 2.28 | 41216 | 3.5 | 1.8 | 8.5 | 7
Live | 217394507 |  | 9.5 | 15 | 34015 | 34958 | 32800 | 2.62 | 2.26 | 41216 | 3.44 | 1.82 | 8.5 | 7
Live | 217394506 |  | 9.8 | 15.5 | 34247 | 34629 | 32600 | 2.7 | 2.3 | 40992 | 3.5 | 1.8 | 8.5 | 7
Live | 217394505 |  | 9.8 | 15.2 | 34478 | 34958 | 32600 | 2.7 | 2.28 | 41216 | 3.5 | 1.8 | 8.5 | 7
Live | 217394504 |  | 9.5 | 15 | 34015 | 34958 | 32800 | 2.62 | 2.26 | 41216 | 3.44 | 1.82 | 8.5 | 7
Live | 217394503 |  | 9.8 | 15.2 | 34710 | 34629 | 32600 | 2.7 | 2.31 | 40992 | 3.56 | 1.82 | 8.5 | 7
Live | 217394502 |  | 9.8 | 15.5 | 34247 | 34629 | 32600 | 2.7 | 2.28 | 41216 | 3.48 | 1.82 | 8.5 | 7
Live | 217394501 |  | 9.8 | 15.2 | 34247 | 34958 | 32600 | 2.7 | 2.28 | 41216 | 3.5 | 1.8 | 8.5 | 7
Live | 217394500 |  | 9.5 | 15 | 34247 | 34958 | 32800 | 2.61 | 2.28 | 41216 | 3.46 | 1.82 | 8.5 | 7
Live | 217394499 |  | 9.8 | 14.5 | 34015 | 34958 | 32800 | 2.7 | 2.26 | 41216 | 3.44 | 1.82 | 8.5 | 7
Live | 217394498 |  | 9.8 | 15 | 34247 | 34629 | 32600 | 2.7 | 2.3 | 40992 | 3.48 | 1.8 | 8.5 | 7
Live | 217394497 |  | 9.8 | 14.5 | 34247 | 34958 | 32600 | 2.7 | 2.28 | 41216 | 3.48 | 1.82 | 8.5 | 7
Live | 217394496 |  | 9.5 | 14.5 | 33784 | 34958 | 32800 | 2.62 | 2.26 | 41216 | 3.4 | 1.82 | 8.5 | 7
Live | 217394495 |  | 9.8 | 15 | 34247 | 34629 | 32600 | 2.7 | 2.28 | 41216 | 3.46 | 1.82 | 8.5 | 7
Live | 217394494 |  | 9.8 | 15.2 | 34478 | 34629 | 32600 | 2.7 | 2.3 | 40992 | 3.5 | 1.8 | 8.5 | 7
Live | 217394493 |  | 9.8 | 15.2 | 34015 | 34629 | 32600 | 2.7 | 2.28 | 41216 | 3.44 | 1.82 | 8.5 | 7
Live | 217394492 |  | 9.8 | 15 | 34015 | 34629 | 32600 | 2.7 | 2.28 | 41216 | 3.44 | 1.82 | 8.5 | 7
Live | 217398029 |  | 9.5 | 15.5 | 33090 | 34958 | 33200 | 2.61 | 2.16 | 41664 | 3.23 | 1.78 | 8.5 | 7
Live | 217398028 |  | 9.5 | 15.5 | 33090 | 34958 | 33200 | 2.61 | 2.16 | 41664 | 3.23 | 1.78 | 8.5 | 7
Live | 217398027 |  | 9.5 | 15.5 | 33090 | 34958 | 33200 | 2.61 | 2.16 | 41664 | 3.23 | 1.78 | 8.5 | 7
Live | 217398026 |  | 9.5 | 15.5 | 33090 | 34958 | 33200 | 2.61 | 2.16 | 41664 | 3.23 | 1.78 | 8.5 | 7
Live | 217398025 |  | 9.5 | 15.5 | 33090 | 34958 | 33200 | 2.61 | 2.16 | 41664 | 3.23 | 1.78 | 8.5 | 7
Live | 217398024 |  | 9.5 | 15.5 | 33090 | 34958 | 33200 | 2.61 | 2.16 | 41664 | 3.23 | 1.78 | 8.5 | 7
Live | 217398023 |  | 9.5 | 15.5 | 33090 | 34958 | 33200 | 2.61 | 2.16 | 41664 | 3.23 | 1.78 | 8.5 | 7
Live | 217398022 |  | 9.5 | 15.5 | 33090 | 34958 | 33200 | 2.61 | 2.16 | 41664 | 3.23 | 1.78 | 8.5 | 7
Live | 217398021 |  | 9.5 | 14.5 | 33090 | 35288 | 33200 | 2.61 | 2.14 | 41888 | 3.23 | 1.78 | 8.5 | 7
Live | 217398020 |  | 9.5 | 14.5 | 33090 | 35288 | 33200 | 2.61 | 2.14 | 41888 | 3.23 | 1.78 | 8.5 | 7
Live | 217398019 |  | 9.5 | 14.5 | 33090 | 35288 | 33200 | 2.61 | 2.14 | 41888 | 3.23 | 1.78 | 8.5 | 7
Live | 217398018 |  | 9.5 | 14.5 | 33090 | 35288 | 33200 | 2.61 | 2.14 | 41888 | 3.23 | 1.78 | 8.5 | 7
Live | 217398017 |  | 9.5 | 14.5 | 33090 | 35288 | 33200 | 2.61 | 2.14 | 41888 | 3.23 | 1.78 | 8.5 | 7
Live | 217398016 |  | 9.5 | 14.5 | 33090 | 35288 | 33200 | 2.61 | 2.14 | 41888 | 3.23 | 1.78 | 8.5 | 7
Live | 217398015 |  | 9.5 | 14.5 | 33090 | 35288 | 33200 | 2.61 | 2.14 | 41888 | 3.23 | 1.78 | 8.5 | 7
Live | 217398014 |  | 9.5 | 15.2 | 33321 | 35288 | 33200 | 2.62 | 2.15 | 41664 | 3.23 | 1.76 | 8.5 | 7
Live | 217398472 |  | 9.5 | 15 | 33321 | 35288 | 33400 | 2.62 | 2.12 | 41888 | 3.23 | 1.76 | 8.5 | 7
Live | 217398013 |  | 9.5 | 15.2 | 33321 | 35288 | 33200 | 2.62 | 2.15 | 41664 | 3.23 | 1.76 | 8.5 | 7
Live | 217398471 |  | 9.5 | 15 | 33321 | 35288 | 33400 | 2.62 | 2.12 | 41888 | 3.23 | 1.76 | 8.5 | 7
Live | 217398012 |  | 9.5 | 15.2 | 33321 | 35288 | 33200 | 2.62 | 2.15 | 41664 | 3.23 | 1.76 | 8.5 | 7
Live | 217398470 |  | 9.5 | 15 | 33321 | 35288 | 33400 | 2.62 | 2.12 | 41888 | 3.23 | 1.76 | 8.5 | 7
Live | 217398469 |  | 9.5 | 15 | 33321 | 35288 | 33400 | 2.62 | 2.12 | 41888 | 3.23 | 1.76 | 8.5 | 7
Live | 217398011 |  | 9.5 | 15.2 | 33321 | 35288 | 33200 | 2.62 | 2.15 | 41664 | 3.23 | 1.76 | 8.5 | 7
Live | 217398468 |  | 9.5 | 15 | 33321 | 35288 | 33400 | 2.62 | 2.12 | 41888 | 3.23 | 1.76 | 8.5 | 7
Live | 217398010 |  | 9.5 | 15.2 | 33321 | 35288 | 33200 | 2.62 | 2.15 | 41664 | 3.23 | 1.76 | 8.5 | 7
Live | 217398467 |  | 9.5 | 15 | 33321 | 35288 | 33400 | 2.62 | 2.12 | 41888 | 3.23 | 1.76 | 8.5 | 7
Live | 217398009 |  | 9.5 | 15.2 | 33321 | 35288 | 33200 | 2.62 | 2.15 | 41664 | 3.23 | 1.76 | 8.5 | 7
Live | 217398466 |  | 9.5 | 15 | 33321 | 35288 | 33400 | 2.62 | 2.12 | 41888 | 3.23 | 1.76 | 8.5 | 7
Live | 217398008 |  | 9.5 | 15.2 | 33321 | 35288 | 33200 | 2.62 | 2.15 | 41664 | 3.23 | 1.76 | 8.5 | 7
Live | 217398465 |  | 9.5 | 15 | 33321 | 35288 | 33400 | 2.62 | 2.12 | 41888 | 3.23 | 1.76 | 8.5 | 7
Live | 217398007 |  | 9.5 | 15.2 | 33321 | 35288 | 33200 | 2.62 | 2.15 | 41664 | 3.23 | 1.76 | 8.5 | 7
Live | 217398006 |  | 9.8 | 15.5 | 35404 | 34958 | 32600 | 2.7 | 2.33 | 40992 | 3.69 | 1.98 | 9 | 7.5
Live | 217398005 |  | 9.8 | 15.5 | 35404 | 34958 | 32600 | 2.7 | 2.33 | 40992 | 3.69 | 1.98 | 9 | 7.5
Live | 217398004 |  | 9.8 | 15.5 | 35404 | 34958 | 32600 | 2.7 | 2.33 | 40992 | 3.69 | 1.98 | 9 | 7.5
Live | 217398003 |  | 9.8 | 15.5 | 35404 | 34958 | 32600 | 2.7 | 2.33 | 40992 | 3.69 | 1.98 | 9 | 7.5
Live | 217398002 |  | 9.8 | 15.5 | 35404 | 34958 | 32600 | 2.7 | 2.33 | 40992 | 3.69 | 1.98 | 9 | 7.5
Live | 217398001 |  | 9.8 | 15.5 | 35404 | 34958 | 32600 | 2.7 | 2.33 | 40992 | 3.69 | 1.98 | 9 | 7.5
Live | 217398000 |  | 9.8 | 15.5 | 35404 | 34958 | 32600 | 2.7 | 2.33 | 40992 | 3.69 | 1.98 | 9 | 7.5
Live | 217397999 |  | 9.8 | 15.5 | 35404 | 34958 | 32600 | 2.7 | 2.33 | 40992 | 3.69 | 1.98 | 9 | 7.5
Live | 217397998 |  | 9.8 | 14.5 | 34247 | 34958 | 32600 | 2.7 | 2.3 | 40992 | 3.5 | 1.84 | 8.5 | 7.5
Live | 217397997 |  | 9.8 | 14.5 | 34247 | 34958 | 32600 | 2.7 | 2.3 | 40992 | 3.5 | 1.84 | 8.5 | 7.5
Live | 217397996 |  | 9.8 | 14.5 | 34247 | 34958 | 32600 | 2.7 | 2.3 | 40992 | 3.5 | 1.84 | 8.5 | 7.5
Live | 217397995 |  | 9.8 | 14.5 | 34247 | 34958 | 32600 | 2.7 | 2.3 | 40992 | 3.5 | 1.84 | 8.5 | 7.5
Live | 217397994 |  | 9.8 | 14.5 | 34247 | 34958 | 32600 | 2.7 | 2.3 | 40992 | 3.5 | 1.84 | 8.5 | 7.5
Live | 217397993 |  | 9.8 | 14.5 | 34247 | 34958 | 32600 | 2.7 | 2.3 | 40992 | 3.5 | 1.84 | 8.5 | 7.5
Live | 217397992 |  | 9.8 | 14.5 | 34247 | 34958 | 32600 | 2.7 | 2.3 | 40992 | 3.5 | 1.84 | 8.5 | 7.5
Live | 217397991 |  | 9.8 | 14.5 | 34247 | 34958 | 32600 | 2.7 | 2.3 | 40992 | 3.5 | 1.84 | 8.5 | 7.5
Live | 217397990 |  | 9.8 | 14.5 | 34247 | 34958 | 32600 | 2.7 | 2.3 | 40992 | 3.48 | 1.84 | 8.5 | 7.5
Live | 217397989 |  | 9.8 | 14.5 | 34247 | 34958 | 32600 | 2.7 | 2.3 | 40992 | 3.48 | 1.84 | 8.5 | 7.5
Live | 217397988 |  | 9.8 | 14.5 | 34247 | 34958 | 32600 | 2.7 | 2.3 | 40992 | 3.48 | 1.84 | 8.5 | 7.5
Live | 217397987 |  | 9.8 | 14.5 | 34247 | 34958 | 32600 | 2.7 | 2.3 | 40992 | 3.48 | 1.84 | 8.5 | 7.5
Live | 217397986 |  | 9.8 | 14.5 | 34247 | 34958 | 32600 | 2.7 | 2.3 | 40992 | 3.48 | 1.84 | 8.5 | 7.5
Live | 217397985 |  | 9.8 | 14.5 | 34247 | 34958 | 32600 | 2.7 | 2.3 | 40992 | 3.48 | 1.84 | 8.5 | 7.5
Live | 217397984 |  | 9.8 | 14.5 | 34247 | 34958 | 32600 | 2.7 | 2.3 | 40992 | 3.48 | 1.84 | 8.5 | 7.5
Live | 217397983 |  | 9.8 | 14.5 | 34247 | 34958 | 32600 | 2.7 | 2.3 | 40992 | 3.48 | 1.84 | 8.5 | 7.5
Live | 217397982 |  | 10 | 16 | 34478 | 34629 | 32400 | 2.75 | 2.31 | 40768 | 3.55 | 1.94 | 9 | 7.5
Live | 217397981 |  | 10 | 16 | 34478 | 34629 | 32400 | 2.75 | 2.31 | 40768 | 3.55 | 1.94 | 9 | 7.5
Live | 217397980 |  | 10 | 16 | 34478 | 34629 | 32400 | 2.75 | 2.31 | 40768 | 3.55 | 1.94 | 9 | 7.5
Live | 217397979 |  | 10 | 16 | 34478 | 34629 | 32400 | 2.75 | 2.31 | 40768 | 3.55 | 1.94 | 9 | 7.5
Live | 217397978 |  | 10 | 16 | 34478 | 34629 | 32400 | 2.75 | 2.31 | 40768 | 3.55 | 1.94 | 9 | 7.5
Live | 217397977 |  | 10 | 16 | 34478 | 34629 | 32400 | 2.75 | 2.31 | 40768 | 3.55 | 1.94 | 9 | 7.5
Live | 217397976 |  | 10 | 16 | 34478 | 34629 | 32400 | 2.75 | 2.31 | 40768 | 3.55 | 1.94 | 9 | 7.5
Live | 217397975 |  | 10 | 16 | 34478 | 34629 | 32400 | 2.75 | 2.31 | 40768 | 3.55 | 1.94 | 9 | 7.5
Live | 217397974 |  | 9.8 | 16 | 34478 | 34629 | 32600 | 2.7 | 2.31 | 40992 | 3.54 | 1.94 | 9 | 7.5
Live | 217397973 |  | 9.8 | 16 | 34478 | 34629 | 32600 | 2.7 | 2.31 | 40992 | 3.54 | 1.94 | 9 | 7.5
Live | 217397972 |  | 9.8 | 16 | 34478 | 34629 | 32600 | 2.7 | 2.31 | 40992 | 3.54 | 1.94 | 9 | 7.5
Live | 217397971 |  | 9.8 | 16 | 34478 | 34629 | 32600 | 2.7 | 2.31 | 40992 | 3.54 | 1.94 | 9 | 7.5
Live | 217397970 |  | 9.8 | 16 | 34478 | 34629 | 32600 | 2.7 | 2.31 | 40992 | 3.54 | 1.94 | 9 | 7.5
Live | 217398424 |  | 9.5 | 15 | 33321 | 35288 | 33400 | 2.62 | 2.12 | 41888 | 3.23 | 1.76 | 8.5 | 7
Live | 217397969 |  | 9.8 | 16 | 34478 | 34629 | 32600 | 2.7 | 2.31 | 40992 | 3.54 | 1.94 | 9 | 7.5
Live | 217398423 |  | 9.5 | 15 | 33321 | 35288 | 33400 | 2.62 | 2.12 | 41888 | 3.23 | 1.76 | 8.5 | 7
Live | 217397968 |  | 9.8 | 16 | 34478 | 34629 | 32600 | 2.7 | 2.31 | 40992 | 3.54 | 1.94 | 9 | 7.5
Live | 217398422 |  | 9.5 | 15 | 33321 | 35288 | 33400 | 2.62 | 2.12 | 41888 | 3.23 | 1.76 | 8.5 | 7
Live | 217397967 |  | 9.8 | 16 | 34478 | 34629 | 32600 | 2.7 | 2.31 | 40992 | 3.54 | 1.94 | 9 | 7.5
Live | 217398421 |  | 9.5 | 15 | 33321 | 35288 | 33400 | 2.62 | 2.12 | 41888 | 3.23 | 1.76 | 8.5 | 7
Live | 217397966 |  | 10 | 16 | 34478 | 34629 | 32400 | 2.75 | 2.31 | 40768 | 3.55 | 1.94 | 9 | 7.5
Live | 217398420 |  | 9.5 | 15 | 33321 | 35288 | 33400 | 2.62 | 2.12 | 41888 | 3.23 | 1.76 | 8.5 | 7
Live | 217398419 |  | 9.5 | 15 | 33321 | 35288 | 33400 | 2.62 | 2.12 | 41888 | 3.23 | 1.76 | 8.5 | 7
Live | 217397965 |  | 10 | 16 | 34478 | 34629 | 32400 | 2.75 | 2.31 | 40768 | 3.55 | 1.94 | 9 | 7.5
Live | 217398418 |  | 9.5 | 15 | 33321 | 35288 | 33400 | 2.62 | 2.12 | 41888 | 3.23 | 1.76 | 8.5 | 7
Live | 217397964 |  | 10 | 16 | 34478 | 34629 | 32400 | 2.75 | 2.31 | 40768 | 3.55 | 1.94 | 9 | 7.5
Live | 217398417 |  | 9.8 | 16 | 33321 | 35288 | 33400 | 2.7 | 2.12 | 41888 | 3.21 | 1.75 | 8.1 | 7
Live | 217397963 |  | 10 | 16 | 34478 | 34629 | 32400 | 2.75 | 2.31 | 40768 | 3.55 | 1.94 | 9 | 7.5
Live | 217398416 |  | 9.8 | 16 | 33321 | 35288 | 33400 | 2.7 | 2.12 | 41888 | 3.21 | 1.75 | 8.1 | 7
Live | 217397962 |  | 10 | 16 | 34478 | 34629 | 32400 | 2.75 | 2.31 | 40768 | 3.55 | 1.94 | 9 | 7.5
Live | 217398415 |  | 9.8 | 16 | 33321 | 35288 | 33400 | 2.7 | 2.12 | 41888 | 3.21 | 1.75 | 8.1 | 7
Live | 217397961 |  | 10 | 16 | 34478 | 34629 | 32400 | 2.75 | 2.31 | 40768 | 3.55 | 1.94 | 9 | 7.5
Live | 217398414 |  | 9.8 | 16 | 33321 | 35288 | 33400 | 2.7 | 2.12 | 41888 | 3.21 | 1.75 | 8.1 | 7
Live | 217397960 |  | 10 | 16 | 34478 | 34629 | 32400 | 2.75 | 2.31 | 40768 | 3.55 | 1.94 | 9 | 7.5
Live | 217398413 |  | 9.8 | 16 | 33321 | 35288 | 33400 | 2.7 | 2.12 | 41888 | 3.21 | 1.75 | 8.1 | 7
Live | 217397959 |  | 10 | 16 | 34478 | 34629 | 32400 | 2.75 | 2.31 | 40768 | 3.55 | 1.94 | 9 | 7.5
Live | 217398412 |  | 9.8 | 16 | 33321 | 35288 | 33400 | 2.7 | 2.12 | 41888 | 3.21 | 1.75 | 8.1 | 7
Live | 217397958 |  | 9.8 | 16 | 34478 | 34629 | 32600 | 2.7 | 2.31 | 40992 | 3.54 | 1.94 | 9 | 7.5
Live | 217398411 |  | 9.8 | 16 | 33321 | 35288 | 33400 | 2.7 | 2.12 | 41888 | 3.21 | 1.75 | 8.1 | 7
Live | 217397957 |  | 9.8 | 16 | 34478 | 34629 | 32600 | 2.7 | 2.31 | 40992 | 3.54 | 1.94 | 9 | 7.5
Live | 217398410 |  | 9.8 | 16 | 33321 | 35288 | 33400 | 2.7 | 2.12 | 41888 | 3.21 | 1.75 | 8.1 | 7
Live | 217397956 |  | 9.8 | 16 | 34478 | 34629 | 32600 | 2.7 | 2.31 | 40992 | 3.54 | 1.94 | 9 | 7.5
Live | 217397955 |  | 9.8 | 16 | 34478 | 34629 | 32600 | 2.7 | 2.31 | 40992 | 3.54 | 1.94 | 9 | 7.5
Live | 217397954 |  | 9.8 | 16 | 34478 | 34629 | 32600 | 2.7 | 2.31 | 40992 | 3.54 | 1.94 | 9 | 7.5
Live | 217397953 |  | 9.8 | 16 | 34478 | 34629 | 32600 | 2.7 | 2.31 | 40992 | 3.54 | 1.94 | 9 | 7.5
Live | 217397952 |  | 9.8 | 16 | 34478 | 34629 | 32600 | 2.7 | 2.31 | 40992 | 3.54 | 1.94 | 9 | 7.5
Live | 217397951 |  | 9.8 | 16 | 34478 | 34629 | 32600 | 2.7 | 2.31 | 40992 | 3.54 | 1.94 | 9 | 7.5
Live | 217397950 |  | 9.8 | 15.5 | 34247 | 34958 | 32600 | 2.7 | 2.3 | 40992 | 3.48 | 1.94 | 9 | 7.5
Live | 217397949 |  | 9.8 | 15.5 | 34247 | 34958 | 32600 | 2.7 | 2.3 | 40992 | 3.48 | 1.94 | 9 | 7.5
Live | 217398401 |  | 9.8 | 16 | 33321 | 35288 | 33400 | 2.7 | 2.12 | 41888 | 3.21 | 1.75 | 8.1 | 7
Live | 217397948 |  | 9.8 | 15.5 | 34247 | 34958 | 32600 | 2.7 | 2.3 | 40992 | 3.48 | 1.94 | 9 | 7.5
Live | 217398400 |  | 9.8 | 16 | 33321 | 35288 | 33400 | 2.7 | 2.12 | 41888 | 3.21 | 1.75 | 8.1 | 7
Live | 217397947 |  | 9.8 | 15.5 | 34247 | 34958 | 32600 | 2.7 | 2.3 | 40992 | 3.48 | 1.94 | 9 | 7.5
Live | 217398399 |  | 9.8 | 16 | 33321 | 35288 | 33400 | 2.7 | 2.12 | 41888 | 3.21 | 1.75 | 8.1 | 7
Live | 217397946 |  | 9.8 | 15.5 | 34247 | 34958 | 32600 | 2.7 | 2.3 | 40992 | 3.48 | 1.94 | 9 | 7.5
Live | 217398398 |  | 9.8 | 16 | 33321 | 35288 | 33400 | 2.7 | 2.12 | 41888 | 3.21 | 1.75 | 8.1 | 7
Live | 217397945 |  | 9.8 | 15.5 | 34247 | 34958 | 32600 | 2.7 | 2.3 | 40992 | 3.48 | 1.94 | 9 | 7.5
Live | 217397553 |  | 10 | 16 | 34941 | 34629 | 32200 | 2.75 | 2.37 | 40320 | 3.6 | 1.98 | 9 | 7.5
Live | 217398397 |  | 9.8 | 16 | 33321 | 35288 | 33400 | 2.7 | 2.12 | 41888 | 3.21 | 1.75 | 8.1 | 7
Live | 217397944 |  | 9.8 | 15.5 | 34247 | 34958 | 32600 | 2.7 | 2.3 | 40992 | 3.48 | 1.94 | 9 | 7.5
Live | 217398396 |  | 9.8 | 16 | 33321 | 35288 | 33400 | 2.7 | 2.12 | 41888 | 3.21 | 1.75 | 8.1 | 7
Live | 217397552 |  | 10 | 16 | 34941 | 34629 | 32200 | 2.75 | 2.37 | 40320 | 3.6 | 1.98 | 9 | 7.5
Live | 217397943 |  | 9.8 | 15.5 | 34247 | 34958 | 32600 | 2.7 | 2.3 | 40992 | 3.48 | 1.94 | 9 | 7.5
Live | 217398395 |  | 9.8 | 16 | 33321 | 35288 | 33400 | 2.7 | 2.12 | 41888 | 3.21 | 1.75 | 8.1 | 7
Live | 217397942 |  | 9.5 | 15 | 34015 | 34958 | 32600 | 2.62 | 2.28 | 40992 | 3.44 | 1.84 | 8.5 | 7.5
Live | 217397551 |  | 10 | 16 | 34941 | 34629 | 32200 | 2.75 | 2.37 | 40320 | 3.6 | 1.98 | 9 | 7.5
Live | 217398394 |  | 9.8 | 16 | 33321 | 35288 | 33400 | 2.7 | 2.12 | 41888 | 3.21 | 1.75 | 8.1 | 7
Live | 217397941 |  | 9.5 | 15 | 34015 | 34958 | 32600 | 2.62 | 2.28 | 40992 | 3.44 | 1.84 | 8.5 | 7.5
Live | 217397940 |  | 9.5 | 15 | 34015 | 34958 | 32600 | 2.62 | 2.28 | 40992 | 3.44 | 1.84 | 8.5 | 7.5
Live | 217397550 |  | 10 | 16 | 34941 | 34629 | 32200 | 2.75 | 2.37 | 40320 | 3.6 | 1.98 | 9 | 7.5
Live | 217397939 |  | 9.5 | 15 | 34015 | 34958 | 32600 | 2.62 | 2.28 | 40992 | 3.44 | 1.84 | 8.5 | 7.5
Live | 217397549 |  | 10 | 16 | 34941 | 34629 | 32200 | 2.75 | 2.37 | 40320 | 3.6 | 1.98 | 9 | 7.5
Live | 217397938 |  | 9.5 | 15 | 34015 | 34958 | 32600 | 2.62 | 2.28 | 40992 | 3.44 | 1.84 | 8.5 | 7.5
Live | 217397937 |  | 9.5 | 15 | 34015 | 34958 | 32600 | 2.62 | 2.28 | 40992 | 3.44 | 1.84 | 8.5 | 7.5
Live | 217397548 |  | 10 | 16 | 34941 | 34629 | 32200 | 2.75 | 2.37 | 40320 | 3.6 | 1.98 | 9 | 7.5
Live | 217397936 |  | 9.5 | 15 | 34015 | 34958 | 32600 | 2.62 | 2.28 | 40992 | 3.44 | 1.84 | 8.5 | 7.5
Live | 217397547 |  | 10 | 16 | 34941 | 34629 | 32200 | 2.75 | 2.37 | 40320 | 3.6 | 1.98 | 9 | 7.5
Live | 217397935 |  | 9.5 | 15 | 34015 | 34958 | 32600 | 2.62 | 2.28 | 40992 | 3.44 | 1.84 | 8.5 | 7.5
Live | 217397934 |  | 9.5 | 15 | 34015 | 34958 | 32800 | 2.62 | 2.26 | 41216 | 3.44 | 1.82 | 8.5 | 7.5
Live | 217397546 |  | 10 | 16.5 | 34941 | 34299 | 32200 | 2.75 | 2.38 | 40320 | 3.65 | 1.98 | 9 | 7.5
Live | 217397933 |  | 9.5 | 15 | 34015 | 34958 | 32800 | 2.62 | 2.26 | 41216 | 3.44 | 1.82 | 8.5 | 7.5
Live | 217398385 |  | 9.5 | 16 | 33321 | 35288 | 33400 | 2.62 | 2.12 | 41888 | 3.23 | 1.76 | 8.5 | 7
Live | 217397545 |  | 10 | 16.5 | 34941 | 34299 | 32200 | 2.75 | 2.38 | 40320 | 3.65 | 1.98 | 9 | 7.5
Live | 217397932 |  | 9.5 | 15 | 34015 | 34958 | 32800 | 2.62 | 2.26 | 41216 | 3.44 | 1.82 | 8.5 | 7.5
Live | 217398384 |  | 9.5 | 16 | 33321 | 35288 | 33400 | 2.62 | 2.12 | 41888 | 3.23 | 1.76 | 8.5 | 7
Live | 217397931 |  | 9.5 | 15 | 34015 | 34958 | 32800 | 2.62 | 2.26 | 41216 | 3.44 | 1.82 | 8.5 | 7.5
Live | 217397544 |  | 10 | 16.5 | 34941 | 34299 | 32200 | 2.75 | 2.38 | 40320 | 3.65 | 1.98 | 9 | 7.5
Live | 217398383 |  | 9.5 | 16 | 33321 | 35288 | 33400 | 2.62 | 2.12 | 41888 | 3.23 | 1.76 | 8.5 | 7
Live | 217397930 |  | 9.5 | 15 | 34015 | 34958 | 32800 | 2.62 | 2.26 | 41216 | 3.44 | 1.82 | 8.5 | 7.5
Live | 217397929 |  | 9.5 | 15 | 34015 | 34958 | 32800 | 2.62 | 2.26 | 41216 | 3.44 | 1.82 | 8.5 | 7.5
Live | 217397543 |  | 10 | 16.5 | 34941 | 34299 | 32200 | 2.75 | 2.38 | 40320 | 3.65 | 1.98 | 9 | 7.5
Live | 217398382 |  | 9.5 | 16 | 33321 | 35288 | 33400 | 2.62 | 2.12 | 41888 | 3.23 | 1.76 | 8.5 | 7
Live | 217397542 |  | 10 | 16.5 | 34941 | 34299 | 32200 | 2.75 | 2.38 | 40320 | 3.65 | 1.98 | 9 | 7.5
Live | 217398381 |  | 9.5 | 16 | 33321 | 35288 | 33400 | 2.62 | 2.12 | 41888 | 3.23 | 1.76 | 8.5 | 7
Live | 217397928 |  | 9.5 | 15 | 34015 | 34958 | 32800 | 2.62 | 2.26 | 41216 | 3.44 | 1.82 | 8.5 | 7.5
Live | 217397541 |  | 10 | 16.5 | 34941 | 34299 | 32200 | 2.75 | 2.38 | 40320 | 3.65 | 1.98 | 9 | 7.5
Live | 217398380 |  | 9.5 | 16 | 33321 | 35288 | 33400 | 2.62 | 2.12 | 41888 | 3.23 | 1.76 | 8.5 | 7
Live | 217397927 |  | 9.5 | 15 | 34015 | 34958 | 32800 | 2.62 | 2.26 | 41216 | 3.44 | 1.82 | 8.5 | 7.5
Live | 217397540 |  | 10 | 16.5 | 34941 | 34299 | 32200 | 2.75 | 2.38 | 40320 | 3.65 | 1.98 | 9 | 7.5
Live | 217398379 |  | 9.5 | 16 | 33321 | 35288 | 33400 | 2.62 | 2.12 | 41888 | 3.23 | 1.76 | 8.5 | 7
Live | 217397926 |  | 10 | 16 | 34478 | 34629 | 32400 | 2.75 | 2.31 | 40768 | 3.52 | 1.94 | 9 | 7.5
Live | 217397077 |  | 10 | 15.5 | 34247 | 34958 | 32800 | 2.76 | 2.26 | 41216 | 3.48 | 1.82 | 8.5 | 7.5
Live | 217397539 |  | 10 | 16.5 | 34941 | 34299 | 32200 | 2.75 | 2.38 | 40320 | 3.65 | 1.98 | 9 | 7.5
Live | 217398378 |  | 9.5 | 16 | 33321 | 35288 | 33400 | 2.62 | 2.12 | 41888 | 3.23 | 1.76 | 8.5 | 7
Live | 217397925 |  | 10 | 16 | 34478 | 34629 | 32400 | 2.75 | 2.31 | 40768 | 3.52 | 1.94 | 9 | 7.5
Live | 217397538 |  | 10 | 16.5 | 34710 | 34299 | 32200 | 2.76 | 2.37 | 40320 | 3.6 | 1.96 | 9 | 7.5
Live | 217397076 |  | 10 | 15.5 | 34247 | 34958 | 32800 | 2.76 | 2.26 | 41216 | 3.48 | 1.82 | 8.5 | 7.5
Live | 217398377 |  | 9.8 | 16 | 33321 | 35288 | 33400 | 2.7 | 2.11 | 41888 | 3.21 | 1.75 | 8.1 | 7
Live | 217397924 |  | 10 | 16 | 34478 | 34629 | 32400 | 2.75 | 2.31 | 40768 | 3.52 | 1.94 | 9 | 7.5
Live | 217397537 |  | 10 | 16.5 | 34710 | 34299 | 32200 | 2.76 | 2.37 | 40320 | 3.6 | 1.96 | 9 | 7.5
Live | 217398376 |  | 9.8 | 16 | 33321 | 35288 | 33400 | 2.7 | 2.11 | 41888 | 3.21 | 1.75 | 8.1 | 7
Live | 217397075 |  | 10 | 15.5 | 34247 | 34958 | 32800 | 2.76 | 2.26 | 41216 | 3.48 | 1.82 | 8.5 | 7.5
Live | 217397923 |  | 10 | 16 | 34478 | 34629 | 32400 | 2.75 | 2.31 | 40768 | 3.52 | 1.94 | 9 | 7.5
Live | 217397536 |  | 10 | 16.5 | 34710 | 34299 | 32200 | 2.76 | 2.37 | 40320 | 3.6 | 1.96 | 9 | 7.5
Live | 217398375 |  | 9.8 | 16 | 33321 | 35288 | 33400 | 2.7 | 2.11 | 41888 | 3.21 | 1.75 | 8.1 | 7
Live | 217397922 |  | 10 | 16 | 34478 | 34629 | 32400 | 2.75 | 2.31 | 40768 | 3.52 | 1.94 | 9 | 7.5
Live | 217397074 |  | 10 | 15.5 | 34247 | 34958 | 32800 | 2.76 | 2.26 | 41216 | 3.48 | 1.82 | 8.5 | 7.5
Live | 217397535 |  | 10 | 16.5 | 34710 | 34299 | 32200 | 2.76 | 2.37 | 40320 | 3.6 | 1.96 | 9 | 7.5
Live | 217397921 |  | 10 | 16 | 34478 | 34629 | 32400 | 2.75 | 2.31 | 40768 | 3.52 | 1.94 | 9 | 7.5
Live | 217398374 |  | 9.8 | 16 | 33321 | 35288 | 33400 | 2.7 | 2.11 | 41888 | 3.21 | 1.75 | 8.1 | 7
Live | 217397073 |  | 10 | 15.5 | 34247 | 34958 | 32800 | 2.76 | 2.26 | 41216 | 3.48 | 1.82 | 8.5 | 7.5
Live | 217397534 |  | 10 | 16.5 | 34710 | 34299 | 32200 | 2.76 | 2.37 | 40320 | 3.6 | 1.96 | 9 | 7.5
Live | 217398373 |  | 9.8 | 16 | 33321 | 35288 | 33400 | 2.7 | 2.11 | 41888 | 3.21 | 1.75 | 8.1 | 7
Live | 217397920 |  | 10 | 16 | 34478 | 34629 | 32400 | 2.75 | 2.31 | 40768 | 3.52 | 1.94 | 9 | 7.5
Live | 217397072 |  | 10 | 15.5 | 34247 | 34958 | 32800 | 2.76 | 2.26 | 41216 | 3.48 | 1.82 | 8.5 | 7.5
Live | 217397533 |  | 10 | 16.5 | 34710 | 34299 | 32200 | 2.76 | 2.37 | 40320 | 3.6 | 1.96 | 9 | 7.5
Live | 217397071 |  | 9.8 | 15.5 | 34015 | 34958 | 32800 | 2.7 | 2.24 | 41216 | 3.44 | 1.8 | 8.5 | 7.5
Live | 217398372 |  | 9.8 | 16 | 33321 | 35288 | 33400 | 2.7 | 2.11 | 41888 | 3.21 | 1.75 | 8.1 | 7
Live | 217397919 |  | 10 | 16 | 34478 | 34629 | 32400 | 2.75 | 2.31 | 40768 | 3.52 | 1.94 | 9 | 7.5
Live | 217397532 |  | 10 | 16.5 | 34710 | 34299 | 32200 | 2.76 | 2.37 | 40320 | 3.6 | 1.96 | 9 | 7.5
Live | 217397070 |  | 9.8 | 15.5 | 34015 | 34958 | 32800 | 2.7 | 2.24 | 41216 | 3.44 | 1.8 | 8.5 | 7.5
Live | 217398371 |  | 9.8 | 16 | 33321 | 35288 | 33400 | 2.7 | 2.11 | 41888 | 3.21 | 1.75 | 8.1 | 7
Live | 217397918 |  | 9.8 | 15.5 | 34247 | 34958 | 32600 | 2.7 | 2.3 | 40992 | 3.5 | 1.94 | 9 | 7.5
Live | 217397531 |  | 10 | 16.5 | 34710 | 34299 | 32200 | 2.76 | 2.37 | 40320 | 3.6 | 1.96 | 9 | 7.5
Live | 217397069 |  | 9.8 | 15.5 | 34015 | 34958 | 32800 | 2.7 | 2.24 | 41216 | 3.44 | 1.8 | 8.5 | 7.5
Live | 217397917 |  | 9.8 | 15.5 | 34247 | 34958 | 32600 | 2.7 | 2.3 | 40992 | 3.5 | 1.94 | 9 | 7.5
Live | 217397530 |  | 10 | 16 | 34941 | 34629 | 32200 | 2.75 | 2.38 | 40320 | 3.65 | 1.98 | 9 | 7.5
Live | 217398370 |  | 9.8 | 16 | 33321 | 35288 | 33400 | 2.7 | 2.11 | 41888 | 3.21 | 1.75 | 8.1 | 7
Live | 217397068 |  | 9.8 | 15.5 | 34015 | 34958 | 32800 | 2.7 | 2.24 | 41216 | 3.44 | 1.8 | 8.5 | 7.5
Live | 217397529 |  | 10 | 16 | 34941 | 34629 | 32200 | 2.75 | 2.38 | 40320 | 3.65 | 1.98 | 9 | 7.5
Live | 217397916 |  | 9.8 | 15.5 | 34247 | 34958 | 32600 | 2.7 | 2.3 | 40992 | 3.5 | 1.94 | 9 | 7.5
Live | 217397067 |  | 9.8 | 15.5 | 34015 | 34958 | 32800 | 2.7 | 2.24 | 41216 | 3.44 | 1.8 | 8.5 | 7.5
Live | 217397528 |  | 10 | 16 | 34941 | 34629 | 32200 | 2.75 | 2.38 | 40320 | 3.65 | 1.98 | 9 | 7.5
Live | 217397915 |  | 9.8 | 15.5 | 34247 | 34958 | 32600 | 2.7 | 2.3 | 40992 | 3.5 | 1.94 | 9 | 7.5
Live | 217397527 |  | 10 | 16 | 34941 | 34629 | 32200 | 2.75 | 2.38 | 40320 | 3.65 | 1.98 | 9 | 7.5
Live | 217397066 |  | 9.8 | 15.5 | 34015 | 34958 | 32800 | 2.7 | 2.24 | 41216 | 3.44 | 1.8 | 8.5 | 7.5
Live | 217397526 |  | 10 | 16 | 34941 | 34629 | 32200 | 2.75 | 2.38 | 40320 | 3.65 | 1.98 | 9 | 7.5
Live | 217397914 |  | 9.8 | 15.5 | 34247 | 34958 | 32600 | 2.7 | 2.3 | 40992 | 3.5 | 1.94 | 9 | 7.5
Live | 217397065 |  | 9.8 | 15.5 | 34015 | 34958 | 32800 | 2.7 | 2.24 | 41216 | 3.44 | 1.8 | 8.5 | 7.5
Live | 217397525 |  | 10 | 16 | 34941 | 34629 | 32200 | 2.75 | 2.38 | 40320 | 3.65 | 1.98 | 9 | 7.5
Live | 217397913 |  | 9.8 | 15.5 | 34247 | 34958 | 32600 | 2.7 | 2.3 | 40992 | 3.5 | 1.94 | 9 | 7.5
Live | 217397064 |  | 9.8 | 15.5 | 34015 | 34958 | 32800 | 2.7 | 2.24 | 41216 | 3.44 | 1.8 | 8.5 | 7.5
Live | 217397524 |  | 10 | 16 | 34941 | 34629 | 32200 | 2.75 | 2.38 | 40320 | 3.65 | 1.98 | 9 | 7.5
Live | 217397912 |  | 9.8 | 15.5 | 34247 | 34958 | 32600 | 2.7 | 2.3 | 40992 | 3.5 | 1.94 | 9 | 7.5
Live | 217397911 |  | 9.8 | 15.5 | 34247 | 34958 | 32600 | 2.7 | 2.3 | 40992 | 3.5 | 1.94 | 9 | 7.5
Live | 217397523 |  | 10 | 16 | 34941 | 34629 | 32200 | 2.75 | 2.38 | 40320 | 3.65 | 1.98 | 9 | 7.5
Live | 217397063 |  | 9.8 | 15.5 | 33784 | 34958 | 33000 | 2.7 | 2.23 | 41440 | 3.35 | 1.8 | 8.5 | 7.5
Live | 217397910 |  | 10 | 16 | 34478 | 34629 | 32400 | 2.75 | 2.31 | 40768 | 3.55 | 1.94 | 9 | 7.5
Live | 217397522 |  | 10 | 16 | 34478 | 34629 | 32200 | 2.75 | 2.35 | 40320 | 3.56 | 1.96 | 9 | 7.5
Live | 217397062 |  | 9.8 | 15.5 | 33784 | 34958 | 33000 | 2.7 | 2.23 | 41440 | 3.35 | 1.8 | 8.5 | 7.5
Live | 217397521 |  | 10 | 16 | 34478 | 34629 | 32200 | 2.75 | 2.35 | 40320 | 3.56 | 1.96 | 9 | 7.5
Live | 217397061 |  | 9.8 | 15.5 | 33784 | 34958 | 33000 | 2.7 | 2.23 | 41440 | 3.35 | 1.8 | 8.5 | 7.5
Live | 217397909 |  | 10 | 16 | 34478 | 34629 | 32400 | 2.75 | 2.31 | 40768 | 3.55 | 1.94 | 9 | 7.5
Live | 217397520 |  | 10 | 16 | 34478 | 34629 | 32200 | 2.75 | 2.35 | 40320 | 3.56 | 1.96 | 9 | 7.5
Live | 217397908 |  | 10 | 16 | 34478 | 34629 | 32400 | 2.75 | 2.31 | 40768 | 3.55 | 1.94 | 9 | 7.5
Live | 217397060 |  | 9.8 | 15.5 | 33784 | 34958 | 33000 | 2.7 | 2.23 | 41440 | 3.35 | 1.8 | 8.5 | 7.5
Live | 217397519 |  | 10 | 16 | 34478 | 34629 | 32200 | 2.75 | 2.35 | 40320 | 3.56 | 1.96 | 9 | 7.5
Live | 217397518 |  | 10 | 16 | 34478 | 34629 | 32200 | 2.75 | 2.35 | 40320 | 3.56 | 1.96 | 9 | 7.5
Live | 217397059 |  | 9.8 | 15.5 | 33784 | 34958 | 33000 | 2.7 | 2.23 | 41440 | 3.35 | 1.8 | 8.5 | 7.5
Live | 217397907 |  | 10 | 16 | 34478 | 34629 | 32400 | 2.75 | 2.31 | 40768 | 3.55 | 1.94 | 9 | 7.5
Live | 217397906 |  | 10 | 16 | 34478 | 34629 | 32400 | 2.75 | 2.31 | 40768 | 3.55 | 1.94 | 9 | 7.5
Live | 217397517 |  | 10 | 16 | 34478 | 34629 | 32200 | 2.75 | 2.35 | 40320 | 3.56 | 1.96 | 9 | 7.5
Live | 217397058 |  | 9.8 | 15.5 | 33784 | 34958 | 33000 | 2.7 | 2.23 | 41440 | 3.35 | 1.8 | 8.5 | 7.5
Live | 217397516 |  | 10 | 16 | 34478 | 34629 | 32200 | 2.75 | 2.35 | 40320 | 3.56 | 1.96 | 9 | 7.5
Live | 217397905 |  | 10 | 16 | 34478 | 34629 | 32400 | 2.75 | 2.31 | 40768 | 3.55 | 1.94 | 9 | 7.5
Live | 217397057 |  | 9.8 | 15.5 | 33784 | 34958 | 33000 | 2.7 | 2.23 | 41440 | 3.35 | 1.8 | 8.5 | 7.5
Live | 217397515 |  | 10 | 16 | 34478 | 34629 | 32200 | 2.75 | 2.35 | 40320 | 3.56 | 1.96 | 9 | 7.5
Live | 217397904 |  | 10 | 16 | 34478 | 34629 | 32400 | 2.75 | 2.31 | 40768 | 3.55 | 1.94 | 9 | 7.5
Live | 217397056 |  | 9.8 | 15.5 | 33784 | 34958 | 33000 | 2.7 | 2.23 | 41440 | 3.35 | 1.8 | 8.5 | 7.5
Live | 217397514 |  | 9.8 | 15.5 | 34478 | 34629 | 32400 | 2.7 | 2.33 | 40544 | 3.55 | 1.96 | 9 | 7.5
Live | 217397513 |  | 9.8 | 15.5 | 34478 | 34629 | 32400 | 2.7 | 2.33 | 40544 | 3.55 | 1.96 | 9 | 7.5
Live | 217397055 |  | 9.8 | 15.5 | 33784 | 34958 | 33000 | 2.7 | 2.23 | 41440 | 3.35 | 1.8 | 8.5 | 7.5
Live | 217397903 |  | 10 | 16 | 34478 | 34629 | 32400 | 2.75 | 2.31 | 40768 | 3.55 | 1.94 | 9 | 7.5
Live | 217396601 |  | 10 | 16 | 34941 | 34299 | 32200 | 2.75 | 2.38 | 40320 | 3.65 | 1.98 | 9 | 7.5
Live | 217397902 |  | 9.8 | 16 | 34478 | 34629 | 32600 | 2.7 | 2.31 | 40992 | 3.54 | 1.94 | 9 | 7.5
Live | 217397054 |  | 9.8 | 15.5 | 33784 | 34958 | 33000 | 2.7 | 2.23 | 41440 | 3.35 | 1.8 | 8.5 | 7.5
Live | 217397512 |  | 9.8 | 15.5 | 34478 | 34629 | 32400 | 2.7 | 2.33 | 40544 | 3.55 | 1.96 | 9 | 7.5
Live | 217396600 |  | 10 | 16 | 34941 | 34299 | 32200 | 2.75 | 2.38 | 40320 | 3.65 | 1.98 | 9 | 7.5
Live | 217397901 |  | 9.8 | 16 | 34478 | 34629 | 32600 | 2.7 | 2.31 | 40992 | 3.54 | 1.94 | 9 | 7.5
Live | 217397511 |  | 9.8 | 15.5 | 34478 | 34629 | 32400 | 2.7 | 2.33 | 40544 | 3.55 | 1.96 | 9 | 7.5
Live | 217397053 |  | 9.8 | 15.5 | 33321 | 34958 | 33000 | 2.7 | 2.21 | 41440 | 3.32 | 1.8 | 8.5 | 7.5
Live | 217396599 |  | 10 | 16 | 34941 | 34299 | 32200 | 2.75 | 2.38 | 40320 | 3.65 | 1.98 | 9 | 7.5
Live | 217397510 |  | 9.8 | 15.5 | 34478 | 34629 | 32400 | 2.7 | 2.33 | 40544 | 3.55 | 1.96 | 9 | 7.5
Live | 217397900 |  | 9.8 | 16 | 34478 | 34629 | 32600 | 2.7 | 2.31 | 40992 | 3.54 | 1.94 | 9 | 7.5
Live | 217397052 |  | 9.8 | 15.5 | 33321 | 34958 | 33000 | 2.7 | 2.21 | 41440 | 3.32 | 1.8 | 8.5 | 7.5
Live | 217397509 |  | 9.8 | 15.5 | 34478 | 34629 | 32400 | 2.7 | 2.33 | 40544 | 3.55 | 1.96 | 9 | 7.5
Live | 217396598 |  | 10 | 16 | 34941 | 34299 | 32200 | 2.75 | 2.38 | 40320 | 3.65 | 1.98 | 9 | 7.5
Live | 217395649 |  | 9.8 | 15.2 | 34478 | 34629 | 32600 | 2.7 | 2.3 | 40992 | 3.5 | 1.8 | 8.5 | 7
Live | 217397899 |  | 9.8 | 16 | 34478 | 34629 | 32600 | 2.7 | 2.31 | 40992 | 3.54 | 1.94 | 9 | 7.5
Live | 217398353 |  | 9.5 | 15.2 | 33321 | 35288 | 33400 | 2.62 | 2.11 | 41888 | 3.19 | 1.75 | 8 | 7
Live | 217397051 |  | 9.8 | 15.5 | 33321 | 34958 | 33000 | 2.7 | 2.21 | 41440 | 3.32 | 1.8 | 8.5 | 7.5
Live | 217397508 |  | 9.8 | 15.5 | 34478 | 34629 | 32400 | 2.7 | 2.33 | 40544 | 3.55 | 1.96 | 9 | 7.5
Live | 217395648 |  | 9.8 | 15.2 | 34478 | 34629 | 32600 | 2.7 | 2.3 | 40992 | 3.5 | 1.8 | 8.5 | 7
Live | 217396597 |  | 10 | 16 | 34941 | 34299 | 32200 | 2.75 | 2.38 | 40320 | 3.65 | 1.98 | 9 | 7.5
Live | 217398352 |  | 9.5 | 15.2 | 33321 | 35288 | 33400 | 2.62 | 2.11 | 41888 | 3.19 | 1.75 | 8 | 7
Live | 217397898 |  | 9.8 | 16 | 34478 | 34629 | 32600 | 2.7 | 2.31 | 40992 | 3.54 | 1.94 | 9 | 7.5
Live | 217397050 |  | 9.8 | 15.5 | 33321 | 34958 | 33000 | 2.7 | 2.21 | 41440 | 3.32 | 1.8 | 8.5 | 7.5
Live | 217397507 |  | 9.8 | 15.5 | 34478 | 34629 | 32400 | 2.7 | 2.33 | 40544 | 3.55 | 1.96 | 9 | 7.5
Live | 217395647 |  | 9.8 | 15.2 | 34478 | 34629 | 32600 | 2.7 | 2.3 | 40992 | 3.5 | 1.8 | 8.5 | 7
Live | 217398351 |  | 9.5 | 15.2 | 33321 | 35288 | 33400 | 2.62 | 2.11 | 41888 | 3.19 | 1.75 | 8 | 7
Live | 217396596 |  | 10 | 16 | 34941 | 34299 | 32200 | 2.75 | 2.38 | 40320 | 3.65 | 1.98 | 9 | 7.5
Live | 217397897 |  | 9.8 | 16 | 34478 | 34629 | 32600 | 2.7 | 2.31 | 40992 | 3.54 | 1.94 | 9 | 7.5
Live | 217397049 |  | 9.8 | 15.5 | 33321 | 34958 | 33000 | 2.7 | 2.21 | 41440 | 3.32 | 1.8 | 8.5 | 7.5
Live | 217396125 |  | 9.5 | 15.2 | 33553 | 34958 | 33200 | 2.62 | 2.23 | 41888 | 3.38 | 1.8 | 8.5 | 7
Live | 217397506 |  | 10 | 15.5 | 35172 | 34299 | 32200 | 2.76 | 2.38 | 40320 | 3.67 | 1.98 | 9 | 7.5
Live | 217395646 |  | 9.8 | 15.2 | 34478 | 34629 | 32600 | 2.7 | 2.3 | 40992 | 3.5 | 1.8 | 8.5 | 7
Live | 217398350 |  | 9.5 | 15.2 | 33321 | 35288 | 33400 | 2.62 | 2.11 | 41888 | 3.19 | 1.75 | 8 | 7
Live | 217396595 |  | 10 | 16 | 34941 | 34299 | 32200 | 2.75 | 2.38 | 40320 | 3.65 | 1.98 | 9 | 7.5
Live | 217397896 |  | 9.8 | 16 | 34478 | 34629 | 32600 | 2.7 | 2.31 | 40992 | 3.54 | 1.94 | 9 | 7.5
Live | 217397048 |  | 9.8 | 15.5 | 33321 | 34958 | 33000 | 2.7 | 2.21 | 41440 | 3.32 | 1.8 | 8.5 | 7.5
Live | 217398349 |  | 9.5 | 15.2 | 33321 | 35288 | 33400 | 2.62 | 2.11 | 41888 | 3.19 | 1.75 | 8 | 7
Live | 217396124 |  | 9.5 | 15.2 | 33553 | 34958 | 33200 | 2.62 | 2.23 | 41888 | 3.38 | 1.8 | 8.5 | 7
Live | 217395645 |  | 9.8 | 15.2 | 34478 | 34629 | 32600 | 2.7 | 2.3 | 40992 | 3.5 | 1.8 | 8.5 | 7
Live | 217396594 |  | 10 | 16 | 34941 | 34299 | 32200 | 2.75 | 2.38 | 40320 | 3.65 | 1.98 | 9 | 7.5
Live | 217397895 |  | 9.8 | 16 | 34478 | 34629 | 32600 | 2.7 | 2.31 | 40992 | 3.54 | 1.94 | 9 | 7.5
Live | 217397047 |  | 9.8 | 15.5 | 33321 | 34958 | 33000 | 2.7 | 2.21 | 41440 | 3.32 | 1.8 | 8.5 | 7.5
Live | 217397505 |  | 10 | 15.5 | 35172 | 34299 | 32200 | 2.76 | 2.38 | 40320 | 3.67 | 1.98 | 9 | 7.5
Live | 217398348 |  | 9.5 | 15.2 | 33321 | 35288 | 33400 | 2.62 | 2.11 | 41888 | 3.19 | 1.75 | 8 | 7
Live | 217396123 |  | 9.5 | 15.2 | 33553 | 34958 | 33200 | 2.62 | 2.23 | 41888 | 3.38 | 1.8 | 8.5 | 7
Live | 217395644 |  | 9.8 | 15.2 | 34478 | 34629 | 32600 | 2.7 | 2.3 | 40992 | 3.5 | 1.8 | 8.5 | 7
Live | 217396593 |  | 10 | 16 | 34941 | 34299 | 32200 | 2.75 | 2.38 | 40320 | 3.65 | 1.98 | 9 | 7.5
Live | 217397894 |  | 9.8 | 15.5 | 34247 | 34958 | 32600 | 2.7 | 2.3 | 40992 | 3.48 | 1.94 | 9 | 7.5
Live | 217397046 |  | 9.8 | 15.5 | 33321 | 34958 | 33000 | 2.7 | 2.21 | 41440 | 3.32 | 1.8 | 8.5 | 7.5
Live | 217398347 |  | 9.5 | 15.2 | 33321 | 35288 | 33400 | 2.62 | 2.11 | 41888 | 3.19 | 1.75 | 8 | 7
Live | 217396122 |  | 9.5 | 15 | 33553 | 35288 | 33200 | 2.62 | 2.22 | 41888 | 3.35 | 1.78 | 8.5 | 7
Live | 217395643 |  | 9.8 | 15.2 | 34478 | 34629 | 32600 | 2.7 | 2.3 | 40992 | 3.5 | 1.8 | 8.5 | 7
Live | 217397504 |  | 10 | 15.5 | 35172 | 34299 | 32200 | 2.76 | 2.38 | 40320 | 3.67 | 1.98 | 9 | 7.5
Live | 217396592 |  | 10 | 16 | 34941 | 34299 | 32200 | 2.75 | 2.38 | 40320 | 3.65 | 1.98 | 9 | 7.5
Live | 217397045 |  | 9.5 | 15.2 | 33553 | 34958 | 33000 | 2.62 | 2.21 | 41440 | 3.34 | 1.78 | 8.5 | 7.5
Live | 217397893 |  | 9.8 | 15.5 | 34247 | 34958 | 32600 | 2.7 | 2.3 | 40992 | 3.48 | 1.94 | 9 | 7.5
Live | 217398346 |  | 9.5 | 15.2 | 33321 | 35288 | 33400 | 2.62 | 2.11 | 41888 | 3.19 | 1.75 | 8 | 7
Live | 217396121 |  | 9.5 | 15 | 33553 | 35288 | 33200 | 2.62 | 2.22 | 41888 | 3.35 | 1.78 | 8.5 | 7
Live | 217395642 |  | 9.8 | 15.2 | 34247 | 34629 | 32600 | 2.7 | 2.3 | 40992 | 3.5 | 1.8 | 8.5 | 7
Live | 217396591 |  | 10 | 16 | 34941 | 34299 | 32200 | 2.75 | 2.38 | 40320 | 3.65 | 1.98 | 9 | 7.5
Live | 217398345 |  | 9.5 | 15.2 | 33553 | 35288 | 33400 | 2.62 | 2.12 | 41888 | 3.23 | 1.76 | 8.5 | 7
Live | 217397044 |  | 9.5 | 15.2 | 33553 | 34958 | 33000 | 2.62 | 2.21 | 41440 | 3.34 | 1.78 | 8.5 | 7.5
Live | 217397892 |  | 9.8 | 15.5 | 34247 | 34958 | 32600 | 2.7 | 2.3 | 40992 | 3.48 | 1.94 | 9 | 7.5
Live | 217397503 |  | 10 | 15.5 | 35172 | 34299 | 32200 | 2.76 | 2.38 | 40320 | 3.67 | 1.98 | 9 | 7.5
Live | 217396120 |  | 9.5 | 15 | 33553 | 35288 | 33200 | 2.62 | 2.22 | 41888 | 3.35 | 1.78 | 8.5 | 7
Live | 217395641 |  | 9.8 | 15.2 | 34247 | 34629 | 32600 | 2.7 | 2.3 | 40992 | 3.5 | 1.8 | 8.5 | 7
Live | 217396590 |  | 10 | 16 | 34941 | 34299 | 32200 | 2.75 | 2.38 | 40320 | 3.65 | 1.98 | 9 | 7.5
Live | 217397043 |  | 9.5 | 15.2 | 33553 | 34958 | 33000 | 2.62 | 2.21 | 41440 | 3.34 | 1.78 | 8.5 | 7.5
Live | 217398344 |  | 9.5 | 15.2 | 33553 | 35288 | 33400 | 2.62 | 2.12 | 41888 | 3.23 | 1.76 | 8.5 | 7
Live | 217397891 |  | 9.8 | 15.5 | 34247 | 34958 | 32600 | 2.7 | 2.3 | 40992 | 3.48 | 1.94 | 9 | 7.5
Live | 217396119 |  | 9.5 | 15 | 33553 | 35288 | 33200 | 2.62 | 2.22 | 41888 | 3.35 | 1.78 | 8.5 | 7
Live | 217395640 |  | 9.8 | 15.2 | 34247 | 34629 | 32600 | 2.7 | 2.3 | 40992 | 3.5 | 1.8 | 8.5 | 7
Live | 217397502 |  | 10 | 15.5 | 35172 | 34299 | 32200 | 2.76 | 2.38 | 40320 | 3.67 | 1.98 | 9 | 7.5
Live | 217396589 |  | 10 | 16 | 34941 | 34299 | 32200 | 2.75 | 2.38 | 40320 | 3.65 | 1.98 | 9 | 7.5
Live | 217397042 |  | 9.5 | 15.2 | 33553 | 34958 | 33000 | 2.62 | 2.21 | 41440 | 3.34 | 1.78 | 8.5 | 7.5
Live | 217398343 |  | 9.5 | 15.2 | 33553 | 35288 | 33400 | 2.62 | 2.12 | 41888 | 3.23 | 1.76 | 8.5 | 7
Live | 217396118 |  | 9.5 | 15 | 33553 | 35288 | 33200 | 2.62 | 2.22 | 41888 | 3.35 | 1.78 | 8.5 | 7
Live | 217397890 |  | 9.8 | 15.5 | 34247 | 34958 | 32600 | 2.7 | 2.3 | 40992 | 3.48 | 1.94 | 9 | 7.5
Live | 217395639 |  | 9.8 | 15.2 | 34247 | 34629 | 32600 | 2.7 | 2.3 | 40992 | 3.5 | 1.8 | 8.5 | 7
Live | 217396588 |  | 10 | 16 | 34941 | 34299 | 32200 | 2.75 | 2.38 | 40320 | 3.65 | 1.98 | 9 | 7.5
Live | 217396117 |  | 9.5 | 15 | 33553 | 35288 | 33200 | 2.62 | 2.22 | 41888 | 3.35 | 1.78 | 8.5 | 7
Live | 217397041 |  | 9.5 | 15.2 | 33553 | 34958 | 33000 | 2.62 | 2.21 | 41440 | 3.34 | 1.78 | 8.5 | 7.5
Live | 217398342 |  | 9.5 | 15.2 | 33553 | 35288 | 33400 | 2.62 | 2.12 | 41888 | 3.23 | 1.76 | 8.5 | 7
Live | 217397501 |  | 10 | 15.5 | 35172 | 34299 | 32200 | 2.76 | 2.38 | 40320 | 3.67 | 1.98 | 9 | 7.5
Live | 217397889 |  | 9.8 | 15.5 | 34247 | 34958 | 32600 | 2.7 | 2.3 | 40992 | 3.48 | 1.94 | 9 | 7.5
Live | 217395638 |  | 9.8 | 15.2 | 34247 | 34629 | 32600 | 2.7 | 2.3 | 40992 | 3.5 | 1.8 | 8.5 | 7
Live | 217396587 |  | 10 | 16 | 34941 | 34299 | 32200 | 2.75 | 2.38 | 40320 | 3.65 | 1.98 | 9 | 7.5
Live | 217396116 |  | 9.5 | 15 | 33553 | 35288 | 33200 | 2.62 | 2.22 | 41888 | 3.35 | 1.78 | 8.5 | 7
Live | 217397040 |  | 9.5 | 15.2 | 33553 | 34958 | 33000 | 2.62 | 2.21 | 41440 | 3.34 | 1.78 | 8.5 | 7.5
Live | 217398341 |  | 9.5 | 15.2 | 33553 | 35288 | 33400 | 2.62 | 2.12 | 41888 | 3.23 | 1.76 | 8.5 | 7
Live | 217397888 |  | 9.8 | 15.5 | 34247 | 34958 | 32600 | 2.7 | 2.3 | 40992 | 3.48 | 1.94 | 9 | 7.5
Live | 217395637 |  | 9.8 | 15.2 | 34247 | 34629 | 32600 | 2.7 | 2.3 | 40992 | 3.5 | 1.8 | 8.5 | 7
Live | 217397500 |  | 10 | 15.5 | 35172 | 34299 | 32200 | 2.76 | 2.38 | 40320 | 3.67 | 1.98 | 9 | 7.5
Live | 217396115 |  | 9.5 | 15 | 33553 | 35288 | 33200 | 2.62 | 2.22 | 41888 | 3.35 | 1.78 | 8.5 | 7
Live | 217396586 |  | 10 | 16 | 34941 | 34299 | 32200 | 2.75 | 2.38 | 40320 | 3.65 | 1.98 | 9 | 7.5
Live | 217397039 |  | 9.5 | 15.2 | 33553 | 34958 | 33000 | 2.62 | 2.21 | 41440 | 3.34 | 1.78 | 8.5 | 7.5
Live | 217398340 |  | 9.5 | 15.2 | 33553 | 35288 | 33400 | 2.62 | 2.12 | 41888 | 3.23 | 1.76 | 8.5 | 7
Live | 217397887 |  | 9.8 | 15.5 | 34247 | 34958 | 32600 | 2.7 | 2.3 | 40992 | 3.48 | 1.94 | 9 | 7.5
Live | 217395636 |  | 9.8 | 15.2 | 34247 | 34629 | 32600 | 2.7 | 2.3 | 40992 | 3.5 | 1.8 | 8.5 | 7
Live | 217396114 |  | 9.8 | 15.2 | 34015 | 34958 | 33000 | 2.7 | 2.26 | 41664 | 3.48 | 1.78 | 8.5 | 7
Live | 217396585 |  | 10 | 16 | 34478 | 34299 | 32200 | 2.75 | 2.37 | 40320 | 3.58 | 1.96 | 9 | 7.5
Live | 217397038 |  | 9.5 | 15.2 | 33553 | 34958 | 33000 | 2.62 | 2.21 | 41440 | 3.34 | 1.78 | 8.5 | 7.5
Live | 217398339 |  | 9.5 | 15.2 | 33553 | 35288 | 33400 | 2.62 | 2.12 | 41888 | 3.23 | 1.76 | 8.5 | 7
Live | 217397499 |  | 10 | 16 | 34941 | 34299 | 32200 | 2.75 | 2.38 | 40320 | 3.62 | 1.96 | 9 | 7.5
Live | 217397886 |  | 9.5 | 15 | 34015 | 34958 | 32600 | 2.62 | 2.28 | 40992 | 3.44 | 1.84 | 8.5 | 7.5
Live | 217395635 |  | 9.8 | 15.2 | 34015 | 34629 | 32600 | 2.7 | 2.28 | 41216 | 3.44 | 1.82 | 8.5 | 7
Live | 217396113 |  | 9.8 | 15.2 | 34015 | 34958 | 33000 | 2.7 | 2.26 | 41664 | 3.48 | 1.78 | 8.5 | 7
Live | 217396584 |  | 10 | 16 | 34478 | 34299 | 32200 | 2.75 | 2.37 | 40320 | 3.58 | 1.96 | 9 | 7.5
Live | 217397037 |  | 9.5 | 15.2 | 33553 | 34958 | 33000 | 2.62 | 2.21 | 41440 | 3.34 | 1.78 | 8.5 | 7.5
Live | 217398338 |  | 9.5 | 15.2 | 33553 | 35288 | 33400 | 2.62 | 2.12 | 41888 | 3.23 | 1.76 | 8.5 | 7
Live | 217397885 |  | 9.5 | 15 | 34015 | 34958 | 32600 | 2.62 | 2.28 | 40992 | 3.44 | 1.84 | 8.5 | 7.5
Live | 217397498 |  | 10 | 16 | 34941 | 34299 | 32200 | 2.75 | 2.38 | 40320 | 3.62 | 1.96 | 9 | 7.5
Live | 217395634 |  | 9.8 | 15.2 | 34015 | 34629 | 32600 | 2.7 | 2.28 | 41216 | 3.44 | 1.82 | 8.5 | 7
Live | 217396112 |  | 9.8 | 15.2 | 34015 | 34958 | 33000 | 2.7 | 2.26 | 41664 | 3.48 | 1.78 | 8.5 | 7
Live | 217396583 |  | 10 | 16 | 34478 | 34299 | 32200 | 2.75 | 2.37 | 40320 | 3.58 | 1.96 | 9 | 7.5
Live | 217397036 |  | 9.5 | 15.2 | 33553 | 34958 | 33000 | 2.62 | 2.21 | 41440 | 3.34 | 1.78 | 8.5 | 7.5
Live | 217397884 |  | 9.5 | 15 | 34015 | 34958 | 32600 | 2.62 | 2.28 | 40992 | 3.44 | 1.84 | 8.5 | 7.5
Live | 217395633 |  | 9.8 | 15.2 | 34015 | 34629 | 32600 | 2.7 | 2.28 | 41216 | 3.44 | 1.82 | 8.5 | 7
Live | 217396111 |  | 9.8 | 15.2 | 34015 | 34958 | 33000 | 2.7 | 2.26 | 41664 | 3.48 | 1.78 | 8.5 | 7
Live | 217397497 |  | 10 | 16 | 34941 | 34299 | 32200 | 2.75 | 2.38 | 40320 | 3.62 | 1.96 | 9 | 7.5
Live | 217396582 |  | 10 | 16 | 34478 | 34299 | 32200 | 2.75 | 2.37 | 40320 | 3.58 | 1.96 | 9 | 7.5
Live | 217397035 |  | 10 | 15.5 | 34015 | 34958 | 32800 | 2.75 | 2.24 | 41216 | 3.44 | 1.8 | 8.5 | 7.5
Live | 217397883 |  | 9.5 | 15 | 34015 | 34958 | 32600 | 2.62 | 2.28 | 40992 | 3.44 | 1.84 | 8.5 | 7.5
Live | 217395632 |  | 9.8 | 15.2 | 34015 | 34629 | 32600 | 2.7 | 2.28 | 41216 | 3.44 | 1.82 | 8.5 | 7
Live | 217396110 |  | 9.8 | 15.2 | 34015 | 34958 | 33000 | 2.7 | 2.26 | 41664 | 3.48 | 1.78 | 8.5 | 7
Live | 217396581 |  | 10 | 16 | 34478 | 34299 | 32200 | 2.75 | 2.37 | 40320 | 3.58 | 1.96 | 9 | 7.5
Live | 217397882 |  | 9.5 | 15 | 34015 | 34958 | 32600 | 2.62 | 2.28 | 40992 | 3.44 | 1.84 | 8.5 | 7.5
Live | 217397034 |  | 10 | 15.5 | 34015 | 34958 | 32800 | 2.75 | 2.24 | 41216 | 3.44 | 1.8 | 8.5 | 7.5
Live | 217395631 |  | 9.8 | 15.2 | 34015 | 34629 | 32600 | 2.7 | 2.28 | 41216 | 3.44 | 1.82 | 8.5 | 7
Live | 217397496 |  | 10 | 16 | 34941 | 34299 | 32200 | 2.75 | 2.38 | 40320 | 3.62 | 1.96 | 9 | 7.5
Live | 217396109 |  | 9.8 | 15.2 | 34015 | 34958 | 33000 | 2.7 | 2.26 | 41664 | 3.48 | 1.78 | 8.5 | 7
Live | 217397881 |  | 9.5 | 15 | 34015 | 34958 | 32600 | 2.62 | 2.28 | 40992 | 3.44 | 1.84 | 8.5 | 7.5
Live | 217396580 |  | 10 | 16 | 34478 | 34299 | 32200 | 2.75 | 2.37 | 40320 | 3.58 | 1.96 | 9 | 7.5
Live | 217397033 |  | 10 | 15.5 | 34015 | 34958 | 32800 | 2.75 | 2.24 | 41216 | 3.44 | 1.8 | 8.5 | 7.5
Live | 217395630 |  | 9.8 | 15.2 | 34015 | 34629 | 32600 | 2.7 | 2.28 | 41216 | 3.44 | 1.82 | 8.5 | 7
Live | 217397880 |  | 9.5 | 15 | 34015 | 34958 | 32600 | 2.62 | 2.28 | 40992 | 3.44 | 1.84 | 8.5 | 7.5
Live | 217396108 |  | 9.8 | 15.2 | 34015 | 34958 | 33000 | 2.7 | 2.26 | 41664 | 3.48 | 1.78 | 8.5 | 7
Live | 217397495 |  | 10 | 16 | 34941 | 34299 | 32200 | 2.75 | 2.38 | 40320 | 3.62 | 1.96 | 9 | 7.5
Live | 217397032 |  | 10 | 15.5 | 34015 | 34958 | 32800 | 2.75 | 2.24 | 41216 | 3.44 | 1.8 | 8.5 | 7.5
Live | 217396579 |  | 10 | 16 | 34478 | 34299 | 32200 | 2.75 | 2.37 | 40320 | 3.58 | 1.96 | 9 | 7.5
Live | 217395629 |  | 9.8 | 15.2 | 34015 | 34629 | 32600 | 2.7 | 2.28 | 41216 | 3.44 | 1.82 | 8.5 | 7
Live | 217397879 |  | 9.5 | 15 | 34015 | 34958 | 32600 | 2.62 | 2.28 | 40992 | 3.44 | 1.84 | 8.5 | 7.5
Live | 217396107 |  | 9.8 | 15.2 | 34015 | 34958 | 33000 | 2.7 | 2.26 | 41664 | 3.48 | 1.78 | 8.5 | 7
Live | 217397031 |  | 10 | 15.5 | 34015 | 34958 | 32800 | 2.75 | 2.24 | 41216 | 3.44 | 1.8 | 8.5 | 7.5
Live | 217396578 |  | 10 | 16 | 34478 | 34299 | 32200 | 2.75 | 2.37 | 40320 | 3.58 | 1.96 | 9 | 7.5
Live | 217397494 |  | 10 | 16 | 34941 | 34299 | 32200 | 2.75 | 2.38 | 40320 | 3.62 | 1.96 | 9 | 7.5
Live | 217395628 |  | 9.8 | 15.2 | 34015 | 34629 | 32600 | 2.7 | 2.28 | 41216 | 3.44 | 1.82 | 8.5 | 7
Live | 217397878 |  | 9.5 | 15 | 34015 | 34958 | 32600 | 2.62 | 2.28 | 41216 | 3.46 | 1.84 | 8.5 | 7.5
Live | 217396106 |  | 9.5 | 15.2 | 33553 | 34958 | 33000 | 2.62 | 2.24 | 41888 | 3.38 | 1.8 | 8.5 | 7
Live | 217397030 |  | 10 | 15.5 | 34015 | 34958 | 32800 | 2.75 | 2.24 | 41216 | 3.44 | 1.8 | 8.5 | 7.5
Live | 217396577 |  | 10 | 16 | 34478 | 34299 | 32200 | 2.75 | 2.37 | 40320 | 3.58 | 1.96 | 9 | 7.5
Live | 217395627 |  | 9.8 | 15 | 34015 | 34629 | 32600 | 2.7 | 2.28 | 41216 | 3.44 | 1.82 | 8.5 | 7
Live | 217397877 |  | 9.5 | 15 | 34015 | 34958 | 32600 | 2.62 | 2.28 | 41216 | 3.46 | 1.84 | 8.5 | 7.5
Live | 217397493 |  | 10 | 16 | 34941 | 34299 | 32200 | 2.75 | 2.38 | 40320 | 3.62 | 1.96 | 9 | 7.5
Live | 217396105 |  | 9.5 | 15.2 | 33553 | 34958 | 33000 | 2.62 | 2.24 | 41888 | 3.38 | 1.8 | 8.5 | 7
Live | 217397029 |  | 10 | 15.5 | 34015 | 34958 | 32800 | 2.75 | 2.24 | 41216 | 3.44 | 1.8 | 8.5 | 7.5
Live | 217396576 |  | 10 | 16 | 34478 | 34299 | 32200 | 2.75 | 2.37 | 40320 | 3.58 | 1.96 | 9 | 7.5
Live | 217395626 |  | 9.8 | 15 | 34015 | 34629 | 32600 | 2.7 | 2.28 | 41216 | 3.44 | 1.82 | 8.5 | 7
Live | 217397876 |  | 9.5 | 15 | 34015 | 34958 | 32600 | 2.62 | 2.28 | 41216 | 3.46 | 1.84 | 8.5 | 7.5
Live | 217396104 |  | 9.5 | 15.2 | 33553 | 34958 | 33000 | 2.62 | 2.24 | 41888 | 3.38 | 1.8 | 8.5 | 7
Live | 217397028 |  | 10 | 15.5 | 34015 | 34958 | 32800 | 2.75 | 2.26 | 41216 | 3.44 | 1.8 | 8.5 | 7.5
Live | 217396575 |  | 10 | 16 | 34478 | 34299 | 32200 | 2.75 | 2.37 | 40320 | 3.58 | 1.96 | 9 | 7.5
Live | 217395625 |  | 9.8 | 15 | 34015 | 34629 | 32600 | 2.7 | 2.28 | 41216 | 3.44 | 1.82 | 8.5 | 7
Live | 217397492 |  | 10 | 16 | 34941 | 34299 | 32200 | 2.75 | 2.38 | 40320 | 3.62 | 1.96 | 9 | 7.5
Live | 217397875 |  | 9.5 | 15 | 34015 | 34958 | 32600 | 2.62 | 2.28 | 41216 | 3.46 | 1.84 | 8.5 | 7.5
Live | 217396103 |  | 9.5 | 15.2 | 33553 | 34958 | 33000 | 2.62 | 2.24 | 41888 | 3.38 | 1.8 | 8.5 | 7
Live | 217395624 |  | 9.8 | 15 | 34015 | 34629 | 32600 | 2.7 | 2.28 | 41216 | 3.44 | 1.82 | 8.5 | 7
Live | 217397027 |  | 10 | 15.5 | 34015 | 34958 | 32800 | 2.75 | 2.26 | 41216 | 3.44 | 1.8 | 8.5 | 7.5
Live | 217395173 |  | 9.5 | 15 | 34247 | 34958 | 32600 | 2.61 | 2.3 | 40992 | 3.5 | 1.82 | 8.5 | 7
Live | 217397874 |  | 9.5 | 15 | 34015 | 34958 | 32600 | 2.62 | 2.28 | 41216 | 3.46 | 1.84 | 8.5 | 7.5
Live | 217396574 |  | 10 | 16 | 34478 | 34299 | 32200 | 2.75 | 2.37 | 40320 | 3.58 | 1.96 | 9 | 7.5
Live | 217397491 |  | 10 | 15.5 | 35172 | 34629 | 32200 | 2.76 | 2.38 | 40320 | 3.73 | 1.98 | 9 | 7.5
Live | 217395623 |  | 9.8 | 15 | 34015 | 34629 | 32600 | 2.7 | 2.28 | 41216 | 3.44 | 1.82 | 8.5 | 7
Live | 217396102 |  | 9.5 | 15.2 | 33553 | 34958 | 33000 | 2.62 | 2.24 | 41888 | 3.38 | 1.8 | 8.5 | 7
Live | 217397026 |  | 10 | 15.5 | 34015 | 34958 | 32800 | 2.75 | 2.26 | 41216 | 3.44 | 1.8 | 8.5 | 7.5
Live | 217395172 |  | 9.5 | 15 | 34247 | 34958 | 32600 | 2.61 | 2.3 | 40992 | 3.5 | 1.82 | 8.5 | 7
Live | 217397873 |  | 9.5 | 15 | 34015 | 34958 | 32600 | 2.62 | 2.28 | 41216 | 3.46 | 1.84 | 8.5 | 7.5
Live | 217396573 |  | 10 | 16 | 34478 | 34299 | 32200 | 2.75 | 2.37 | 40320 | 3.58 | 1.96 | 9 | 7.5
Live | 217395622 |  | 9.8 | 15 | 34015 | 34629 | 32600 | 2.7 | 2.28 | 41216 | 3.44 | 1.82 | 8.5 | 7
Live | 217396101 |  | 9.5 | 15.2 | 33553 | 34958 | 33000 | 2.62 | 2.24 | 41888 | 3.38 | 1.8 | 8.5 | 7
Live | 217397025 |  | 10 | 15.5 | 34015 | 34958 | 32800 | 2.75 | 2.26 | 41216 | 3.44 | 1.8 | 8.5 | 7.5
Live | 217397490 |  | 10 | 15.5 | 35172 | 34629 | 32200 | 2.76 | 2.38 | 40320 | 3.73 | 1.98 | 9 | 7.5
Live | 217397872 |  | 9.5 | 15 | 34015 | 34958 | 32600 | 2.62 | 2.28 | 41216 | 3.46 | 1.84 | 8.5 | 7.5
Live | 217395171 |  | 9.5 | 15 | 34247 | 34958 | 32600 | 2.61 | 2.3 | 40992 | 3.5 | 1.82 | 8.5 | 7
Live | 217396572 |  | 10 | 16 | 34478 | 34299 | 32200 | 2.75 | 2.37 | 40320 | 3.58 | 1.96 | 9 | 7.5
Live | 217395621 |  | 9.8 | 15 | 34015 | 34629 | 32600 | 2.7 | 2.28 | 41216 | 3.44 | 1.82 | 8.5 | 7
Live | 217396100 |  | 9.5 | 15.2 | 33553 | 34958 | 33000 | 2.62 | 2.24 | 41888 | 3.38 | 1.8 | 8.5 | 7
Live | 217397024 |  | 10 | 15.5 | 34015 | 34958 | 32800 | 2.75 | 2.26 | 41216 | 3.44 | 1.8 | 8.5 | 7.5
Live | 217397871 |  | 9.5 | 15 | 34015 | 34958 | 32600 | 2.62 | 2.28 | 41216 | 3.46 | 1.84 | 8.5 | 7.5
Live | 217395170 |  | 9.5 | 15 | 34247 | 34958 | 32600 | 2.61 | 2.3 | 40992 | 3.5 | 1.82 | 8.5 | 7
Live | 217395620 |  | 9.8 | 15 | 34015 | 34629 | 32600 | 2.7 | 2.28 | 41216 | 3.44 | 1.82 | 8.5 | 7
Live | 217396571 |  | 10 | 16 | 34478 | 34299 | 32200 | 2.75 | 2.37 | 40320 | 3.58 | 1.96 | 9 | 7.5
Live | 217397489 |  | 10 | 15.5 | 35172 | 34629 | 32200 | 2.76 | 2.38 | 40320 | 3.73 | 1.98 | 9 | 7.5
Live | 217396099 |  | 9.5 | 15.2 | 33553 | 34958 | 33000 | 2.62 | 2.24 | 41888 | 3.38 | 1.8 | 8.5 | 7
Live | 217395169 |  | 9.5 | 15 | 34247 | 34958 | 32600 | 2.61 | 2.3 | 40992 | 3.5 | 1.82 | 8.5 | 7
Live | 217397870 |  | 10 | 15.2 | 34478 | 34629 | 32400 | 2.75 | 2.31 | 40768 | 3.52 | 1.94 | 9 | 7.5
Live | 217397023 |  | 10 | 15.5 | 34015 | 34958 | 32800 | 2.75 | 2.26 | 41216 | 3.44 | 1.8 | 8.5 | 7.5
Live | 217395619 |  | 9.8 | 14.5 | 34247 | 34958 | 32600 | 2.7 | 2.28 | 41216 | 3.48 | 1.82 | 8.5 | 7
Live | 217396570 |  | 10 | 16 | 34478 | 34299 | 32200 | 2.75 | 2.37 | 40320 | 3.58 | 1.96 | 9 | 7.5
Live | 217397488 |  | 10 | 15.5 | 35172 | 34629 | 32200 | 2.76 | 2.38 | 40320 | 3.73 | 1.98 | 9 | 7.5
Live | 217395168 |  | 9.5 | 15 | 34247 | 34958 | 32600 | 2.61 | 2.3 | 40992 | 3.5 | 1.82 | 8.5 | 7
Live | 217396098 |  | 9.5 | 15.5 | 33784 | 34958 | 33000 | 2.62 | 2.26 | 41888 | 3.44 | 1.8 | 8.5 | 7
Live | 217395618 |  | 9.8 | 14.5 | 34247 | 34958 | 32600 | 2.7 | 2.28 | 41216 | 3.48 | 1.82 | 8.5 | 7
Live | 217397869 |  | 10 | 15.2 | 34478 | 34629 | 32400 | 2.75 | 2.31 | 40768 | 3.52 | 1.94 | 9 | 7.5
Live | 217397022 |  | 10 | 15.5 | 34015 | 34958 | 32800 | 2.75 | 2.26 | 41216 | 3.44 | 1.8 | 8.5 | 7.5
Live | 217396569 |  | 10 | 16.5 | 34478 | 34299 | 32200 | 2.75 | 2.37 | 40320 | 3.56 | 1.96 | 9 | 7.5
Live | 217395167 |  | 9.5 | 15 | 34247 | 34958 | 32600 | 2.61 | 2.3 | 40992 | 3.5 | 1.82 | 8.5 | 7
Live | 217395617 |  | 9.8 | 14.5 | 34247 | 34958 | 32600 | 2.7 | 2.28 | 41216 | 3.48 | 1.82 | 8.5 | 7
Live | 217396097 |  | 9.5 | 15.5 | 33784 | 34958 | 33000 | 2.62 | 2.26 | 41888 | 3.44 | 1.8 | 8.5 | 7
Live | 217397021 |  | 10 | 15.5 | 34015 | 34958 | 32800 | 2.75 | 2.26 | 41216 | 3.44 | 1.8 | 8.5 | 7.5
Live | 217397868 |  | 10 | 15.2 | 34478 | 34629 | 32400 | 2.75 | 2.31 | 40768 | 3.52 | 1.94 | 9 | 7.5
Live | 217397487 |  | 10 | 15.5 | 35172 | 34629 | 32200 | 2.76 | 2.38 | 40320 | 3.73 | 1.98 | 9 | 7.5
Live | 217396568 |  | 10 | 16.5 | 34478 | 34299 | 32200 | 2.75 | 2.37 | 40320 | 3.56 | 1.96 | 9 | 7.5
Live | 217395166 |  | 9.5 | 15 | 34247 | 34958 | 32600 | 2.61 | 2.3 | 40992 | 3.5 | 1.82 | 8.5 | 7
Live | 217395616 |  | 9.8 | 14.5 | 34247 | 34958 | 32600 | 2.7 | 2.28 | 41216 | 3.48 | 1.82 | 8.5 | 7
Live | 217397020 |  | 10 | 15.5 | 34015 | 34958 | 32800 | 2.75 | 2.24 | 41216 | 3.44 | 1.8 | 8.5 | 7.5
Live | 217396096 |  | 9.5 | 15.5 | 33784 | 34958 | 33000 | 2.62 | 2.26 | 41888 | 3.44 | 1.8 | 8.5 | 7
Live | 217397867 |  | 10 | 15.2 | 34478 | 34629 | 32400 | 2.75 | 2.31 | 40768 | 3.52 | 1.94 | 9 | 7.5
Live | 217396567 |  | 10 | 16.5 | 34478 | 34299 | 32200 | 2.75 | 2.37 | 40320 | 3.56 | 1.96 | 9 | 7.5
Live | 217395165 |  | 9.5 | 14.5 | 33784 | 34958 | 32800 | 2.62 | 2.26 | 41216 | 3.44 | 1.82 | 8.5 | 7
Live | 217395615 |  | 9.8 | 14.5 | 34247 | 34958 | 32600 | 2.7 | 2.28 | 41216 | 3.48 | 1.82 | 8.5 | 7
Live | 217397486 |  | 10 | 15.5 | 35172 | 34629 | 32200 | 2.76 | 2.38 | 40320 | 3.73 | 1.98 | 9 | 7.5
Live | 217397019 |  | 10 | 15.5 | 34015 | 34958 | 32800 | 2.75 | 2.24 | 41216 | 3.44 | 1.8 | 8.5 | 7.5
Live | 217396095 |  | 9.5 | 15.5 | 33784 | 34958 | 33000 | 2.62 | 2.26 | 41888 | 3.44 | 1.8 | 8.5 | 7
Live | 217397866 |  | 10 | 15.2 | 34478 | 34629 | 32400 | 2.75 | 2.31 | 40768 | 3.52 | 1.94 | 9 | 7.5
Live | 217396566 |  | 10 | 16.5 | 34478 | 34299 | 32200 | 2.75 | 2.37 | 40320 | 3.56 | 1.96 | 9 | 7.5
Live | 217395614 |  | 9.8 | 14.5 | 34247 | 34958 | 32600 | 2.7 | 2.28 | 41216 | 3.48 | 1.82 | 8.5 | 7
Live | 217395164 |  | 9.5 | 14.5 | 33784 | 34958 | 32800 | 2.62 | 2.26 | 41216 | 3.44 | 1.82 | 8.5 | 7
Live | 217397018 |  | 10 | 15.5 | 34015 | 34958 | 32800 | 2.75 | 2.24 | 41216 | 3.44 | 1.8 | 8.5 | 7.5
Live | 217396094 |  | 9.5 | 15.5 | 33784 | 34958 | 33000 | 2.62 | 2.26 | 41888 | 3.44 | 1.8 | 8.5 | 7
Live | 217397865 |  | 10 | 15.2 | 34478 | 34629 | 32400 | 2.75 | 2.31 | 40768 | 3.52 | 1.94 | 9 | 7.5
Live | 217397485 |  | 10 | 15.5 | 35172 | 34629 | 32200 | 2.76 | 2.38 | 40320 | 3.73 | 1.98 | 9 | 7.5
Live | 217395613 |  | 9.8 | 14.5 | 34247 | 34958 | 32600 | 2.7 | 2.28 | 41216 | 3.48 | 1.82 | 8.5 | 7
Live | 217395163 |  | 9.5 | 14.5 | 33784 | 34958 | 32800 | 2.62 | 2.26 | 41216 | 3.44 | 1.82 | 8.5 | 7
Live | 217396565 |  | 10 | 16.5 | 34478 | 34299 | 32200 | 2.75 | 2.37 | 40320 | 3.56 | 1.96 | 9 | 7.5
Live | 217397017 |  | 10 | 15.5 | 34015 | 34958 | 32800 | 2.75 | 2.24 | 41216 | 3.44 | 1.8 | 8.5 | 7.5
Live | 217396093 |  | 9.5 | 15.5 | 33784 | 34958 | 33000 | 2.62 | 2.26 | 41888 | 3.44 | 1.8 | 8.5 | 7
Live | 217397864 |  | 10 | 15.2 | 34478 | 34629 | 32400 | 2.75 | 2.31 | 40768 | 3.52 | 1.94 | 9 | 7.5
Live | 217395612 |  | 9.8 | 15.5 | 34015 | 34629 | 32600 | 2.7 | 2.28 | 41216 | 3.42 | 1.82 | 8.5 | 7
Live | 217395162 |  | 9.5 | 14.5 | 33784 | 34958 | 32800 | 2.62 | 2.26 | 41216 | 3.44 | 1.82 | 8.5 | 7
Live | 217396564 |  | 10 | 16.5 | 34478 | 34299 | 32200 | 2.75 | 2.37 | 40320 | 3.56 | 1.96 | 9 | 7.5
Live | 217397484 |  | 10 | 15.5 | 35172 | 34629 | 32200 | 2.76 | 2.38 | 40320 | 3.73 | 1.98 | 9 | 7.5
Live | 217397016 |  | 10 | 15.5 | 34015 | 34958 | 32800 | 2.75 | 2.24 | 41216 | 3.44 | 1.8 | 8.5 | 7.5
Live | 217396092 |  | 9.5 | 15.5 | 33784 | 34958 | 33000 | 2.62 | 2.26 | 41888 | 3.44 | 1.8 | 8.5 | 7
Live | 217397863 |  | 10 | 15.2 | 34478 | 34629 | 32400 | 2.75 | 2.31 | 40768 | 3.52 | 1.94 | 9 | 7.5
Live | 217395161 |  | 9.5 | 14.5 | 33784 | 34958 | 32800 | 2.62 | 2.26 | 41216 | 3.44 | 1.82 | 8.5 | 7
Live | 217395611 |  | 9.8 | 15.5 | 34015 | 34629 | 32600 | 2.7 | 2.28 | 41216 | 3.42 | 1.82 | 8.5 | 7
Live | 217396563 |  | 10 | 16.5 | 34478 | 34299 | 32200 | 2.75 | 2.37 | 40320 | 3.56 | 1.96 | 9 | 7.5
Live | 217397015 |  | 10 | 15.5 | 34015 | 34958 | 32800 | 2.75 | 2.24 | 41216 | 3.44 | 1.8 | 8.5 | 7.5
Live | 217396091 |  | 9.5 | 15.5 | 33784 | 34958 | 33000 | 2.62 | 2.26 | 41888 | 3.44 | 1.8 | 8.5 | 7
Live | 217397483 |  | 10 | 15.5 | 35172 | 34629 | 32200 | 2.76 | 2.38 | 40320 | 3.73 | 1.98 | 9 | 7.5
Live | 217395160 |  | 9.5 | 14.5 | 33784 | 34958 | 32800 | 2.62 | 2.26 | 41216 | 3.44 | 1.82 | 8.5 | 7
Live | 217397862 |  | 9.8 | 15 | 34478 | 34629 | 32600 | 2.7 | 2.31 | 40992 | 3.52 | 1.94 | 9 | 7.5
Live | 217395610 |  | 9.8 | 15.5 | 34015 | 34629 | 32600 | 2.7 | 2.28 | 41216 | 3.42 | 1.82 | 8.5 | 7
Live | 217396562 |  | 10 | 16.5 | 34478 | 34299 | 32200 | 2.75 | 2.37 | 40320 | 3.56 | 1.96 | 9 | 7.5
Live | 217397014 |  | 10 | 15.5 | 34015 | 34958 | 32800 | 2.75 | 2.24 | 41216 | 3.44 | 1.8 | 8.5 | 7.5
Live | 217395159 |  | 9.5 | 14.5 | 33784 | 34958 | 32800 | 2.62 | 2.26 | 41216 | 3.44 | 1.82 | 8.5 | 7
Live | 217397861 |  | 9.8 | 15 | 34478 | 34629 | 32600 | 2.7 | 2.31 | 40992 | 3.52 | 1.94 | 9 | 7.5
Live | 217396090 |  | 9.5 | 15 | 33553 | 35288 | 33000 | 2.62 | 2.22 | 41888 | 3.4 | 1.8 | 8.5 | 7
Live | 217395609 |  | 9.8 | 15.5 | 34015 | 34629 | 32600 | 2.7 | 2.28 | 41216 | 3.42 | 1.82 | 8.5 | 7
Live | 217397482 |  | 10 | 15.5 | 35172 | 34629 | 32200 | 2.76 | 2.38 | 40320 | 3.73 | 1.98 | 9 | 7.5
Live | 217396561 |  | 10 | 16 | 34941 | 34299 | 32200 | 2.75 | 2.37 | 40320 | 3.62 | 1.96 | 9 | 7.5
Live | 217395158 |  | 9.5 | 14.5 | 33784 | 34958 | 32800 | 2.62 | 2.26 | 41216 | 3.44 | 1.82 | 8.5 | 7
Live | 217397013 |  | 9.8 | 15.5 | 33784 | 34958 | 32800 | 2.7 | 2.23 | 41440 | 3.35 | 1.8 | 8.5 | 7.5
Live | 217397860 |  | 9.8 | 15 | 34478 | 34629 | 32600 | 2.7 | 2.31 | 40992 | 3.52 | 1.94 | 9 | 7.5
Live | 217396089 |  | 9.5 | 15 | 33553 | 35288 | 33000 | 2.62 | 2.22 | 41888 | 3.4 | 1.8 | 8.5 | 7
Live | 217395608 |  | 9.8 | 15.5 | 34015 | 34629 | 32600 | 2.7 | 2.28 | 41216 | 3.42 | 1.82 | 8.5 | 7
Live | 217396560 |  | 10 | 16 | 34941 | 34299 | 32200 | 2.75 | 2.37 | 40320 | 3.62 | 1.96 | 9 | 7.5
Live | 217395157 |  | 9.5 | 14.5 | 34015 | 34958 | 32800 | 2.62 | 2.28 | 41216 | 3.46 | 1.84 | 8.5 | 7
Live | 217397012 |  | 9.8 | 15.5 | 33784 | 34958 | 32800 | 2.7 | 2.23 | 41440 | 3.35 | 1.8 | 8.5 | 7.5
Live | 217397859 |  | 9.8 | 15 | 34478 | 34629 | 32600 | 2.7 | 2.31 | 40992 | 3.52 | 1.94 | 9 | 7.5
Live | 217396088 |  | 9.5 | 15 | 33553 | 35288 | 33000 | 2.62 | 2.22 | 41888 | 3.4 | 1.8 | 8.5 | 7
Live | 217397481 |  | 10 | 15.5 | 34941 | 34629 | 32200 | 2.75 | 2.37 | 40320 | 3.62 | 1.96 | 9 | 7.5
Live | 217395607 |  | 9.8 | 15.5 | 34015 | 34629 | 32600 | 2.7 | 2.28 | 41216 | 3.42 | 1.82 | 8.5 | 7
Live | 217396559 |  | 10 | 16 | 34941 | 34299 | 32200 | 2.75 | 2.37 | 40320 | 3.62 | 1.96 | 9 | 7.5
Live | 217395156 |  | 9.5 | 14.5 | 34015 | 34958 | 32800 | 2.62 | 2.28 | 41216 | 3.46 | 1.84 | 8.5 | 7
Live | 217397858 |  | 9.8 | 15 | 34478 | 34629 | 32600 | 2.7 | 2.31 | 40992 | 3.52 | 1.94 | 9 | 7.5
Live | 217396087 |  | 9.5 | 15 | 33553 | 35288 | 33000 | 2.62 | 2.22 | 41888 | 3.4 | 1.8 | 8.5 | 7
Live | 217397011 |  | 9.8 | 15.5 | 33784 | 34958 | 32800 | 2.7 | 2.23 | 41440 | 3.35 | 1.8 | 8.5 | 7.5
Live | 217395606 |  | 9.8 | 15.5 | 34015 | 34629 | 32600 | 2.7 | 2.28 | 41216 | 3.42 | 1.82 | 8.5 | 7
Live | 217395155 |  | 9.5 | 14.5 | 34015 | 34958 | 32800 | 2.62 | 2.28 | 41216 | 3.46 | 1.84 | 8.5 | 7
Live | 217397480 |  | 10 | 15.5 | 34941 | 34629 | 32200 | 2.75 | 2.37 | 40320 | 3.62 | 1.96 | 9 | 7.5
Live | 217396558 |  | 10 | 16 | 34941 | 34299 | 32200 | 2.75 | 2.37 | 40320 | 3.62 | 1.96 | 9 | 7.5
Live | 217397857 |  | 9.8 | 15 | 34478 | 34629 | 32600 | 2.7 | 2.31 | 40992 | 3.52 | 1.94 | 9 | 7.5
Live | 217396086 |  | 9.5 | 15 | 33553 | 35288 | 33000 | 2.62 | 2.22 | 41888 | 3.4 | 1.8 | 8.5 | 7
Live | 217397010 |  | 9.8 | 15.5 | 33784 | 34958 | 32800 | 2.7 | 2.23 | 41440 | 3.35 | 1.8 | 8.5 | 7.5
Live | 217395605 |  | 9.8 | 15.5 | 34015 | 34629 | 32600 | 2.7 | 2.28 | 41216 | 3.42 | 1.82 | 8.5 | 7
Live | 217395154 |  | 9.5 | 14.5 | 34015 | 34958 | 32800 | 2.62 | 2.28 | 41216 | 3.46 | 1.84 | 8.5 | 7
Live | 217397856 |  | 9.8 | 15 | 34478 | 34629 | 32600 | 2.7 | 2.31 | 40992 | 3.52 | 1.94 | 9 | 7.5
Live | 217396085 |  | 9.5 | 15 | 33553 | 35288 | 33000 | 2.62 | 2.22 | 41888 | 3.4 | 1.8 | 8.5 | 7
Live | 217396557 |  | 10 | 16 | 34941 | 34299 | 32200 | 2.75 | 2.37 | 40320 | 3.62 | 1.96 | 9 | 7.5
Live | 217397009 |  | 9.8 | 15.5 | 33784 | 34958 | 32800 | 2.7 | 2.23 | 41440 | 3.35 | 1.8 | 8.5 | 7.5
Live | 217398307 |  | 9.5 | 16 | 34247 | 35288 | 33000 | 2.61 | 2.19 | 41664 | 3.42 | 1.8 | 8.5 | 7.5
Live | 217395153 |  | 9.5 | 14.5 | 34015 | 34958 | 32800 | 2.62 | 2.28 | 41216 | 3.46 | 1.84 | 8.5 | 7
Live | 217397479 |  | 10 | 15.5 | 34941 | 34629 | 32200 | 2.75 | 2.37 | 40320 | 3.62 | 1.96 | 9 | 7.5
Live | 217395604 |  | 9.8 | 15.2 | 34247 | 34958 | 32600 | 2.7 | 2.3 | 41216 | 3.5 | 1.82 | 8.5 | 7
Live | 217397855 |  | 9.8 | 15 | 34478 | 34629 | 32600 | 2.7 | 2.31 | 40992 | 3.52 | 1.94 | 9 | 7.5
Live | 217396084 |  | 9.5 | 15 | 33553 | 35288 | 33000 | 2.62 | 2.22 | 41888 | 3.4 | 1.8 | 8.5 | 7
Live | 217395152 |  | 9.5 | 14.5 | 34015 | 34958 | 32800 | 2.62 | 2.28 | 41216 | 3.46 | 1.84 | 8.5 | 7
Live | 217396556 |  | 10 | 16 | 34941 | 34299 | 32200 | 2.75 | 2.37 | 40320 | 3.62 | 1.96 | 9 | 7.5
Live | 217397008 |  | 9.8 | 15.5 | 33784 | 34958 | 32800 | 2.7 | 2.23 | 41440 | 3.35 | 1.8 | 8.5 | 7.5
Live | 217398306 |  | 9.5 | 16 | 34247 | 35288 | 33000 | 2.61 | 2.19 | 41664 | 3.42 | 1.8 | 8.5 | 7.5
Live | 217395603 |  | 9.8 | 15.2 | 34247 | 34958 | 32600 | 2.7 | 2.3 | 41216 | 3.5 | 1.82 | 8.5 | 7
Live | 217397478 |  | 10 | 15.5 | 34941 | 34629 | 32200 | 2.75 | 2.37 | 40320 | 3.62 | 1.96 | 9 | 7.5
Live | 217395151 |  | 9.5 | 14.5 | 34015 | 34958 | 32800 | 2.62 | 2.28 | 41216 | 3.46 | 1.84 | 8.5 | 7
Live | 217397854 |  | 9.8 | 15 | 34478 | 34629 | 32600 | 2.7 | 2.31 | 40992 | 3.52 | 1.94 | 9 | 7.5
Live | 217396083 |  | 9.5 | 15 | 33553 | 35288 | 33000 | 2.62 | 2.22 | 41888 | 3.4 | 1.8 | 8.5 | 7
Live | 217396555 |  | 10 | 16 | 34941 | 34299 | 32200 | 2.75 | 2.37 | 40320 | 3.62 | 1.96 | 9 | 7.5
Live | 217397007 |  | 9.8 | 15.5 | 33784 | 34958 | 32800 | 2.7 | 2.23 | 41440 | 3.35 | 1.8 | 8.5 | 7.5
Live | 217398305 |  | 9.5 | 16 | 34247 | 35288 | 33000 | 2.61 | 2.19 | 41664 | 3.42 | 1.8 | 8.5 | 7.5
Live | 217395150 |  | 9.5 | 14.5 | 34015 | 34958 | 32800 | 2.62 | 2.28 | 41216 | 3.46 | 1.84 | 8.5 | 7
Live | 217395602 |  | 9.8 | 15.2 | 34247 | 34958 | 32600 | 2.7 | 2.3 | 41216 | 3.5 | 1.82 | 8.5 | 7
Live | 217397853 |  | 9.8 | 15 | 34478 | 34629 | 32600 | 2.7 | 2.31 | 40992 | 3.52 | 1.94 | 9 | 7.5
Live | 217396082 |  | 9.5 | 15.2 | 33784 | 34958 | 33000 | 2.62 | 2.24 | 41888 | 3.44 | 1.8 | 8.5 | 7
Live | 217396554 |  | 10 | 16 | 34941 | 34299 | 32200 | 2.75 | 2.37 | 40320 | 3.62 | 1.96 | 9 | 7.5
Live | 217395149 |  | 9.8 | 15 | 34247 | 34629 | 32600 | 2.7 | 2.31 | 40992 | 3.5 | 1.82 | 8.5 | 7
Live | 217397006 |  | 9.8 | 15.5 | 33784 | 34958 | 32800 | 2.7 | 2.23 | 41440 | 3.35 | 1.8 | 8.5 | 7.5
Live | 217397477 |  | 10 | 15.5 | 34941 | 34629 | 32200 | 2.75 | 2.37 | 40320 | 3.62 | 1.96 | 9 | 7.5
Live | 217398304 |  | 9.5 | 16 | 34247 | 35288 | 33000 | 2.61 | 2.19 | 41664 | 3.42 | 1.8 | 8.5 | 7.5
Live | 217397852 |  | 9.8 | 14.5 | 34247 | 34958 | 32600 | 2.7 | 2.3 | 40992 | 3.5 | 1.94 | 9 | 7.5
Live | 217395601 |  | 9.8 | 15.2 | 34247 | 34958 | 32600 | 2.7 | 2.3 | 41216 | 3.5 | 1.82 | 8.5 | 7
Live | 217396081 |  | 9.5 | 15.2 | 33784 | 34958 | 33000 | 2.62 | 2.24 | 41888 | 3.44 | 1.8 | 8.5 | 7
Live | 217395148 |  | 9.8 | 15 | 34247 | 34629 | 32600 | 2.7 | 2.31 | 40992 | 3.5 | 1.82 | 8.5 | 7
Live | 217396553 |  | 10 | 16.5 | 34941 | 34299 | 32200 | 2.75 | 2.38 | 40320 | 3.62 | 1.96 | 9 | 7.5
Live | 217397005 |  | 9.8 | 15.5 | 33784 | 34958 | 33000 | 2.7 | 2.23 | 41440 | 3.35 | 1.8 | 8.5 | 7.5
Live | 217398303 |  | 9.5 | 16 | 34247 | 35288 | 33000 | 2.61 | 2.19 | 41664 | 3.42 | 1.8 | 8.5 | 7.5
Live | 217397851 |  | 9.8 | 14.5 | 34247 | 34958 | 32600 | 2.7 | 2.3 | 40992 | 3.5 | 1.94 | 9 | 7.5
Live | 217395600 |  | 9.8 | 15.2 | 34247 | 34958 | 32600 | 2.7 | 2.3 | 41216 | 3.5 | 1.82 | 8.5 | 7
Live | 217397476 |  | 10 | 15.5 | 34941 | 34629 | 32200 | 2.75 | 2.37 | 40320 | 3.62 | 1.96 | 9 | 7.5
Live | 217396080 |  | 9.5 | 15.2 | 33784 | 34958 | 33000 | 2.62 | 2.24 | 41888 | 3.44 | 1.8 | 8.5 | 7
Live | 217395147 |  | 9.8 | 15 | 34247 | 34629 | 32600 | 2.7 | 2.31 | 40992 | 3.5 | 1.82 | 8.5 | 7
Live | 217396552 |  | 10 | 16.5 | 34941 | 34299 | 32200 | 2.75 | 2.38 | 40320 | 3.62 | 1.96 | 9 | 7.5
Live | 217397004 |  | 9.8 | 15.5 | 33784 | 34958 | 33000 | 2.7 | 2.23 | 41440 | 3.35 | 1.8 | 8.5 | 7.5
Live | 217398302 |  | 9.5 | 16 | 34247 | 35288 | 33000 | 2.61 | 2.19 | 41664 | 3.42 | 1.8 | 8.5 | 7.5
Live | 217397850 |  | 9.8 | 14.5 | 34247 | 34958 | 32600 | 2.7 | 2.3 | 40992 | 3.5 | 1.94 | 9 | 7.5
Live | 217395599 |  | 9.8 | 15.2 | 34247 | 34958 | 32600 | 2.7 | 2.3 | 41216 | 3.5 | 1.82 | 8.5 | 7
Live | 217396079 |  | 9.5 | 15.2 | 33784 | 34958 | 33000 | 2.62 | 2.24 | 41888 | 3.44 | 1.8 | 8.5 | 7
Live | 217395146 |  | 9.8 | 15 | 34247 | 34629 | 32600 | 2.7 | 2.31 | 40992 | 3.5 | 1.82 | 8.5 | 7
Live | 217397475 |  | 10 | 15.5 | 34941 | 34629 | 32200 | 2.75 | 2.37 | 40320 | 3.62 | 1.96 | 9 | 7.5
Live | 217396551 |  | 10 | 16.5 | 34941 | 34299 | 32200 | 2.75 | 2.38 | 40320 | 3.62 | 1.96 | 9 | 7.5
Live | 217397003 |  | 9.8 | 15.5 | 33784 | 34958 | 33000 | 2.7 | 2.23 | 41440 | 3.35 | 1.8 | 8.5 | 7.5
Live | 217398301 |  | 9.5 | 16 | 34247 | 35288 | 33000 | 2.61 | 2.19 | 41664 | 3.42 | 1.8 | 8.5 | 7.5
Live | 217397849 |  | 9.8 | 14.5 | 34247 | 34958 | 32600 | 2.7 | 2.3 | 40992 | 3.5 | 1.94 | 9 | 7.5
Live | 217395598 |  | 9.8 | 15.2 | 34247 | 34958 | 32600 | 2.7 | 2.3 | 41216 | 3.5 | 1.82 | 8.5 | 7
Live | 217395145 |  | 9.8 | 15 | 34247 | 34629 | 32600 | 2.7 | 2.31 | 40992 | 3.5 | 1.82 | 8.5 | 7
Live | 217396078 |  | 9.5 | 15.2 | 33784 | 34958 | 33000 | 2.62 | 2.24 | 41888 | 3.44 | 1.8 | 8.5 | 7
Live | 217396550 |  | 10 | 16.5 | 34941 | 34299 | 32200 | 2.75 | 2.38 | 40320 | 3.62 | 1.96 | 9 | 7.5
Live | 217397848 |  | 9.8 | 14.5 | 34247 | 34958 | 32600 | 2.7 | 2.3 | 40992 | 3.5 | 1.94 | 9 | 7.5
Live | 217397002 |  | 9.8 | 15.5 | 33784 | 34958 | 33000 | 2.7 | 2.23 | 41440 | 3.35 | 1.8 | 8.5 | 7.5
Live | 217398300 |  | 9.5 | 16 | 34247 | 35288 | 33000 | 2.61 | 2.19 | 41664 | 3.42 | 1.8 | 8.5 | 7.5
Live | 217397474 |  | 10 | 15.5 | 34941 | 34629 | 32200 | 2.75 | 2.37 | 40320 | 3.62 | 1.96 | 9 | 7.5
Live | 217395597 |  | 9.8 | 15.2 | 34247 | 34958 | 32600 | 2.7 | 2.3 | 41216 | 3.5 | 1.82 | 8.5 | 7
Live | 217395144 |  | 9.8 | 15 | 34247 | 34629 | 32600 | 2.7 | 2.31 | 40992 | 3.5 | 1.82 | 8.5 | 7
Live | 217396077 |  | 9.5 | 15.2 | 33784 | 34958 | 33000 | 2.62 | 2.24 | 41888 | 3.44 | 1.8 | 8.5 | 7
Live | 217397847 |  | 9.8 | 14.5 | 34247 | 34958 | 32600 | 2.7 | 2.3 | 40992 | 3.5 | 1.94 | 9 | 7.5
Live | 217396549 |  | 10 | 16.5 | 34941 | 34299 | 32200 | 2.75 | 2.38 | 40320 | 3.62 | 1.96 | 9 | 7.5
Live | 217397001 |  | 9.8 | 15.5 | 33784 | 34958 | 33000 | 2.7 | 2.23 | 41440 | 3.35 | 1.8 | 8.5 | 7.5
Live | 217398299 |  | 9.5 | 14.5 | 33321 | 35288 | 33200 | 2.62 | 2.14 | 41888 | 3.23 | 1.78 | 8.5 | 7
Live | 217395596 |  | 9.8 | 16 | 34247 | 34958 | 32600 | 2.7 | 2.28 | 41216 | 3.48 | 1.82 | 8.5 | 7
Live | 217395143 |  | 9.8 | 15 | 34247 | 34629 | 32600 | 2.7 | 2.31 | 40992 | 3.5 | 1.82 | 8.5 | 7
Live | 217396076 |  | 9.5 | 15.2 | 33784 | 34958 | 33000 | 2.62 | 2.24 | 41888 | 3.44 | 1.8 | 8.5 | 7
Live | 217397473 |  | 10 | 15.2 | 34941 | 34629 | 32200 | 2.75 | 2.37 | 40320 | 3.62 | 1.96 | 9 | 7.5
Live | 217397846 |  | 9.8 | 14.5 | 34247 | 34958 | 32600 | 2.7 | 2.3 | 40992 | 3.5 | 1.94 | 9 | 7.5
Live | 217398298 |  | 9.5 | 14.5 | 33321 | 35288 | 33200 | 2.62 | 2.14 | 41888 | 3.23 | 1.78 | 8.5 | 7
Live | 217396548 |  | 10 | 16.5 | 34941 | 34299 | 32200 | 2.75 | 2.38 | 40320 | 3.62 | 1.96 | 9 | 7.5
Live | 217397000 |  | 9.8 | 15.5 | 33784 | 34958 | 33000 | 2.7 | 2.23 | 41440 | 3.35 | 1.8 | 8.5 | 7.5
Live | 217395142 |  | 9.8 | 15 | 34247 | 34629 | 32400 | 2.7 | 2.31 | 40992 | 3.52 | 1.82 | 8.5 | 7
Live | 217395595 |  | 9.8 | 16 | 34247 | 34958 | 32600 | 2.7 | 2.28 | 41216 | 3.48 | 1.82 | 8.5 | 7
Live | 217396075 |  | 9.5 | 15.2 | 33784 | 34958 | 33000 | 2.62 | 2.24 | 41888 | 3.44 | 1.8 | 8.5 | 7
Live | 217397845 |  | 9.8 | 14.5 | 34247 | 34958 | 32600 | 2.7 | 2.3 | 40992 | 3.48 | 1.94 | 9 | 7.5
Live | 217398297 |  | 9.5 | 14.5 | 33321 | 35288 | 33200 | 2.62 | 2.14 | 41888 | 3.23 | 1.78 | 8.5 | 7
Live | 217396547 |  | 10 | 16.5 | 34941 | 34299 | 32200 | 2.75 | 2.38 | 40320 | 3.62 | 1.96 | 9 | 7.5
Live | 217396999 |  | 9.8 | 15.5 | 33784 | 34958 | 33000 | 2.7 | 2.23 | 41440 | 3.35 | 1.8 | 8.5 | 7.5
Live | 217395141 |  | 9.8 | 15 | 34247 | 34629 | 32400 | 2.7 | 2.31 | 40992 | 3.52 | 1.82 | 8.5 | 7
Live | 217397472 |  | 10 | 15.2 | 34941 | 34629 | 32200 | 2.75 | 2.37 | 40320 | 3.62 | 1.96 | 9 | 7.5
Live | 217395594 |  | 9.8 | 16 | 34247 | 34958 | 32600 | 2.7 | 2.28 | 41216 | 3.48 | 1.82 | 8.5 | 7
Live | 217396074 |  | 9.5 | 15 | 33553 | 35288 | 33200 | 2.62 | 2.22 | 41888 | 3.38 | 1.8 | 8.5 | 7
Live | 217398296 |  | 9.5 | 14.5 | 33321 | 35288 | 33200 | 2.62 | 2.14 | 41888 | 3.23 | 1.78 | 8.5 | 7
Live | 217397844 |  | 9.8 | 14.5 | 34247 | 34958 | 32600 | 2.7 | 2.3 | 40992 | 3.48 | 1.94 | 9 | 7.5
Live | 217396546 |  | 10 | 16.5 | 34941 | 34299 | 32200 | 2.75 | 2.38 | 40320 | 3.62 | 1.96 | 9 | 7.5
Live | 217396998 |  | 9.8 | 15.5 | 33784 | 34958 | 33000 | 2.7 | 2.23 | 41440 | 3.35 | 1.8 | 8.5 | 7.5
Live | 217395140 |  | 9.8 | 15 | 34247 | 34629 | 32400 | 2.7 | 2.31 | 40992 | 3.52 | 1.82 | 8.5 | 7
Live | 217395593 |  | 9.8 | 16 | 34247 | 34958 | 32600 | 2.7 | 2.28 | 41216 | 3.48 | 1.82 | 8.5 | 7
Live | 217396073 |  | 9.5 | 15 | 33553 | 35288 | 33200 | 2.62 | 2.22 | 41888 | 3.38 | 1.8 | 8.5 | 7
Live | 217398295 |  | 9.5 | 14.5 | 33321 | 35288 | 33200 | 2.62 | 2.14 | 41888 | 3.23 | 1.78 | 8.5 | 7
Live | 217397843 |  | 9.8 | 14.5 | 34247 | 34958 | 32600 | 2.7 | 2.3 | 40992 | 3.48 | 1.94 | 9 | 7.5
Live | 217397471 |  | 10 | 15.2 | 34941 | 34629 | 32200 | 2.75 | 2.37 | 40320 | 3.62 | 1.96 | 9 | 7.5
Live | 217396545 |  | 10 | 16 | 34710 | 34629 | 32200 | 2.76 | 2.37 | 40320 | 3.6 | 1.96 | 9 | 7.5
Live | 217395139 |  | 9.8 | 15 | 34247 | 34629 | 32400 | 2.7 | 2.31 | 40992 | 3.52 | 1.82 | 8.5 | 7
Live | 217396997 |  | 9.8 | 16 | 33784 | 34958 | 32800 | 2.7 | 2.23 | 41440 | 3.37 | 1.8 | 8.5 | 7.5
Live | 217395592 |  | 9.8 | 16 | 34247 | 34958 | 32600 | 2.7 | 2.28 | 41216 | 3.48 | 1.82 | 8.5 | 7
Live | 217396072 |  | 9.5 | 15 | 33553 | 35288 | 33200 | 2.62 | 2.22 | 41888 | 3.38 | 1.8 | 8.5 | 7
Live | 217398294 |  | 9.5 | 14.5 | 33321 | 35288 | 33200 | 2.62 | 2.14 | 41888 | 3.23 | 1.78 | 8.5 | 7
Live | 217397842 |  | 9.8 | 14.5 | 34247 | 34958 | 32600 | 2.7 | 2.3 | 40992 | 3.48 | 1.94 | 9 | 7.5
Live | 217395138 |  | 9.8 | 15 | 34247 | 34629 | 32400 | 2.7 | 2.31 | 40992 | 3.52 | 1.82 | 8.5 | 7
Live | 217396544 |  | 10 | 16 | 34710 | 34629 | 32200 | 2.76 | 2.37 | 40320 | 3.6 | 1.96 | 9 | 7.5
Live | 217396996 |  | 9.8 | 16 | 33784 | 34958 | 32800 | 2.7 | 2.23 | 41440 | 3.37 | 1.8 | 8.5 | 7.5
Live | 217397470 |  | 10 | 15.2 | 34941 | 34629 | 32200 | 2.75 | 2.37 | 40320 | 3.62 | 1.96 | 9 | 7.5
Live | 217395591 |  | 9.8 | 16 | 34247 | 34958 | 32600 | 2.7 | 2.28 | 41216 | 3.48 | 1.82 | 8.5 | 7
Live | 217396071 |  | 9.5 | 15 | 33553 | 35288 | 33200 | 2.62 | 2.22 | 41888 | 3.38 | 1.8 | 8.5 | 7
Live | 217398293 |  | 9.5 | 14.5 | 33321 | 35288 | 33200 | 2.62 | 2.14 | 41888 | 3.23 | 1.78 | 8.5 | 7
Live | 217397841 |  | 9.8 | 14.5 | 34247 | 34958 | 32600 | 2.7 | 2.3 | 40992 | 3.48 | 1.94 | 9 | 7.5
Live | 217395137 |  | 9.8 | 15 | 34247 | 34629 | 32400 | 2.7 | 2.31 | 40992 | 3.52 | 1.82 | 8.5 | 7
Live | 217396543 |  | 10 | 16 | 34710 | 34629 | 32200 | 2.76 | 2.37 | 40320 | 3.6 | 1.96 | 9 | 7.5
Live | 217396995 |  | 9.8 | 16 | 33784 | 34958 | 32800 | 2.7 | 2.23 | 41440 | 3.37 | 1.8 | 8.5 | 7.5
Live | 217396070 |  | 9.5 | 15 | 33553 | 35288 | 33200 | 2.62 | 2.22 | 41888 | 3.38 | 1.8 | 8.5 | 7
Live | 217398292 |  | 9.5 | 14.5 | 33321 | 35288 | 33200 | 2.62 | 2.14 | 41888 | 3.23 | 1.78 | 8.5 | 7
Live | 217395590 |  | 9.8 | 16 | 34247 | 34958 | 32600 | 2.7 | 2.28 | 41216 | 3.48 | 1.82 | 8.5 | 7
Live | 217397840 |  | 9.8 | 14.5 | 34247 | 34958 | 32600 | 2.7 | 2.3 | 40992 | 3.48 | 1.94 | 9 | 7.5
Live | 217397469 |  | 10 | 15.2 | 34941 | 34629 | 32200 | 2.75 | 2.37 | 40320 | 3.62 | 1.96 | 9 | 7.5
Live | 217395136 |  | 9.8 | 15 | 34247 | 34629 | 32400 | 2.7 | 2.31 | 40992 | 3.52 | 1.82 | 8.5 | 7
Live | 217396542 |  | 10 | 16 | 34710 | 34629 | 32200 | 2.76 | 2.37 | 40320 | 3.6 | 1.96 | 9 | 7.5
Live | 217396994 |  | 9.8 | 16 | 33784 | 34958 | 32800 | 2.7 | 2.23 | 41440 | 3.37 | 1.8 | 8.5 | 7.5
Live | 217396069 |  | 9.5 | 15 | 33553 | 35288 | 33200 | 2.62 | 2.22 | 41888 | 3.38 | 1.8 | 8.5 | 7
Live | 217398291 |  | 9.5 | 14.3 | 33090 | 35288 | 33400 | 2.61 | 2.14 | 41888 | 3.23 | 1.78 | 8.5 | 7
Live | 217395589 |  | 9.8 | 16 | 34247 | 34958 | 32600 | 2.7 | 2.28 | 41216 | 3.48 | 1.82 | 8.5 | 7
Live | 217397839 |  | 9.8 | 14.5 | 34247 | 34958 | 32600 | 2.7 | 2.3 | 40992 | 3.48 | 1.94 | 9 | 7.5
Live | 217395135 |  | 9.8 | 15 | 34247 | 34629 | 32400 | 2.7 | 2.31 | 40992 | 3.52 | 1.82 | 8.5 | 7
Live | 217397468 |  | 10 | 15.2 | 34941 | 34629 | 32200 | 2.75 | 2.37 | 40320 | 3.62 | 1.96 | 9 | 7.5
Live | 217398290 |  | 9.5 | 14.3 | 33090 | 35288 | 33400 | 2.61 | 2.14 | 41888 | 3.23 | 1.78 | 8.5 | 7
Live | 217396068 |  | 9.5 | 15 | 33553 | 35288 | 33200 | 2.62 | 2.22 | 41888 | 3.38 | 1.8 | 8.5 | 7
Live | 217396541 |  | 10 | 16 | 34710 | 34629 | 32200 | 2.76 | 2.37 | 40320 | 3.6 | 1.96 | 9 | 7.5
Live | 217396993 |  | 9.8 | 16 | 33784 | 34958 | 32800 | 2.7 | 2.23 | 41440 | 3.37 | 1.8 | 8.5 | 7.5
Live | 217397838 |  | 10 | 15.5 | 34710 | 34629 | 32400 | 2.76 | 2.35 | 40768 | 3.59 | 1.96 | 9 | 7.5
Live | 217395588 |  | 9.8 | 16 | 34247 | 34629 | 32600 | 2.7 | 2.28 | 41216 | 3.48 | 1.82 | 8.5 | 7
Live | 217395134 |  | 10 | 15.2 | 34941 | 34629 | 32400 | 2.75 | 2.35 | 40768 | 3.63 | 1.84 | 8.5 | 7
Live | 217398289 |  | 9.5 | 14.3 | 33090 | 35288 | 33400 | 2.61 | 2.14 | 41888 | 3.23 | 1.78 | 8.5 | 7
Live | 217396067 |  | 9.5 | 15 | 33553 | 35288 | 33200 | 2.62 | 2.22 | 41888 | 3.38 | 1.8 | 8.5 | 7
Live | 217396992 |  | 9.8 | 16 | 33784 | 34958 | 32800 | 2.7 | 2.23 | 41440 | 3.37 | 1.8 | 8.5 | 7.5
Live | 217396540 |  | 10 | 16 | 34710 | 34629 | 32200 | 2.76 | 2.37 | 40320 | 3.6 | 1.96 | 9 | 7.5
Live | 217397837 |  | 10 | 15.5 | 34710 | 34629 | 32400 | 2.76 | 2.35 | 40768 | 3.59 | 1.96 | 9 | 7.5
Live | 217395587 |  | 9.8 | 16 | 34247 | 34629 | 32600 | 2.7 | 2.28 | 41216 | 3.48 | 1.82 | 8.5 | 7
Live | 217397467 |  | 10 | 15.2 | 34941 | 34629 | 32200 | 2.75 | 2.37 | 40320 | 3.62 | 1.96 | 9 | 7.5
Live | 217395133 |  | 10 | 15.2 | 34941 | 34629 | 32400 | 2.75 | 2.35 | 40768 | 3.63 | 1.84 | 8.5 | 7
Live | 217398288 |  | 9.5 | 14.3 | 33090 | 35288 | 33400 | 2.61 | 2.14 | 41888 | 3.23 | 1.78 | 8.5 | 7
Live | 217396066 |  | 9.5 | 15 | 33553 | 34958 | 33000 | 2.62 | 2.23 | 41888 | 3.4 | 1.78 | 8.5 | 7
Live | 217396991 |  | 9.8 | 16 | 33784 | 34958 | 32800 | 2.7 | 2.23 | 41440 | 3.37 | 1.8 | 8.5 | 7.5
Live | 217396539 |  | 10 | 16 | 34710 | 34629 | 32200 | 2.76 | 2.37 | 40320 | 3.6 | 1.96 | 9 | 7.5
Live | 217397836 |  | 10 | 15.5 | 34710 | 34629 | 32400 | 2.76 | 2.35 | 40768 | 3.59 | 1.96 | 9 | 7.5
Live | 217395586 |  | 9.8 | 16 | 34247 | 34629 | 32600 | 2.7 | 2.28 | 41216 | 3.48 | 1.82 | 8.5 | 7
Live | 217395132 |  | 10 | 15.2 | 34941 | 34629 | 32400 | 2.75 | 2.35 | 40768 | 3.63 | 1.84 | 8.5 | 7
Live | 217398287 |  | 9.5 | 14.3 | 33090 | 35288 | 33400 | 2.61 | 2.14 | 41888 | 3.23 | 1.78 | 8.5 | 7
Live | 217396065 |  | 9.5 | 15 | 33553 | 34958 | 33000 | 2.62 | 2.23 | 41888 | 3.4 | 1.78 | 8.5 | 7
Live | 217397466 |  | 10 | 15.2 | 34941 | 34629 | 32200 | 2.75 | 2.37 | 40320 | 3.62 | 1.96 | 9 | 7.5
Live | 217396990 |  | 9.8 | 16 | 33784 | 34958 | 32800 | 2.7 | 2.23 | 41440 | 3.37 | 1.8 | 8.5 | 7.5
Live | 217396538 |  | 10 | 16 | 34710 | 34629 | 32200 | 2.76 | 2.37 | 40320 | 3.6 | 1.96 | 9 | 7.5
Live | 217395585 |  | 9.8 | 16 | 34247 | 34629 | 32600 | 2.7 | 2.28 | 41216 | 3.48 | 1.82 | 8.5 | 7
Live | 217397835 |  | 10 | 15.5 | 34710 | 34629 | 32400 | 2.76 | 2.35 | 40768 | 3.59 | 1.96 | 9 | 7.5
Live | 217398286 |  | 9.5 | 14.3 | 33090 | 35288 | 33400 | 2.61 | 2.14 | 41888 | 3.23 | 1.78 | 8.5 | 7
Live | 217395131 |  | 10 | 15.2 | 34941 | 34629 | 32400 | 2.75 | 2.35 | 40768 | 3.63 | 1.84 | 8.5 | 7
Live | 217396064 |  | 9.5 | 15 | 33553 | 34958 | 33000 | 2.62 | 2.23 | 41888 | 3.4 | 1.78 | 8.5 | 7
Live | 217396989 |  | 9.8 | 16 | 34015 | 34958 | 32800 | 2.7 | 2.24 | 41216 | 3.44 | 1.8 | 8.5 | 7.5
Live | 217396537 |  | 10 | 17 | 35404 | 34299 | 32000 | 2.75 | 2.42 | 40096 | 3.73 | 1.98 | 9 | 7.5
Live | 217395584 |  | 9.8 | 16 | 34247 | 34629 | 32600 | 2.7 | 2.28 | 41216 | 3.48 | 1.82 | 8.5 | 7
Live | 217397834 |  | 10 | 15.5 | 34710 | 34629 | 32400 | 2.76 | 2.35 | 40768 | 3.59 | 1.96 | 9 | 7.5
Live | 217397465 |  | 10 | 15.2 | 34941 | 34629 | 32200 | 2.75 | 2.37 | 40320 | 3.62 | 1.96 | 9 | 7.5
Live | 217398285 |  | 9.5 | 14.3 | 33090 | 35288 | 33400 | 2.61 | 2.14 | 41888 | 3.23 | 1.78 | 8.5 | 7
Live | 217396063 |  | 9.5 | 15 | 33553 | 34958 | 33000 | 2.62 | 2.23 | 41888 | 3.4 | 1.78 | 8.5 | 7
Live | 217395130 |  | 10 | 15.2 | 34941 | 34629 | 32400 | 2.75 | 2.35 | 40768 | 3.63 | 1.84 | 8.5 | 7
Live | 217396988 |  | 9.8 | 16 | 34015 | 34958 | 32800 | 2.7 | 2.24 | 41216 | 3.44 | 1.8 | 8.5 | 7.5
Live | 217396536 |  | 10 | 17 | 35404 | 34299 | 32000 | 2.75 | 2.42 | 40096 | 3.73 | 1.98 | 9 | 7.5
Live | 217395583 |  | 9.8 | 16 | 34247 | 34629 | 32600 | 2.7 | 2.28 | 41216 | 3.48 | 1.82 | 8.5 | 7
Live | 217397833 |  | 10 | 15.5 | 34710 | 34629 | 32400 | 2.76 | 2.35 | 40768 | 3.59 | 1.96 | 9 | 7.5
Live | 217398284 |  | 9.5 | 14.3 | 33090 | 35288 | 33400 | 2.61 | 2.14 | 41888 | 3.23 | 1.78 | 8.5 | 7
Live | 217396062 |  | 9.5 | 15 | 33553 | 34958 | 33000 | 2.62 | 2.23 | 41888 | 3.4 | 1.78 | 8.5 | 7
Live | 217395129 |  | 10 | 15.2 | 34941 | 34629 | 32400 | 2.75 | 2.35 | 40768 | 3.63 | 1.84 | 8.5 | 7
Live | 217397464 |  | 10 | 15.2 | 34941 | 34629 | 32200 | 2.75 | 2.37 | 40320 | 3.62 | 1.96 | 9 | 7.5
Live | 217396987 |  | 9.8 | 16 | 34015 | 34958 | 32800 | 2.7 | 2.24 | 41216 | 3.44 | 1.8 | 8.5 | 7.5
Live | 217396535 |  | 10 | 17 | 35404 | 34299 | 32000 | 2.75 | 2.42 | 40096 | 3.73 | 1.98 | 9 | 7.5
Live | 217398283 |  | 9.5 | 15.5 | 33090 | 35288 | 33200 | 2.61 | 2.14 | 41664 | 3.21 | 1.78 | 8.5 | 7
Live | 217395582 |  | 9.8 | 16 | 34247 | 34629 | 32600 | 2.7 | 2.28 | 41216 | 3.48 | 1.82 | 8.5 | 7
Live | 217396061 |  | 9.5 | 15 | 33553 | 34958 | 33000 | 2.62 | 2.23 | 41888 | 3.4 | 1.78 | 8.5 | 7
Live | 217397832 |  | 10 | 15.5 | 34710 | 34629 | 32400 | 2.76 | 2.35 | 40768 | 3.59 | 1.96 | 9 | 7.5
Live | 217395128 |  | 10 | 15.2 | 34941 | 34629 | 32400 | 2.75 | 2.35 | 40768 | 3.63 | 1.84 | 8.5 | 7
Live | 217396986 |  | 9.8 | 16 | 34015 | 34958 | 32800 | 2.7 | 2.24 | 41216 | 3.44 | 1.8 | 8.5 | 7.5
Live | 217396534 |  | 10 | 17 | 35404 | 34299 | 32000 | 2.75 | 2.42 | 40096 | 3.73 | 1.98 | 9 | 7.5
Live | 217396060 |  | 9.5 | 15 | 33553 | 34958 | 33000 | 2.62 | 2.23 | 41888 | 3.4 | 1.78 | 8.5 | 7
Live | 217398282 |  | 9.5 | 15.5 | 33090 | 35288 | 33200 | 2.61 | 2.14 | 41664 | 3.21 | 1.78 | 8.5 | 7
Live | 217395581 |  | 9.8 | 16 | 34247 | 34629 | 32600 | 2.7 | 2.28 | 41216 | 3.48 | 1.82 | 8.5 | 7
Live | 217397463 |  | 10 | 16 | 34941 | 34299 | 32200 | 2.75 | 2.38 | 40320 | 3.65 | 1.98 | 9 | 7.5
Live | 217397831 |  | 10 | 15.5 | 34710 | 34629 | 32400 | 2.76 | 2.35 | 40768 | 3.59 | 1.96 | 9 | 7.5
Live | 217395127 |  | 10 | 15.2 | 34710 | 34629 | 32400 | 2.76 | 2.33 | 40768 | 3.57 | 1.82 | 8.5 | 7
Live | 217396985 |  | 9.8 | 16 | 34015 | 34958 | 32800 | 2.7 | 2.24 | 41216 | 3.44 | 1.8 | 8.5 | 7.5
Live | 217396059 |  | 9.5 | 15 | 33553 | 34958 | 33000 | 2.62 | 2.23 | 41888 | 3.4 | 1.78 | 8.5 | 7
Live | 217396533 |  | 10 | 17 | 35404 | 34299 | 32000 | 2.75 | 2.42 | 40096 | 3.73 | 1.98 | 9 | 7.5
Live | 217395580 |  | 9.8 | 15.2 | 34247 | 34958 | 32600 | 2.7 | 2.28 | 41216 | 3.48 | 1.82 | 8.5 | 7
Live | 217398281 |  | 9.5 | 15.5 | 33090 | 35288 | 33200 | 2.61 | 2.14 | 41664 | 3.21 | 1.78 | 8.5 | 7
Live | 217397830 |  | 10 | 15.5 | 34710 | 34629 | 32400 | 2.76 | 2.33 | 40768 | 3.55 | 1.94 | 9 | 7.5
Live | 217395126 |  | 10 | 15.2 | 34710 | 34629 | 32400 | 2.76 | 2.33 | 40768 | 3.57 | 1.82 | 8.5 | 7
Live | 217397462 |  | 10 | 16 | 34941 | 34299 | 32200 | 2.75 | 2.38 | 40320 | 3.65 | 1.98 | 9 | 7.5
Live | 217396058 |  | 9.5 | 15 | 33553 | 35288 | 33200 | 2.62 | 2.22 | 41888 | 3.38 | 1.8 | 8.5 | 7
Live | 217396984 |  | 9.8 | 16 | 34015 | 34958 | 32800 | 2.7 | 2.24 | 41216 | 3.44 | 1.8 | 8.5 | 7.5
Live | 217395579 |  | 9.8 | 15.2 | 34247 | 34958 | 32600 | 2.7 | 2.28 | 41216 | 3.48 | 1.82 | 8.5 | 7
Live | 217396532 |  | 10 | 17 | 35404 | 34299 | 32000 | 2.75 | 2.42 | 40096 | 3.73 | 1.98 | 9 | 7.5
Live | 217398280 |  | 9.5 | 15.5 | 33090 | 35288 | 33200 | 2.61 | 2.14 | 41664 | 3.21 | 1.78 | 8.5 | 7
Live | 217397829 |  | 10 | 15.5 | 34710 | 34629 | 32400 | 2.76 | 2.33 | 40768 | 3.55 | 1.94 | 9 | 7.5
Live | 217395125 |  | 10 | 15.2 | 34710 | 34629 | 32400 | 2.76 | 2.33 | 40768 | 3.57 | 1.82 | 8.5 | 7
Live | 217396057 |  | 9.5 | 15 | 33553 | 35288 | 33200 | 2.62 | 2.22 | 41888 | 3.38 | 1.8 | 8.5 | 7
Live | 217396983 |  | 9.8 | 16 | 34015 | 34958 | 32800 | 2.7 | 2.24 | 41216 | 3.44 | 1.8 | 8.5 | 7.5
Live | 217395578 |  | 9.8 | 15.2 | 34247 | 34958 | 32600 | 2.7 | 2.28 | 41216 | 3.48 | 1.82 | 8.5 | 7
Live | 217396531 |  | 10 | 17 | 35404 | 34299 | 32000 | 2.75 | 2.42 | 40096 | 3.73 | 1.98 | 9 | 7.5
Live | 217398279 |  | 9.5 | 15.5 | 33090 | 35288 | 33200 | 2.61 | 2.14 | 41664 | 3.21 | 1.78 | 8.5 | 7
Live | 217397461 |  | 10 | 16 | 34941 | 34299 | 32200 | 2.75 | 2.38 | 40320 | 3.65 | 1.98 | 9 | 7.5
Live | 217397828 |  | 10 | 15.5 | 34710 | 34629 | 32400 | 2.76 | 2.33 | 40768 | 3.55 | 1.94 | 9 | 7.5
Live | 217395124 |  | 10 | 15.2 | 34710 | 34629 | 32400 | 2.76 | 2.33 | 40768 | 3.57 | 1.82 | 8.5 | 7
Live | 217396056 |  | 9.5 | 15 | 33553 | 35288 | 33200 | 2.62 | 2.22 | 41888 | 3.38 | 1.8 | 8.5 | 7
Live | 217396982 |  | 9.8 | 16 | 34015 | 34958 | 32800 | 2.7 | 2.24 | 41216 | 3.44 | 1.8 | 8.5 | 7.5
Live | 217395577 |  | 9.8 | 15.2 | 34247 | 34958 | 32600 | 2.7 | 2.28 | 41216 | 3.48 | 1.82 | 8.5 | 7
Live | 217396530 |  | 10 | 17 | 35404 | 34299 | 32000 | 2.75 | 2.42 | 40096 | 3.73 | 1.98 | 9 | 7.5
Live | 217398278 |  | 9.5 | 15.5 | 33090 | 35288 | 33200 | 2.61 | 2.14 | 41664 | 3.21 | 1.78 | 8.5 | 7
Live | 217397827 |  | 10 | 15.5 | 34710 | 34629 | 32400 | 2.76 | 2.33 | 40768 | 3.55 | 1.94 | 9 | 7.5
Live | 217395123 |  | 10 | 15.2 | 34710 | 34629 | 32400 | 2.76 | 2.33 | 40768 | 3.57 | 1.82 | 8.5 | 7
Live | 217396055 |  | 9.5 | 15 | 33553 | 35288 | 33200 | 2.62 | 2.22 | 41888 | 3.38 | 1.8 | 8.5 | 7
Live | 217397460 |  | 10 | 16 | 34941 | 34299 | 32200 | 2.75 | 2.38 | 40320 | 3.65 | 1.98 | 9 | 7.5
Live | 217396981 |  | 9.8 | 16 | 34015 | 34958 | 32800 | 2.7 | 2.24 | 41440 | 3.42 | 1.8 | 8.5 | 7.5
Live | 217395576 |  | 9.8 | 15.2 | 34247 | 34958 | 32600 | 2.7 | 2.28 | 41216 | 3.48 | 1.82 | 8.5 | 7
Live | 217396529 |  | 10 | 16.5 | 34941 | 34299 | 32200 | 2.75 | 2.38 | 40320 | 3.62 | 1.96 | 9 | 7.5
Live | 217398277 |  | 9.5 | 15.5 | 33090 | 35288 | 33200 | 2.61 | 2.14 | 41664 | 3.21 | 1.78 | 8.5 | 7
Live | 217397826 |  | 10 | 15.5 | 34710 | 34629 | 32400 | 2.76 | 2.33 | 40768 | 3.55 | 1.94 | 9 | 7.5
Live | 217395122 |  | 10 | 15.2 | 34710 | 34629 | 32400 | 2.76 | 2.33 | 40768 | 3.57 | 1.82 | 8.5 | 7
Live | 217396054 |  | 9.5 | 15 | 33553 | 35288 | 33200 | 2.62 | 2.22 | 41888 | 3.38 | 1.8 | 8.5 | 7
Live | 217396980 |  | 9.8 | 16 | 34015 | 34958 | 32800 | 2.7 | 2.24 | 41440 | 3.42 | 1.8 | 8.5 | 7.5
Live | 217395575 |  | 9.8 | 15.2 | 34247 | 34958 | 32600 | 2.7 | 2.28 | 41216 | 3.48 | 1.82 | 8.5 | 7
Live | 217396528 |  | 10 | 16.5 | 34941 | 34299 | 32200 | 2.75 | 2.38 | 40320 | 3.62 | 1.96 | 9 | 7.5
Live | 217398276 |  | 9.5 | 15.5 | 33090 | 35288 | 33200 | 2.61 | 2.14 | 41664 | 3.21 | 1.78 | 8.5 | 7
Live | 217397459 |  | 10 | 16 | 34941 | 34299 | 32200 | 2.75 | 2.38 | 40320 | 3.65 | 1.98 | 9 | 7.5
Live | 217397825 |  | 10 | 15.5 | 34710 | 34629 | 32400 | 2.76 | 2.33 | 40768 | 3.55 | 1.94 | 9 | 7.5
Live | 217395121 |  | 10 | 15.2 | 34710 | 34629 | 32400 | 2.76 | 2.33 | 40768 | 3.57 | 1.82 | 8.5 | 7
Live | 217396053 |  | 9.5 | 15 | 33553 | 35288 | 33200 | 2.62 | 2.22 | 41888 | 3.38 | 1.8 | 8.5 | 7
Live | 217395574 |  | 9.8 | 15.2 | 34247 | 34958 | 32600 | 2.7 | 2.28 | 41216 | 3.48 | 1.82 | 8.5 | 7
Live | 217396979 |  | 9.8 | 16 | 34015 | 34958 | 32800 | 2.7 | 2.24 | 41440 | 3.42 | 1.8 | 8.5 | 7.5
Live | 217396527 |  | 10 | 16.5 | 34941 | 34299 | 32200 | 2.75 | 2.38 | 40320 | 3.62 | 1.96 | 9 | 7.5
Live | 217398275 |  | 9.5 | 15.5 | 33321 | 35288 | 33200 | 2.62 | 2.15 | 41664 | 3.26 | 1.78 | 8.5 | 7
Live | 217396052 |  | 9.5 | 15 | 33553 | 35288 | 33200 | 2.62 | 2.22 | 41888 | 3.38 | 1.8 | 8.5 | 7
Live | 217397824 |  | 10 | 15.5 | 34710 | 34629 | 32400 | 2.76 | 2.33 | 40768 | 3.55 | 1.94 | 9 | 7.5
Live | 217395120 |  | 10 | 15.2 | 34710 | 34629 | 32400 | 2.76 | 2.33 | 40768 | 3.57 | 1.82 | 8.5 | 7
Live | 217397458 |  | 10 | 16 | 34941 | 34299 | 32200 | 2.75 | 2.38 | 40320 | 3.65 | 1.98 | 9 | 7.5
Live | 217395573 |  | 9.8 | 15.2 | 34247 | 34958 | 32600 | 2.7 | 2.28 | 41216 | 3.48 | 1.82 | 8.5 | 7
Live | 217396978 |  | 9.8 | 16 | 34015 | 34958 | 32800 | 2.7 | 2.24 | 41440 | 3.42 | 1.8 | 8.5 | 7.5
Live | 217396526 |  | 10 | 16.5 | 34941 | 34299 | 32200 | 2.75 | 2.38 | 40320 | 3.62 | 1.96 | 9 | 7.5
Live | 217398274 |  | 9.5 | 15.5 | 33321 | 35288 | 33200 | 2.62 | 2.15 | 41664 | 3.26 | 1.78 | 8.5 | 7
Live | 217396051 |  | 9.5 | 15 | 33553 | 35288 | 33200 | 2.62 | 2.22 | 41888 | 3.38 | 1.8 | 8.5 | 7
Live | 217395119 |  | 9.8 | 15 | 34247 | 34629 | 32600 | 2.7 | 2.31 | 40992 | 3.5 | 1.82 | 8.5 | 7
Live | 217397823 |  | 10 | 15.5 | 34710 | 34629 | 32400 | 2.76 | 2.33 | 40768 | 3.55 | 1.94 | 9 | 7.5
Live | 217395572 |  | 10 | 16 | 34710 | 34629 | 32600 | 2.76 | 2.33 | 40992 | 3.59 | 1.82 | 8.5 | 7
Live | 217397457 |  | 10 | 16 | 34941 | 34299 | 32200 | 2.75 | 2.38 | 40320 | 3.65 | 1.98 | 9 | 7.5
Live | 217398273 |  | 9.5 | 15.5 | 33321 | 35288 | 33200 | 2.62 | 2.15 | 41664 | 3.26 | 1.78 | 8.5 | 7
Live | 217396050 |  | 9.5 | 15 | 33553 | 34958 | 33200 | 2.62 | 2.23 | 41888 | 3.35 | 1.78 | 8.5 | 7
Live | 217396525 |  | 10 | 16.5 | 34941 | 34299 | 32200 | 2.75 | 2.38 | 40320 | 3.62 | 1.96 | 9 | 7.5
Live | 217396977 |  | 9.8 | 16 | 34015 | 34958 | 32800 | 2.7 | 2.24 | 41440 | 3.42 | 1.8 | 8.5 | 7.5
Live | 217397822 |  | 10 | 15.2 | 34478 | 34629 | 32400 | 2.75 | 2.31 | 40768 | 3.52 | 1.94 | 9 | 7.5
Live | 217395118 |  | 9.8 | 15 | 34247 | 34629 | 32600 | 2.7 | 2.31 | 40992 | 3.5 | 1.82 | 8.5 | 7
Live | 217397456 |  | 10 | 16 | 34941 | 34299 | 32200 | 2.75 | 2.38 | 40320 | 3.65 | 1.98 | 9 | 7.5
Live | 217395571 |  | 10 | 16 | 34710 | 34629 | 32600 | 2.76 | 2.33 | 40992 | 3.59 | 1.82 | 8.5 | 7
Live | 217396524 |  | 10 | 16.5 | 34941 | 34299 | 32200 | 2.75 | 2.38 | 40320 | 3.62 | 1.96 | 9 | 7.5
Live | 217398272 |  | 9.5 | 15.5 | 33321 | 35288 | 33200 | 2.62 | 2.15 | 41664 | 3.26 | 1.78 | 8.5 | 7
Live | 217396049 |  | 9.5 | 15 | 33553 | 34958 | 33200 | 2.62 | 2.23 | 41888 | 3.35 | 1.78 | 8.5 | 7
Live | 217396976 |  | 9.8 | 16 | 34015 | 34958 | 32800 | 2.7 | 2.24 | 41440 | 3.42 | 1.8 | 8.5 | 7.5
Live | 217397821 |  | 10 | 15.2 | 34478 | 34629 | 32400 | 2.75 | 2.31 | 40768 | 3.52 | 1.94 | 9 | 7.5
Live | 217395117 |  | 9.8 | 15 | 34247 | 34629 | 32600 | 2.7 | 2.31 | 40992 | 3.5 | 1.82 | 8.5 | 7
Live | 217397455 |  | 10 | 16 | 34941 | 34299 | 32200 | 2.75 | 2.38 | 40320 | 3.65 | 1.98 | 9 | 7.5
Live | 217395570 |  | 10 | 16 | 34710 | 34629 | 32600 | 2.76 | 2.33 | 40992 | 3.59 | 1.82 | 8.5 | 7
Live | 217398271 |  | 9.5 | 15.5 | 33321 | 35288 | 33200 | 2.62 | 2.15 | 41664 | 3.26 | 1.78 | 8.5 | 7
Live | 217396523 |  | 10 | 16.5 | 34941 | 34299 | 32200 | 2.75 | 2.38 | 40320 | 3.62 | 1.96 | 9 | 7.5
Live | 217396048 |  | 9.5 | 15 | 33553 | 34958 | 33200 | 2.62 | 2.23 | 41888 | 3.35 | 1.78 | 8.5 | 7
Live | 217397820 |  | 10 | 15.2 | 34478 | 34629 | 32400 | 2.75 | 2.31 | 40768 | 3.52 | 1.94 | 9 | 7.5
Live | 217395116 |  | 9.8 | 15 | 34247 | 34629 | 32600 | 2.7 | 2.31 | 40992 | 3.5 | 1.82 | 8.5 | 7
Live | 217396975 |  | 9.8 | 16 | 34015 | 34958 | 32800 | 2.7 | 2.24 | 41440 | 3.42 | 1.8 | 8.5 | 7.5
Live | 217397454 |  | 10 | 16 | 34941 | 34299 | 32200 | 2.75 | 2.38 | 40320 | 3.65 | 1.98 | 9 | 7.5
Live | 217395569 |  | 10 | 16 | 34710 | 34629 | 32600 | 2.76 | 2.33 | 40992 | 3.59 | 1.82 | 8.5 | 7
Live | 217398270 |  | 9.5 | 15.5 | 33321 | 35288 | 33200 | 2.62 | 2.15 | 41664 | 3.26 | 1.78 | 8.5 | 7
Live | 217396522 |  | 10 | 16.5 | 34941 | 34299 | 32200 | 2.75 | 2.38 | 40320 | 3.62 | 1.96 | 9 | 7.5
Live | 217397819 |  | 10 | 15.2 | 34478 | 34629 | 32400 | 2.75 | 2.31 | 40768 | 3.52 | 1.94 | 9 | 7.5
Live | 217396974 |  | 9.8 | 16 | 34015 | 34958 | 32800 | 2.7 | 2.24 | 41440 | 3.42 | 1.8 | 8.5 | 7.5
Live | 217396047 |  | 9.5 | 15 | 33553 | 34958 | 33200 | 2.62 | 2.23 | 41888 | 3.35 | 1.78 | 8.5 | 7
Live | 217395115 |  | 9.8 | 15 | 34247 | 34629 | 32600 | 2.7 | 2.31 | 40992 | 3.5 | 1.82 | 8.5 | 7
Live | 217397453 |  | 10 | 16 | 34941 | 34299 | 32200 | 2.75 | 2.38 | 40320 | 3.65 | 1.98 | 9 | 7.5
Live | 217395568 |  | 10 | 16 | 34710 | 34629 | 32600 | 2.76 | 2.33 | 40992 | 3.59 | 1.82 | 8.5 | 7
Live | 217398269 |  | 9.5 | 15.5 | 33321 | 35288 | 33200 | 2.62 | 2.15 | 41664 | 3.26 | 1.78 | 8.5 | 7
Live | 217396973 |  | 9.8 | 16 | 34015 | 34958 | 32800 | 2.7 | 2.24 | 41440 | 3.42 | 1.8 | 8.5 | 7.5
Live | 217396046 |  | 9.5 | 15 | 33553 | 34958 | 33200 | 2.62 | 2.23 | 41888 | 3.35 | 1.78 | 8.5 | 7
Live | 217396521 |  | 10 | 16.5 | 35172 | 34299 | 32200 | 2.76 | 2.4 | 40320 | 3.69 | 1.98 | 9 | 7.5
Live | 217397818 |  | 10 | 15.2 | 34478 | 34629 | 32400 | 2.75 | 2.31 | 40768 | 3.52 | 1.94 | 9 | 7.5
Live | 217395567 |  | 10 | 16 | 34710 | 34629 | 32600 | 2.76 | 2.33 | 40992 | 3.59 | 1.82 | 8.5 | 7
Live | 217397452 |  | 10 | 16 | 34941 | 34299 | 32200 | 2.75 | 2.38 | 40320 | 3.65 | 1.98 | 9 | 7.5
Live | 217398268 |  | 9.5 | 15.5 | 33321 | 35288 | 33200 | 2.62 | 2.15 | 41664 | 3.26 | 1.78 | 8.5 | 7
Live | 217395114 |  | 9.8 | 15 | 34247 | 34629 | 32600 | 2.7 | 2.31 | 40992 | 3.5 | 1.82 | 8.5 | 7
Live | 217396972 |  | 9.8 | 16 | 34015 | 34958 | 32800 | 2.7 | 2.24 | 41440 | 3.42 | 1.8 | 8.5 | 7.5
Live | 217397817 |  | 10 | 15.2 | 34478 | 34629 | 32400 | 2.75 | 2.31 | 40768 | 3.52 | 1.94 | 9 | 7.5
Live | 217396520 |  | 10 | 16.5 | 35172 | 34299 | 32200 | 2.76 | 2.4 | 40320 | 3.69 | 1.98 | 9 | 7.5
Live | 217396045 |  | 9.5 | 15 | 33553 | 34958 | 33200 | 2.62 | 2.23 | 41888 | 3.35 | 1.78 | 8.5 | 7
Live | 217397451 |  | 10 | 16 | 34941 | 34299 | 32200 | 2.75 | 2.38 | 40320 | 3.65 | 1.98 | 9 | 7.5
Live | 217395566 |  | 10 | 16 | 34710 | 34629 | 32600 | 2.76 | 2.33 | 40992 | 3.59 | 1.82 | 8.5 | 7
Live | 217398267 |  | 9.5 | 15.5 | 33090 | 35288 | 33200 | 2.61 | 2.14 | 41664 | 3.21 | 1.78 | 8.5 | 7
Live | 217395113 |  | 9.8 | 15 | 34247 | 34629 | 32600 | 2.7 | 2.31 | 40992 | 3.5 | 1.82 | 8.5 | 7
Live | 217396971 |  | 9.8 | 16 | 34015 | 34958 | 32800 | 2.7 | 2.24 | 41440 | 3.42 | 1.8 | 8.5 | 7.5
Live | 217396044 |  | 9.5 | 15 | 33553 | 34958 | 33200 | 2.62 | 2.23 | 41888 | 3.35 | 1.78 | 8.5 | 7
Live | 217396519 |  | 10 | 16.5 | 35172 | 34299 | 32200 | 2.76 | 2.4 | 40320 | 3.69 | 1.98 | 9 | 7.5
Live | 217397816 |  | 10 | 15.2 | 34478 | 34629 | 32400 | 2.75 | 2.31 | 40768 | 3.52 | 1.94 | 9 | 7.5
Live | 217397450 |  | 10 | 16 | 34941 | 34299 | 32200 | 2.75 | 2.38 | 40320 | 3.65 | 1.98 | 9 | 7.5
Live | 217395565 |  | 10 | 16 | 34710 | 34629 | 32600 | 2.76 | 2.33 | 40992 | 3.59 | 1.82 | 8.5 | 7
Live | 217398266 |  | 9.5 | 15.5 | 33090 | 35288 | 33200 | 2.61 | 2.14 | 41664 | 3.21 | 1.78 | 8.5 | 7
Live | 217395112 |  | 9.8 | 15 | 34247 | 34629 | 32600 | 2.7 | 2.31 | 40992 | 3.5 | 1.82 | 8.5 | 7
Live | 217396970 |  | 9.8 | 16 | 34015 | 34958 | 32800 | 2.7 | 2.24 | 41440 | 3.42 | 1.8 | 8.5 | 7.5
Live | 217397815 |  | 10 | 16 | 34478 | 34629 | 32400 | 2.75 | 2.31 | 40768 | 3.52 | 1.94 | 9 | 7.5
Live | 217396043 |  | 9.5 | 15 | 33553 | 34958 | 33200 | 2.62 | 2.23 | 41888 | 3.35 | 1.78 | 8.5 | 7
Live | 217396518 |  | 10 | 16.5 | 35172 | 34299 | 32200 | 2.76 | 2.4 | 40320 | 3.69 | 1.98 | 9 | 7.5
Live | 217397449 |  | 10 | 16 | 34941 | 34299 | 32200 | 2.75 | 2.38 | 40320 | 3.65 | 1.98 | 9 | 7.5
Live | 217398265 |  | 9.5 | 15.5 | 33090 | 35288 | 33200 | 2.61 | 2.14 | 41664 | 3.21 | 1.78 | 8.5 | 7
Live | 217395111 |  | 9.8 | 15 | 34247 | 34629 | 32600 | 2.7 | 2.31 | 40992 | 3.5 | 1.82 | 8.5 | 7
Live | 217395564 |  | 9.8 | 15.2 | 34247 | 34629 | 32600 | 2.7 | 2.3 | 40992 | 3.48 | 1.8 | 8.5 | 7
Live | 217396042 |  | 9.5 | 15.2 | 33553 | 34958 | 33200 | 2.62 | 2.23 | 41888 | 3.38 | 1.8 | 8.5 | 7
Live | 217396969 |  | 9.8 | 16 | 34015 | 34958 | 32800 | 2.7 | 2.24 | 41440 | 3.42 | 1.8 | 8.5 | 7.5
Live | 217397814 |  | 10 | 16 | 34478 | 34629 | 32400 | 2.75 | 2.31 | 40768 | 3.52 | 1.94 | 9 | 7.5
Live | 217395563 |  | 9.8 | 15.2 | 34247 | 34629 | 32600 | 2.7 | 2.3 | 40992 | 3.48 | 1.8 | 8.5 | 7
Live | 217397448 |  | 10 | 16 | 34941 | 34299 | 32200 | 2.75 | 2.38 | 40320 | 3.62 | 1.96 | 9 | 7.5
Live | 217398264 |  | 9.5 | 15.5 | 33090 | 35288 | 33200 | 2.61 | 2.14 | 41664 | 3.21 | 1.78 | 8.5 | 7
Live | 217395110 |  | 9.8 | 15 | 34247 | 34629 | 32600 | 2.7 | 2.31 | 40992 | 3.5 | 1.82 | 8.5 | 7
Live | 217396517 |  | 10 | 16.5 | 35172 | 34299 | 32200 | 2.76 | 2.4 | 40320 | 3.69 | 1.98 | 9 | 7.5
Live | 217396041 |  | 9.5 | 15.2 | 33553 | 34958 | 33200 | 2.62 | 2.23 | 41888 | 3.38 | 1.8 | 8.5 | 7
Live | 217397813 |  | 10 | 16 | 34478 | 34629 | 32400 | 2.75 | 2.31 | 40768 | 3.52 | 1.94 | 9 | 7.5
Live | 217396968 |  | 9.8 | 16 | 34015 | 34958 | 32800 | 2.7 | 2.24 | 41440 | 3.42 | 1.8 | 8.5 | 7.5
Live | 217397447 |  | 10 | 16 | 34941 | 34299 | 32200 | 2.75 | 2.38 | 40320 | 3.62 | 1.96 | 9 | 7.5
Live | 217398263 |  | 9.5 | 15.5 | 33090 | 35288 | 33200 | 2.61 | 2.14 | 41664 | 3.21 | 1.78 | 8.5 | 7
Live | 217395562 |  | 9.8 | 15.2 | 34247 | 34629 | 32600 | 2.7 | 2.3 | 40992 | 3.48 | 1.8 | 8.5 | 7
Live | 217395109 |  | 9.8 | 14.5 | 34710 | 34629 | 32400 | 2.7 | 2.33 | 40768 | 3.57 | 1.82 | 8.5 | 7
Live | 217396040 |  | 9.5 | 15.2 | 33553 | 34958 | 33200 | 2.62 | 2.23 | 41888 | 3.38 | 1.8 | 8.5 | 7
Live | 217396516 |  | 10 | 16.5 | 35172 | 34299 | 32200 | 2.76 | 2.4 | 40320 | 3.69 | 1.98 | 9 | 7.5
Live | 217397812 |  | 10 | 16 | 34478 | 34629 | 32400 | 2.75 | 2.31 | 40768 | 3.52 | 1.94 | 9 | 7.5
Live | 217397446 |  | 10 | 16 | 34941 | 34299 | 32200 | 2.75 | 2.38 | 40320 | 3.62 | 1.96 | 9 | 7.5
Live | 217398262 |  | 9.5 | 15.5 | 33090 | 35288 | 33200 | 2.61 | 2.14 | 41664 | 3.21 | 1.78 | 8.5 | 7
Live | 217396967 |  | 9.8 | 16 | 34015 | 34958 | 32800 | 2.7 | 2.24 | 41440 | 3.42 | 1.8 | 8.5 | 7.5
Live | 217395108 |  | 9.8 | 14.5 | 34710 | 34629 | 32400 | 2.7 | 2.33 | 40768 | 3.57 | 1.82 | 8.5 | 7
Live | 217395561 |  | 9.8 | 15.2 | 34247 | 34629 | 32600 | 2.7 | 2.3 | 40992 | 3.48 | 1.8 | 8.5 | 7
Live | 217396039 |  | 9.5 | 15.2 | 33553 | 34958 | 33200 | 2.62 | 2.23 | 41888 | 3.38 | 1.8 | 8.5 | 7
Live | 217396515 |  | 10 | 16.5 | 35172 | 34299 | 32200 | 2.76 | 2.4 | 40320 | 3.69 | 1.98 | 9 | 7.5
Live | 217397445 |  | 10 | 16 | 34941 | 34299 | 32200 | 2.75 | 2.38 | 40320 | 3.62 | 1.96 | 9 | 7.5
Live | 217396966 |  | 9.8 | 16 | 34015 | 34958 | 32800 | 2.7 | 2.24 | 41440 | 3.42 | 1.8 | 8.5 | 7.5
Live | 217398261 |  | 9.5 | 15.5 | 33090 | 35288 | 33200 | 2.61 | 2.14 | 41664 | 3.21 | 1.78 | 8.5 | 7
Live | 217397811 |  | 10 | 16 | 34478 | 34629 | 32400 | 2.75 | 2.31 | 40768 | 3.52 | 1.94 | 9 | 7.5
Live | 217395107 |  | 9.8 | 14.5 | 34710 | 34629 | 32400 | 2.7 | 2.33 | 40768 | 3.57 | 1.82 | 8.5 | 7
Live | 217396514 |  | 10 | 16.5 | 35172 | 34299 | 32200 | 2.76 | 2.4 | 40320 | 3.69 | 1.98 | 9 | 7.5
Live | 217395560 |  | 9.8 | 15.2 | 34247 | 34629 | 32600 | 2.7 | 2.3 | 40992 | 3.48 | 1.8 | 8.5 | 7
Live | 217396038 |  | 9.5 | 15.2 | 33553 | 34958 | 33200 | 2.62 | 2.23 | 41888 | 3.38 | 1.8 | 8.5 | 7
Live | 217397444 |  | 10 | 16 | 34941 | 34299 | 32200 | 2.75 | 2.38 | 40320 | 3.62 | 1.96 | 9 | 7.5
Live | 217396965 |  | 9.8 | 16.5 | 33553 | 34958 | 33000 | 2.7 | 2.23 | 41440 | 3.34 | 1.8 | 8.5 | 7.5
Live | 217398260 |  | 9.5 | 15.5 | 33090 | 35288 | 33200 | 2.61 | 2.14 | 41664 | 3.21 | 1.78 | 8.5 | 7
Live | 217397810 |  | 10 | 16 | 34478 | 34629 | 32400 | 2.75 | 2.31 | 40768 | 3.52 | 1.94 | 9 | 7.5
Live | 217395106 |  | 9.8 | 14.5 | 34710 | 34629 | 32400 | 2.7 | 2.33 | 40768 | 3.57 | 1.82 | 8.5 | 7
Live | 217396513 |  | 10 | 16.5 | 35404 | 34299 | 32200 | 2.75 | 2.4 | 40320 | 3.7 | 1.98 | 9 | 7.5
Live | 217395559 |  | 9.8 | 15.2 | 34247 | 34629 | 32600 | 2.7 | 2.3 | 40992 | 3.48 | 1.8 | 8.5 | 7
Live | 217397443 |  | 10 | 16 | 34941 | 34299 | 32200 | 2.75 | 2.38 | 40320 | 3.62 | 1.96 | 9 | 7.5
Live | 217398259 |  | 9.5 | 15.5 | 33321 | 35288 | 33200 | 2.62 | 2.15 | 41664 | 3.26 | 1.78 | 8.5 | 7
Live | 217396964 |  | 9.8 | 16.5 | 33553 | 34958 | 33000 | 2.7 | 2.23 | 41440 | 3.34 | 1.8 | 8.5 | 7.5
Live | 217396037 |  | 9.5 | 15.2 | 33553 | 34958 | 33200 | 2.62 | 2.23 | 41888 | 3.38 | 1.8 | 8.5 | 7
Live | 217397809 |  | 10 | 16 | 34478 | 34629 | 32400 | 2.75 | 2.31 | 40768 | 3.52 | 1.94 | 9 | 7.5
Live | 217395105 |  | 9.8 | 14.5 | 34710 | 34629 | 32400 | 2.7 | 2.33 | 40768 | 3.57 | 1.82 | 8.5 | 7
Live | 217396512 |  | 10 | 16.5 | 35404 | 34299 | 32200 | 2.75 | 2.4 | 40320 | 3.7 | 1.98 | 9 | 7.5
Live | 217395558 |  | 9.8 | 15.2 | 34247 | 34629 | 32600 | 2.7 | 2.3 | 40992 | 3.48 | 1.8 | 8.5 | 7
Live | 217397442 |  | 10 | 16 | 34941 | 34299 | 32200 | 2.75 | 2.38 | 40320 | 3.62 | 1.96 | 9 | 7.5
Live | 217398258 |  | 9.5 | 15.5 | 33321 | 35288 | 33200 | 2.62 | 2.15 | 41664 | 3.26 | 1.78 | 8.5 | 7
Live | 217396963 |  | 9.8 | 16.5 | 33553 | 34958 | 33000 | 2.7 | 2.23 | 41440 | 3.34 | 1.8 | 8.5 | 7.5
Live | 217395104 |  | 9.8 | 14.5 | 34710 | 34629 | 32400 | 2.7 | 2.33 | 40768 | 3.57 | 1.82 | 8.5 | 7
Live | 217397808 |  | 10 | 16 | 34478 | 34629 | 32400 | 2.75 | 2.31 | 40768 | 3.52 | 1.94 | 9 | 7.5
Live | 217396036 |  | 9.5 | 15.2 | 33553 | 34958 | 33200 | 2.62 | 2.23 | 41888 | 3.38 | 1.8 | 8.5 | 7
Live | 217396511 |  | 10 | 16.5 | 35404 | 34299 | 32200 | 2.75 | 2.4 | 40320 | 3.7 | 1.98 | 9 | 7.5
Live | 217397441 |  | 10 | 16 | 35404 | 34299 | 32200 | 2.75 | 2.4 | 40320 | 3.7 | 1.98 | 9 | 7.5
Live | 217396962 |  | 9.8 | 16.5 | 33553 | 34958 | 33000 | 2.7 | 2.23 | 41440 | 3.34 | 1.8 | 8.5 | 7.5
Live | 217395557 |  | 9.8 | 15.2 | 34247 | 34629 | 32600 | 2.7 | 2.3 | 40992 | 3.48 | 1.8 | 8.5 | 7
Live | 217395103 |  | 9.8 | 14.5 | 34710 | 34629 | 32400 | 2.7 | 2.33 | 40768 | 3.57 | 1.82 | 8.5 | 7
Live | 217398257 |  | 9.5 | 15.5 | 33321 | 35288 | 33200 | 2.62 | 2.15 | 41664 | 3.26 | 1.78 | 8.5 | 7
Live | 217397807 |  | 10 | 16 | 34247 | 34629 | 32400 | 2.76 | 2.31 | 40768 | 3.5 | 1.92 | 9 | 7.5
Live | 217396510 |  | 10 | 16.5 | 35404 | 34299 | 32200 | 2.75 | 2.4 | 40320 | 3.7 | 1.98 | 9 | 7.5
Live | 217396035 |  | 9.5 | 15.2 | 33553 | 34958 | 33200 | 2.62 | 2.23 | 41888 | 3.38 | 1.8 | 8.5 | 7
Live | 217397440 |  | 10 | 16 | 35404 | 34299 | 32200 | 2.75 | 2.4 | 40320 | 3.7 | 1.98 | 9 | 7.5
Live | 217395556 |  | 9.8 | 15.5 | 33784 | 34629 | 32600 | 2.7 | 2.28 | 41216 | 3.42 | 1.82 | 8.5 | 7
Live | 217397806 |  | 10 | 16 | 34247 | 34629 | 32400 | 2.76 | 2.31 | 40768 | 3.5 | 1.92 | 9 | 7.5
Live | 217396961 |  | 9.8 | 16.5 | 33553 | 34958 | 33000 | 2.7 | 2.23 | 41440 | 3.34 | 1.8 | 8.5 | 7.5
Live | 217395102 |  | 9.8 | 14.5 | 34710 | 34629 | 32400 | 2.7 | 2.33 | 40768 | 3.57 | 1.82 | 8.5 | 7
Live | 217396509 |  | 10 | 16.5 | 35404 | 34299 | 32200 | 2.75 | 2.4 | 40320 | 3.7 | 1.98 | 9 | 7.5
Live | 217396034 |  | 9.5 | 14.5 | 33784 | 34958 | 33000 | 2.62 | 2.24 | 41888 | 3.44 | 1.8 | 8.5 | 7
Live | 217398256 |  | 9.5 | 15.5 | 33321 | 35288 | 33200 | 2.62 | 2.15 | 41664 | 3.26 | 1.78 | 8.5 | 7
Live | 217397439 |  | 10 | 16 | 35404 | 34299 | 32200 | 2.75 | 2.4 | 40320 | 3.7 | 1.98 | 9 | 7.5
Live | 217395555 |  | 9.8 | 15.5 | 33784 | 34629 | 32600 | 2.7 | 2.28 | 41216 | 3.42 | 1.82 | 8.5 | 7
Live | 217396508 |  | 10 | 16.5 | 35404 | 34299 | 32200 | 2.75 | 2.4 | 40320 | 3.7 | 1.98 | 9 | 7.5
Live | 217395101 |  | 9.8 | 14.5 | 34015 | 34629 | 32600 | 2.7 | 2.3 | 40992 | 3.48 | 1.82 | 8.5 | 7
Live | 217396960 |  | 9.8 | 16.5 | 33553 | 34958 | 33000 | 2.7 | 2.23 | 41440 | 3.34 | 1.8 | 8.5 | 7.5
Live | 217397805 |  | 10 | 16 | 34247 | 34629 | 32400 | 2.76 | 2.31 | 40768 | 3.5 | 1.92 | 9 | 7.5
Live | 217398255 |  | 9.5 | 15.5 | 33321 | 35288 | 33200 | 2.62 | 2.15 | 41664 | 3.26 | 1.78 | 8.5 | 7
Live | 217396033 |  | 9.5 | 14.5 | 33784 | 34958 | 33000 | 2.62 | 2.24 | 41888 | 3.44 | 1.8 | 8.5 | 7
Live | 217397438 |  | 10 | 16 | 35404 | 34299 | 32200 | 2.75 | 2.4 | 40320 | 3.7 | 1.98 | 9 | 7.5
Live | 217395554 |  | 9.8 | 15.5 | 33784 | 34629 | 32600 | 2.7 | 2.28 | 41216 | 3.42 | 1.82 | 8.5 | 7
Live | 217396507 |  | 10 | 16.5 | 35404 | 34299 | 32200 | 2.75 | 2.4 | 40320 | 3.7 | 1.98 | 9 | 7.5
Live | 217397804 |  | 10 | 16 | 34247 | 34629 | 32400 | 2.76 | 2.31 | 40768 | 3.5 | 1.92 | 9 | 7.5
Live | 217398254 |  | 9.5 | 15.5 | 33321 | 35288 | 33200 | 2.62 | 2.15 | 41664 | 3.26 | 1.78 | 8.5 | 7
Live | 217395100 |  | 9.8 | 14.5 | 34015 | 34629 | 32600 | 2.7 | 2.3 | 40992 | 3.48 | 1.82 | 8.5 | 7
Live | 217397437 |  | 10 | 16 | 35404 | 34299 | 32200 | 2.75 | 2.4 | 40320 | 3.7 | 1.98 | 9 | 7.5
Live | 217395553 |  | 9.8 | 15.5 | 33784 | 34629 | 32600 | 2.7 | 2.28 | 41216 | 3.42 | 1.82 | 8.5 | 7
Live | 217396032 |  | 9.5 | 14.5 | 33784 | 34958 | 33000 | 2.62 | 2.24 | 41888 | 3.44 | 1.8 | 8.5 | 7
Live | 217396959 |  | 9.8 | 16.5 | 33553 | 34958 | 33000 | 2.7 | 2.23 | 41440 | 3.34 | 1.8 | 8.5 | 7.5
Live | 217398253 |  | 9.5 | 15.5 | 33321 | 35288 | 33200 | 2.62 | 2.15 | 41664 | 3.26 | 1.78 | 8.5 | 7
Live | 217396506 |  | 10 | 16.5 | 35404 | 34299 | 32200 | 2.75 | 2.4 | 40320 | 3.7 | 1.98 | 9 | 7.5
Live | 217395099 |  | 9.8 | 14.5 | 34015 | 34629 | 32600 | 2.7 | 2.3 | 40992 | 3.48 | 1.82 | 8.5 | 7
Live | 217397803 |  | 10 | 16 | 34247 | 34629 | 32400 | 2.76 | 2.31 | 40768 | 3.5 | 1.92 | 9 | 7.5
Live | 217397436 |  | 10 | 16 | 35404 | 34299 | 32200 | 2.75 | 2.4 | 40320 | 3.7 | 1.98 | 9 | 7.5
Live | 217395552 |  | 9.8 | 15.5 | 33784 | 34629 | 32600 | 2.7 | 2.28 | 41216 | 3.42 | 1.82 | 8.5 | 7
Live | 217396031 |  | 9.5 | 14.5 | 33784 | 34958 | 33000 | 2.62 | 2.24 | 41888 | 3.44 | 1.8 | 8.5 | 7
Live | 217395098 |  | 9.8 | 14.5 | 34015 | 34629 | 32600 | 2.7 | 2.3 | 40992 | 3.48 | 1.82 | 8.5 | 7
Live | 217398252 |  | 9.5 | 15.5 | 33321 | 35288 | 33200 | 2.62 | 2.15 | 41664 | 3.26 | 1.78 | 8.5 | 7
Live | 217396505 |  | 10 | 16 | 34941 | 34299 | 32200 | 2.75 | 2.37 | 40320 | 3.62 | 1.96 | 9 | 7.5
Live | 217396958 |  | 9.8 | 16.5 | 33553 | 34958 | 33000 | 2.7 | 2.23 | 41440 | 3.34 | 1.8 | 8.5 | 7.5
Live | 217397435 |  | 10 | 16 | 35404 | 34299 | 32200 | 2.75 | 2.4 | 40320 | 3.7 | 1.98 | 9 | 7.5
Live | 217397802 |  | 10 | 16 | 34247 | 34629 | 32400 | 2.76 | 2.31 | 40768 | 3.5 | 1.92 | 9 | 7.5
Live | 217396030 |  | 9.5 | 14.5 | 33784 | 34958 | 33000 | 2.62 | 2.24 | 41888 | 3.44 | 1.8 | 8.5 | 7
Live | 217395097 |  | 9.8 | 14.5 | 34015 | 34629 | 32600 | 2.7 | 2.3 | 40992 | 3.48 | 1.82 | 8.5 | 7
Live | 217395551 |  | 9.8 | 15.5 | 33784 | 34629 | 32600 | 2.7 | 2.28 | 41216 | 3.42 | 1.82 | 8.5 | 7
Live | 217396957 |  | 10 | 16.5 | 34015 | 34958 | 32800 | 2.75 | 2.24 | 41216 | 3.42 | 1.8 | 8.5 | 7.5
Live | 217397434 |  | 10 | 16 | 35404 | 34299 | 32200 | 2.75 | 2.4 | 40320 | 3.7 | 1.98 | 9 | 7.5
Live | 217396504 |  | 10 | 16 | 34941 | 34299 | 32200 | 2.75 | 2.37 | 40320 | 3.62 | 1.96 | 9 | 7.5
Live | 217398251 |  | 9.5 | 15.2 | 33090 | 35288 | 33400 | 2.61 | 2.14 | 41888 | 3.19 | 1.76 | 8.5 | 7
Live | 217397801 |  | 10 | 16 | 34247 | 34629 | 32400 | 2.76 | 2.31 | 40768 | 3.5 | 1.92 | 9 | 7.5
Live | 217396029 |  | 9.5 | 14.5 | 33784 | 34958 | 33000 | 2.62 | 2.24 | 41888 | 3.44 | 1.8 | 8.5 | 7
Live | 217395550 |  | 9.8 | 15.5 | 33784 | 34629 | 32600 | 2.7 | 2.28 | 41216 | 3.42 | 1.82 | 8.5 | 7
Live | 217397433 |  | 10 | 16 | 34478 | 34299 | 32200 | 2.75 | 2.37 | 40320 | 3.56 | 1.96 | 9 | 7.5
Live | 217395096 |  | 9.8 | 14.5 | 34015 | 34629 | 32600 | 2.7 | 2.3 | 40992 | 3.48 | 1.82 | 8.5 | 7
Live | 217396028 |  | 9.5 | 14.5 | 33784 | 34958 | 33000 | 2.62 | 2.24 | 41888 | 3.44 | 1.8 | 8.5 | 7
Live | 217396956 |  | 10 | 16.5 | 34015 | 34958 | 32800 | 2.75 | 2.24 | 41216 | 3.42 | 1.8 | 8.5 | 7.5
Live | 217398250 |  | 9.5 | 15.2 | 33090 | 35288 | 33400 | 2.61 | 2.14 | 41888 | 3.19 | 1.76 | 8.5 | 7
Live | 217396503 |  | 10 | 16 | 34941 | 34299 | 32200 | 2.75 | 2.37 | 40320 | 3.62 | 1.96 | 9 | 7.5
Live | 217397800 |  | 10 | 16 | 34247 | 34629 | 32400 | 2.76 | 2.31 | 40768 | 3.5 | 1.92 | 9 | 7.5
Live | 217397432 |  | 10 | 16 | 34478 | 34299 | 32200 | 2.75 | 2.37 | 40320 | 3.56 | 1.96 | 9 | 7.5
Live | 217560092 |  | 11.6 | 21.5 | 19790 | 15200 | 12900 | 2.97 | 1.86 | 20472 | 3.05 | 1.8 | 8.5 | 7
Live | 217560091 |  | 12.8 | 21.5 | 21496 | 16000 | 15800 | 3.09 | 2.08 | 21496 | 3.41 | 1.9 | 9.5 | 8
Live | 217560090 |  | 12.6 | 21 | 23543 | 18500 | 15000 | 3.38 | 2.41 | 23884 | 3.78 | 1.9 | 9 | 7.6
Live | 217560089 |  | 14 | 22.5 | 23543 | 18500 | 15000 | 3.38 | 2.41 | 23884 | 3.78 | 1.9 | 9 | 7.6
Live | 217560082 |  | 11.95 | 22 | 22007 | 18595 | 15400 | 2.93 | 1.47 | 22519 | 2.32 | 1.75 | 8.5 | 7.6
Live | 217560081 |  | 11.25 | 21.5 | 22520 | 19788 | 17500 | 3.07 | 1.69 | 26613 | 2.79 | 1.8 | 9.2 | 7.9
Live | 217560080 |  | 11.6 | 22 | 20470 | 18915 | 15000 | 2.73 | 1.43 | 20470 | 2.35 | 1.8 | 8.8 | 7.6
Live | 217560079 |  | 10.25 | 20 | 21300 | 19303 | 15000 | 2.84 | 1.58 | 24560 | 2.44 | 1.8 | 9.2 | 7.9
Live | 217560078 |  | 10.75 | 20 | 21300 | 19200 | 14500 | 2.84 | 1.53 | 23540 | 2.46 | 1.8 | 9.2 | 7.9
Live | 217560077 |  | 13 | 24 | 25930 | 19200 | 17000 | 3.1 | 1.87 | 26613 | 3.47 | 1.8 | 9.4 | 8.1
Live | 217560076 |  | 14 | 24.5 | 25930 | 19200 | 17000 | 3.1 | 1.87 | 26613 | 3.47 | 1.8 | 9.4 | 8.1
Live | 217560075 |  | 10.9 | 21.5 | 19790 | 17400 | 14000 | 2.97 | 2.12 | 20813 | 3.1 | 1.8 | 8.5 | 7
Live | 217560074 |  | 10.9 | 21 | 19790 | 14800 | 12600 | 2.84 | 1.98 | 20472 | 3.05 | 1.8 | 9 | 7.6
Live | 217560073 |  | 10.9 | 21.5 | 19107 | 15000 | 12600 | 2.87 | 1.87 | 20472 | 3.05 | 1.8 | 8.5 | 7
Live | 217560072 |  | 12.6 | 22.5 | 27600 | 22000 | 20000 | 2.81 | 1.9 | 27000 | 3.5 | 1.8 | 9.5 | 7.5
Live | 217560071 |  | 11.6 | 22.5 | 26600 | 20000 | 16800 | 2.8 | 1.8 | 27000 | 3 | 1.8 | 9 | 7.5
Live | 217560070 |  | 12.3 | 19.5 | 27600 | 20000 | 19600 | 2.81 | 1.9 | 27000 | 3.5 | 1.8 | 9 | 7.5
Live | 217560069 |  | 13 | 23 | 29000 | 23000 | 21000 | 3.04 | 1.95 | 31500 | 3.42 | 1.8 | 9.5 | 7.5
Live | 217560068 |  | 12.5 | 22 | 29000 | 21000 | 21000 | 2.98 | 1.95 | 31500 | 3.42 | 1.8 | 9 | 7.5
Live | 217560067 |  | 12.5 | 23 | 29000 | 21000 | 17000 | 2.98 | 1.86 | 31500 | 3.3 | 1.8 | 9 | 7.5
Live | 217560066 |  | 15.3 | 23.3 | 12200 | 12000 | 10000 | 3.58 | 1.93 | 14000 | 2.91 | 1.75 | 9.5 | 7
Live | 217560065 |  | 13.65 | 22.5 | 11500 | 10100 | 9000 | 3.37 | 1.75 | 14000 | 3.06 | 1.75 | 9.5 | 7
Live | 217560064 |  | 14.3 | 25.5 | 11900 | 13000 | 10500 | 3.45 | 1.98 | 15500 | 3.18 | 1.9 | 9.8 | 7
Live | 217560063 |  | 15.5 | 24.5 | 11900 | 10200 | 8500 | 3.45 | 1.78 | 14300 | 3.27 | 1.85 | 9.5 | 7
Live | 217560062 |  | 14.3 | 22.3 | 12500 | 10900 | 9200 | 3.52 | 2.03 | 15000 | 3.6 | 1.8 | 9.5 | 6.8
Live | 217560061 |  | 13 | 23.1 | 15000 | 12000 | 10000 | 3.38 | 1.85 | 16000 | 2.76 | 1.8 | 9 | 8
Live | 217560060 |  | 13 | 23 | 14000 | 13000 | 10000 | 3.16 | 2.01 | 16000 | 2.76 | 1.9 | 8.5 | 8
Live | 217560059 |  | 12.3 | 20 | 15500 | 12000 | 10000 | 3.13 | 2.13 | 14600 | 3.72 | 1.9 | 8.5 | 8
Live | 217560058 |  | 13 | 23 | 16000 | 12000 | 10000 | 3.23 | 2.17 | 14000 | 3.57 | 1.9 | 8.5 | 8
Live | 217560057 |  | 13 | 21.5 | 15354 | 12000 | 10500 | 3.1 | 2.2 | 14160 | 3.61 | 1.9 | 9 | 8
Live | 217560056 |  | 13 | 23 | 13300 | 12000 | 10000 | 2.69 | 2.2 | 14000 | 3.57 | 1.9 | 9 | 8
Live | 217560055 |  | 13 | 23 | 15700 | 12000 | 10000 | 3.17 | 2.2 | 15000 | 3.82 | 1.9 | 9.5 | 8
Live | 217560054 |  | 12.3 | 21.5 | 15500 | 12000 | 10000 | 3.13 | 2.13 | 14600 | 3.72 | 1.9 | 9.5 | 8
Live | 217560053 |  | 13 | 23 | 16000 | 12000 | 10000 | 3.23 | 2.17 | 14000 | 3.57 | 1.9 | 9 | 8
Live | 217560052 |  | 13 | 21 | 15354 | 12000 | 10500 | 3.1 | 2.2 | 14160 | 3.61 | 1.9 | 9 | 8
Live | 217560051 |  | 14.2 | 22 | 12200 | 10200 | 9500 | 3.28 | 2.32 | 13600 | 3.41 | 2.14 | 9.2 | 6.6
Live | 217560050 |  | 14.2 | 25 | 12300 | 11400 | 10000 | 3.31 | 2.16 | 14300 | 2.76 | 1.95 | 9.6 | 6.8
Live | 217560049 |  | 13.1 | 22 | 11000 | 11000 | 9400 | 3.58 | 2.34 | 14000 | 3.34 | 1.97 | 9.5 | 7.2
Live | 217560048 |  | 15 | 24 | 11900 | 10800 | 7600 | 3.92 | 2.59 | 13700 | 3.65 | 1.94 | 9.2 | 7
Live | 217560047 |  | 15 | 23 | 12900 | 10000 | 8700 | 3.47 | 1.83 | 13600 | 2.62 | 1.75 | 9.4 | 6.6
Live | 217395095 |  | 9.8 | 14.5 | 34015 | 34629 | 32600 | 2.7 | 2.3 | 40992 | 3.48 | 1.82 | 8.5 | 7
Live | 217395549 |  | 9.8 | 15.5 | 33784 | 34629 | 32600 | 2.7 | 2.28 | 41216 | 3.42 | 1.82 | 8.5 | 7
Live | 217396027 |  | 9.5 | 14.5 | 33553 | 34958 | 33000 | 2.62 | 2.23 | 41888 | 3.4 | 1.78 | 8.5 | 7
Live | 217396955 |  | 10 | 16.5 | 34015 | 34958 | 32800 | 2.75 | 2.24 | 41216 | 3.42 | 1.8 | 8.5 | 7.5
Live | 217396502 |  | 10 | 16 | 34941 | 34299 | 32200 | 2.75 | 2.37 | 40320 | 3.62 | 1.96 | 9 | 7.5
Live | 217398249 |  | 9.5 | 15.2 | 33090 | 35288 | 33400 | 2.61 | 2.14 | 41888 | 3.19 | 1.76 | 8.5 | 7
Live | 217397431 |  | 10 | 16 | 34478 | 34299 | 32200 | 2.75 | 2.37 | 40320 | 3.56 | 1.96 | 9 | 7.5
Live | 217395548 |  | 9.8 | 15.2 | 34478 | 34629 | 32600 | 2.7 | 2.3 | 40992 | 3.5 | 1.8 | 8.5 | 7
Live | 217395094 |  | 9.8 | 14.5 | 34015 | 34629 | 32600 | 2.7 | 2.3 | 40992 | 3.48 | 1.82 | 8.5 | 7
Live | 217396026 |  | 9.5 | 14.5 | 33553 | 34958 | 33000 | 2.62 | 2.23 | 41888 | 3.4 | 1.78 | 8.5 | 7
Live | 217397799 |  | 10 | 16 | 34247 | 34629 | 32400 | 2.76 | 2.31 | 40768 | 3.5 | 1.92 | 9 | 7.5
Live | 217398248 |  | 9.5 | 15.2 | 33090 | 35288 | 33400 | 2.61 | 2.14 | 41888 | 3.19 | 1.76 | 8.5 | 7
Live | 217396501 |  | 10 | 16 | 34941 | 34299 | 32200 | 2.75 | 2.37 | 40320 | 3.62 | 1.96 | 9 | 7.5
Live | 217397430 |  | 10 | 16 | 34478 | 34299 | 32200 | 2.75 | 2.37 | 40320 | 3.56 | 1.96 | 9 | 7.5
Live | 217396954 |  | 10 | 16.5 | 34015 | 34958 | 32800 | 2.75 | 2.24 | 41216 | 3.42 | 1.8 | 8.5 | 7.5
Live | 217396025 |  | 9.5 | 14.5 | 33553 | 34958 | 33000 | 2.62 | 2.23 | 41888 | 3.4 | 1.78 | 8.5 | 7
Live | 217395093 |  | 9.8 | 14.5 | 34015 | 34629 | 32600 | 2.7 | 2.3 | 40992 | 3.48 | 1.82 | 8.5 | 7
Live | 217395547 |  | 9.8 | 15.2 | 34478 | 34629 | 32600 | 2.7 | 2.3 | 40992 | 3.5 | 1.8 | 8.5 | 7
Live | 217398247 |  | 9.5 | 15.2 | 33090 | 35288 | 33400 | 2.61 | 2.14 | 41888 | 3.19 | 1.76 | 8.5 | 7
Live | 217397798 |  | 10 | 16 | 34247 | 34629 | 32400 | 2.76 | 2.31 | 40768 | 3.5 | 1.92 | 9 | 7.5
Live | 217397429 |  | 10 | 16 | 34478 | 34299 | 32200 | 2.75 | 2.37 | 40320 | 3.56 | 1.96 | 9 | 7.5
Live | 217396953 |  | 10 | 16.5 | 34015 | 34958 | 32800 | 2.75 | 2.24 | 41216 | 3.42 | 1.8 | 8.5 | 7.5
Live | 217395092 |  | 9.8 | 14.5 | 34015 | 34629 | 32600 | 2.7 | 2.3 | 40992 | 3.48 | 1.82 | 8.5 | 7
Live | 217396024 |  | 9.5 | 14.5 | 33553 | 34958 | 33000 | 2.62 | 2.23 | 41888 | 3.4 | 1.78 | 8.5 | 7
Live | 217396500 |  | 10 | 16 | 34941 | 34299 | 32200 | 2.75 | 2.37 | 40320 | 3.62 | 1.96 | 9 | 7.5
Live | 217395546 |  | 9.8 | 15.2 | 34478 | 34629 | 32600 | 2.7 | 2.3 | 40992 | 3.5 | 1.8 | 8.5 | 7
Live | 217398246 |  | 9.5 | 15.2 | 33090 | 35288 | 33400 | 2.61 | 2.14 | 41888 | 3.19 | 1.76 | 8.5 | 7
Live | 217397428 |  | 10 | 16 | 34478 | 34299 | 32200 | 2.75 | 2.37 | 40320 | 3.56 | 1.96 | 9 | 7.5
Live | 217395091 |  | 9.5 | 14.5 | 34015 | 34958 | 32600 | 2.62 | 2.28 | 40992 | 3.46 | 1.82 | 8.5 | 7
Live | 217396952 |  | 10 | 16.5 | 34015 | 34958 | 32800 | 2.75 | 2.24 | 41216 | 3.42 | 1.8 | 8.5 | 7.5
Live | 217396023 |  | 9.5 | 14.5 | 33553 | 34958 | 33000 | 2.62 | 2.23 | 41888 | 3.4 | 1.78 | 8.5 | 7
Live | 217397797 |  | 10 | 16 | 34247 | 34629 | 32400 | 2.76 | 2.31 | 40768 | 3.5 | 1.92 | 9 | 7.5
Live | 217396499 |  | 10 | 16 | 34941 | 34299 | 32200 | 2.75 | 2.37 | 40320 | 3.62 | 1.96 | 9 | 7.5
Live | 217395090 |  | 9.5 | 14.5 | 34015 | 34958 | 32600 | 2.62 | 2.28 | 40992 | 3.46 | 1.82 | 8.5 | 7
Live | 217395545 |  | 9.8 | 15.2 | 34478 | 34629 | 32600 | 2.7 | 2.3 | 40992 | 3.5 | 1.8 | 8.5 | 7
Live | 217397427 |  | 10 | 16 | 34478 | 34299 | 32200 | 2.75 | 2.37 | 40320 | 3.56 | 1.96 | 9 | 7.5
Live | 217396498 |  | 10 | 16 | 34941 | 34299 | 32200 | 2.75 | 2.37 | 40320 | 3.62 | 1.96 | 9 | 7.5
Live | 217396022 |  | 9.5 | 14.5 | 33553 | 34958 | 33000 | 2.62 | 2.23 | 41888 | 3.4 | 1.78 | 8.5 | 7
Live | 217398245 |  | 9.5 | 15.2 | 33090 | 35288 | 33400 | 2.61 | 2.14 | 41888 | 3.19 | 1.76 | 8.5 | 7
Live | 217395089 |  | 9.5 | 14.5 | 34015 | 34958 | 32600 | 2.62 | 2.28 | 40992 | 3.46 | 1.82 | 8.5 | 7
Live | 217396951 |  | 10 | 16.5 | 34015 | 34958 | 32800 | 2.75 | 2.24 | 41216 | 3.42 | 1.8 | 8.5 | 7.5
Live | 217397796 |  | 10 | 16 | 34247 | 34629 | 32400 | 2.76 | 2.31 | 40768 | 3.5 | 1.92 | 9 | 7.5
Live | 217397426 |  | 10 | 16 | 34478 | 34299 | 32200 | 2.75 | 2.37 | 40320 | 3.56 | 1.96 | 9 | 7.5
Live | 217396950 |  | 10 | 16.5 | 34015 | 34958 | 32800 | 2.75 | 2.24 | 41216 | 3.42 | 1.8 | 8.5 | 7.5
Live | 217395088 |  | 9.5 | 14.5 | 34015 | 34958 | 32600 | 2.62 | 2.28 | 40992 | 3.46 | 1.82 | 8.5 | 7
Live | 217396497 |  | 10 | 16.5 | 34941 | 34299 | 32200 | 2.75 | 2.38 | 40320 | 3.62 | 1.96 | 9 | 7.5
Live | 217398244 |  | 9.5 | 15.2 | 33090 | 35288 | 33400 | 2.61 | 2.14 | 41888 | 3.19 | 1.76 | 8.5 | 7
Live | 217395544 |  | 9.8 | 15.2 | 34478 | 34629 | 32600 | 2.7 | 2.3 | 40992 | 3.5 | 1.8 | 8.5 | 7
Live | 217396021 |  | 9.5 | 14.5 | 33553 | 34958 | 33000 | 2.62 | 2.23 | 41888 | 3.4 | 1.78 | 8.5 | 7
Live | 217395087 |  | 9.5 | 14.5 | 34015 | 34958 | 32600 | 2.62 | 2.28 | 40992 | 3.46 | 1.82 | 8.5 | 7
Live | 217397425 |  | 10 | 16.5 | 35172 | 34299 | 32200 | 2.76 | 2.4 | 40320 | 3.69 | 1.98 | 9 | 7.5
Live | 217397795 |  | 10 | 16 | 34247 | 34629 | 32400 | 2.76 | 2.31 | 40768 | 3.5 | 1.92 | 9 | 7.5
Live | 217396496 |  | 10 | 16.5 | 34941 | 34299 | 32200 | 2.75 | 2.38 | 40320 | 3.62 | 1.96 | 9 | 7.5
Live | 217396949 |  | 9.8 | 16 | 33553 | 34958 | 32800 | 2.7 | 2.23 | 41440 | 3.35 | 1.78 | 8.5 | 7.5
Live | 217395543 |  | 9.8 | 15.2 | 34478 | 34629 | 32600 | 2.7 | 2.3 | 40992 | 3.5 | 1.8 | 8.5 | 7
Live | 217396020 |  | 9.5 | 14.5 | 33784 | 34958 | 33000 | 2.62 | 2.26 | 41888 | 3.44 | 1.78 | 8.5 | 7
Live | 217395086 |  | 9.5 | 14.5 | 34015 | 34958 | 32600 | 2.62 | 2.28 | 40992 | 3.46 | 1.82 | 8.5 | 7
Live | 217397794 |  | 10 | 16 | 34247 | 34629 | 32400 | 2.76 | 2.31 | 40768 | 3.5 | 1.92 | 9 | 7.5
Live | 217397424 |  | 10 | 16.5 | 35172 | 34299 | 32200 | 2.76 | 2.4 | 40320 | 3.69 | 1.98 | 9 | 7.5
Live | 217396948 |  | 9.8 | 16 | 33553 | 34958 | 32800 | 2.7 | 2.23 | 41440 | 3.35 | 1.78 | 8.5 | 7.5
Live | 217395542 |  | 9.8 | 15.2 | 34478 | 34629 | 32600 | 2.7 | 2.3 | 40992 | 3.5 | 1.8 | 8.5 | 7
Live | 217396495 |  | 10 | 16.5 | 34941 | 34299 | 32200 | 2.75 | 2.38 | 40320 | 3.62 | 1.96 | 9 | 7.5
Live | 217395085 |  | 9.5 | 14.5 | 34015 | 34958 | 32600 | 2.62 | 2.28 | 40992 | 3.46 | 1.82 | 8.5 | 7
Live | 217397423 |  | 10 | 16.5 | 35172 | 34299 | 32200 | 2.76 | 2.4 | 40320 | 3.69 | 1.98 | 9 | 7.5
Live | 217397793 |  | 10 | 16 | 34247 | 34629 | 32400 | 2.76 | 2.31 | 40768 | 3.5 | 1.92 | 9 | 7.5
Live | 217395541 |  | 9.8 | 15.2 | 34478 | 34629 | 32600 | 2.7 | 2.3 | 40992 | 3.5 | 1.8 | 8.5 | 7
Live | 217396947 |  | 9.8 | 16 | 33553 | 34958 | 32800 | 2.7 | 2.23 | 41440 | 3.35 | 1.78 | 8.5 | 7.5
Live | 217396494 |  | 10 | 16.5 | 34941 | 34299 | 32200 | 2.75 | 2.38 | 40320 | 3.62 | 1.96 | 9 | 7.5
Live | 217396019 |  | 9.5 | 14.5 | 33784 | 34958 | 33000 | 2.62 | 2.26 | 41888 | 3.44 | 1.78 | 8.5 | 7
Live | 217395084 |  | 9.5 | 14.5 | 34015 | 34958 | 32600 | 2.62 | 2.28 | 40992 | 3.44 | 1.82 | 8.5 | 7
Live | 217397792 |  | 10 | 16 | 34247 | 34629 | 32400 | 2.76 | 2.31 | 40768 | 3.5 | 1.92 | 9 | 7.5
Live | 217395540 |  | 9.8 | 16 | 34710 | 34629 | 32600 | 2.7 | 2.31 | 40992 | 3.56 | 1.82 | 8.5 | 7
Live | 217397422 |  | 10 | 16.5 | 35172 | 34299 | 32200 | 2.76 | 2.4 | 40320 | 3.69 | 1.98 | 9 | 7.5
Live | 217396493 |  | 10 | 16.5 | 34941 | 34299 | 32200 | 2.75 | 2.38 | 40320 | 3.62 | 1.96 | 9 | 7.5
Live | 217396018 |  | 9.5 | 14.5 | 33784 | 34958 | 33000 | 2.62 | 2.26 | 41888 | 3.44 | 1.78 | 8.5 | 7
Live | 217396946 |  | 9.8 | 16 | 33553 | 34958 | 32800 | 2.7 | 2.23 | 41440 | 3.35 | 1.78 | 8.5 | 7.5
Live | 217397421 |  | 10 | 16.5 | 35172 | 34299 | 32200 | 2.76 | 2.4 | 40320 | 3.69 | 1.98 | 9 | 7.5
Live | 217397791 |  | 10 | 16 | 34710 | 34629 | 32400 | 2.76 | 2.33 | 40768 | 3.57 | 1.94 | 9 | 7.5
Live | 217395083 |  | 9.5 | 14.5 | 34015 | 34958 | 32600 | 2.62 | 2.28 | 40992 | 3.44 | 1.82 | 8.5 | 7
Live | 217395539 |  | 9.8 | 16 | 34710 | 34629 | 32600 | 2.7 | 2.31 | 40992 | 3.56 | 1.82 | 8.5 | 7
Live | 217396945 |  | 9.8 | 16 | 33553 | 34958 | 32800 | 2.7 | 2.23 | 41440 | 3.35 | 1.78 | 8.5 | 7.5
Live | 217396017 |  | 9.5 | 14.5 | 33784 | 34958 | 33000 | 2.62 | 2.26 | 41888 | 3.44 | 1.78 | 8.5 | 7
Live | 217396492 |  | 10 | 16.5 | 34941 | 34299 | 32200 | 2.75 | 2.38 | 40320 | 3.62 | 1.96 | 9 | 7.5
Live | 217397420 |  | 10 | 16.5 | 35172 | 34299 | 32200 | 2.76 | 2.4 | 40320 | 3.69 | 1.98 | 9 | 7.5
Live | 217397790 |  | 10 | 16 | 34710 | 34629 | 32400 | 2.76 | 2.33 | 40768 | 3.57 | 1.94 | 9 | 7.5
Live | 217395082 |  | 9.5 | 14.5 | 34015 | 34958 | 32600 | 2.62 | 2.28 | 40992 | 3.44 | 1.82 | 8.5 | 7
Live | 217395538 |  | 9.8 | 16 | 34710 | 34629 | 32600 | 2.7 | 2.31 | 40992 | 3.56 | 1.82 | 8.5 | 7
Live | 217396944 |  | 9.8 | 16 | 33553 | 34958 | 32800 | 2.7 | 2.23 | 41440 | 3.35 | 1.78 | 8.5 | 7.5
Live | 217396016 |  | 9.5 | 14.5 | 33784 | 34958 | 33000 | 2.62 | 2.26 | 41888 | 3.44 | 1.78 | 8.5 | 7
Live | 217397419 |  | 10 | 16.5 | 35172 | 34299 | 32200 | 2.76 | 2.4 | 40320 | 3.69 | 1.98 | 9 | 7.5
Live | 217395537 |  | 9.8 | 16 | 34710 | 34629 | 32600 | 2.7 | 2.31 | 40992 | 3.56 | 1.82 | 8.5 | 7
Live | 217396491 |  | 10 | 16.5 | 34941 | 34299 | 32200 | 2.75 | 2.38 | 40320 | 3.62 | 1.96 | 9 | 7.5
Live | 217395081 |  | 9.5 | 14.5 | 34015 | 34958 | 32600 | 2.62 | 2.28 | 40992 | 3.44 | 1.82 | 8.5 | 7
Live | 217397789 |  | 10 | 16 | 34710 | 34629 | 32400 | 2.76 | 2.33 | 40768 | 3.57 | 1.94 | 9 | 7.5
Live | 217396943 |  | 9.8 | 16 | 33553 | 34958 | 32800 | 2.7 | 2.23 | 41440 | 3.35 | 1.78 | 8.5 | 7.5
Live | 217395080 |  | 9.5 | 14.5 | 34015 | 34958 | 32600 | 2.62 | 2.28 | 40992 | 3.44 | 1.82 | 8.5 | 7
Live | 217397418 |  | 10 | 16.5 | 35172 | 34299 | 32200 | 2.76 | 2.4 | 40320 | 3.69 | 1.98 | 9 | 7.5
Live | 217396015 |  | 9.5 | 14.5 | 33784 | 34958 | 33000 | 2.62 | 2.26 | 41888 | 3.44 | 1.78 | 8.5 | 7
Live | 217395536 |  | 9.8 | 16 | 34710 | 34629 | 32600 | 2.7 | 2.31 | 40992 | 3.56 | 1.82 | 8.5 | 7
Live | 217396490 |  | 10 | 16.5 | 34941 | 34299 | 32200 | 2.75 | 2.38 | 40320 | 3.62 | 1.96 | 9 | 7.5
Live | 217397788 |  | 10 | 16 | 34710 | 34629 | 32400 | 2.76 | 2.33 | 40768 | 3.57 | 1.94 | 9 | 7.5
Live | 217395079 |  | 9.5 | 14.5 | 34015 | 34958 | 32600 | 2.62 | 2.28 | 40992 | 3.44 | 1.82 | 8.5 | 7
Live | 217397417 |  | 10 | 16 | 34710 | 34299 | 32200 | 2.76 | 2.37 | 40320 | 3.6 | 1.96 | 9 | 7.5
Live | 217396942 |  | 9.8 | 16 | 33553 | 34958 | 32800 | 2.7 | 2.23 | 41440 | 3.35 | 1.78 | 8.5 | 7.5
Live | 217397787 |  | 10 | 16 | 34710 | 34629 | 32400 | 2.76 | 2.33 | 40768 | 3.57 | 1.94 | 9 | 7.5
Live | 217396014 |  | 9.5 | 14.5 | 33784 | 34958 | 33000 | 2.62 | 2.26 | 41888 | 3.44 | 1.78 | 8.5 | 7
Live | 217395078 |  | 9.5 | 14.5 | 34015 | 34958 | 32600 | 2.62 | 2.28 | 40992 | 3.44 | 1.82 | 8.5 | 7
Live | 217396489 |  | 10 | 16 | 34941 | 34299 | 32200 | 2.75 | 2.37 | 40320 | 3.62 | 1.96 | 9 | 7.5
Live | 217397416 |  | 10 | 16 | 34710 | 34299 | 32200 | 2.76 | 2.37 | 40320 | 3.6 | 1.96 | 9 | 7.5
Live | 217396941 |  | 10 | 16 | 34478 | 34958 | 32800 | 2.75 | 2.26 | 41216 | 3.5 | 1.8 | 8.5 | 7.5
Live | 217395535 |  | 9.8 | 16 | 34710 | 34629 | 32600 | 2.7 | 2.31 | 40992 | 3.56 | 1.82 | 8.5 | 7
Live | 217397786 |  | 10 | 16 | 34710 | 34629 | 32400 | 2.76 | 2.33 | 40768 | 3.57 | 1.94 | 9 | 7.5
Live | 217396013 |  | 9.5 | 14.5 | 33784 | 34958 | 33000 | 2.62 | 2.26 | 41888 | 3.44 | 1.8 | 8.5 | 7
Live | 217395077 |  | 9.8 | 15 | 34478 | 34629 | 32400 | 2.7 | 2.33 | 40768 | 3.55 | 1.84 | 8.5 | 7
Live | 217396488 |  | 10 | 16 | 34941 | 34299 | 32200 | 2.75 | 2.37 | 40320 | 3.62 | 1.96 | 9 | 7.5
Live | 217397415 |  | 10 | 16 | 34710 | 34299 | 32200 | 2.76 | 2.37 | 40320 | 3.6 | 1.96 | 9 | 7.5
Live | 217396940 |  | 10 | 16 | 34478 | 34958 | 32800 | 2.75 | 2.26 | 41216 | 3.5 | 1.8 | 8.5 | 7.5
Live | 217395534 |  | 9.8 | 16 | 34710 | 34629 | 32600 | 2.7 | 2.31 | 40992 | 3.56 | 1.82 | 8.5 | 7
Live | 217395076 |  | 9.8 | 15 | 34478 | 34629 | 32400 | 2.7 | 2.33 | 40768 | 3.55 | 1.84 | 8.5 | 7
Live | 217397785 |  | 10 | 16 | 34710 | 34629 | 32400 | 2.76 | 2.33 | 40768 | 3.57 | 1.94 | 9 | 7.5
Live | 217396012 |  | 9.5 | 14.5 | 33784 | 34958 | 33000 | 2.62 | 2.26 | 41888 | 3.44 | 1.8 | 8.5 | 7
Live | 217397414 |  | 10 | 16 | 34710 | 34299 | 32200 | 2.76 | 2.37 | 40320 | 3.6 | 1.96 | 9 | 7.5
Live | 217396487 |  | 10 | 16 | 34941 | 34299 | 32200 | 2.75 | 2.37 | 40320 | 3.62 | 1.96 | 9 | 7.5
Live | 217395533 |  | 9.8 | 16 | 34710 | 34629 | 32600 | 2.7 | 2.31 | 40992 | 3.56 | 1.82 | 8.5 | 7
Live | 217396939 |  | 10 | 16 | 34478 | 34958 | 32800 | 2.75 | 2.26 | 41216 | 3.5 | 1.8 | 8.5 | 7.5
Live | 217397784 |  | 10 | 16 | 34710 | 34629 | 32400 | 2.76 | 2.33 | 40768 | 3.57 | 1.94 | 9 | 7.5
Live | 217395075 |  | 9.8 | 15 | 34478 | 34629 | 32400 | 2.7 | 2.33 | 40768 | 3.55 | 1.84 | 8.5 | 7
Live | 217396011 |  | 9.5 | 14.5 | 33784 | 34958 | 33000 | 2.62 | 2.26 | 41888 | 3.44 | 1.8 | 8.5 | 7
Live | 217397413 |  | 10 | 16 | 34710 | 34299 | 32200 | 2.76 | 2.37 | 40320 | 3.6 | 1.96 | 9 | 7.5
Live | 217395532 |  | 9.8 | 15.2 | 34247 | 34958 | 32600 | 2.7 | 2.3 | 41216 | 3.5 | 1.82 | 8.5 | 7
Live | 217396486 |  | 10 | 16 | 34941 | 34299 | 32200 | 2.75 | 2.37 | 40320 | 3.62 | 1.96 | 9 | 7.5
Live | 217395074 |  | 9.8 | 15 | 34478 | 34629 | 32400 | 2.7 | 2.33 | 40768 | 3.55 | 1.84 | 8.5 | 7
Live | 217396938 |  | 10 | 16 | 34478 | 34958 | 32800 | 2.75 | 2.26 | 41216 | 3.5 | 1.8 | 8.5 | 7.5
Live | 217397783 |  | 10 | 16 | 34478 | 34629 | 32400 | 2.75 | 2.31 | 40768 | 3.52 | 1.94 | 9 | 7.5
Live | 217397412 |  | 10 | 16 | 34710 | 34299 | 32200 | 2.76 | 2.37 | 40320 | 3.6 | 1.96 | 9 | 7.5
Live | 217396010 |  | 9.5 | 14.5 | 33784 | 34958 | 33000 | 2.62 | 2.26 | 41888 | 3.44 | 1.8 | 8.5 | 7
Live | 217396485 |  | 10 | 16 | 34941 | 34299 | 32200 | 2.75 | 2.37 | 40320 | 3.62 | 1.96 | 9 | 7.5
Live | 217395531 |  | 9.8 | 15.2 | 34247 | 34958 | 32600 | 2.7 | 2.3 | 41216 | 3.5 | 1.82 | 8.5 | 7
Live | 217395073 |  | 9.8 | 15 | 34478 | 34629 | 32400 | 2.7 | 2.33 | 40768 | 3.55 | 1.84 | 8.5 | 7
Live | 217396937 |  | 10 | 16 | 34478 | 34958 | 32800 | 2.75 | 2.26 | 41216 | 3.5 | 1.8 | 8.5 | 7.5
Live | 217396009 |  | 9.5 | 14.5 | 33784 | 34958 | 33000 | 2.62 | 2.26 | 41888 | 3.44 | 1.8 | 8.5 | 7
Live | 217397411 |  | 10 | 16 | 34710 | 34299 | 32200 | 2.76 | 2.37 | 40320 | 3.6 | 1.96 | 9 | 7.5
Live | 217397782 |  | 10 | 16 | 34478 | 34629 | 32400 | 2.75 | 2.31 | 40768 | 3.52 | 1.94 | 9 | 7.5
Live | 217395072 |  | 9.8 | 15 | 34478 | 34629 | 32400 | 2.7 | 2.33 | 40768 | 3.55 | 1.84 | 8.5 | 7
Live | 217396484 |  | 10 | 16 | 34941 | 34299 | 32200 | 2.75 | 2.37 | 40320 | 3.62 | 1.96 | 9 | 7.5
Live | 217395530 |  | 9.8 | 15.2 | 34247 | 34958 | 32600 | 2.7 | 2.3 | 41216 | 3.5 | 1.82 | 8.5 | 7
Live | 217396936 |  | 10 | 16 | 34478 | 34958 | 32800 | 2.75 | 2.26 | 41216 | 3.5 | 1.8 | 8.5 | 7.5
Live | 217396008 |  | 9.5 | 14.5 | 33784 | 34958 | 33000 | 2.62 | 2.26 | 41888 | 3.44 | 1.8 | 8.5 | 7
Live | 217395071 |  | 9.8 | 15 | 34478 | 34629 | 32400 | 2.7 | 2.33 | 40768 | 3.55 | 1.84 | 8.5 | 7
Live | 217397410 |  | 10 | 16 | 34710 | 34299 | 32200 | 2.76 | 2.37 | 40320 | 3.6 | 1.96 | 9 | 7.5
Live | 217397781 |  | 10 | 16 | 34478 | 34629 | 32400 | 2.75 | 2.31 | 40768 | 3.52 | 1.94 | 9 | 7.5
Live | 217396483 |  | 10 | 16 | 34941 | 34299 | 32200 | 2.75 | 2.37 | 40320 | 3.62 | 1.96 | 9 | 7.5
Live | 217395529 |  | 9.8 | 15.2 | 34247 | 34958 | 32600 | 2.7 | 2.3 | 41216 | 3.5 | 1.82 | 8.5 | 7
Live | 217396935 |  | 10 | 16 | 34478 | 34958 | 32800 | 2.75 | 2.26 | 41216 | 3.5 | 1.8 | 8.5 | 7.5
Live | 217395070 |  | 10 | 15.2 | 34710 | 34629 | 32400 | 2.76 | 2.33 | 40768 | 3.59 | 1.84 | 8.5 | 7
Live | 217396007 |  | 9.5 | 14.5 | 33784 | 34958 | 33000 | 2.62 | 2.26 | 41888 | 3.44 | 1.8 | 8.5 | 7
Live | 217397409 |  | 10 | 16.5 | 34941 | 34299 | 32200 | 2.75 | 2.38 | 40320 | 3.62 | 1.96 | 9 | 7.5
Live | 217397780 |  | 10 | 16 | 34478 | 34629 | 32400 | 2.75 | 2.31 | 40768 | 3.52 | 1.94 | 9 | 7.5
Live | 217396482 |  | 10 | 16 | 34941 | 34299 | 32200 | 2.75 | 2.37 | 40320 | 3.62 | 1.96 | 9 | 7.5
Live | 217396934 |  | 10 | 16 | 34478 | 34958 | 32800 | 2.75 | 2.26 | 41216 | 3.5 | 1.8 | 8.5 | 7.5
Live | 217396006 |  | 9.5 | 14.5 | 33784 | 34958 | 33000 | 2.62 | 2.26 | 41888 | 3.44 | 1.8 | 8.5 | 7
Live | 217395069 |  | 10 | 15.2 | 34710 | 34629 | 32400 | 2.76 | 2.33 | 40768 | 3.59 | 1.84 | 8.5 | 7
Live | 217397408 |  | 10 | 16.5 | 34941 | 34299 | 32200 | 2.75 | 2.38 | 40320 | 3.62 | 1.96 | 9 | 7.5
Live | 217397779 |  | 10 | 16 | 34478 | 34629 | 32400 | 2.75 | 2.31 | 40768 | 3.52 | 1.94 | 9 | 7.5
Live | 217396481 |  | 10 | 16 | 35172 | 34299 | 32200 | 2.76 | 2.4 | 40320 | 3.7 | 1.98 | 9 | 7.5
Live | 217396933 |  | 9.8 | 16 | 34015 | 34958 | 32800 | 2.7 | 2.24 | 41216 | 3.44 | 1.8 | 8.5 | 7.5
Live | 217395528 |  | 9.8 | 15.2 | 34247 | 34958 | 32600 | 2.7 | 2.3 | 41216 | 3.5 | 1.82 | 8.5 | 7
Live | 217396005 |  | 9.5 | 14.5 | 33784 | 34958 | 33000 | 2.62 | 2.24 | 41888 | 3.4 | 1.78 | 8.5 | 7
Live | 217398227 |  | 9.8 | 16 | 33553 | 34958 | 33200 | 2.7 | 2.18 | 41664 | 3.32 | 1.78 | 8.5 | 7
Live | 217397407 |  | 10 | 16.5 | 34941 | 34299 | 32200 | 2.75 | 2.38 | 40320 | 3.62 | 1.96 | 9 | 7.5
Live | 217397778 |  | 10 | 16 | 34478 | 34629 | 32400 | 2.75 | 2.31 | 40768 | 3.52 | 1.94 | 9 | 7.5
Live | 217395068 |  | 10 | 15.2 | 34710 | 34629 | 32400 | 2.76 | 2.33 | 40768 | 3.59 | 1.84 | 8.5 | 7
Live | 217395527 |  | 9.8 | 15.2 | 34247 | 34958 | 32600 | 2.7 | 2.3 | 41216 | 3.5 | 1.82 | 8.5 | 7
Live | 217396480 |  | 10 | 16 | 35172 | 34299 | 32200 | 2.76 | 2.4 | 40320 | 3.7 | 1.98 | 9 | 7.5
Live | 217396004 |  | 9.5 | 14.5 | 33784 | 34958 | 33000 | 2.62 | 2.24 | 41888 | 3.4 | 1.78 | 8.5 | 7
Live | 217396932 |  | 9.8 | 16 | 34015 | 34958 | 32800 | 2.7 | 2.24 | 41216 | 3.44 | 1.8 | 8.5 | 7.5
Live | 217397406 |  | 10 | 16.5 | 34941 | 34299 | 32200 | 2.75 | 2.38 | 40320 | 3.62 | 1.96 | 9 | 7.5
Live | 217397777 |  | 10 | 16 | 34478 | 34629 | 32400 | 2.75 | 2.31 | 40768 | 3.52 | 1.94 | 9 | 7.5
Live | 217398226 |  | 9.8 | 16 | 33553 | 34958 | 33200 | 2.7 | 2.18 | 41664 | 3.32 | 1.78 | 8.5 | 7
Live | 217396479 |  | 10 | 16 | 35172 | 34299 | 32200 | 2.76 | 2.4 | 40320 | 3.7 | 1.98 | 9 | 7.5
Live | 217395526 |  | 9.8 | 15.2 | 34247 | 34958 | 32600 | 2.7 | 2.3 | 41216 | 3.5 | 1.82 | 8.5 | 7
Live | 217396003 |  | 9.5 | 14.5 | 33784 | 34958 | 33000 | 2.62 | 2.24 | 41888 | 3.4 | 1.78 | 8.5 | 7
Live | 217395067 |  | 10 | 15.2 | 34710 | 34629 | 32400 | 2.76 | 2.33 | 40768 | 3.59 | 1.84 | 8.5 | 7
Live | 217397776 |  | 10 | 16 | 34478 | 34629 | 32400 | 2.75 | 2.31 | 40768 | 3.52 | 1.94 | 9 | 7.5
Live | 217397405 |  | 10 | 16.5 | 34941 | 34299 | 32200 | 2.75 | 2.38 | 40320 | 3.62 | 1.96 | 9 | 7.5
Live | 217396931 |  | 9.8 | 16 | 34015 | 34958 | 32800 | 2.7 | 2.24 | 41216 | 3.44 | 1.8 | 8.5 | 7.5
Live | 217398225 |  | 9.8 | 16 | 33553 | 34958 | 33200 | 2.7 | 2.18 | 41664 | 3.32 | 1.78 | 8.5 | 7
Live | 217396478 |  | 10 | 16 | 35172 | 34299 | 32200 | 2.76 | 2.4 | 40320 | 3.7 | 1.98 | 9 | 7.5
Live | 217395525 |  | 9.8 | 15.2 | 34247 | 34958 | 32600 | 2.7 | 2.3 | 41216 | 3.5 | 1.82 | 8.5 | 7
Live | 217396002 |  | 9.5 | 14.5 | 33784 | 34958 | 33000 | 2.62 | 2.24 | 41888 | 3.4 | 1.78 | 8.5 | 7
Live | 217397404 |  | 10 | 16.5 | 34941 | 34299 | 32200 | 2.75 | 2.38 | 40320 | 3.62 | 1.96 | 9 | 7.5
Live | 217397775 |  | 10 | 16 | 34247 | 34629 | 32400 | 2.76 | 2.31 | 40768 | 3.5 | 1.94 | 9 | 7.5
Live | 217395066 |  | 10 | 15.2 | 34710 | 34629 | 32400 | 2.76 | 2.33 | 40768 | 3.59 | 1.84 | 8.5 | 7
Live | 217396930 |  | 9.8 | 16 | 34015 | 34958 | 32800 | 2.7 | 2.24 | 41216 | 3.44 | 1.8 | 8.5 | 7.5
Live | 217395524 |  | 9.8 | 16 | 34247 | 34958 | 32600 | 2.7 | 2.28 | 41216 | 3.48 | 1.8 | 8.5 | 7
Live | 217398224 |  | 9.8 | 16 | 33553 | 34958 | 33200 | 2.7 | 2.18 | 41664 | 3.32 | 1.78 | 8.5 | 7
Live | 217396477 |  | 10 | 16 | 35172 | 34299 | 32200 | 2.76 | 2.4 | 40320 | 3.7 | 1.98 | 9 | 7.5
Live | 217397403 |  | 10 | 16.5 | 34941 | 34299 | 32200 | 2.75 | 2.38 | 40320 | 3.62 | 1.96 | 9 | 7.5
Live | 217397774 |  | 10 | 16 | 34247 | 34629 | 32400 | 2.76 | 2.31 | 40768 | 3.5 | 1.94 | 9 | 7.5
Live | 217395065 |  | 10 | 15.2 | 34710 | 34629 | 32400 | 2.76 | 2.33 | 40768 | 3.59 | 1.84 | 8.5 | 7
Live | 217395523 |  | 9.8 | 16 | 34247 | 34958 | 32600 | 2.7 | 2.28 | 41216 | 3.48 | 1.8 | 8.5 | 7
Live | 217396001 |  | 9.5 | 14.5 | 33784 | 34958 | 33000 | 2.62 | 2.24 | 41888 | 3.4 | 1.78 | 8.5 | 7
Live | 217398223 |  | 9.8 | 16 | 33553 | 34958 | 33200 | 2.7 | 2.18 | 41664 | 3.32 | 1.78 | 8.5 | 7
Live | 217397402 |  | 10 | 16.5 | 34941 | 34299 | 32200 | 2.75 | 2.38 | 40320 | 3.62 | 1.96 | 9 | 7.5
Live | 217395064 |  | 10 | 15.2 | 34710 | 34629 | 32400 | 2.76 | 2.33 | 40768 | 3.59 | 1.84 | 8.5 | 7
Live | 217397773 |  | 10 | 16 | 34247 | 34629 | 32400 | 2.76 | 2.31 | 40768 | 3.5 | 1.94 | 9 | 7.5
Live | 217396476 |  | 10 | 16 | 35172 | 34299 | 32200 | 2.76 | 2.4 | 40320 | 3.7 | 1.98 | 9 | 7.5
Live | 217396929 |  | 9.8 | 16 | 34015 | 34958 | 32800 | 2.7 | 2.24 | 41216 | 3.44 | 1.8 | 8.5 | 7.5
Live | 217396000 |  | 9.5 | 14.5 | 33784 | 34958 | 33000 | 2.62 | 2.24 | 41888 | 3.4 | 1.78 | 8.5 | 7
Live | 217396928 |  | 9.8 | 16 | 34015 | 34958 | 32800 | 2.7 | 2.24 | 41216 | 3.44 | 1.8 | 8.5 | 7.5
Live | 217397401 |  | 10 | 16 | 34710 | 34629 | 32200 | 2.76 | 2.37 | 40320 | 3.6 | 1.96 | 9 | 7.5
Live | 217395522 |  | 9.8 | 16 | 34247 | 34958 | 32600 | 2.7 | 2.28 | 41216 | 3.48 | 1.8 | 8.5 | 7
Live | 217395999 |  | 9.5 | 14.5 | 33784 | 34958 | 33000 | 2.62 | 2.24 | 41888 | 3.4 | 1.78 | 8.5 | 7
Live | 217395063 |  | 10 | 15.2 | 34710 | 34629 | 32400 | 2.76 | 2.35 | 40768 | 3.59 | 1.84 | 8.5 | 7
Live | 217398222 |  | 9.8 | 16 | 33553 | 34958 | 33200 | 2.7 | 2.18 | 41664 | 3.32 | 1.78 | 8.5 | 7
Live | 217396475 |  | 10 | 16 | 35172 | 34299 | 32200 | 2.76 | 2.4 | 40320 | 3.7 | 1.98 | 9 | 7.5
Live | 217397400 |  | 10 | 16 | 34710 | 34629 | 32200 | 2.76 | 2.37 | 40320 | 3.6 | 1.96 | 9 | 7.5
Live | 217397772 |  | 10 | 16 | 34247 | 34629 | 32400 | 2.76 | 2.31 | 40768 | 3.5 | 1.94 | 9 | 7.5
Live | 217396927 |  | 9.8 | 16 | 34015 | 34958 | 32800 | 2.7 | 2.24 | 41216 | 3.44 | 1.8 | 8.5 | 7.5
Live | 217395521 |  | 9.8 | 16 | 34247 | 34958 | 32600 | 2.7 | 2.28 | 41216 | 3.48 | 1.8 | 8.5 | 7
Live | 217395998 |  | 9.5 | 14.5 | 33553 | 34958 | 33000 | 2.62 | 2.24 | 41888 | 3.4 | 1.78 | 8.5 | 7
Live | 217395062 |  | 10 | 15.2 | 34710 | 34629 | 32400 | 2.76 | 2.35 | 40768 | 3.59 | 1.84 | 8.5 | 7
Live | 217397399 |  | 10 | 16 | 34710 | 34629 | 32200 | 2.76 | 2.37 | 40320 | 3.6 | 1.96 | 9 | 7.5
Live | 217396474 |  | 10 | 16 | 35172 | 34299 | 32200 | 2.76 | 2.4 | 40320 | 3.7 | 1.98 | 9 | 7.5
Live | 217397771 |  | 10 | 16 | 34247 | 34629 | 32400 | 2.76 | 2.31 | 40768 | 3.5 | 1.94 | 9 | 7.5
Live | 217398221 |  | 9.8 | 16 | 33553 | 34958 | 33200 | 2.7 | 2.18 | 41664 | 3.32 | 1.78 | 8.5 | 7
Live | 217396926 |  | 9.8 | 16 | 34015 | 34958 | 32800 | 2.7 | 2.24 | 41216 | 3.44 | 1.8 | 8.5 | 7.5
Live | 217395997 |  | 9.5 | 14.5 | 33553 | 34958 | 33000 | 2.62 | 2.24 | 41888 | 3.4 | 1.78 | 8.5 | 7
Live | 217395520 |  | 9.8 | 16 | 34247 | 34958 | 32600 | 2.7 | 2.28 | 41216 | 3.48 | 1.8 | 8.5 | 7
Live | 217396473 |  | 10 | 16 | 34941 | 34299 | 32200 | 2.75 | 2.38 | 40320 | 3.67 | 1.98 | 9 | 7.5
Live | 217397398 |  | 10 | 16 | 34710 | 34629 | 32200 | 2.76 | 2.37 | 40320 | 3.6 | 1.96 | 9 | 7.5
Live | 217395061 |  | 10 | 15.2 | 34710 | 34629 | 32400 | 2.76 | 2.35 | 40768 | 3.59 | 1.84 | 8.5 | 7
Live | 217397397 |  | 10 | 16 | 34710 | 34629 | 32200 | 2.76 | 2.37 | 40320 | 3.6 | 1.96 | 9 | 7.5
Live | 217398220 |  | 9.8 | 16 | 33553 | 34958 | 33200 | 2.7 | 2.18 | 41664 | 3.32 | 1.78 | 8.5 | 7
Live | 217396472 |  | 10 | 16 | 34941 | 34299 | 32200 | 2.75 | 2.38 | 40320 | 3.67 | 1.98 | 9 | 7.5
Live | 217395996 |  | 9.5 | 14.5 | 33553 | 34958 | 33000 | 2.62 | 2.24 | 41888 | 3.4 | 1.78 | 8.5 | 7
Live | 217397770 |  | 10 | 16 | 34247 | 34629 | 32400 | 2.76 | 2.31 | 40768 | 3.5 | 1.94 | 9 | 7.5
Live | 217396925 |  | 9.8 | 16 | 33553 | 34958 | 33000 | 2.7 | 2.21 | 41440 | 3.34 | 1.8 | 8.5 | 7.5
Live | 217395060 |  | 10 | 15.2 | 34710 | 34629 | 32400 | 2.76 | 2.35 | 40768 | 3.59 | 1.84 | 8.5 | 7
Live | 217397396 |  | 10 | 16 | 34710 | 34629 | 32200 | 2.76 | 2.37 | 40320 | 3.6 | 1.96 | 9 | 7.5
Live | 217398219 |  | 9.5 | 15.5 | 33090 | 35288 | 33400 | 2.61 | 2.14 | 41888 | 3.21 | 1.76 | 8.5 | 7
Live | 217396471 |  | 10 | 16 | 34941 | 34299 | 32200 | 2.75 | 2.38 | 40320 | 3.67 | 1.98 | 9 | 7.5
Live | 217395519 |  | 9.8 | 16 | 34247 | 34958 | 32600 | 2.7 | 2.28 | 41216 | 3.48 | 1.8 | 8.5 | 7
Live | 217396924 |  | 9.8 | 16 | 33553 | 34958 | 33000 | 2.7 | 2.21 | 41440 | 3.34 | 1.8 | 8.5 | 7.5
Live | 217395059 |  | 10 | 15.2 | 34710 | 34629 | 32400 | 2.76 | 2.35 | 40768 | 3.59 | 1.84 | 8.5 | 7
Live | 217395995 |  | 9.5 | 14.5 | 33553 | 34958 | 33000 | 2.62 | 2.24 | 41888 | 3.4 | 1.78 | 8.5 | 7
Live | 217397395 |  | 10 | 16 | 34710 | 34629 | 32200 | 2.76 | 2.37 | 40320 | 3.6 | 1.96 | 9 | 7.5
Live | 217397769 |  | 10 | 16 | 34247 | 34629 | 32400 | 2.76 | 2.31 | 40768 | 3.5 | 1.94 | 9 | 7.5
Live | 217396470 |  | 10 | 16 | 34941 | 34299 | 32200 | 2.75 | 2.38 | 40320 | 3.67 | 1.98 | 9 | 7.5
Live | 217395058 |  | 10 | 15.2 | 34710 | 34629 | 32400 | 2.76 | 2.35 | 40768 | 3.59 | 1.84 | 8.5 | 7
Live | 217395518 |  | 9.8 | 16 | 34247 | 34958 | 32600 | 2.7 | 2.28 | 41216 | 3.48 | 1.8 | 8.5 | 7
Live | 217398218 |  | 9.5 | 15.5 | 33090 | 35288 | 33400 | 2.61 | 2.14 | 41888 | 3.21 | 1.76 | 8.5 | 7
Live | 217397394 |  | 10 | 16 | 34710 | 34629 | 32200 | 2.76 | 2.37 | 40320 | 3.6 | 1.96 | 9 | 7.5
Live | 217395994 |  | 9.5 | 14.5 | 33553 | 34958 | 33000 | 2.62 | 2.24 | 41888 | 3.4 | 1.78 | 8.5 | 7
Live | 217396923 |  | 9.8 | 16 | 33553 | 34958 | 33000 | 2.7 | 2.21 | 41440 | 3.34 | 1.8 | 8.5 | 7.5
Live | 217397768 |  | 10 | 16 | 34247 | 34629 | 32400 | 2.76 | 2.31 | 40768 | 3.5 | 1.94 | 9 | 7.5
Live | 217395057 |  | 10 | 15.2 | 34710 | 34629 | 32400 | 2.76 | 2.35 | 40768 | 3.59 | 1.84 | 8.5 | 7
Live | 217396469 |  | 10 | 16 | 34941 | 34299 | 32200 | 2.75 | 2.38 | 40320 | 3.67 | 1.98 | 9 | 7.5
Live | 217397393 |  | 10 | 17 | 35404 | 34299 | 32000 | 2.75 | 2.4 | 40096 | 3.73 | 1.98 | 9 | 7.5
Live | 217396922 |  | 9.8 | 16 | 33553 | 34958 | 33000 | 2.7 | 2.21 | 41440 | 3.34 | 1.8 | 8.5 | 7.5
Live | 217395517 |  | 9.8 | 16 | 34247 | 34958 | 32600 | 2.7 | 2.28 | 41216 | 3.48 | 1.8 | 8.5 | 7
Live | 217397767 |  | 10 | 16 | 34247 | 34629 | 32400 | 2.76 | 2.31 | 40768 | 3.48 | 1.94 | 9 | 7.5
Live | 217395993 |  | 9.5 | 14.5 | 33553 | 34958 | 33000 | 2.62 | 2.24 | 41888 | 3.4 | 1.78 | 8.5 | 7
Live | 217398217 |  | 9.5 | 15.5 | 33090 | 35288 | 33400 | 2.61 | 2.14 | 41888 | 3.21 | 1.76 | 8.5 | 7
Live | 217397392 |  | 10 | 17 | 35404 | 34299 | 32000 | 2.75 | 2.4 | 40096 | 3.73 | 1.98 | 9 | 7.5
Live | 217395056 |  | 10 | 15.2 | 34710 | 34629 | 32400 | 2.76 | 2.35 | 40768 | 3.59 | 1.84 | 8.5 | 7
Live | 217396468 |  | 10 | 16 | 34941 | 34299 | 32200 | 2.75 | 2.38 | 40320 | 3.67 | 1.98 | 9 | 7.5
Live | 217397766 |  | 10 | 16 | 34247 | 34629 | 32400 | 2.76 | 2.31 | 40768 | 3.48 | 1.94 | 9 | 7.5
Live | 217395516 |  | 9.8 | 15.2 | 34247 | 34958 | 32600 | 2.7 | 2.28 | 41216 | 3.46 | 1.82 | 8.5 | 7
Live | 217396921 |  | 9.8 | 16 | 33553 | 34958 | 33000 | 2.7 | 2.21 | 41440 | 3.34 | 1.8 | 8.5 | 7.5
Live | 217397391 |  | 10 | 17 | 35404 | 34299 | 32000 | 2.75 | 2.4 | 40096 | 3.73 | 1.98 | 9 | 7.5
Live | 217396467 |  | 10 | 16 | 34941 | 34299 | 32200 | 2.75 | 2.38 | 40320 | 3.67 | 1.98 | 9 | 7.5
Live | 217395055 |  | 10 | 15.2 | 34710 | 34629 | 32400 | 2.76 | 2.33 | 40768 | 3.59 | 1.82 | 8.5 | 7
Live | 217395992 |  | 9.5 | 14.5 | 33553 | 34958 | 33000 | 2.62 | 2.24 | 41888 | 3.4 | 1.78 | 8.5 | 7
Live | 217397765 |  | 10 | 16 | 34247 | 34629 | 32400 | 2.76 | 2.31 | 40768 | 3.48 | 1.94 | 9 | 7.5
Live | 217395515 |  | 9.8 | 15.2 | 34247 | 34958 | 32600 | 2.7 | 2.28 | 41216 | 3.46 | 1.82 | 8.5 | 7
Live | 217398216 |  | 9.5 | 15.5 | 33090 | 35288 | 33400 | 2.61 | 2.14 | 41888 | 3.21 | 1.76 | 8.5 | 7
Live | 217397390 |  | 10 | 17 | 35404 | 34299 | 32000 | 2.75 | 2.4 | 40096 | 3.73 | 1.98 | 9 | 7.5
Live | 217397764 |  | 10 | 16 | 34247 | 34629 | 32400 | 2.76 | 2.31 | 40768 | 3.48 | 1.94 | 9 | 7.5
Live | 217396920 |  | 9.8 | 16 | 33553 | 34958 | 33000 | 2.7 | 2.21 | 41440 | 3.34 | 1.8 | 8.5 | 7.5
Live | 217396466 |  | 10 | 16 | 34941 | 34299 | 32200 | 2.75 | 2.38 | 40320 | 3.67 | 1.98 | 9 | 7.5
Live | 217395991 |  | 9.5 | 14.5 | 33553 | 34958 | 33000 | 2.62 | 2.24 | 41888 | 3.4 | 1.78 | 8.5 | 7
Live | 217395054 |  | 10 | 15.2 | 34710 | 34629 | 32400 | 2.76 | 2.33 | 40768 | 3.59 | 1.82 | 8.5 | 7
Live | 217395514 |  | 9.8 | 15.2 | 34247 | 34958 | 32600 | 2.7 | 2.28 | 41216 | 3.46 | 1.82 | 8.5 | 7
Live | 217396465 |  | 10 | 16 | 34941 | 34299 | 32200 | 2.75 | 2.38 | 40320 | 3.62 | 1.98 | 9 | 7.5
Live | 217397389 |  | 10 | 17 | 35404 | 34299 | 32000 | 2.75 | 2.4 | 40096 | 3.73 | 1.98 | 9 | 7.5
Live | 217395053 |  | 10 | 15.2 | 34710 | 34629 | 32400 | 2.76 | 2.33 | 40768 | 3.59 | 1.82 | 8.5 | 7
Live | 217397763 |  | 10 | 16 | 34247 | 34629 | 32400 | 2.76 | 2.31 | 40768 | 3.48 | 1.94 | 9 | 7.5
Live | 217398215 |  | 9.5 | 15.5 | 33090 | 35288 | 33400 | 2.61 | 2.14 | 41888 | 3.21 | 1.76 | 8.5 | 7
Live | 217396919 |  | 9.8 | 16 | 33553 | 34958 | 33000 | 2.7 | 2.21 | 41440 | 3.34 | 1.8 | 8.5 | 7.5
Live | 217395990 |  | 9.5 | 14.5 | 33553 | 34958 | 33000 | 2.62 | 2.23 | 41888 | 3.4 | 1.78 | 8.5 | 7
Live | 217395513 |  | 9.8 | 15.2 | 34247 | 34958 | 32600 | 2.7 | 2.28 | 41216 | 3.46 | 1.82 | 8.5 | 7
Live | 217397388 |  | 10 | 17 | 35404 | 34299 | 32000 | 2.75 | 2.4 | 40096 | 3.73 | 1.98 | 9 | 7.5
Live | 217396464 |  | 10 | 16 | 34941 | 34299 | 32200 | 2.75 | 2.38 | 40320 | 3.62 | 1.98 | 9 | 7.5
Live | 217397762 |  | 10 | 16 | 34247 | 34629 | 32400 | 2.76 | 2.31 | 40768 | 3.48 | 1.94 | 9 | 7.5
Live | 217398214 |  | 9.5 | 15.5 | 33090 | 35288 | 33400 | 2.61 | 2.14 | 41888 | 3.21 | 1.76 | 8.5 | 7
Live | 217395989 |  | 9.5 | 14.5 | 33553 | 34958 | 33000 | 2.62 | 2.23 | 41888 | 3.4 | 1.78 | 8.5 | 7
Live | 217395052 |  | 10 | 15.2 | 34710 | 34629 | 32400 | 2.76 | 2.33 | 40768 | 3.59 | 1.82 | 8.5 | 7
Live | 217396918 |  | 9.8 | 16 | 33553 | 34958 | 33000 | 2.7 | 2.21 | 41440 | 3.34 | 1.8 | 8.5 | 7.5
Live | 217395512 |  | 9.8 | 15.2 | 34247 | 34958 | 32600 | 2.7 | 2.28 | 41216 | 3.46 | 1.82 | 8.5 | 7
Live | 217397387 |  | 10 | 17 | 35404 | 34299 | 32000 | 2.75 | 2.4 | 40096 | 3.73 | 1.98 | 9 | 7.5
Live | 217395988 |  | 9.5 | 14.5 | 33553 | 34958 | 33000 | 2.62 | 2.23 | 41888 | 3.4 | 1.78 | 8.5 | 7
Live | 217397761 |  | 10 | 16 | 34247 | 34629 | 32400 | 2.76 | 2.31 | 40768 | 3.48 | 1.94 | 9 | 7.5
Live | 217398213 |  | 9.5 | 15.5 | 33090 | 35288 | 33400 | 2.61 | 2.14 | 41888 | 3.21 | 1.76 | 8.5 | 7
Live | 217396463 |  | 10 | 16 | 34941 | 34299 | 32200 | 2.75 | 2.38 | 40320 | 3.62 | 1.98 | 9 | 7.5
Live | 217395051 |  | 10 | 15.2 | 34710 | 34629 | 32400 | 2.76 | 2.33 | 40768 | 3.59 | 1.82 | 8.5 | 7
Live | 217396917 |  | 9.8 | 16 | 33784 | 34958 | 32800 | 2.7 | 2.23 | 41440 | 3.4 | 1.8 | 8.5 | 7.5
Live | 217395511 |  | 9.8 | 15.2 | 34247 | 34958 | 32600 | 2.7 | 2.28 | 41216 | 3.46 | 1.82 | 8.5 | 7
Live | 217397386 |  | 10 | 17 | 35404 | 34299 | 32000 | 2.75 | 2.4 | 40096 | 3.73 | 1.98 | 9 | 7.5
Live | 217395987 |  | 9.5 | 14.5 | 33553 | 34958 | 33000 | 2.62 | 2.23 | 41888 | 3.4 | 1.78 | 8.5 | 7
Live | 217397760 |  | 10 | 16 | 34247 | 34629 | 32400 | 2.76 | 2.31 | 40768 | 3.48 | 1.94 | 9 | 7.5
Live | 217396462 |  | 10 | 16 | 34941 | 34299 | 32200 | 2.75 | 2.38 | 40320 | 3.62 | 1.98 | 9 | 7.5
Live | 217395050 |  | 10 | 15.2 | 34710 | 34629 | 32400 | 2.76 | 2.33 | 40768 | 3.59 | 1.82 | 8.5 | 7
Live | 217398212 |  | 9.5 | 15.5 | 33090 | 35288 | 33400 | 2.61 | 2.14 | 41888 | 3.21 | 1.76 | 8.5 | 7
Live | 217396916 |  | 9.8 | 16 | 33784 | 34958 | 32800 | 2.7 | 2.23 | 41440 | 3.4 | 1.8 | 8.5 | 7.5
Live | 217397385 |  | 10 | 16.5 | 34710 | 34299 | 32200 | 2.76 | 2.38 | 40320 | 3.62 | 1.96 | 9 | 7.5
Live | 217395510 |  | 9.8 | 15.2 | 34247 | 34958 | 32600 | 2.7 | 2.28 | 41216 | 3.46 | 1.82 | 8.5 | 7
Live | 217395986 |  | 9.5 | 14.5 | 33553 | 34958 | 33000 | 2.62 | 2.23 | 41888 | 3.4 | 1.78 | 8.5 | 7
Live | 217395049 |  | 10 | 15.2 | 34710 | 34629 | 32400 | 2.76 | 2.33 | 40768 | 3.59 | 1.82 | 8.5 | 7
Live | 217396461 |  | 10 | 16 | 34941 | 34299 | 32200 | 2.75 | 2.38 | 40320 | 3.62 | 1.98 | 9 | 7.5
Live | 217397759 |  | 10 | 16 | 34247 | 34629 | 32400 | 2.76 | 2.31 | 40768 | 3.5 | 1.92 | 9 | 7.5
Live | 217398211 |  | 9.5 | 15.5 | 33090 | 35288 | 33200 | 2.61 | 2.14 | 41664 | 3.21 | 1.78 | 8.5 | 7
Live | 217396915 |  | 9.8 | 16 | 33784 | 34958 | 32800 | 2.7 | 2.23 | 41440 | 3.4 | 1.8 | 8.5 | 7.5
Live | 217397384 |  | 10 | 16.5 | 34710 | 34299 | 32200 | 2.76 | 2.38 | 40320 | 3.62 | 1.96 | 9 | 7.5
Live | 217395985 |  | 9.5 | 14.5 | 33553 | 34958 | 33000 | 2.62 | 2.23 | 41888 | 3.4 | 1.78 | 8.5 | 7
Live | 217395509 |  | 9.8 | 15.2 | 34247 | 34958 | 32600 | 2.7 | 2.28 | 41216 | 3.46 | 1.82 | 8.5 | 7
Live | 217397758 |  | 10 | 16 | 34247 | 34629 | 32400 | 2.76 | 2.31 | 40768 | 3.5 | 1.92 | 9 | 7.5
Live | 217395048 |  | 9.8 | 15.2 | 34247 | 34629 | 32400 | 2.7 | 2.31 | 40768 | 3.5 | 1.82 | 8.5 | 7
Live | 217398210 |  | 9.5 | 15.5 | 33090 | 35288 | 33200 | 2.61 | 2.14 | 41664 | 3.21 | 1.78 | 8.5 | 7
Live | 217396460 |  | 10 | 16 | 34941 | 34299 | 32200 | 2.75 | 2.38 | 40320 | 3.62 | 1.98 | 9 | 7.5
Live | 217397383 |  | 10 | 16.5 | 34710 | 34299 | 32200 | 2.76 | 2.38 | 40320 | 3.62 | 1.96 | 9 | 7.5
Live | 217395984 |  | 9.5 | 14.5 | 33553 | 34958 | 33000 | 2.62 | 2.23 | 41888 | 3.4 | 1.78 | 8.5 | 7
Live | 217396914 |  | 9.8 | 16 | 33784 | 34958 | 32800 | 2.7 | 2.23 | 41440 | 3.4 | 1.8 | 8.5 | 7.5
Live | 217395508 |  | 9.8 | 16 | 34015 | 34629 | 32600 | 2.7 | 2.28 | 41216 | 3.44 | 1.82 | 8.5 | 7
Live | 217396459 |  | 10 | 16 | 34941 | 34299 | 32200 | 2.75 | 2.38 | 40320 | 3.62 | 1.98 | 9 | 7.5
Live | 217398209 |  | 9.5 | 15.5 | 33090 | 35288 | 33200 | 2.61 | 2.14 | 41664 | 3.21 | 1.78 | 8.5 | 7
Live | 217395047 |  | 9.8 | 15.2 | 34247 | 34629 | 32400 | 2.7 | 2.31 | 40768 | 3.5 | 1.82 | 8.5 | 7
Live | 217397757 |  | 10 | 16 | 34247 | 34629 | 32400 | 2.76 | 2.31 | 40768 | 3.5 | 1.92 | 9 | 7.5
Live | 217397382 |  | 10 | 16.5 | 34710 | 34299 | 32200 | 2.76 | 2.38 | 40320 | 3.62 | 1.96 | 9 | 7.5
Live | 217395983 |  | 9.5 | 14.5 | 33321 | 34958 | 33200 | 2.62 | 2.23 | 41888 | 3.35 | 1.78 | 8.5 | 7
Live | 217396913 |  | 9.8 | 16 | 33784 | 34958 | 32800 | 2.7 | 2.23 | 41440 | 3.4 | 1.8 | 8.5 | 7.5
Live | 217395507 |  | 9.8 | 16 | 34015 | 34629 | 32600 | 2.7 | 2.28 | 41216 | 3.44 | 1.82 | 8.5 | 7
Live | 217395046 |  | 9.8 | 15.2 | 34247 | 34629 | 32400 | 2.7 | 2.31 | 40768 | 3.5 | 1.82 | 8.5 | 7
Live | 217398208 |  | 9.5 | 15.5 | 33090 | 35288 | 33200 | 2.61 | 2.14 | 41664 | 3.21 | 1.78 | 8.5 | 7
Live | 217396458 |  | 10 | 16 | 34710 | 34299 | 32200 | 2.76 | 2.37 | 40320 | 3.6 | 1.96 | 9 | 7.5
Live | 217397381 |  | 10 | 16.5 | 34710 | 34299 | 32200 | 2.76 | 2.38 | 40320 | 3.62 | 1.96 | 9 | 7.5
Live | 217395982 |  | 9.5 | 14.5 | 33321 | 34958 | 33200 | 2.62 | 2.23 | 41888 | 3.35 | 1.78 | 8.5 | 7
Live | 217397756 |  | 10 | 16 | 34247 | 34629 | 32400 | 2.76 | 2.31 | 40768 | 3.5 | 1.92 | 9 | 7.5
Live | 217396912 |  | 9.8 | 16 | 33784 | 34958 | 32800 | 2.7 | 2.23 | 41440 | 3.4 | 1.8 | 8.5 | 7.5
Live | 217398207 |  | 9.5 | 15.5 | 33090 | 35288 | 33200 | 2.61 | 2.14 | 41664 | 3.21 | 1.78 | 8.5 | 7
Live | 217395045 |  | 9.8 | 15.2 | 34247 | 34629 | 32400 | 2.7 | 2.31 | 40768 | 3.5 | 1.82 | 8.5 | 7
Live | 217395506 |  | 9.8 | 16 | 34015 | 34629 | 32600 | 2.7 | 2.28 | 41216 | 3.44 | 1.82 | 8.5 | 7
Live | 217397755 |  | 10 | 16 | 34247 | 34629 | 32400 | 2.76 | 2.31 | 40768 | 3.5 | 1.92 | 9 | 7.5
Live | 217397380 |  | 10 | 16.5 | 34710 | 34299 | 32200 | 2.76 | 2.38 | 40320 | 3.62 | 1.96 | 9 | 7.5
Live | 217396457 |  | 10 | 16 | 34710 | 34299 | 32200 | 2.76 | 2.37 | 40320 | 3.6 | 1.96 | 9 | 7.5
Live | 217395981 |  | 9.5 | 14.5 | 33321 | 34958 | 33200 | 2.62 | 2.23 | 41888 | 3.35 | 1.78 | 8.5 | 7
Live | 217396911 |  | 9.8 | 16 | 33784 | 34958 | 32800 | 2.7 | 2.23 | 41440 | 3.4 | 1.8 | 8.5 | 7.5
Live | 217398206 |  | 9.5 | 15.5 | 33090 | 35288 | 33200 | 2.61 | 2.14 | 41664 | 3.21 | 1.78 | 8.5 | 7
Live | 217395505 |  | 9.8 | 16 | 34015 | 34629 | 32600 | 2.7 | 2.28 | 41216 | 3.44 | 1.82 | 8.5 | 7
Live | 217395044 |  | 9.8 | 15.2 | 34247 | 34629 | 32400 | 2.7 | 2.31 | 40768 | 3.5 | 1.82 | 8.5 | 7
Live | 217397379 |  | 10 | 16.5 | 34710 | 34299 | 32200 | 2.76 | 2.38 | 40320 | 3.62 | 1.96 | 9 | 7.5
Live | 217396456 |  | 10 | 16 | 34710 | 34299 | 32200 | 2.76 | 2.37 | 40320 | 3.6 | 1.96 | 9 | 7.5
Live | 217397754 |  | 10 | 16 | 34247 | 34629 | 32400 | 2.76 | 2.31 | 40768 | 3.5 | 1.92 | 9 | 7.5
Live | 217395980 |  | 9.5 | 14.5 | 33321 | 34958 | 33200 | 2.62 | 2.23 | 41888 | 3.35 | 1.78 | 8.5 | 7
Live | 217396910 |  | 9.8 | 16 | 33784 | 34958 | 32800 | 2.7 | 2.23 | 41440 | 3.4 | 1.8 | 8.5 | 7.5
Live | 217395043 |  | 9.8 | 15.2 | 34247 | 34629 | 32400 | 2.7 | 2.31 | 40768 | 3.5 | 1.82 | 8.5 | 7
Live | 217398205 |  | 9.5 | 15.5 | 33090 | 35288 | 33200 | 2.61 | 2.14 | 41664 | 3.21 | 1.78 | 8.5 | 7
Live | 217395504 |  | 9.8 | 16 | 34015 | 34629 | 32600 | 2.7 | 2.28 | 41216 | 3.44 | 1.82 | 8.5 | 7
Live | 217397378 |  | 10 | 16.5 | 34710 | 34299 | 32200 | 2.76 | 2.38 | 40320 | 3.62 | 1.96 | 9 | 7.5
Live | 217396909 |  | 10 | 15.5 | 34478 | 34958 | 32800 | 2.75 | 2.28 | 41216 | 3.5 | 1.8 | 8.5 | 7.5
Live | 217395979 |  | 9.5 | 14.5 | 33321 | 34958 | 33200 | 2.62 | 2.23 | 41888 | 3.35 | 1.78 | 8.5 | 7
Live | 217396455 |  | 10 | 16 | 34710 | 34299 | 32200 | 2.76 | 2.37 | 40320 | 3.6 | 1.96 | 9 | 7.5
Live | 217397753 |  | 10 | 16 | 34247 | 34629 | 32400 | 2.76 | 2.31 | 40768 | 3.5 | 1.92 | 9 | 7.5
Live | 217395042 |  | 9.8 | 15.2 | 34247 | 34629 | 32400 | 2.7 | 2.31 | 40768 | 3.5 | 1.82 | 8.5 | 7
Live | 217395503 |  | 9.8 | 16 | 34015 | 34629 | 32600 | 2.7 | 2.28 | 41216 | 3.44 | 1.82 | 8.5 | 7
Live | 217398204 |  | 9.5 | 15.5 | 33090 | 35288 | 33200 | 2.61 | 2.14 | 41664 | 3.21 | 1.78 | 8.5 | 7
Live | 217397377 |  | 10 | 16.5 | 35172 | 34299 | 32200 | 2.76 | 2.4 | 40320 | 3.69 | 1.98 | 9 | 7.5
Live | 217396908 |  | 10 | 15.5 | 34478 | 34958 | 32800 | 2.75 | 2.28 | 41216 | 3.5 | 1.8 | 8.5 | 7.5
Live | 217396454 |  | 10 | 16 | 34710 | 34299 | 32200 | 2.76 | 2.37 | 40320 | 3.6 | 1.96 | 9 | 7.5
Live | 217395502 |  | 9.8 | 16 | 34015 | 34629 | 32600 | 2.7 | 2.28 | 41216 | 3.44 | 1.82 | 8.5 | 7
Live | 217395041 |  | 9.8 | 15.2 | 34247 | 34629 | 32400 | 2.7 | 2.31 | 40768 | 3.5 | 1.82 | 8.5 | 7
Live | 217395978 |  | 9.5 | 14.5 | 33321 | 34958 | 33200 | 2.62 | 2.23 | 41888 | 3.35 | 1.78 | 8.5 | 7
Live | 217397752 |  | 10 | 16 | 34247 | 34629 | 32400 | 2.76 | 2.31 | 40768 | 3.5 | 1.92 | 9 | 7.5
Live | 217398203 |  | 9.5 | 15.5 | 33321 | 35288 | 33200 | 2.62 | 2.15 | 41664 | 3.26 | 1.78 | 8.5 | 7
Live | 217397376 |  | 10 | 16.5 | 35172 | 34299 | 32200 | 2.76 | 2.4 | 40320 | 3.69 | 1.98 | 9 | 7.5
Live | 217396907 |  | 10 | 15.5 | 34478 | 34958 | 32800 | 2.75 | 2.28 | 41216 | 3.5 | 1.8 | 8.5 | 7.5
Live | 217395501 |  | 9.8 | 16 | 34015 | 34629 | 32600 | 2.7 | 2.28 | 41216 | 3.44 | 1.82 | 8.5 | 7
Live | 217397751 |  | 10 | 15.5 | 34710 | 34629 | 32400 | 2.76 | 2.33 | 40768 | 3.57 | 1.94 | 9 | 7.5
Live | 217398202 |  | 9.5 | 15.5 | 33321 | 35288 | 33200 | 2.62 | 2.15 | 41664 | 3.26 | 1.78 | 8.5 | 7
Live | 217395977 |  | 9.5 | 14.5 | 33321 | 34958 | 33200 | 2.62 | 2.23 | 41888 | 3.35 | 1.78 | 8.5 | 7
Live | 217395040 |  | 9.8 | 15 | 34247 | 34629 | 32400 | 2.7 | 2.31 | 40992 | 3.5 | 1.82 | 8.5 | 7
Live | 217396453 |  | 10 | 16 | 34710 | 34299 | 32200 | 2.76 | 2.37 | 40320 | 3.6 | 1.96 | 9 | 7.5
Live | 217397375 |  | 10 | 16.5 | 35172 | 34299 | 32200 | 2.76 | 2.4 | 40320 | 3.69 | 1.98 | 9 | 7.5
Live | 217396906 |  | 10 | 15.5 | 34478 | 34958 | 32800 | 2.75 | 2.28 | 41216 | 3.5 | 1.8 | 8.5 | 7.5
Live | 217395976 |  | 9.5 | 14.5 | 33321 | 34958 | 33200 | 2.62 | 2.23 | 41888 | 3.35 | 1.78 | 8.5 | 7
Live | 217398201 |  | 9.5 | 15.5 | 33321 | 35288 | 33200 | 2.62 | 2.15 | 41664 | 3.26 | 1.78 | 8.5 | 7
Live | 217397750 |  | 10 | 15.5 | 34710 | 34629 | 32400 | 2.76 | 2.33 | 40768 | 3.57 | 1.94 | 9 | 7.5
Live | 217396452 |  | 10 | 16 | 34710 | 34299 | 32200 | 2.76 | 2.37 | 40320 | 3.6 | 1.96 | 9 | 7.5
Live | 217395039 |  | 9.8 | 15 | 34247 | 34629 | 32400 | 2.7 | 2.31 | 40992 | 3.5 | 1.82 | 8.5 | 7
Live | 217395500 |  | 9.8 | 16 | 34247 | 34629 | 32600 | 2.7 | 2.28 | 41216 | 3.48 | 1.82 | 8.5 | 7
Live | 217397374 |  | 10 | 16.5 | 35172 | 34299 | 32200 | 2.76 | 2.4 | 40320 | 3.69 | 1.98 | 9 | 7.5
Live | 217396905 |  | 10 | 15.5 | 34478 | 34958 | 32800 | 2.75 | 2.28 | 41216 | 3.5 | 1.8 | 8.5 | 7.5
Live | 217395975 |  | 9.5 | 14.5 | 34247 | 34958 | 33000 | 2.61 | 2.26 | 41664 | 3.5 | 1.8 | 8.5 | 7
Live | 217397749 |  | 10 | 15.5 | 34710 | 34629 | 32400 | 2.76 | 2.33 | 40768 | 3.57 | 1.94 | 9 | 7.5
Live | 217397373 |  | 10 | 16.5 | 35172 | 34299 | 32200 | 2.76 | 2.4 | 40320 | 3.69 | 1.98 | 9 | 7.5
Live | 217396904 |  | 10 | 15.5 | 34478 | 34958 | 32800 | 2.75 | 2.28 | 41216 | 3.5 | 1.8 | 8.5 | 7.5
Live | 217395499 |  | 9.8 | 16 | 34247 | 34629 | 32600 | 2.7 | 2.28 | 41216 | 3.48 | 1.82 | 8.5 | 7
Live | 217395038 |  | 9.8 | 15 | 34247 | 34629 | 32400 | 2.7 | 2.31 | 40992 | 3.5 | 1.82 | 8.5 | 7
Live | 217396451 |  | 10 | 16 | 34710 | 34299 | 32200 | 2.76 | 2.37 | 40320 | 3.6 | 1.96 | 9 | 7.5
Live | 217398200 |  | 9.5 | 15.5 | 33321 | 35288 | 33200 | 2.62 | 2.15 | 41664 | 3.26 | 1.78 | 8.5 | 7
Live | 217395974 |  | 9.5 | 14.5 | 34247 | 34958 | 33000 | 2.61 | 2.26 | 41664 | 3.5 | 1.8 | 8.5 | 7
Live | 217397372 |  | 10 | 16.5 | 35172 | 34299 | 32200 | 2.76 | 2.4 | 40320 | 3.69 | 1.98 | 9 | 7.5
Live | 217396903 |  | 10 | 15.5 | 34478 | 34958 | 32800 | 2.75 | 2.28 | 41216 | 3.5 | 1.8 | 8.5 | 7.5
Live | 217397748 |  | 10 | 15.5 | 34710 | 34629 | 32400 | 2.76 | 2.33 | 40768 | 3.57 | 1.94 | 9 | 7.5
Live | 217395037 |  | 9.8 | 15 | 34247 | 34629 | 32400 | 2.7 | 2.31 | 40992 | 3.5 | 1.82 | 8.5 | 7
Live | 217395498 |  | 9.8 | 16 | 34247 | 34629 | 32600 | 2.7 | 2.28 | 41216 | 3.48 | 1.82 | 8.5 | 7
Live | 217396450 |  | 10 | 16 | 34710 | 34299 | 32200 | 2.76 | 2.37 | 40320 | 3.58 | 1.96 | 9 | 7.5
Live | 217398199 |  | 9.5 | 15.5 | 33321 | 35288 | 33200 | 2.62 | 2.15 | 41664 | 3.26 | 1.78 | 8.5 | 7
Live | 217397371 |  | 10 | 16.5 | 35172 | 34299 | 32200 | 2.76 | 2.4 | 40320 | 3.69 | 1.98 | 9 | 7.5
Live | 217396902 |  | 10 | 15.5 | 34478 | 34958 | 32800 | 2.75 | 2.28 | 41216 | 3.5 | 1.8 | 8.5 | 7.5
Live | 217397747 |  | 10 | 15.5 | 34710 | 34629 | 32400 | 2.76 | 2.33 | 40768 | 3.57 | 1.94 | 9 | 7.5
Live | 217395497 |  | 9.8 | 16 | 34247 | 34629 | 32600 | 2.7 | 2.28 | 41216 | 3.48 | 1.82 | 8.5 | 7
Live | 217395973 |  | 9.5 | 14.5 | 34247 | 34958 | 33000 | 2.61 | 2.26 | 41664 | 3.5 | 1.8 | 8.5 | 7
Live | 217395036 |  | 9.8 | 15 | 34247 | 34629 | 32400 | 2.7 | 2.31 | 40992 | 3.5 | 1.82 | 8.5 | 7
Live | 217396449 |  | 10 | 16 | 34710 | 34299 | 32200 | 2.76 | 2.37 | 40320 | 3.58 | 1.96 | 9 | 7.5
Live | 217397370 |  | 10 | 16.5 | 35172 | 34299 | 32200 | 2.76 | 2.4 | 40320 | 3.69 | 1.98 | 9 | 7.5
Live | 217398198 |  | 9.5 | 15.5 | 33321 | 35288 | 33200 | 2.62 | 2.15 | 41664 | 3.26 | 1.78 | 8.5 | 7
Live | 217396901 |  | 10 | 15.5 | 34247 | 34958 | 32800 | 2.76 | 2.26 | 41216 | 3.46 | 1.8 | 8.5 | 7.5
Live | 217395972 |  | 9.5 | 14.5 | 34247 | 34958 | 33000 | 2.61 | 2.26 | 41664 | 3.5 | 1.8 | 8.5 | 7
Live | 217397746 |  | 10 | 15.5 | 34710 | 34629 | 32400 | 2.76 | 2.33 | 40768 | 3.57 | 1.94 | 9 | 7.5
Live | 217395035 |  | 9.8 | 15 | 34247 | 34629 | 32400 | 2.7 | 2.31 | 40992 | 3.5 | 1.82 | 8.5 | 7
Live | 217395496 |  | 9.8 | 16 | 34247 | 34629 | 32600 | 2.7 | 2.28 | 41216 | 3.48 | 1.82 | 8.5 | 7
Live | 217397369 |  | 10 | 16.5 | 35172 | 34299 | 32200 | 2.76 | 2.4 | 40320 | 3.69 | 1.98 | 9 | 7.5
Live | 217398197 |  | 9.5 | 15.5 | 33321 | 35288 | 33200 | 2.62 | 2.15 | 41664 | 3.26 | 1.78 | 8.5 | 7
Live | 217396448 |  | 10 | 16 | 34710 | 34299 | 32200 | 2.76 | 2.37 | 40320 | 3.58 | 1.96 | 9 | 7.5
Live | 217395971 |  | 9.5 | 14.5 | 34247 | 34958 | 33000 | 2.61 | 2.26 | 41664 | 3.5 | 1.8 | 8.5 | 7
Live | 217395034 |  | 9.8 | 15 | 34247 | 34629 | 32400 | 2.7 | 2.31 | 40992 | 3.5 | 1.82 | 8.5 | 7
Live | 217397745 |  | 10 | 15.5 | 34710 | 34629 | 32400 | 2.76 | 2.33 | 40768 | 3.57 | 1.94 | 9 | 7.5
Live | 217396900 |  | 10 | 15.5 | 34247 | 34958 | 32800 | 2.76 | 2.26 | 41216 | 3.46 | 1.8 | 8.5 | 7.5
Live | 217397368 |  | 10 | 16.5 | 35172 | 34299 | 32200 | 2.76 | 2.4 | 40320 | 3.69 | 1.98 | 9 | 7.5
Live | 217398196 |  | 9.5 | 15.5 | 33321 | 35288 | 33200 | 2.62 | 2.15 | 41664 | 3.26 | 1.78 | 8.5 | 7
Live | 217396447 |  | 10 | 16 | 34710 | 34299 | 32200 | 2.76 | 2.37 | 40320 | 3.58 | 1.96 | 9 | 7.5
Live | 217395970 |  | 9.5 | 14.5 | 34247 | 34958 | 33000 | 2.61 | 2.26 | 41664 | 3.5 | 1.8 | 8.5 | 7
Live | 217395495 |  | 9.8 | 16 | 34247 | 34629 | 32600 | 2.7 | 2.28 | 41216 | 3.48 | 1.82 | 8.5 | 7
Live | 217397744 |  | 10 | 15.5 | 34710 | 34629 | 32400 | 2.76 | 2.33 | 40768 | 3.57 | 1.94 | 9 | 7.5
Live | 217395033 |  | 9.8 | 15 | 34247 | 34629 | 32400 | 2.7 | 2.31 | 40992 | 3.5 | 1.82 | 8.5 | 7
Live | 217396899 |  | 10 | 15.5 | 34247 | 34958 | 32800 | 2.76 | 2.26 | 41216 | 3.46 | 1.8 | 8.5 | 7.5
Live | 217397367 |  | 10 | 16.5 | 35172 | 34299 | 32200 | 2.76 | 2.4 | 40320 | 3.69 | 1.98 | 9 | 7.5
Live | 217398195 |  | 9.5 | 15.2 | 33090 | 35288 | 33400 | 2.61 | 2.14 | 41888 | 3.19 | 1.76 | 8.5 | 7
Live | 217395494 |  | 9.8 | 16 | 34247 | 34629 | 32600 | 2.7 | 2.28 | 41216 | 3.48 | 1.82 | 8.5 | 7
Live | 217396446 |  | 10 | 16 | 34710 | 34299 | 32200 | 2.76 | 2.37 | 40320 | 3.58 | 1.96 | 9 | 7.5
Live | 217395969 |  | 9.5 | 14.5 | 34247 | 34958 | 33000 | 2.61 | 2.26 | 41664 | 3.5 | 1.8 | 8.5 | 7
Live | 217397743 |  | 10 | 15.5 | 34478 | 34629 | 32400 | 2.75 | 2.31 | 40768 | 3.52 | 1.94 | 9 | 7.5
Live | 217395032 |  | 9.8 | 15 | 34710 | 34629 | 32400 | 2.7 | 2.33 | 40768 | 3.57 | 1.82 | 8.5 | 7
Live | 217397366 |  | 10 | 16.5 | 35172 | 34299 | 32200 | 2.76 | 2.4 | 40320 | 3.69 | 1.98 | 9 | 7.5
Live | 217396445 |  | 10 | 16 | 34710 | 34299 | 32200 | 2.76 | 2.37 | 40320 | 3.58 | 1.96 | 9 | 7.5
Live | 217398194 |  | 9.5 | 15.2 | 33090 | 35288 | 33400 | 2.61 | 2.14 | 41888 | 3.19 | 1.76 | 8.5 | 7
Live | 217395968 |  | 9.5 | 14.5 | 33784 | 34958 | 33000 | 2.62 | 2.24 | 41888 | 3.42 | 1.78 | 8.5 | 7
Live | 217396898 |  | 10 | 15.5 | 34247 | 34958 | 32800 | 2.76 | 2.26 | 41216 | 3.46 | 1.8 | 8.5 | 7.5
Live | 217395493 |  | 9.8 | 16 | 34247 | 34629 | 32600 | 2.7 | 2.28 | 41216 | 3.48 | 1.82 | 8.5 | 7
Live | 217397742 |  | 10 | 15.5 | 34478 | 34629 | 32400 | 2.75 | 2.31 | 40768 | 3.52 | 1.94 | 9 | 7.5
Live | 217397365 |  | 10 | 16.5 | 35172 | 34299 | 32200 | 2.76 | 2.4 | 40320 | 3.69 | 1.98 | 9 | 7.5
Live | 217395031 |  | 9.8 | 15 | 34710 | 34629 | 32400 | 2.7 | 2.33 | 40768 | 3.57 | 1.82 | 8.5 | 7
Live | 217396444 |  | 10 | 16 | 34710 | 34299 | 32200 | 2.76 | 2.37 | 40320 | 3.58 | 1.96 | 9 | 7.5
Live | 217398193 |  | 9.5 | 15.2 | 33090 | 35288 | 33400 | 2.61 | 2.14 | 41888 | 3.19 | 1.76 | 8.5 | 7
Live | 217396897 |  | 10 | 15.5 | 34247 | 34958 | 32800 | 2.76 | 2.26 | 41216 | 3.46 | 1.8 | 8.5 | 7.5
Live | 217397741 |  | 10 | 15.5 | 34478 | 34629 | 32400 | 2.75 | 2.31 | 40768 | 3.52 | 1.94 | 9 | 7.5
Live | 217395967 |  | 9.5 | 14.5 | 33784 | 34958 | 33000 | 2.62 | 2.24 | 41888 | 3.42 | 1.78 | 8.5 | 7
Live | 217395492 |  | 9.8 | 15 | 34710 | 34629 | 32600 | 2.7 | 2.31 | 40992 | 3.56 | 1.82 | 8.5 | 7
Live | 217397364 |  | 10 | 16.5 | 35172 | 34299 | 32200 | 2.76 | 2.4 | 40320 | 3.69 | 1.98 | 9 | 7.5
Live | 217398192 |  | 9.5 | 15.2 | 33090 | 35288 | 33400 | 2.61 | 2.14 | 41888 | 3.19 | 1.76 | 8.5 | 7
Live | 217395030 |  | 9.8 | 15 | 34710 | 34629 | 32400 | 2.7 | 2.33 | 40768 | 3.57 | 1.82 | 8.5 | 7
Live | 217396443 |  | 10 | 15.5 | 34941 | 34299 | 32200 | 2.75 | 2.38 | 40320 | 3.65 | 1.98 | 9 | 7.5
Live | 217395491 |  | 9.8 | 15 | 34710 | 34629 | 32600 | 2.7 | 2.31 | 40992 | 3.56 | 1.82 | 8.5 | 7
Live | 217396896 |  | 10 | 15.5 | 34247 | 34958 | 32800 | 2.76 | 2.26 | 41216 | 3.46 | 1.8 | 8.5 | 7.5
Live | 217397740 |  | 10 | 15.5 | 34478 | 34629 | 32400 | 2.75 | 2.31 | 40768 | 3.52 | 1.94 | 9 | 7.5
Live | 217397363 |  | 10 | 16.5 | 35172 | 34299 | 32200 | 2.76 | 2.4 | 40320 | 3.69 | 1.98 | 9 | 7.5
Live | 217398191 |  | 9.5 | 15.2 | 33090 | 35288 | 33400 | 2.61 | 2.14 | 41888 | 3.19 | 1.76 | 8.5 | 7
Live | 217395966 |  | 9.5 | 14.5 | 33784 | 34958 | 33000 | 2.62 | 2.24 | 41888 | 3.42 | 1.78 | 8.5 | 7
Live | 217396442 |  | 10 | 15.5 | 34941 | 34299 | 32200 | 2.75 | 2.38 | 40320 | 3.65 | 1.98 | 9 | 7.5
Live | 217395490 |  | 9.8 | 15 | 34710 | 34629 | 32600 | 2.7 | 2.31 | 40992 | 3.56 | 1.82 | 8.5 | 7
Live | 217395029 |  | 9.8 | 15 | 34710 | 34629 | 32400 | 2.7 | 2.33 | 40768 | 3.57 | 1.82 | 8.5 | 7
Live | 217396895 |  | 10 | 15.5 | 34247 | 34958 | 32800 | 2.76 | 2.26 | 41216 | 3.46 | 1.8 | 8.5 | 7.5
Live | 217397362 |  | 10 | 16.5 | 35172 | 34299 | 32200 | 2.76 | 2.4 | 40320 | 3.69 | 1.98 | 9 | 7.5
Live | 217397739 |  | 10 | 15.5 | 34478 | 34629 | 32400 | 2.75 | 2.31 | 40768 | 3.52 | 1.94 | 9 | 7.5
Live | 217398190 |  | 9.5 | 15.2 | 33090 | 35288 | 33400 | 2.61 | 2.14 | 41888 | 3.19 | 1.76 | 8.5 | 7
Live | 217396441 |  | 10 | 15.5 | 34941 | 34299 | 32200 | 2.75 | 2.38 | 40320 | 3.65 | 1.98 | 9 | 7.5
Live | 217395965 |  | 9.5 | 14.5 | 33784 | 34958 | 33000 | 2.62 | 2.24 | 41888 | 3.42 | 1.78 | 8.5 | 7
Live | 217395028 |  | 9.8 | 15 | 34710 | 34629 | 32400 | 2.7 | 2.33 | 40768 | 3.57 | 1.82 | 8.5 | 7
Live | 217395489 |  | 9.8 | 15 | 34710 | 34629 | 32600 | 2.7 | 2.31 | 40992 | 3.56 | 1.82 | 8.5 | 7
Live | 217397361 |  | 10 | 16 | 34710 | 34299 | 32200 | 2.76 | 2.37 | 40320 | 3.6 | 1.96 | 9 | 7.5
Live | 217398189 |  | 9.5 | 15.2 | 33090 | 35288 | 33400 | 2.61 | 2.14 | 41888 | 3.19 | 1.76 | 8.5 | 7
Live | 217397738 |  | 10 | 15.5 | 34478 | 34629 | 32400 | 2.75 | 2.31 | 40768 | 3.52 | 1.94 | 9 | 7.5
Live | 217396894 |  | 10 | 15.5 | 34247 | 34958 | 32800 | 2.76 | 2.26 | 41216 | 3.46 | 1.8 | 8.5 | 7.5
Live | 217395964 |  | 9.5 | 14.5 | 33784 | 34958 | 33000 | 2.62 | 2.24 | 41888 | 3.42 | 1.78 | 8.5 | 7
Live | 217395027 |  | 9.8 | 15 | 34710 | 34629 | 32400 | 2.7 | 2.33 | 40768 | 3.57 | 1.82 | 8.5 | 7
Live | 217396440 |  | 10 | 15.5 | 34941 | 34299 | 32200 | 2.75 | 2.38 | 40320 | 3.65 | 1.98 | 9 | 7.5
Live | 217397360 |  | 10 | 16 | 34710 | 34299 | 32200 | 2.76 | 2.37 | 40320 | 3.6 | 1.96 | 9 | 7.5
Live | 217398188 |  | 9.5 | 15.2 | 33090 | 35288 | 33400 | 2.61 | 2.14 | 41888 | 3.19 | 1.76 | 8.5 | 7
Live | 217397737 |  | 10 | 15.5 | 34478 | 34629 | 32400 | 2.75 | 2.31 | 40768 | 3.52 | 1.94 | 9 | 7.5
Live | 217395963 |  | 9.5 | 14.5 | 33784 | 34958 | 33000 | 2.62 | 2.24 | 41888 | 3.42 | 1.78 | 8.5 | 7
Live | 217395488 |  | 9.8 | 15 | 34710 | 34629 | 32600 | 2.7 | 2.31 | 40992 | 3.56 | 1.82 | 8.5 | 7
Live | 217396893 |  | 9.8 | 15.5 | 33553 | 34958 | 33000 | 2.7 | 2.21 | 41440 | 3.34 | 1.78 | 8.5 | 7.5
Live | 217395026 |  | 9.8 | 15 | 34710 | 34629 | 32400 | 2.7 | 2.33 | 40768 | 3.57 | 1.82 | 8.5 | 7
Live | 217396439 |  | 10 | 15.5 | 34941 | 34299 | 32200 | 2.75 | 2.38 | 40320 | 3.65 | 1.98 | 9 | 7.5
Live | 217397359 |  | 10 | 16 | 34710 | 34299 | 32200 | 2.76 | 2.37 | 40320 | 3.6 | 1.96 | 9 | 7.5
Live | 217397736 |  | 10 | 15.5 | 34478 | 34629 | 32400 | 2.75 | 2.31 | 40768 | 3.52 | 1.94 | 9 | 7.5
Live | 217395487 |  | 9.8 | 15 | 34710 | 34629 | 32600 | 2.7 | 2.31 | 40992 | 3.56 | 1.82 | 8.5 | 7
Live | 217395962 |  | 9.5 | 14.5 | 33784 | 34958 | 33000 | 2.62 | 2.24 | 41888 | 3.42 | 1.78 | 8.5 | 7
Live | 217395025 |  | 9.8 | 16 | 34247 | 34629 | 32400 | 2.7 | 2.31 | 40992 | 3.5 | 1.82 | 8.5 | 7
Live | 217396892 |  | 9.8 | 15.5 | 33553 | 34958 | 33000 | 2.7 | 2.21 | 41440 | 3.34 | 1.78 | 8.5 | 7.5
Live | 217395486 |  | 9.8 | 15 | 34710 | 34629 | 32600 | 2.7 | 2.31 | 40992 | 3.56 | 1.82 | 8.5 | 7
Live | 217397358 |  | 10 | 16 | 34710 | 34299 | 32200 | 2.76 | 2.37 | 40320 | 3.6 | 1.96 | 9 | 7.5
Live | 217396438 |  | 10 | 15.5 | 34941 | 34299 | 32200 | 2.75 | 2.38 | 40320 | 3.65 | 1.98 | 9 | 7.5
Live | 217397735 |  | 10 | 15.5 | 34247 | 34629 | 32400 | 2.76 | 2.31 | 40768 | 3.5 | 1.94 | 9 | 7.5
Live | 217395961 |  | 9.5 | 14.5 | 33784 | 34958 | 33000 | 2.62 | 2.24 | 41888 | 3.42 | 1.78 | 8.5 | 7
Live | 217396891 |  | 9.8 | 15.5 | 33553 | 34958 | 33000 | 2.7 | 2.21 | 41440 | 3.34 | 1.78 | 8.5 | 7.5
Live | 217397357 |  | 10 | 16 | 34710 | 34299 | 32200 | 2.76 | 2.37 | 40320 | 3.6 | 1.96 | 9 | 7.5
Live | 217395024 |  | 9.8 | 16 | 34247 | 34629 | 32400 | 2.7 | 2.31 | 40992 | 3.5 | 1.82 | 8.5 | 7
Live | 217395485 |  | 9.8 | 15 | 34478 | 34629 | 32600 | 2.7 | 2.3 | 40992 | 3.52 | 1.8 | 8.5 | 7
Live | 217396437 |  | 10 | 15.5 | 34941 | 34299 | 32200 | 2.75 | 2.38 | 40320 | 3.65 | 1.98 | 9 | 7.5
Live | 217397734 |  | 10 | 15.5 | 34247 | 34629 | 32400 | 2.76 | 2.31 | 40768 | 3.5 | 1.94 | 9 | 7.5
Live | 217395960 |  | 9.5 | 14.5 | 33553 | 34958 | 33200 | 2.62 | 2.23 | 41888 | 3.35 | 1.78 | 8.5 | 7
Live | 217397356 |  | 10 | 16 | 34710 | 34299 | 32200 | 2.76 | 2.37 | 40320 | 3.6 | 1.96 | 9 | 7.5
Live | 217395484 |  | 9.8 | 15 | 34478 | 34629 | 32600 | 2.7 | 2.3 | 40992 | 3.52 | 1.8 | 8.5 | 7
Live | 217396890 |  | 9.8 | 15.5 | 33553 | 34958 | 33000 | 2.7 | 2.21 | 41440 | 3.34 | 1.78 | 8.5 | 7.5
Live | 217395023 |  | 9.8 | 16 | 34247 | 34629 | 32400 | 2.7 | 2.31 | 40992 | 3.5 | 1.82 | 8.5 | 7
Live | 217396436 |  | 10 | 15.5 | 34941 | 34299 | 32200 | 2.75 | 2.38 | 40320 | 3.65 | 1.98 | 9 | 7.5
Live | 217395959 |  | 9.5 | 14.5 | 33553 | 34958 | 33200 | 2.62 | 2.23 | 41888 | 3.35 | 1.78 | 8.5 | 7
Live | 217397733 |  | 10 | 15.5 | 34247 | 34629 | 32400 | 2.76 | 2.31 | 40768 | 3.5 | 1.94 | 9 | 7.5
Live | 217397355 |  | 10 | 16 | 34710 | 34299 | 32200 | 2.76 | 2.37 | 40320 | 3.6 | 1.96 | 9 | 7.5
Live | 217395483 |  | 9.8 | 15 | 34478 | 34629 | 32600 | 2.7 | 2.3 | 40992 | 3.52 | 1.8 | 8.5 | 7
Live | 217395022 |  | 9.8 | 16 | 34247 | 34629 | 32400 | 2.7 | 2.31 | 40992 | 3.5 | 1.82 | 8.5 | 7
Live | 217395958 |  | 9.5 | 14.5 | 33553 | 34958 | 33200 | 2.62 | 2.23 | 41888 | 3.35 | 1.78 | 8.5 | 7
Live | 217396435 |  | 10 | 16 | 34710 | 34299 | 32200 | 2.76 | 2.38 | 40320 | 3.6 | 1.96 | 9 | 7.5
Live | 217397354 |  | 10 | 16 | 34710 | 34299 | 32200 | 2.76 | 2.37 | 40320 | 3.6 | 1.96 | 9 | 7.5
Live | 217396889 |  | 9.8 | 15.5 | 33553 | 34958 | 33000 | 2.7 | 2.21 | 41440 | 3.34 | 1.78 | 8.5 | 7.5
Live | 217397732 |  | 10 | 15.5 | 34247 | 34629 | 32400 | 2.76 | 2.31 | 40768 | 3.5 | 1.94 | 9 | 7.5
Live | 217395482 |  | 9.8 | 15 | 34478 | 34629 | 32600 | 2.7 | 2.3 | 40992 | 3.52 | 1.8 | 8.5 | 7
Live | 217395021 |  | 9.8 | 16 | 34247 | 34629 | 32400 | 2.7 | 2.31 | 40992 | 3.5 | 1.82 | 8.5 | 7
Live | 217395957 |  | 9.5 | 14.5 | 33553 | 34958 | 33200 | 2.62 | 2.23 | 41888 | 3.35 | 1.78 | 8.5 | 7
Live | 217397731 |  | 10 | 15.5 | 34247 | 34629 | 32400 | 2.76 | 2.31 | 40768 | 3.5 | 1.94 | 9 | 7.5
Live | 217397353 |  | 10 | 16.5 | 34941 | 34299 | 32200 | 2.75 | 2.38 | 40320 | 3.62 | 1.96 | 9 | 7.5
Live | 217396888 |  | 9.8 | 15.5 | 33553 | 34958 | 33000 | 2.7 | 2.21 | 41440 | 3.34 | 1.78 | 8.5 | 7.5
Live | 217395481 |  | 9.8 | 15 | 34478 | 34629 | 32600 | 2.7 | 2.3 | 40992 | 3.52 | 1.8 | 8.5 | 7
Live | 217396434 |  | 10 | 16 | 34710 | 34299 | 32200 | 2.76 | 2.38 | 40320 | 3.6 | 1.96 | 9 | 7.5
Live | 217395956 |  | 9.5 | 14.5 | 33553 | 34958 | 33200 | 2.62 | 2.23 | 41888 | 3.35 | 1.78 | 8.5 | 7
Live | 217395020 |  | 9.8 | 16 | 34247 | 34629 | 32400 | 2.7 | 2.31 | 40992 | 3.5 | 1.82 | 8.5 | 7
Live | 217396433 |  | 10 | 16 | 34710 | 34299 | 32200 | 2.76 | 2.38 | 40320 | 3.6 | 1.96 | 9 | 7.5
Live | 217397352 |  | 10 | 16.5 | 34941 | 34299 | 32200 | 2.75 | 2.38 | 40320 | 3.62 | 1.96 | 9 | 7.5
Live | 217397730 |  | 10 | 15.5 | 34247 | 34629 | 32400 | 2.76 | 2.31 | 40768 | 3.5 | 1.94 | 9 | 7.5
Live | 217395955 |  | 9.5 | 14.5 | 33553 | 34958 | 33200 | 2.62 | 2.23 | 41888 | 3.35 | 1.78 | 8.5 | 7
Live | 217395480 |  | 9.8 | 15 | 34478 | 34629 | 32600 | 2.7 | 2.3 | 40992 | 3.52 | 1.8 | 8.5 | 7
Live | 217396887 |  | 9.8 | 15.5 | 33553 | 34958 | 33000 | 2.7 | 2.21 | 41440 | 3.34 | 1.78 | 8.5 | 7.5
Live | 217395019 |  | 9.8 | 16 | 34247 | 34629 | 32400 | 2.7 | 2.31 | 40992 | 3.5 | 1.82 | 8.5 | 7
Live | 217396432 |  | 10 | 16 | 34710 | 34299 | 32200 | 2.76 | 2.38 | 40320 | 3.6 | 1.96 | 9 | 7.5
Live | 217397351 |  | 10 | 16.5 | 34941 | 34299 | 32200 | 2.75 | 2.38 | 40320 | 3.62 | 1.96 | 9 | 7.5
Live | 217397729 |  | 10 | 15.5 | 34247 | 34629 | 32400 | 2.76 | 2.31 | 40768 | 3.5 | 1.94 | 9 | 7.5
Live | 217395479 |  | 9.8 | 15 | 34478 | 34629 | 32600 | 2.7 | 2.3 | 40992 | 3.52 | 1.8 | 8.5 | 7
Live | 217395954 |  | 9.5 | 14.5 | 33553 | 34958 | 33200 | 2.62 | 2.23 | 41888 | 3.35 | 1.78 | 8.5 | 7
Live | 217396886 |  | 9.8 | 15.5 | 33784 | 34958 | 32800 | 2.7 | 2.24 | 41440 | 3.4 | 1.8 | 8.5 | 7.5
Live | 217395018 |  | 9.8 | 16 | 34247 | 34629 | 32400 | 2.7 | 2.31 | 40992 | 3.5 | 1.82 | 8.5 | 7
Live | 217398179 |  | 9 | 14.5 | 33090 | 35618 | 33400 | 2.48 | 2.12 | 41888 | 3.23 | 1.78 | 8.5 | 7
Live | 217397350 |  | 10 | 16.5 | 34941 | 34299 | 32200 | 2.75 | 2.38 | 40320 | 3.62 | 1.96 | 9 | 7.5
Live | 217398178 |  | 9 | 14.5 | 33090 | 35618 | 33400 | 2.48 | 2.12 | 41888 | 3.23 | 1.78 | 8.5 | 7
Live | 217395478 |  | 9.8 | 15.2 | 34015 | 34629 | 32600 | 2.7 | 2.28 | 41216 | 3.44 | 1.8 | 8.5 | 7
Live | 217395953 |  | 9.5 | 14.5 | 33784 | 34958 | 33000 | 2.62 | 2.24 | 41888 | 3.4 | 1.78 | 8.5 | 7
Live | 217397728 |  | 10 | 15.5 | 34478 | 34629 | 32400 | 2.75 | 2.31 | 40768 | 3.52 | 1.94 | 9 | 7.5
Live | 217396431 |  | 10 | 16 | 34710 | 34299 | 32200 | 2.76 | 2.38 | 40320 | 3.6 | 1.96 | 9 | 7.5
Live | 217396885 |  | 9.8 | 15.5 | 33784 | 34958 | 32800 | 2.7 | 2.24 | 41440 | 3.4 | 1.8 | 8.5 | 7.5
Live | 217395017 |  | 9.8 | 15.5 | 34710 | 34629 | 32400 | 2.7 | 2.33 | 40768 | 3.57 | 1.82 | 8.5 | 7
Live | 217397349 |  | 10 | 16.5 | 34941 | 34299 | 32200 | 2.75 | 2.38 | 40320 | 3.62 | 1.96 | 9 | 7.5
Live | 217398177 |  | 9 | 14.5 | 33090 | 35618 | 33400 | 2.48 | 2.12 | 41888 | 3.23 | 1.78 | 8.5 | 7
Live | 217395477 |  | 9.8 | 15.2 | 34015 | 34629 | 32600 | 2.7 | 2.28 | 41216 | 3.44 | 1.8 | 8.5 | 7
Live | 217395952 |  | 9.5 | 14.5 | 33784 | 34958 | 33000 | 2.62 | 2.24 | 41888 | 3.4 | 1.78 | 8.5 | 7
Live | 217397348 |  | 10 | 16.5 | 34941 | 34299 | 32200 | 2.75 | 2.38 | 40320 | 3.62 | 1.96 | 9 | 7.5
Live | 217396430 |  | 10 | 16 | 34710 | 34299 | 32200 | 2.76 | 2.38 | 40320 | 3.6 | 1.96 | 9 | 7.5
Live | 217397727 |  | 10 | 15.5 | 34478 | 34629 | 32400 | 2.75 | 2.31 | 40768 | 3.52 | 1.94 | 9 | 7.5
Live | 217396884 |  | 9.8 | 15.5 | 33784 | 34958 | 32800 | 2.7 | 2.24 | 41440 | 3.4 | 1.8 | 8.5 | 7.5
Live | 217395016 |  | 9.8 | 15.5 | 34710 | 34629 | 32400 | 2.7 | 2.33 | 40768 | 3.57 | 1.82 | 8.5 | 7
Live | 217397347 |  | 10 | 16.5 | 34941 | 34299 | 32200 | 2.75 | 2.38 | 40320 | 3.62 | 1.96 | 9 | 7.5
Live | 217395951 |  | 9.5 | 14.5 | 33784 | 34958 | 33000 | 2.62 | 2.24 | 41888 | 3.4 | 1.78 | 8.5 | 7
Live | 217396429 |  | 10 | 16 | 34710 | 34299 | 32200 | 2.76 | 2.38 | 40320 | 3.6 | 1.96 | 9 | 7.5
Live | 217395476 |  | 9.8 | 15.2 | 34015 | 34629 | 32600 | 2.7 | 2.28 | 41216 | 3.44 | 1.8 | 8.5 | 7
Live | 217398176 |  | 9 | 14.5 | 33090 | 35618 | 33400 | 2.48 | 2.12 | 41888 | 3.23 | 1.78 | 8.5 | 7
Live | 217397726 |  | 10 | 15.5 | 34478 | 34629 | 32400 | 2.75 | 2.31 | 40768 | 3.52 | 1.94 | 9 | 7.5
Live | 217396883 |  | 9.8 | 15.5 | 33784 | 34958 | 32800 | 2.7 | 2.24 | 41440 | 3.4 | 1.8 | 8.5 | 7.5
Live | 217395950 |  | 9.5 | 14.5 | 33784 | 34958 | 33000 | 2.62 | 2.24 | 41888 | 3.4 | 1.78 | 8.5 | 7
Live | 217395015 |  | 9.8 | 15.5 | 34710 | 34629 | 32400 | 2.7 | 2.33 | 40768 | 3.57 | 1.82 | 8.5 | 7
Live | 217396428 |  | 10 | 15.5 | 34478 | 34629 | 32200 | 2.75 | 2.35 | 40320 | 3.56 | 1.96 | 9 | 7.5
Live | 217397346 |  | 10 | 16.5 | 34941 | 34299 | 32200 | 2.75 | 2.38 | 40320 | 3.62 | 1.96 | 9 | 7.5
Live | 217395475 |  | 9.8 | 15.2 | 34015 | 34629 | 32600 | 2.7 | 2.28 | 41216 | 3.44 | 1.8 | 8.5 | 7
Live | 217398175 |  | 9 | 14.5 | 33090 | 35618 | 33400 | 2.48 | 2.12 | 41888 | 3.23 | 1.78 | 8.5 | 7
Live | 217396882 |  | 9.8 | 15.5 | 33784 | 34958 | 32800 | 2.7 | 2.24 | 41440 | 3.4 | 1.8 | 8.5 | 7.5
Live | 217397725 |  | 10 | 15.5 | 34478 | 34629 | 32400 | 2.75 | 2.31 | 40768 | 3.52 | 1.94 | 9 | 7.5
Live | 217395014 |  | 9.8 | 15.5 | 34710 | 34629 | 32400 | 2.7 | 2.33 | 40768 | 3.57 | 1.82 | 8.5 | 7
Live | 217395949 |  | 9.5 | 14.5 | 33784 | 34958 | 33000 | 2.62 | 2.24 | 41888 | 3.4 | 1.78 | 8.5 | 7
Live | 217397345 |  | 10 | 16 | 34710 | 34299 | 32200 | 2.76 | 2.37 | 40320 | 3.6 | 1.96 | 9 | 7.5
Live | 217395474 |  | 9.8 | 15.2 | 34015 | 34629 | 32600 | 2.7 | 2.28 | 41216 | 3.44 | 1.8 | 8.5 | 7
Live | 217396427 |  | 10 | 15.5 | 34478 | 34629 | 32200 | 2.75 | 2.35 | 40320 | 3.56 | 1.96 | 9 | 7.5
Live | 217398174 |  | 9 | 14.5 | 33090 | 35618 | 33400 | 2.48 | 2.12 | 41888 | 3.23 | 1.78 | 8.5 | 7
Live | 217396881 |  | 9.8 | 15.5 | 33784 | 34958 | 32800 | 2.7 | 2.24 | 41440 | 3.4 | 1.8 | 8.5 | 7.5
Live | 217395948 |  | 9.5 | 14.5 | 33784 | 34958 | 33000 | 2.62 | 2.24 | 41888 | 3.4 | 1.78 | 8.5 | 7
Live | 217395013 |  | 9.8 | 15.5 | 34710 | 34629 | 32400 | 2.7 | 2.33 | 40768 | 3.57 | 1.82 | 8.5 | 7
Live | 217397724 |  | 10 | 15.5 | 34478 | 34629 | 32400 | 2.75 | 2.31 | 40768 | 3.52 | 1.94 | 9 | 7.5
Live | 217397344 |  | 10 | 16 | 34710 | 34299 | 32200 | 2.76 | 2.37 | 40320 | 3.6 | 1.96 | 9 | 7.5
Live | 217396880 |  | 9.8 | 15.5 | 33784 | 34958 | 32800 | 2.7 | 2.24 | 41440 | 3.4 | 1.8 | 8.5 | 7.5
Live | 217395473 |  | 9.8 | 15.2 | 34015 | 34629 | 32600 | 2.7 | 2.28 | 41216 | 3.44 | 1.8 | 8.5 | 7
Live | 217395947 |  | 9.5 | 14.5 | 33784 | 34958 | 33000 | 2.62 | 2.24 | 41888 | 3.4 | 1.78 | 8.5 | 7
Live | 217396426 |  | 10 | 15.5 | 34478 | 34629 | 32200 | 2.75 | 2.35 | 40320 | 3.56 | 1.96 | 9 | 7.5
Live | 217398173 |  | 9 | 14.5 | 33090 | 35618 | 33400 | 2.48 | 2.12 | 41888 | 3.23 | 1.78 | 8.5 | 7
Live | 217395012 |  | 9.8 | 15.5 | 34710 | 34629 | 32400 | 2.7 | 2.33 | 40768 | 3.57 | 1.82 | 8.5 | 7
Live | 217397723 |  | 10 | 15.5 | 34478 | 34629 | 32400 | 2.75 | 2.31 | 40768 | 3.52 | 1.94 | 9 | 7.5
Live | 217397343 |  | 10 | 16 | 34710 | 34299 | 32200 | 2.76 | 2.37 | 40320 | 3.6 | 1.96 | 9 | 7.5
Live | 217395946 |  | 9.5 | 14.5 | 33784 | 34958 | 33000 | 2.62 | 2.24 | 41888 | 3.4 | 1.78 | 8.5 | 7
Live | 217395472 |  | 9.8 | 15.2 | 34015 | 34629 | 32600 | 2.7 | 2.28 | 41216 | 3.44 | 1.8 | 8.5 | 7
Live | 217395011 |  | 9.8 | 15.5 | 34710 | 34629 | 32400 | 2.7 | 2.33 | 40768 | 3.57 | 1.82 | 8.5 | 7
Live | 217396879 |  | 9.8 | 15.5 | 33784 | 34958 | 32800 | 2.7 | 2.24 | 41440 | 3.4 | 1.8 | 8.5 | 7.5
Live | 217396425 |  | 10 | 15.5 | 34478 | 34629 | 32200 | 2.75 | 2.35 | 40320 | 3.56 | 1.96 | 9 | 7.5
Live | 217398172 |  | 9 | 14.5 | 33090 | 35618 | 33400 | 2.48 | 2.12 | 41888 | 3.23 | 1.78 | 8.5 | 7
Live | 217397342 |  | 10 | 16 | 34710 | 34299 | 32200 | 2.76 | 2.37 | 40320 | 3.6 | 1.96 | 9 | 7.5
Live | 217395945 |  | 9.8 | 15.5 | 35172 | 34958 | 32600 | 2.7 | 2.31 | 41216 | 3.63 | 1.84 | 8.5 | 7
Live | 217396878 |  | 9.8 | 15.5 | 33784 | 34958 | 32800 | 2.7 | 2.23 | 41440 | 3.37 | 1.8 | 8.5 | 7.5
Live | 217397722 |  | 10 | 15.5 | 34478 | 34629 | 32400 | 2.75 | 2.31 | 40768 | 3.52 | 1.94 | 9 | 7.5
Live | 217395010 |  | 9.8 | 15.5 | 34710 | 34629 | 32400 | 2.7 | 2.33 | 40768 | 3.57 | 1.82 | 8.5 | 7
Live | 217395471 |  | 10 | 15.2 | 34710 | 34629 | 32600 | 2.76 | 2.31 | 40992 | 3.56 | 1.82 | 8.5 | 7
Live | 217398171 |  | 9.5 | 15 | 33553 | 35288 | 33200 | 2.62 | 2.17 | 41664 | 3.32 | 1.78 | 8.5 | 7
Live | 217396424 |  | 10 | 15.5 | 34478 | 34629 | 32200 | 2.75 | 2.35 | 40320 | 3.56 | 1.96 | 9 | 7.5
Live | 217395944 |  | 9.8 | 15.5 | 35172 | 34958 | 32600 | 2.7 | 2.31 | 41216 | 3.63 | 1.84 | 8.5 | 7
Live | 217396877 |  | 9.8 | 15.5 | 33784 | 34958 | 32800 | 2.7 | 2.23 | 41440 | 3.37 | 1.8 | 8.5 | 7.5
Live | 217395009 |  | 9.8 | 16 | 34478 | 34629 | 32400 | 2.7 | 2.33 | 40768 | 3.57 | 1.82 | 8.5 | 7
Live | 217397341 |  | 10 | 16 | 34710 | 34299 | 32200 | 2.76 | 2.37 | 40320 | 3.6 | 1.96 | 9 | 7.5
Live | 217397721 |  | 10 | 15.5 | 34478 | 34629 | 32400 | 2.75 | 2.31 | 40768 | 3.52 | 1.94 | 9 | 7.5
Live | 217398170 |  | 9.5 | 15 | 33553 | 35288 | 33200 | 2.62 | 2.17 | 41664 | 3.32 | 1.78 | 8.5 | 7
Live | 217395470 |  | 10 | 15.2 | 34710 | 34629 | 32600 | 2.76 | 2.31 | 40992 | 3.56 | 1.82 | 8.5 | 7
Live | 217397340 |  | 10 | 16 | 34710 | 34299 | 32200 | 2.76 | 2.37 | 40320 | 3.6 | 1.96 | 9 | 7.5
Live | 217395008 |  | 9.8 | 16 | 34478 | 34629 | 32400 | 2.7 | 2.33 | 40768 | 3.57 | 1.82 | 8.5 | 7
Live | 217396423 |  | 10 | 15.5 | 34478 | 34629 | 32200 | 2.75 | 2.35 | 40320 | 3.56 | 1.96 | 9 | 7.5
Live | 217396876 |  | 9.8 | 15.5 | 33784 | 34958 | 32800 | 2.7 | 2.23 | 41440 | 3.37 | 1.8 | 8.5 | 7.5
Live | 217398169 |  | 9.5 | 15 | 33553 | 35288 | 33200 | 2.62 | 2.17 | 41664 | 3.32 | 1.78 | 8.5 | 7
Live | 217397720 |  | 9.8 | 14.5 | 34478 | 34958 | 32600 | 2.7 | 2.31 | 40992 | 3.54 | 1.94 | 9 | 7.5
Live | 217395943 |  | 9.8 | 15.5 | 35172 | 34958 | 32600 | 2.7 | 2.31 | 41216 | 3.63 | 1.84 | 8.5 | 7
Live | 217397339 |  | 10 | 16 | 34710 | 34299 | 32200 | 2.76 | 2.37 | 40320 | 3.6 | 1.96 | 9 | 7.5
Live | 217395469 |  | 10 | 15.2 | 34710 | 34629 | 32600 | 2.76 | 2.31 | 40992 | 3.56 | 1.82 | 8.5 | 7
Live | 217397338 |  | 10 | 16 | 34710 | 34299 | 32200 | 2.76 | 2.37 | 40320 | 3.6 | 1.96 | 9 | 7.5
Live | 217396422 |  | 10 | 15.5 | 34478 | 34629 | 32200 | 2.75 | 2.35 | 40320 | 3.56 | 1.96 | 9 | 7.5
Live | 217395007 |  | 9.8 | 16 | 34478 | 34629 | 32400 | 2.7 | 2.33 | 40768 | 3.57 | 1.82 | 8.5 | 7
Live | 217395468 |  | 10 | 15.2 | 34710 | 34629 | 32600 | 2.76 | 2.31 | 40992 | 3.56 | 1.82 | 8.5 | 7
Live | 217398168 |  | 9.5 | 15 | 33553 | 35288 | 33200 | 2.62 | 2.17 | 41664 | 3.32 | 1.78 | 8.5 | 7
Live | 217397719 |  | 9.8 | 14.5 | 34478 | 34958 | 32600 | 2.7 | 2.31 | 40992 | 3.54 | 1.94 | 9 | 7.5
Live | 217396875 |  | 9.8 | 15.5 | 33784 | 34958 | 32800 | 2.7 | 2.23 | 41440 | 3.37 | 1.8 | 8.5 | 7.5
Live | 217395942 |  | 9.8 | 15.5 | 35172 | 34958 | 32600 | 2.7 | 2.31 | 41216 | 3.63 | 1.84 | 8.5 | 7
Live | 217395467 |  | 10 | 15.2 | 34710 | 34629 | 32600 | 2.76 | 2.31 | 40992 | 3.56 | 1.82 | 8.5 | 7
Live | 217397337 |  | 10 | 16 | 35172 | 34299 | 32200 | 2.76 | 2.4 | 40320 | 3.69 | 1.98 | 9 | 7.5
Live | 217396421 |  | 9.5 | 15 | 34478 | 35288 | 33000 | 2.62 | 2.26 | 41888 | 3.57 | 1.8 | 8.5 | 7
Live | 217395006 |  | 9.8 | 16 | 34478 | 34629 | 32400 | 2.7 | 2.33 | 40768 | 3.57 | 1.82 | 8.5 | 7
Live | 217398167 |  | 9.5 | 15 | 33553 | 35288 | 33200 | 2.62 | 2.17 | 41664 | 3.32 | 1.78 | 8.5 | 7
Live | 217397718 |  | 9.8 | 14.5 | 34478 | 34958 | 32600 | 2.7 | 2.31 | 40992 | 3.54 | 1.94 | 9 | 7.5
Live | 217396874 |  | 9.8 | 15.5 | 33784 | 34958 | 32800 | 2.7 | 2.23 | 41440 | 3.37 | 1.8 | 8.5 | 7.5
Live | 217395941 |  | 9.8 | 15.5 | 35172 | 34958 | 32600 | 2.7 | 2.31 | 41216 | 3.63 | 1.84 | 8.5 | 7
Live | 217396420 |  | 9.5 | 15 | 34478 | 35288 | 33000 | 2.62 | 2.26 | 41888 | 3.57 | 1.8 | 8.5 | 7
Live | 217397336 |  | 10 | 16 | 35172 | 34299 | 32200 | 2.76 | 2.4 | 40320 | 3.69 | 1.98 | 9 | 7.5
Live | 217395005 |  | 9.8 | 16 | 34478 | 34629 | 32400 | 2.7 | 2.33 | 40768 | 3.57 | 1.82 | 8.5 | 7
Live | 217395466 |  | 10 | 15.2 | 34710 | 34629 | 32600 | 2.76 | 2.31 | 40992 | 3.56 | 1.82 | 8.5 | 7
Live | 217398166 |  | 9.5 | 15 | 33553 | 35288 | 33200 | 2.62 | 2.17 | 41664 | 3.32 | 1.78 | 8.5 | 7
Live | 217397717 |  | 9.8 | 14.5 | 34478 | 34958 | 32600 | 2.7 | 2.31 | 40992 | 3.54 | 1.94 | 9 | 7.5
Live | 217396873 |  | 9.8 | 15.5 | 33784 | 34958 | 32800 | 2.7 | 2.23 | 41440 | 3.37 | 1.8 | 8.5 | 7.5
Live | 217395940 |  | 9.8 | 15.5 | 35172 | 34958 | 32600 | 2.7 | 2.31 | 41216 | 3.63 | 1.84 | 8.5 | 7
Live | 217398165 |  | 9.5 | 15 | 33553 | 35288 | 33200 | 2.62 | 2.17 | 41664 | 3.32 | 1.78 | 8.5 | 7
Live | 217397716 |  | 9.8 | 14.5 | 34478 | 34958 | 32600 | 2.7 | 2.31 | 40992 | 3.54 | 1.94 | 9 | 7.5
Live | 217397335 |  | 10 | 16 | 35172 | 34299 | 32200 | 2.76 | 2.4 | 40320 | 3.69 | 1.98 | 9 | 7.5
Live | 217396419 |  | 9.5 | 15 | 34478 | 35288 | 33000 | 2.62 | 2.26 | 41888 | 3.57 | 1.8 | 8.5 | 7
Live | 217395004 |  | 9.8 | 16 | 34478 | 34629 | 32400 | 2.7 | 2.33 | 40768 | 3.57 | 1.82 | 8.5 | 7
Live | 217395465 |  | 10 | 15.2 | 34710 | 34629 | 32600 | 2.76 | 2.31 | 40992 | 3.56 | 1.82 | 8.5 | 7
Live | 217397334 |  | 10 | 16 | 35172 | 34299 | 32200 | 2.76 | 2.4 | 40320 | 3.69 | 1.98 | 9 | 7.5
Live | 217396872 |  | 9.8 | 15.5 | 33784 | 34958 | 32800 | 2.7 | 2.23 | 41440 | 3.37 | 1.8 | 8.5 | 7.5
Live | 217396418 |  | 9.5 | 15 | 34478 | 35288 | 33000 | 2.62 | 2.26 | 41888 | 3.57 | 1.8 | 8.5 | 7
Live | 217397715 |  | 9.8 | 14.5 | 34478 | 34958 | 32600 | 2.7 | 2.31 | 40992 | 3.54 | 1.94 | 9 | 7.5
Live | 217395939 |  | 9.8 | 15.5 | 35172 | 34958 | 32600 | 2.7 | 2.31 | 41216 | 3.63 | 1.84 | 8.5 | 7
Live | 217398164 |  | 9.5 | 15 | 33553 | 35288 | 33200 | 2.62 | 2.17 | 41664 | 3.32 | 1.78 | 8.5 | 7
Live | 217395003 |  | 9.8 | 16 | 34478 | 34629 | 32400 | 2.7 | 2.33 | 40768 | 3.57 | 1.82 | 8.5 | 7
Live | 217395464 |  | 10 | 15.2 | 34710 | 34629 | 32600 | 2.76 | 2.31 | 40992 | 3.56 | 1.82 | 8.5 | 7
Live | 217397333 |  | 10 | 16 | 35172 | 34299 | 32200 | 2.76 | 2.4 | 40320 | 3.69 | 1.98 | 9 | 7.5
Live | 217396417 |  | 9.5 | 15 | 34478 | 35288 | 33000 | 2.62 | 2.26 | 41888 | 3.57 | 1.8 | 8.5 | 7
Live | 217396871 |  | 9.8 | 15.5 | 34015 | 34958 | 32800 | 2.7 | 2.24 | 41216 | 3.44 | 1.8 | 8.5 | 7.5
Live | 217397714 |  | 9.8 | 14.5 | 34478 | 34958 | 32600 | 2.7 | 2.31 | 40992 | 3.54 | 1.94 | 9 | 7.5
Live | 217395938 |  | 9.8 | 15.5 | 35172 | 34958 | 32600 | 2.7 | 2.31 | 41216 | 3.63 | 1.84 | 8.5 | 7
Live | 217398163 |  | 9.5 | 15 | 33090 | 35288 | 33200 | 2.61 | 2.14 | 41888 | 3.23 | 1.78 | 8.5 | 7
Live | 217395002 |  | 9.8 | 16 | 34478 | 34629 | 32400 | 2.7 | 2.33 | 40768 | 3.57 | 1.82 | 8.5 | 7
Live | 217397332 |  | 10 | 16 | 35172 | 34299 | 32200 | 2.76 | 2.4 | 40320 | 3.69 | 1.98 | 9 | 7.5
Live | 217396416 |  | 9.5 | 15 | 34478 | 35288 | 33000 | 2.62 | 2.26 | 41888 | 3.57 | 1.8 | 8.5 | 7
Live | 217395463 |  | 9.8 | 15 | 34478 | 34629 | 32600 | 2.7 | 2.3 | 40992 | 3.52 | 1.82 | 8.5 | 7
Live | 217396870 |  | 9.8 | 15.5 | 34015 | 34958 | 32800 | 2.7 | 2.24 | 41216 | 3.44 | 1.8 | 8.5 | 7.5
Live | 217397713 |  | 10 | 15.2 | 34478 | 34629 | 32400 | 2.75 | 2.31 | 40768 | 3.55 | 1.94 | 9 | 7.5
Live | 217395937 |  | 9.8 | 15 | 35404 | 34958 | 32600 | 2.7 | 2.31 | 41216 | 3.67 | 1.84 | 8.5 | 7
Live | 217398162 |  | 9.5 | 15 | 33090 | 35288 | 33200 | 2.61 | 2.14 | 41888 | 3.23 | 1.78 | 8.5 | 7
Live | 217395001 |  | 9.8 | 16 | 34478 | 34629 | 32400 | 2.7 | 2.33 | 40768 | 3.55 | 1.84 | 8.5 | 7
Live | 217397331 |  | 10 | 16 | 35172 | 34299 | 32200 | 2.76 | 2.4 | 40320 | 3.69 | 1.98 | 9 | 7.5
Live | 217395936 |  | 9.8 | 15 | 35404 | 34958 | 32600 | 2.7 | 2.31 | 41216 | 3.67 | 1.84 | 8.5 | 7
Live | 217396869 |  | 9.8 | 15.5 | 34015 | 34958 | 32800 | 2.7 | 2.24 | 41216 | 3.44 | 1.8 | 8.5 | 7.5
Live | 217395462 |  | 9.8 | 15 | 34478 | 34629 | 32600 | 2.7 | 2.3 | 40992 | 3.52 | 1.82 | 8.5 | 7
Live | 217396415 |  | 9.5 | 15 | 34478 | 35288 | 33000 | 2.62 | 2.26 | 41888 | 3.57 | 1.8 | 8.5 | 7
Live | 217398161 |  | 9.5 | 15 | 33090 | 35288 | 33200 | 2.61 | 2.14 | 41888 | 3.23 | 1.78 | 8.5 | 7
Live | 217395000 |  | 9.8 | 16 | 34478 | 34629 | 32400 | 2.7 | 2.33 | 40768 | 3.55 | 1.84 | 8.5 | 7
Live | 217397712 |  | 10 | 15.2 | 34478 | 34629 | 32400 | 2.75 | 2.31 | 40768 | 3.55 | 1.94 | 9 | 7.5
Live | 217395935 |  | 9.8 | 15 | 35404 | 34958 | 32600 | 2.7 | 2.31 | 41216 | 3.67 | 1.84 | 8.5 | 7
Live | 217398160 |  | 9.5 | 15 | 33090 | 35288 | 33200 | 2.61 | 2.14 | 41888 | 3.23 | 1.78 | 8.5 | 7
Live | 217396868 |  | 9.8 | 15.5 | 34015 | 34958 | 32800 | 2.7 | 2.24 | 41216 | 3.44 | 1.8 | 8.5 | 7.5
Live | 217396414 |  | 9.5 | 15 | 34478 | 35288 | 33000 | 2.62 | 2.26 | 41888 | 3.57 | 1.8 | 8.5 | 7
Live | 217395461 |  | 9.8 | 15 | 34478 | 34629 | 32600 | 2.7 | 2.3 | 40992 | 3.52 | 1.82 | 8.5 | 7
Live | 217394999 |  | 9.8 | 16 | 34478 | 34629 | 32400 | 2.7 | 2.33 | 40768 | 3.55 | 1.84 | 8.5 | 7
Live | 217398159 |  | 9.5 | 15 | 33090 | 35288 | 33200 | 2.61 | 2.14 | 41888 | 3.23 | 1.78 | 8.5 | 7
Live | 217397711 |  | 10 | 15.2 | 34478 | 34629 | 32400 | 2.75 | 2.31 | 40768 | 3.55 | 1.94 | 9 | 7.5
Live | 217395934 |  | 9.8 | 15 | 35404 | 34958 | 32600 | 2.7 | 2.31 | 41216 | 3.67 | 1.84 | 8.5 | 7
Live | 217396413 |  | 9.5 | 14.5 | 34710 | 35288 | 33000 | 2.62 | 2.28 | 41888 | 3.61 | 1.8 | 8.5 | 7
Live | 217396867 |  | 9.8 | 15.5 | 34015 | 34958 | 32800 | 2.7 | 2.24 | 41216 | 3.44 | 1.8 | 8.5 | 7.5
Live | 217395460 |  | 9.8 | 15 | 34478 | 34629 | 32600 | 2.7 | 2.3 | 40992 | 3.52 | 1.82 | 8.5 | 7
Live | 217398158 |  | 9.5 | 15 | 33090 | 35288 | 33200 | 2.61 | 2.14 | 41888 | 3.23 | 1.78 | 8.5 | 7
Live | 217394998 |  | 9.8 | 16 | 34478 | 34629 | 32400 | 2.7 | 2.33 | 40768 | 3.55 | 1.84 | 8.5 | 7
Live | 217397710 |  | 10 | 15.2 | 34478 | 34629 | 32400 | 2.75 | 2.31 | 40768 | 3.55 | 1.94 | 9 | 7.5
Live | 217395933 |  | 9.8 | 15 | 35404 | 34958 | 32600 | 2.7 | 2.31 | 41216 | 3.67 | 1.84 | 8.5 | 7
Live | 217396412 |  | 9.5 | 14.5 | 34710 | 35288 | 33000 | 2.62 | 2.28 | 41888 | 3.61 | 1.8 | 8.5 | 7
Live | 217395459 |  | 9.8 | 15 | 34478 | 34629 | 32600 | 2.7 | 2.3 | 40992 | 3.52 | 1.82 | 8.5 | 7
Live | 217396866 |  | 9.8 | 15.5 | 34015 | 34958 | 32800 | 2.7 | 2.24 | 41216 | 3.44 | 1.8 | 8.5 | 7.5
Live | 217398157 |  | 9.5 | 15 | 33090 | 35288 | 33200 | 2.61 | 2.14 | 41888 | 3.23 | 1.78 | 8.5 | 7
Live | 217397330 |  | 10 | 16 | 35172 | 34299 | 32200 | 2.76 | 2.4 | 40320 | 3.69 | 1.98 | 9 | 7.5
Live | 217394997 |  | 9.8 | 16 | 34478 | 34629 | 32400 | 2.7 | 2.33 | 40768 | 3.55 | 1.84 | 8.5 | 7
Live | 217395932 |  | 9.8 | 15 | 35404 | 34958 | 32600 | 2.7 | 2.31 | 41216 | 3.67 | 1.84 | 8.5 | 7
Live | 217396411 |  | 9.5 | 14.5 | 34710 | 35288 | 33000 | 2.62 | 2.28 | 41888 | 3.61 | 1.8 | 8.5 | 7
Live | 217397709 |  | 10 | 15.2 | 34478 | 34629 | 32400 | 2.75 | 2.31 | 40768 | 3.55 | 1.94 | 9 | 7.5
Live | 217395458 |  | 9.8 | 15 | 34478 | 34629 | 32600 | 2.7 | 2.3 | 40992 | 3.52 | 1.82 | 8.5 | 7
Live | 217396865 |  | 9.8 | 15.5 | 34015 | 34958 | 32800 | 2.7 | 2.24 | 41216 | 3.44 | 1.8 | 8.5 | 7.5
Live | 217398156 |  | 9.5 | 15 | 33090 | 35288 | 33200 | 2.61 | 2.14 | 41888 | 3.23 | 1.78 | 8.5 | 7
Live | 217394996 |  | 9.8 | 16 | 34478 | 34629 | 32400 | 2.7 | 2.33 | 40768 | 3.55 | 1.84 | 8.5 | 7
Live | 217395931 |  | 9.8 | 15 | 35404 | 34958 | 32600 | 2.7 | 2.31 | 41216 | 3.67 | 1.84 | 8.5 | 7
Live | 217396410 |  | 9.5 | 14.5 | 34710 | 35288 | 33000 | 2.62 | 2.28 | 41888 | 3.61 | 1.8 | 8.5 | 7
Live | 217397708 |  | 10 | 15.2 | 34478 | 34629 | 32400 | 2.75 | 2.31 | 40768 | 3.55 | 1.94 | 9 | 7.5
Live | 217395457 |  | 9.8 | 15 | 34478 | 34629 | 32600 | 2.7 | 2.3 | 40992 | 3.52 | 1.82 | 8.5 | 7
Live | 217397329 |  | 10 | 16 | 34941 | 34299 | 32200 | 2.75 | 2.38 | 40320 | 3.65 | 1.98 | 9 | 7.5
Live | 217398155 |  | 9.5 | 15 | 33090 | 35288 | 33200 | 2.61 | 2.14 | 41888 | 3.23 | 1.78 | 8.5 | 7
Live | 217396864 |  | 9.8 | 15.5 | 34015 | 34958 | 32800 | 2.7 | 2.24 | 41216 | 3.44 | 1.8 | 8.5 | 7.5
Live | 217395930 |  | 9.8 | 15 | 35404 | 34958 | 32600 | 2.7 | 2.31 | 41216 | 3.67 | 1.84 | 8.5 | 7
Live | 217396409 |  | 9.5 | 14.5 | 34710 | 35288 | 33000 | 2.62 | 2.28 | 41888 | 3.61 | 1.8 | 8.5 | 7
Live | 217394995 |  | 9.8 | 16 | 34478 | 34629 | 32400 | 2.7 | 2.33 | 40768 | 3.55 | 1.84 | 8.5 | 7
Live | 217395456 |  | 9.8 | 15 | 34478 | 34629 | 32600 | 2.7 | 2.3 | 40992 | 3.52 | 1.82 | 8.5 | 7
Live | 217397707 |  | 10 | 15.2 | 34478 | 34629 | 32400 | 2.75 | 2.31 | 40768 | 3.55 | 1.94 | 9 | 7.5
Live | 217398154 |  | 9.5 | 15 | 33090 | 35288 | 33200 | 2.61 | 2.14 | 41888 | 3.23 | 1.78 | 8.5 | 7
Live | 217396863 |  | 9.8 | 15.5 | 33784 | 34958 | 32800 | 2.7 | 2.23 | 41440 | 3.37 | 1.8 | 8.5 | 7.5
Live | 217395929 |  | 9.8 | 15.2 | 34247 | 34958 | 32600 | 2.7 | 2.28 | 41216 | 3.48 | 1.82 | 8.5 | 7
Live | 217396408 |  | 9.5 | 14.5 | 34710 | 35288 | 33000 | 2.62 | 2.28 | 41888 | 3.61 | 1.8 | 8.5 | 7
Live | 215747799 |  | 13 | 24 | 11100 | 9100 | 7500 | 2.96 | 2.22 | 12500 | 3.66 | 2.15 | 10 | 8.6
Live | 215747798 |  | 9 | 19 | 36100 | 22700 | 20400 | 2.75 | 2.17 | 36100 | 3.16 | 2.07 | 9 | 7.7
Live | 215747797 |  | 11 | 21 | 24600 | 17000 | 16400 | 2.81 | 2.21 | 25000 | 2.36 | 2.29 | 9.5 | 8.2
Live | 215747796 |  | 11 | 21 | 18100 | 12400 | 12500 | 2.65 | 1.91 | 19800 | 2.76 | 2.26 | 9.5 | 8.2
Live | 215747795 |  | 11.2 | 23 | 13100 | 9700 | 8500 | 2.33 | 2.2 | 13800 | 2.47 | 2.15 | 9.5 | 8.5
Live | 215747794 |  | 12 | 20 | 11100 | 9100 | 7400 | 2.71 | 2.07 | 12500 | 3.33 | 1.97 | 10 | 8.5
Live | 215747793 |  | 10.5 | 20.5 | 13100 | 9700 | 8500 | 2.33 | 2.2 | 13800 | 2.31 | 2.13 | 9.5 | 8.5
Live | 215747792 |  | 11.7 | 19 | 11100 | 9100 | 7300 | 2.71 | 2.05 | 12500 | 3.33 | 1.94 | 9.5 | 8.2
Live | 215747791 |  | 12 | 23 | 24700 | 22000 | 18600 | 2.9 | 1.87 | 31000 | 2.84 | 1.9 | 9.5 | 8.2
Live | 215747790 |  | 12.5 | 23 | 21000 | 17500 | 13600 | 2.84 | 2.14 | 23700 | 2.89 | 1.9 | 9.5 | 8.2
Live | 215747789 |  | 13 | 24 | 13100 | 9700 | 9100 | 2.33 | 2.2 | 13800 | 2.47 | 2.4 | 10 | 8.6
Live | 215747788 |  | 13 | 24 | 11100 | 9100 | 7100 | 2.96 | 2.22 | 12500 | 3.66 | 2.04 | 10 | 8.6
Live | 215747787 |  | 13 | 23 | 13100 | 9700 | 8900 | 2.33 | 2.2 | 13800 | 2.31 | 2.31 | 10 | 8.6
Live | 217048783 |  | 11.7 | 20 | 46000 | 32000 | 30400 | 2.75 | 2.18 | 46000 | 3.14 | 1.98 | 8.5 | 8.2
Live | 217048782 |  | 11.7 | 20 | 37500 | 26500 | 25200 | 2.9 | 2.21 | 41000 | 3.28 | 2.06 | 8.5 | 8.2
Live | 217048781 |  | 12 | 22 | 31000 | 21000 | 19000 | 2.86 | 2.15 | 33000 | 3.5 | 1.88 | 9 | 8.6
Live | 217048780 |  | 12 | 21 | 22000 | 18500 | 16000 | 3.15 | 2.32 | 23000 | 3.42 | 1.92 | 9.5 | 8.6
Live | 217048779 |  | 12 | 22 | 46000 | 32000 | 30000 | 2.81 | 2.23 | 46000 | 3.21 | 2 | 9.5 | 7.3
Live | 217048778 |  | 12 | 22.5 | 37500 | 26500 | 25400 | 2.96 | 2.26 | 41000 | 3.36 | 2.13 | 9.5 | 7.3
Live | 217048777 |  | 12 | 24 | 31000 | 21000 | 19800 | 2.93 | 2.2 | 33000 | 3.58 | 2 | 10 | 7.8
Live | 217048776 |  | 13 | 24 | 22000 | 18500 | 15800 | 3.22 | 2.36 | 23000 | 3.49 | 1.93 | 10 | 8.2
Live | 216723125 |  | 12 | 22 | 31000 | 21000 | 19000 | 2.86 | 2.15 | 27000 | 3.66 | 1.88 | 9 | 8.6
Live | 216723124 |  | 12 | 21 | 22000 | 18500 | 16000 | 3.15 | 2.32 | 22000 | 4.21 | 1.92 | 9.5 | 8.6
Live | 216723123 |  | 12 | 22 | 46000 | 32000 | 30000 | 2.81 | 2.23 | 42000 | 3.85 | 2 | 9.5 | 7.3
Live | 216723122 |  | 12 | 22.5 | 37500 | 26500 | 25400 | 2.96 | 2.26 | 36000 | 3.86 | 2.13 | 9.5 | 7.3
Live | 216723121 |  | 12 | 24 | 31000 | 21000 | 19800 | 2.93 | 2.2 | 28000 | 3.91 | 2 | 10 | 7.8
Live | 216723120 |  | 13 | 24 | 22000 | 18500 | 15800 | 3.22 | 2.36 | 22000 | 4.21 | 1.93 | 10 | 8.2
Live | 217397328 |  | 10 | 16 | 34941 | 34299 | 32200 | 2.75 | 2.38 | 40320 | 3.65 | 1.98 | 9 | 7.5
Live | 217394994 |  | 9.8 | 16 | 34478 | 34629 | 32400 | 2.7 | 2.33 | 40768 | 3.55 | 1.84 | 8.5 | 7
Live | 217395455 |  | 9.8 | 15 | 34478 | 34629 | 32600 | 2.7 | 2.3 | 40992 | 3.52 | 1.82 | 8.5 | 7
Live | 217397706 |  | 10 | 15.2 | 34478 | 34629 | 32400 | 2.75 | 2.31 | 40768 | 3.55 | 1.94 | 9 | 7.5
Live | 217398153 |  | 9.5 | 14.5 | 33090 | 35288 | 33400 | 2.61 | 2.14 | 41888 | 3.21 | 1.78 | 8.5 | 7
Live | 217396862 |  | 9.8 | 15.5 | 33784 | 34958 | 32800 | 2.7 | 2.23 | 41440 | 3.37 | 1.8 | 8.5 | 7.5
Live | 217396407 |  | 9.5 | 14.5 | 34710 | 35288 | 33000 | 2.62 | 2.28 | 41888 | 3.61 | 1.8 | 8.5 | 7
Live | 217395928 |  | 9.8 | 15.2 | 34247 | 34958 | 32600 | 2.7 | 2.28 | 41216 | 3.48 | 1.82 | 8.5 | 7
Live | 217394993 |  | 9.8 | 15.2 | 34478 | 34629 | 32400 | 2.7 | 2.33 | 40768 | 3.55 | 1.82 | 8.5 | 7
Live | 217395454 |  | 9.8 | 15 | 34478 | 34629 | 32600 | 2.7 | 2.3 | 40992 | 3.52 | 1.82 | 8.5 | 7
Live | 217398152 |  | 9.5 | 14.5 | 33090 | 35288 | 33400 | 2.61 | 2.14 | 41888 | 3.21 | 1.78 | 8.5 | 7
Live | 217397705 |  | 10 | 16 | 35867 | 34629 | 32200 | 2.75 | 2.38 | 40320 | 3.78 | 2 | 9 | 7.5
Live | 217397327 |  | 10 | 16 | 34941 | 34299 | 32200 | 2.75 | 2.38 | 40320 | 3.65 | 1.98 | 9 | 7.5
Live | 217396861 |  | 9.8 | 15.5 | 33784 | 34958 | 32800 | 2.7 | 2.23 | 41440 | 3.37 | 1.8 | 8.5 | 7.5
Live | 217396406 |  | 9.5 | 14.5 | 34710 | 35288 | 33000 | 2.62 | 2.28 | 41888 | 3.61 | 1.8 | 8.5 | 7
Live | 217395927 |  | 9.8 | 15.2 | 34247 | 34958 | 32600 | 2.7 | 2.28 | 41216 | 3.48 | 1.82 | 8.5 | 7
Live | 217395453 |  | 9.8 | 15 | 34478 | 34629 | 32600 | 2.7 | 2.3 | 40992 | 3.52 | 1.82 | 8.5 | 7
Live | 217394992 |  | 9.8 | 15.2 | 34478 | 34629 | 32400 | 2.7 | 2.33 | 40768 | 3.55 | 1.82 | 8.5 | 7
Live | 217398151 |  | 9.5 | 14.5 | 33090 | 35288 | 33400 | 2.61 | 2.14 | 41888 | 3.21 | 1.78 | 8.5 | 7
Live | 217397704 |  | 10 | 16 | 35867 | 34629 | 32200 | 2.75 | 2.38 | 40320 | 3.78 | 2 | 9 | 7.5
Live | 217396405 |  | 9.5 | 15 | 33553 | 35288 | 33200 | 2.62 | 2.22 | 41888 | 3.38 | 1.8 | 8.5 | 7
Live | 217396860 |  | 9.8 | 15.5 | 33784 | 34958 | 32800 | 2.7 | 2.23 | 41440 | 3.37 | 1.8 | 8.5 | 7.5
Live | 217395926 |  | 9.8 | 15.2 | 34247 | 34958 | 32600 | 2.7 | 2.28 | 41216 | 3.48 | 1.82 | 8.5 | 7
Live | 217397326 |  | 10 | 16 | 34941 | 34299 | 32200 | 2.75 | 2.38 | 40320 | 3.65 | 1.98 | 9 | 7.5
Live | 217395452 |  | 9.8 | 15 | 34478 | 34629 | 32600 | 2.7 | 2.3 | 40992 | 3.52 | 1.82 | 8.5 | 7
Live | 217398150 |  | 9.5 | 14.5 | 33090 | 35288 | 33400 | 2.61 | 2.14 | 41888 | 3.21 | 1.78 | 8.5 | 7
Live | 217394991 |  | 9.8 | 15.2 | 34478 | 34629 | 32400 | 2.7 | 2.33 | 40768 | 3.55 | 1.82 | 8.5 | 7
Live | 217397703 |  | 10 | 16 | 35867 | 34629 | 32200 | 2.75 | 2.38 | 40320 | 3.78 | 2 | 9 | 7.5
Live | 217396404 |  | 9.5 | 15 | 33553 | 35288 | 33200 | 2.62 | 2.22 | 41888 | 3.38 | 1.8 | 8.5 | 7
Live | 217396859 |  | 9.8 | 15.5 | 33784 | 34958 | 32800 | 2.7 | 2.23 | 41440 | 3.37 | 1.8 | 8.5 | 7.5
Live | 217395451 |  | 9.8 | 15 | 34478 | 34629 | 32600 | 2.7 | 2.3 | 40992 | 3.52 | 1.82 | 8.5 | 7
Live | 217398149 |  | 9.5 | 14.5 | 33090 | 35288 | 33400 | 2.61 | 2.14 | 41888 | 3.21 | 1.78 | 8.5 | 7
Live | 217395925 |  | 9.8 | 15.2 | 34247 | 34958 | 32600 | 2.7 | 2.28 | 41216 | 3.48 | 1.82 | 8.5 | 7
Live | 217394990 |  | 9.8 | 15.2 | 34478 | 34629 | 32400 | 2.7 | 2.33 | 40768 | 3.55 | 1.82 | 8.5 | 7
Live | 217397702 |  | 10 | 16 | 35867 | 34629 | 32200 | 2.75 | 2.38 | 40320 | 3.78 | 2 | 9 | 7.5
Live | 217396403 |  | 9.5 | 15 | 33553 | 35288 | 33200 | 2.62 | 2.22 | 41888 | 3.38 | 1.8 | 8.5 | 7
Live | 217397325 |  | 10 | 16 | 34941 | 34299 | 32200 | 2.75 | 2.38 | 40320 | 3.65 | 1.98 | 9 | 7.5
Live | 217396858 |  | 9.8 | 15.5 | 33784 | 34958 | 32800 | 2.7 | 2.23 | 41440 | 3.37 | 1.8 | 8.5 | 7.5
Live | 217395450 |  | 9.8 | 15 | 34478 | 34629 | 32600 | 2.7 | 2.3 | 40992 | 3.52 | 1.82 | 8.5 | 7
Live | 217398148 |  | 9.5 | 14.5 | 33090 | 35288 | 33400 | 2.61 | 2.14 | 41888 | 3.21 | 1.78 | 8.5 | 7
Live | 217395924 |  | 9.8 | 15.2 | 34247 | 34958 | 32600 | 2.7 | 2.28 | 41216 | 3.48 | 1.82 | 8.5 | 7
Live | 217394989 |  | 9.8 | 15.2 | 34478 | 34629 | 32400 | 2.7 | 2.33 | 40768 | 3.55 | 1.82 | 8.5 | 7
Live | 217396402 |  | 9.5 | 15 | 33553 | 35288 | 33200 | 2.62 | 2.22 | 41888 | 3.38 | 1.8 | 8.5 | 7
Live | 217397701 |  | 10 | 16 | 35867 | 34629 | 32200 | 2.75 | 2.38 | 40320 | 3.78 | 2 | 9 | 7.5
Live | 217398147 |  | 9.5 | 14.5 | 33090 | 35288 | 33400 | 2.61 | 2.14 | 41888 | 3.21 | 1.78 | 8.5 | 7
Live | 217396857 |  | 9.8 | 15.5 | 33784 | 34958 | 32800 | 2.7 | 2.23 | 41440 | 3.37 | 1.8 | 8.5 | 7.5
Live | 217395449 |  | 9.8 | 15 | 34478 | 34629 | 32600 | 2.7 | 2.3 | 40992 | 3.52 | 1.82 | 8.5 | 7
Live | 217397324 |  | 10 | 16 | 34941 | 34299 | 32200 | 2.75 | 2.38 | 40320 | 3.65 | 1.98 | 9 | 7.5
Live | 217395923 |  | 9.8 | 15.2 | 34247 | 34958 | 32600 | 2.7 | 2.28 | 41216 | 3.48 | 1.82 | 8.5 | 7
Live | 217394988 |  | 9.8 | 15.2 | 34478 | 34629 | 32400 | 2.7 | 2.33 | 40768 | 3.55 | 1.82 | 8.5 | 7
Live | 217396401 |  | 9.5 | 15 | 33553 | 35288 | 33200 | 2.62 | 2.22 | 41888 | 3.38 | 1.8 | 8.5 | 7
Live | 217397700 |  | 10 | 16 | 35867 | 34629 | 32200 | 2.75 | 2.38 | 40320 | 3.78 | 2 | 9 | 7.5
Live | 217398146 |  | 9.5 | 14.5 | 33090 | 35288 | 33400 | 2.61 | 2.14 | 41888 | 3.19 | 1.76 | 8.5 | 7
Live | 217395448 |  | 9.8 | 15 | 34247 | 34629 | 32600 | 2.7 | 2.3 | 40992 | 3.5 | 1.8 | 8.5 | 7
Live | 217396856 |  | 9.5 | 15.2 | 33553 | 34958 | 33000 | 2.62 | 2.21 | 41440 | 3.34 | 1.78 | 8.5 | 7.5
Live | 217395922 |  | 9.8 | 15.2 | 34247 | 34958 | 32600 | 2.7 | 2.28 | 41216 | 3.48 | 1.82 | 8.5 | 7
Live | 217396400 |  | 9.5 | 15 | 33553 | 35288 | 33200 | 2.62 | 2.22 | 41888 | 3.38 | 1.8 | 8.5 | 7
Live | 217394987 |  | 9.8 | 15.2 | 34478 | 34629 | 32400 | 2.7 | 2.33 | 40768 | 3.55 | 1.82 | 8.5 | 7
Live | 217397699 |  | 10 | 16 | 35867 | 34629 | 32200 | 2.75 | 2.38 | 40320 | 3.78 | 2 | 9 | 7.5
Live | 217397323 |  | 10 | 16 | 34941 | 34299 | 32200 | 2.75 | 2.38 | 40320 | 3.65 | 1.98 | 9 | 7.5
Live | 217398145 |  | 9.5 | 14.5 | 33090 | 35288 | 33400 | 2.61 | 2.14 | 41888 | 3.19 | 1.76 | 8.5 | 7
Live | 217395447 |  | 9.8 | 15 | 34247 | 34629 | 32600 | 2.7 | 2.3 | 40992 | 3.5 | 1.8 | 8.5 | 7
Live | 217396855 |  | 9.5 | 15.2 | 33553 | 34958 | 33000 | 2.62 | 2.21 | 41440 | 3.34 | 1.78 | 8.5 | 7.5
Live | 217396399 |  | 9.5 | 15 | 33553 | 35288 | 33200 | 2.62 | 2.22 | 41888 | 3.38 | 1.8 | 8.5 | 7
Live | 217395921 |  | 9.8 | 16 | 34247 | 34629 | 32600 | 2.7 | 2.28 | 40992 | 3.46 | 1.82 | 8.5 | 7
Live | 217394986 |  | 9.8 | 15.2 | 34478 | 34629 | 32400 | 2.7 | 2.33 | 40768 | 3.55 | 1.82 | 8.5 | 7
Live | 217398144 |  | 9.5 | 14.5 | 33090 | 35288 | 33400 | 2.61 | 2.14 | 41888 | 3.19 | 1.76 | 8.5 | 7
Live | 217397698 |  | 10 | 16 | 35867 | 34629 | 32200 | 2.75 | 2.38 | 40320 | 3.78 | 2 | 9 | 7.5
Live | 217395446 |  | 9.8 | 15 | 34247 | 34629 | 32600 | 2.7 | 2.3 | 40992 | 3.5 | 1.8 | 8.5 | 7
Live | 217396854 |  | 9.5 | 15.2 | 33553 | 34958 | 33000 | 2.62 | 2.21 | 41440 | 3.34 | 1.78 | 8.5 | 7.5
Live | 217396398 |  | 9.5 | 15 | 33553 | 35288 | 33200 | 2.62 | 2.22 | 41888 | 3.38 | 1.8 | 8.5 | 7
Live | 217397322 |  | 10 | 16 | 34941 | 34299 | 32200 | 2.75 | 2.38 | 40320 | 3.65 | 1.98 | 9 | 7.5
Live | 217395920 |  | 9.8 | 16 | 34247 | 34629 | 32600 | 2.7 | 2.28 | 40992 | 3.46 | 1.82 | 8.5 | 7
Live | 217394985 |  | 10 | 16 | 35172 | 34629 | 32400 | 2.76 | 2.37 | 40768 | 3.67 | 1.86 | 8.5 | 7.5
Live | 217398143 |  | 9.5 | 14.5 | 33090 | 35288 | 33400 | 2.61 | 2.14 | 41888 | 3.19 | 1.76 | 8.5 | 7
Live | 217395445 |  | 9.8 | 15 | 34247 | 34629 | 32600 | 2.7 | 2.3 | 40992 | 3.5 | 1.8 | 8.5 | 7
Live | 217397697 |  | 10 | 15 | 34710 | 34629 | 32200 | 2.76 | 2.35 | 40320 | 3.58 | 1.98 | 9 | 7.5
Live | 217396853 |  | 9.5 | 15.2 | 33553 | 34958 | 33000 | 2.62 | 2.21 | 41440 | 3.34 | 1.78 | 8.5 | 7.5
Live | 217396397 |  | 9.8 | 15.5 | 34247 | 34958 | 33000 | 2.7 | 2.28 | 41664 | 3.52 | 1.8 | 8.5 | 7
Live | 217398142 |  | 9.5 | 14.5 | 33090 | 35288 | 33400 | 2.61 | 2.14 | 41888 | 3.19 | 1.76 | 8.5 | 7
Live | 217395919 |  | 9.8 | 16 | 34247 | 34629 | 32600 | 2.7 | 2.28 | 40992 | 3.46 | 1.82 | 8.5 | 7
Live | 217394984 |  | 10 | 16 | 35172 | 34629 | 32400 | 2.76 | 2.37 | 40768 | 3.67 | 1.86 | 8.5 | 7.5
Live | 217395444 |  | 9.8 | 15 | 34247 | 34629 | 32600 | 2.7 | 2.3 | 40992 | 3.5 | 1.8 | 8.5 | 7
Live | 217397696 |  | 10 | 15 | 34710 | 34629 | 32200 | 2.76 | 2.35 | 40320 | 3.58 | 1.98 | 9 | 7.5
Live | 217397321 |  | 10 | 16 | 34941 | 34299 | 32200 | 2.75 | 2.38 | 40320 | 3.62 | 1.96 | 9 | 7.5
Live | 217396852 |  | 9.5 | 15.2 | 33553 | 34958 | 33000 | 2.62 | 2.21 | 41440 | 3.34 | 1.78 | 8.5 | 7.5
Live | 217396396 |  | 9.8 | 15.5 | 34247 | 34958 | 33000 | 2.7 | 2.28 | 41664 | 3.52 | 1.8 | 8.5 | 7
Live | 217398141 |  | 9.5 | 14.5 | 33090 | 35288 | 33400 | 2.61 | 2.14 | 41888 | 3.19 | 1.76 | 8.5 | 7
Live | 217395918 |  | 9.8 | 16 | 34247 | 34629 | 32600 | 2.7 | 2.28 | 40992 | 3.46 | 1.82 | 8.5 | 7
Live | 217397695 |  | 10 | 15 | 34710 | 34629 | 32200 | 2.76 | 2.35 | 40320 | 3.58 | 1.98 | 9 | 7.5
Live | 217395443 |  | 9.8 | 15 | 34247 | 34629 | 32600 | 2.7 | 2.3 | 40992 | 3.5 | 1.8 | 8.5 | 7
Live | 217394983 |  | 10 | 16 | 35172 | 34629 | 32400 | 2.76 | 2.37 | 40768 | 3.67 | 1.86 | 8.5 | 7.5
Live | 217397320 |  | 10 | 16 | 34941 | 34299 | 32200 | 2.75 | 2.38 | 40320 | 3.62 | 1.96 | 9 | 7.5
Live | 217396851 |  | 9.5 | 15.2 | 33553 | 34958 | 33000 | 2.62 | 2.21 | 41440 | 3.34 | 1.78 | 8.5 | 7.5
Live | 217398140 |  | 9.5 | 14.5 | 33090 | 35288 | 33400 | 2.61 | 2.14 | 41888 | 3.19 | 1.76 | 8.5 | 7
Live | 217396395 |  | 9.8 | 15.5 | 34247 | 34958 | 33000 | 2.7 | 2.28 | 41664 | 3.52 | 1.8 | 8.5 | 7
Live | 217395442 |  | 9.8 | 15 | 34247 | 34629 | 32600 | 2.7 | 2.3 | 40992 | 3.5 | 1.8 | 8.5 | 7
Live | 217397694 |  | 10 | 15 | 34710 | 34629 | 32200 | 2.76 | 2.35 | 40320 | 3.58 | 1.98 | 9 | 7.5
Live | 217395917 |  | 9.8 | 16 | 34247 | 34629 | 32600 | 2.7 | 2.28 | 40992 | 3.46 | 1.82 | 8.5 | 7
Live | 217397319 |  | 10 | 16 | 34941 | 34299 | 32200 | 2.75 | 2.38 | 40320 | 3.62 | 1.96 | 9 | 7.5
Live | 217396394 |  | 9.8 | 15.5 | 34247 | 34958 | 33000 | 2.7 | 2.28 | 41664 | 3.52 | 1.8 | 8.5 | 7
Live | 217396850 |  | 9.5 | 15.2 | 33553 | 34958 | 33000 | 2.62 | 2.21 | 41440 | 3.34 | 1.78 | 8.5 | 7.5
Live | 217394982 |  | 10 | 16 | 35172 | 34629 | 32400 | 2.76 | 2.37 | 40768 | 3.67 | 1.86 | 8.5 | 7.5
Live | 217398139 |  | 9.8 | 15.5 | 33321 | 34958 | 33200 | 2.7 | 2.16 | 41664 | 3.26 | 1.76 | 8.5 | 7
Live | 217395441 |  | 9.8 | 15 | 34015 | 34629 | 32600 | 2.7 | 2.28 | 41216 | 3.44 | 1.8 | 8.5 | 7
Live | 217397693 |  | 10 | 15 | 34710 | 34629 | 32200 | 2.76 | 2.35 | 40320 | 3.58 | 1.98 | 9 | 7.5
Live | 217398138 |  | 9.8 | 15.5 | 33321 | 34958 | 33200 | 2.7 | 2.16 | 41664 | 3.26 | 1.76 | 8.5 | 7
Live | 217397318 |  | 10 | 16 | 34941 | 34299 | 32200 | 2.75 | 2.38 | 40320 | 3.62 | 1.96 | 9 | 7.5
Live | 217396393 |  | 9.8 | 15.5 | 34247 | 34958 | 33000 | 2.7 | 2.28 | 41664 | 3.52 | 1.8 | 8.5 | 7
Live | 217395916 |  | 9.8 | 16 | 34247 | 34629 | 32600 | 2.7 | 2.28 | 40992 | 3.46 | 1.82 | 8.5 | 7
Live | 217396849 |  | 10 | 16 | 35867 | 34629 | 32200 | 2.75 | 2.38 | 40320 | 3.79 | 2 | 9 | 7.5
Live | 217394981 |  | 10 | 16 | 35172 | 34629 | 32400 | 2.76 | 2.37 | 40768 | 3.67 | 1.86 | 8.5 | 7.5
Live | 217395440 |  | 9.8 | 15 | 34015 | 34629 | 32600 | 2.7 | 2.28 | 41216 | 3.44 | 1.8 | 8.5 | 7
Live | 217397692 |  | 10 | 15 | 34710 | 34629 | 32200 | 2.76 | 2.35 | 40320 | 3.58 | 1.98 | 9 | 7.5
Live | 217396848 |  | 10 | 16 | 35867 | 34629 | 32200 | 2.75 | 2.38 | 40320 | 3.79 | 2 | 9 | 7.5
Live | 217397317 |  | 10 | 16 | 34941 | 34299 | 32200 | 2.75 | 2.38 | 40320 | 3.62 | 1.96 | 9 | 7.5
Live | 217396392 |  | 9.8 | 15.5 | 34247 | 34958 | 33000 | 2.7 | 2.28 | 41664 | 3.52 | 1.8 | 8.5 | 7
Live | 217398137 |  | 9.8 | 15.5 | 33321 | 34958 | 33200 | 2.7 | 2.16 | 41664 | 3.26 | 1.76 | 8.5 | 7
Live | 217394980 |  | 10 | 16 | 35172 | 34629 | 32400 | 2.76 | 2.37 | 40768 | 3.67 | 1.86 | 8.5 | 7.5
Live | 217395915 |  | 9.8 | 16 | 34247 | 34629 | 32600 | 2.7 | 2.28 | 40992 | 3.46 | 1.82 | 8.5 | 7
Live | 217395439 |  | 9.8 | 15 | 34015 | 34629 | 32600 | 2.7 | 2.28 | 41216 | 3.44 | 1.8 | 8.5 | 7
Live | 217397691 |  | 10 | 15 | 34710 | 34629 | 32200 | 2.76 | 2.35 | 40320 | 3.58 | 1.98 | 9 | 7.5
Live | 217397316 |  | 10 | 16 | 34941 | 34299 | 32200 | 2.75 | 2.38 | 40320 | 3.62 | 1.96 | 9 | 7.5
Live | 217396847 |  | 10 | 16 | 35867 | 34629 | 32200 | 2.75 | 2.38 | 40320 | 3.79 | 2 | 9 | 7.5
Live | 217398136 |  | 9.8 | 15.5 | 33321 | 34958 | 33200 | 2.7 | 2.16 | 41664 | 3.26 | 1.76 | 8.5 | 7
Live | 217394979 |  | 10 | 16 | 35172 | 34629 | 32400 | 2.76 | 2.37 | 40768 | 3.67 | 1.86 | 8.5 | 7.5
Live | 217396391 |  | 9.8 | 15.5 | 34247 | 34958 | 33000 | 2.7 | 2.28 | 41664 | 3.52 | 1.8 | 8.5 | 7
Live | 217395438 |  | 9.8 | 15 | 34015 | 34629 | 32600 | 2.7 | 2.28 | 41216 | 3.44 | 1.8 | 8.5 | 7
Live | 217395914 |  | 9.8 | 16 | 34247 | 34629 | 32600 | 2.7 | 2.28 | 40992 | 3.46 | 1.82 | 8.5 | 7
Live | 217397690 |  | 10 | 15 | 34710 | 34629 | 32200 | 2.76 | 2.35 | 40320 | 3.58 | 1.98 | 9 | 7.5
Live | 217397315 |  | 10 | 16 | 34941 | 34299 | 32200 | 2.75 | 2.38 | 40320 | 3.62 | 1.96 | 9 | 7.5
Live | 217396846 |  | 10 | 16 | 35867 | 34629 | 32200 | 2.75 | 2.38 | 40320 | 3.79 | 2 | 9 | 7.5
Live | 217394978 |  | 10 | 16 | 35172 | 34629 | 32400 | 2.76 | 2.37 | 40768 | 3.67 | 1.86 | 8.5 | 7.5
Live | 217397689 |  | 10 | 15.5 | 36098 | 34629 | 32200 | 2.76 | 2.38 | 40544 | 3.81 | 2 | 9 | 7.5
Live | 217398135 |  | 9.8 | 15.5 | 33321 | 34958 | 33200 | 2.7 | 2.16 | 41664 | 3.26 | 1.76 | 8.5 | 7
Live | 217395913 |  | 9.8 | 15.5 | 34247 | 34629 | 32600 | 2.7 | 2.3 | 40992 | 3.5 | 1.8 | 8.5 | 7
Live | 217395437 |  | 9.8 | 15 | 34015 | 34629 | 32600 | 2.7 | 2.28 | 41216 | 3.44 | 1.8 | 8.5 | 7
Live | 217396390 |  | 9.8 | 15.5 | 34247 | 34958 | 33000 | 2.7 | 2.28 | 41664 | 3.52 | 1.8 | 8.5 | 7
Live | 217397314 |  | 10 | 16 | 34710 | 34299 | 32200 | 2.76 | 2.37 | 40320 | 3.58 | 1.96 | 9 | 7.5
Live | 217396845 |  | 10 | 16 | 35867 | 34629 | 32200 | 2.75 | 2.38 | 40320 | 3.79 | 2 | 9 | 7.5
Live | 217394977 |  | 10 | 15.2 | 34478 | 34629 | 32400 | 2.75 | 2.33 | 40768 | 3.57 | 1.82 | 8.5 | 7
Live | 217398134 |  | 9.8 | 15.5 | 33321 | 34958 | 33200 | 2.7 | 2.16 | 41664 | 3.26 | 1.76 | 8.5 | 7
Live | 217395912 |  | 9.8 | 15.5 | 34247 | 34629 | 32600 | 2.7 | 2.3 | 40992 | 3.5 | 1.8 | 8.5 | 7
Live | 217397688 |  | 10 | 15.5 | 36098 | 34629 | 32200 | 2.76 | 2.38 | 40544 | 3.81 | 2 | 9 | 7.5
Live | 217395436 |  | 9.8 | 15 | 34015 | 34629 | 32600 | 2.7 | 2.28 | 41216 | 3.44 | 1.8 | 8.5 | 7
Live | 217396389 |  | 9.5 | 15.2 | 33553 | 34958 | 33000 | 2.62 | 2.24 | 41888 | 3.4 | 1.78 | 8.5 | 7
Live | 217397313 |  | 10 | 16 | 34710 | 34299 | 32200 | 2.76 | 2.37 | 40320 | 3.58 | 1.96 | 9 | 7.5
Live | 217394976 |  | 10 | 15.2 | 34478 | 34629 | 32400 | 2.75 | 2.33 | 40768 | 3.57 | 1.82 | 8.5 | 7
Live | 217398133 |  | 9.8 | 15.5 | 33321 | 34958 | 33200 | 2.7 | 2.16 | 41664 | 3.26 | 1.76 | 8.5 | 7
Live | 217397687 |  | 10 | 15.5 | 36098 | 34629 | 32200 | 2.76 | 2.38 | 40544 | 3.81 | 2 | 9 | 7.5
Live | 217395911 |  | 9.8 | 15.5 | 34247 | 34629 | 32600 | 2.7 | 2.3 | 40992 | 3.5 | 1.8 | 8.5 | 7
Live | 217396844 |  | 10 | 16 | 35867 | 34629 | 32200 | 2.75 | 2.38 | 40320 | 3.79 | 2 | 9 | 7.5
Live | 217395435 |  | 9.8 | 15 | 34015 | 34629 | 32600 | 2.7 | 2.28 | 41216 | 3.44 | 1.8 | 8.5 | 7
Live | 217394975 |  | 10 | 15.2 | 34478 | 34629 | 32400 | 2.75 | 2.33 | 40768 | 3.57 | 1.82 | 8.5 | 7
Live | 217397312 |  | 10 | 16 | 34710 | 34299 | 32200 | 2.76 | 2.37 | 40320 | 3.58 | 1.96 | 9 | 7.5
Live | 217396388 |  | 9.5 | 15.2 | 33553 | 34958 | 33000 | 2.62 | 2.24 | 41888 | 3.4 | 1.78 | 8.5 | 7
Live | 217398132 |  | 9.8 | 15.5 | 33321 | 34958 | 33200 | 2.7 | 2.16 | 41664 | 3.26 | 1.76 | 8.5 | 7
Live | 217397686 |  | 10 | 15.5 | 36098 | 34629 | 32200 | 2.76 | 2.38 | 40544 | 3.81 | 2 | 9 | 7.5
Live | 217395910 |  | 9.8 | 15.5 | 34247 | 34629 | 32600 | 2.7 | 2.3 | 40992 | 3.5 | 1.8 | 8.5 | 7
Live | 217396843 |  | 10 | 16 | 35867 | 34629 | 32200 | 2.75 | 2.38 | 40320 | 3.79 | 2 | 9 | 7.5
Live | 217397311 |  | 10 | 16 | 34710 | 34299 | 32200 | 2.76 | 2.37 | 40320 | 3.58 | 1.96 | 9 | 7.5
Live | 217394974 |  | 10 | 15.2 | 34478 | 34629 | 32400 | 2.75 | 2.33 | 40768 | 3.57 | 1.82 | 8.5 | 7
Live | 217396387 |  | 9.5 | 15.2 | 33553 | 34958 | 33000 | 2.62 | 2.24 | 41888 | 3.4 | 1.78 | 8.5 | 7
Live | 217398131 |  | 9.5 | 15.2 | 33321 | 34958 | 33200 | 2.62 | 2.16 | 41664 | 3.26 | 1.76 | 8.5 | 7
Live | 217395434 |  | 9.8 | 15 | 34015 | 34629 | 32600 | 2.7 | 2.28 | 41216 | 3.44 | 1.8 | 8.5 | 7
Live | 217397685 |  | 10 | 15.5 | 36098 | 34629 | 32200 | 2.76 | 2.38 | 40544 | 3.81 | 2 | 9 | 7.5
Live | 217395909 |  | 9.8 | 15.5 | 34247 | 34629 | 32600 | 2.7 | 2.3 | 40992 | 3.5 | 1.8 | 8.5 | 7
Live | 217397310 |  | 10 | 16 | 34710 | 34299 | 32200 | 2.76 | 2.37 | 40320 | 3.58 | 1.96 | 9 | 7.5
Live | 217398130 |  | 9.5 | 15.2 | 33321 | 34958 | 33200 | 2.62 | 2.16 | 41664 | 3.26 | 1.76 | 8.5 | 7
Live | 217396842 |  | 10 | 16 | 35867 | 34629 | 32200 | 2.75 | 2.38 | 40320 | 3.79 | 2 | 9 | 7.5
Live | 217396386 |  | 9.5 | 15.2 | 33553 | 34958 | 33000 | 2.62 | 2.24 | 41888 | 3.4 | 1.78 | 8.5 | 7
Live | 217394973 |  | 10 | 15.2 | 34478 | 34629 | 32400 | 2.75 | 2.33 | 40768 | 3.57 | 1.82 | 8.5 | 7
Live | 217395433 |  | 9.8 | 15 | 34015 | 34629 | 32600 | 2.7 | 2.28 | 41216 | 3.44 | 1.8 | 8.5 | 7
Live | 217397684 |  | 10 | 15.5 | 36098 | 34629 | 32200 | 2.76 | 2.38 | 40544 | 3.81 | 2 | 9 | 7.5
Live | 217395908 |  | 9.8 | 15.5 | 34247 | 34629 | 32600 | 2.7 | 2.3 | 40992 | 3.5 | 1.8 | 8.5 | 7
Live | 217397309 |  | 10 | 16 | 34710 | 34299 | 32200 | 2.76 | 2.37 | 40320 | 3.58 | 1.96 | 9 | 7.5
Live | 217396841 |  | 10 | 15 | 34710 | 34629 | 32200 | 2.76 | 2.35 | 40320 | 3.58 | 1.98 | 9 | 7.5
Live | 217398129 |  | 9.5 | 15.2 | 33321 | 34958 | 33200 | 2.62 | 2.16 | 41664 | 3.26 | 1.76 | 8.5 | 7
Live | 217395432 |  | 9.8 | 15 | 34015 | 34629 | 32600 | 2.7 | 2.28 | 41216 | 3.44 | 1.8 | 8.5 | 7
Live | 217396385 |  | 9.5 | 15.2 | 33553 | 34958 | 33000 | 2.62 | 2.24 | 41888 | 3.4 | 1.78 | 8.5 | 7
Live | 217394972 |  | 10 | 15.2 | 34478 | 34629 | 32400 | 2.75 | 2.33 | 40768 | 3.57 | 1.82 | 8.5 | 7
Live | 217397683 |  | 10 | 15.5 | 36098 | 34629 | 32200 | 2.76 | 2.38 | 40544 | 3.81 | 2 | 9 | 7.5
Live | 217396384 |  | 9.5 | 15.2 | 33553 | 34958 | 33000 | 2.62 | 2.24 | 41888 | 3.4 | 1.78 | 8.5 | 7
Live | 217397308 |  | 10 | 16 | 34710 | 34299 | 32200 | 2.76 | 2.37 | 40320 | 3.58 | 1.96 | 9 | 7.5
Live | 217395907 |  | 9.8 | 15.5 | 34247 | 34629 | 32600 | 2.7 | 2.3 | 40992 | 3.5 | 1.8 | 8.5 | 7
Live | 217394971 |  | 10 | 15.2 | 34478 | 34629 | 32400 | 2.75 | 2.33 | 40768 | 3.57 | 1.82 | 8.5 | 7
Live | 217396840 |  | 10 | 15 | 34710 | 34629 | 32200 | 2.76 | 2.35 | 40320 | 3.58 | 1.98 | 9 | 7.5
Live | 217395431 |  | 9.8 | 15 | 34015 | 34629 | 32600 | 2.7 | 2.28 | 41216 | 3.44 | 1.8 | 8.5 | 7
Live | 217398128 |  | 9.5 | 15.2 | 33321 | 34958 | 33200 | 2.62 | 2.16 | 41664 | 3.26 | 1.76 | 8.5 | 7
Live | 217397682 |  | 10 | 15.5 | 36098 | 34629 | 32200 | 2.76 | 2.38 | 40544 | 3.81 | 2 | 9 | 7.5
Live | 217396839 |  | 10 | 15 | 34710 | 34629 | 32200 | 2.76 | 2.35 | 40320 | 3.58 | 1.98 | 9 | 7.5
Live | 217397307 |  | 10 | 16 | 34710 | 34299 | 32200 | 2.76 | 2.37 | 40320 | 3.58 | 1.96 | 9 | 7.5
Live | 217394970 |  | 10 | 15.2 | 34478 | 34629 | 32400 | 2.75 | 2.33 | 40768 | 3.57 | 1.82 | 8.5 | 7
Live | 217396383 |  | 9.5 | 15.2 | 33553 | 34958 | 33000 | 2.62 | 2.24 | 41888 | 3.4 | 1.78 | 8.5 | 7
Live | 217395430 |  | 9.8 | 15 | 34015 | 34629 | 32600 | 2.7 | 2.28 | 41216 | 3.44 | 1.8 | 8.5 | 7
Live | 217395906 |  | 9.8 | 15.5 | 34247 | 34629 | 32600 | 2.7 | 2.3 | 40992 | 3.5 | 1.8 | 8.5 | 7
Live | 217398127 |  | 9.5 | 15.2 | 33321 | 34958 | 33200 | 2.62 | 2.16 | 41664 | 3.26 | 1.76 | 8.5 | 7
Live | 217397681 |  | 10 | 14.5 | 34478 | 34629 | 32200 | 2.75 | 2.35 | 40544 | 3.57 | 1.96 | 9 | 7.5
Live | 217396838 |  | 10 | 15 | 34710 | 34629 | 32200 | 2.76 | 2.35 | 40320 | 3.58 | 1.98 | 9 | 7.5
Live | 217397306 |  | 10 | 16 | 34478 | 34299 | 32200 | 2.75 | 2.37 | 40320 | 3.58 | 1.96 | 9 | 7.5
Live | 217395905 |  | 9.8 | 16 | 34247 | 34629 | 32600 | 2.7 | 2.28 | 41216 | 3.46 | 1.82 | 8.5 | 7
Live | 217394969 |  | 9.8 | 15.2 | 34247 | 34629 | 32400 | 2.7 | 2.31 | 40768 | 3.5 | 1.82 | 8.5 | 7
Live | 217396382 |  | 9.5 | 15.2 | 33553 | 34958 | 33000 | 2.62 | 2.24 | 41888 | 3.4 | 1.78 | 8.5 | 7
Live | 217395429 |  | 9.8 | 15 | 34015 | 34629 | 32600 | 2.7 | 2.28 | 41216 | 3.44 | 1.8 | 8.5 | 7
Live | 217398126 |  | 9.5 | 15.2 | 33321 | 34958 | 33200 | 2.62 | 2.16 | 41664 | 3.26 | 1.76 | 8.5 | 7
Live | 217397680 |  | 10 | 14.5 | 34478 | 34629 | 32200 | 2.75 | 2.35 | 40544 | 3.57 | 1.96 | 9 | 7.5
Live | 217396837 |  | 10 | 15 | 34710 | 34629 | 32200 | 2.76 | 2.35 | 40320 | 3.58 | 1.98 | 9 | 7.5
Live | 217397305 |  | 10 | 16 | 34478 | 34299 | 32200 | 2.75 | 2.37 | 40320 | 3.58 | 1.96 | 9 | 7.5
Live | 217394968 |  | 9.8 | 15.2 | 34247 | 34629 | 32400 | 2.7 | 2.31 | 40768 | 3.5 | 1.82 | 8.5 | 7
Live | 217395904 |  | 9.8 | 16 | 34247 | 34629 | 32600 | 2.7 | 2.28 | 41216 | 3.46 | 1.82 | 8.5 | 7
Live | 217395428 |  | 9.8 | 15 | 34015 | 34629 | 32600 | 2.7 | 2.28 | 41216 | 3.44 | 1.8 | 8.5 | 7
Live | 217397679 |  | 10 | 14.5 | 34478 | 34629 | 32200 | 2.75 | 2.35 | 40544 | 3.57 | 1.96 | 9 | 7.5
Live | 217396381 |  | 9.5 | 14.5 | 33553 | 34958 | 33200 | 2.62 | 2.23 | 41888 | 3.35 | 1.78 | 8.5 | 7
Live | 217398125 |  | 9.5 | 15.2 | 33321 | 34958 | 33200 | 2.62 | 2.16 | 41664 | 3.26 | 1.76 | 8.5 | 7
Live | 217397304 |  | 10 | 16 | 34478 | 34299 | 32200 | 2.75 | 2.37 | 40320 | 3.58 | 1.96 | 9 | 7.5
Live | 217396836 |  | 10 | 15 | 34710 | 34629 | 32200 | 2.76 | 2.35 | 40320 | 3.58 | 1.98 | 9 | 7.5
Live | 217395903 |  | 9.8 | 16 | 34247 | 34629 | 32600 | 2.7 | 2.28 | 41216 | 3.46 | 1.82 | 8.5 | 7
Live | 217397678 |  | 10 | 14.5 | 34478 | 34629 | 32200 | 2.75 | 2.35 | 40544 | 3.57 | 1.96 | 9 | 7.5
Live | 217394967 |  | 9.8 | 15.2 | 34247 | 34629 | 32400 | 2.7 | 2.31 | 40768 | 3.5 | 1.82 | 8.5 | 7
Live | 217395427 |  | 9.8 | 15 | 34015 | 34629 | 32600 | 2.7 | 2.28 | 41216 | 3.44 | 1.8 | 8.5 | 7
Live | 217396380 |  | 9.5 | 14.5 | 33553 | 34958 | 33200 | 2.62 | 2.23 | 41888 | 3.35 | 1.78 | 8.5 | 7
Live | 217397303 |  | 10 | 16 | 34478 | 34299 | 32200 | 2.75 | 2.37 | 40320 | 3.58 | 1.96 | 9 | 7.5
Live | 217396835 |  | 10 | 15 | 34710 | 34629 | 32200 | 2.76 | 2.35 | 40320 | 3.58 | 1.98 | 9 | 7.5
Live | 217398124 |  | 9.5 | 15.2 | 33321 | 34958 | 33200 | 2.62 | 2.16 | 41664 | 3.26 | 1.76 | 8.5 | 7
Live | 217394966 |  | 9.8 | 15.2 | 34247 | 34629 | 32400 | 2.7 | 2.31 | 40768 | 3.5 | 1.82 | 8.5 | 7
Live | 217397677 |  | 10 | 14.5 | 34478 | 34629 | 32200 | 2.75 | 2.35 | 40544 | 3.57 | 1.96 | 9 | 7.5
Live | 217395902 |  | 9.8 | 16 | 34247 | 34629 | 32600 | 2.7 | 2.28 | 41216 | 3.46 | 1.82 | 8.5 | 7
Live | 217396379 |  | 9.5 | 14.5 | 33553 | 34958 | 33200 | 2.62 | 2.23 | 41888 | 3.35 | 1.78 | 8.5 | 7
Live | 217395426 |  | 9.8 | 15 | 34478 | 34629 | 32600 | 2.7 | 2.3 | 40992 | 3.5 | 1.8 | 8.5 | 7
Live | 217397302 |  | 10 | 16 | 34478 | 34299 | 32200 | 2.75 | 2.37 | 40320 | 3.58 | 1.96 | 9 | 7.5
Live | 217396834 |  | 10 | 15 | 34710 | 34629 | 32200 | 2.76 | 2.35 | 40320 | 3.58 | 1.98 | 9 | 7.5
Live | 217397676 |  | 10 | 14.5 | 34478 | 34629 | 32200 | 2.75 | 2.35 | 40544 | 3.57 | 1.96 | 9 | 7.5
Live | 217394965 |  | 9.8 | 15.2 | 34247 | 34629 | 32400 | 2.7 | 2.31 | 40768 | 3.5 | 1.82 | 8.5 | 7
Live | 217398123 |  | 9.5 | 15.2 | 33090 | 35288 | 33200 | 2.61 | 2.14 | 41664 | 3.21 | 1.78 | 8.5 | 7
Live | 217395901 |  | 9.8 | 16 | 34247 | 34629 | 32600 | 2.7 | 2.28 | 41216 | 3.46 | 1.82 | 8.5 | 7
Live | 217395425 |  | 9.8 | 15 | 34478 | 34629 | 32600 | 2.7 | 2.3 | 40992 | 3.5 | 1.8 | 8.5 | 7
Live | 217396378 |  | 9.5 | 14.5 | 33553 | 34958 | 33200 | 2.62 | 2.23 | 41888 | 3.35 | 1.78 | 8.5 | 7
Live | 217394964 |  | 9.8 | 15.2 | 34247 | 34629 | 32400 | 2.7 | 2.31 | 40768 | 3.5 | 1.82 | 8.5 | 7
Live | 217396833 |  | 10 | 15.5 | 36098 | 34629 | 32200 | 2.76 | 2.4 | 40320 | 3.81 | 2 | 9 | 7.5
Live | 217397301 |  | 10 | 16 | 34478 | 34299 | 32200 | 2.75 | 2.37 | 40320 | 3.58 | 1.96 | 9 | 7.5
Live | 217397675 |  | 10 | 14.5 | 34478 | 34629 | 32200 | 2.75 | 2.35 | 40544 | 3.57 | 1.96 | 9 | 7.5
Live | 217395424 |  | 9.8 | 15 | 34478 | 34629 | 32600 | 2.7 | 2.3 | 40992 | 3.5 | 1.8 | 8.5 | 7
Live | 217398122 |  | 9.5 | 15.2 | 33090 | 35288 | 33200 | 2.61 | 2.14 | 41664 | 3.21 | 1.78 | 8.5 | 7
Live | 217394963 |  | 9.8 | 15.2 | 34247 | 34629 | 32400 | 2.7 | 2.31 | 40768 | 3.5 | 1.82 | 8.5 | 7
Live | 217396377 |  | 9.5 | 14.5 | 33553 | 34958 | 33200 | 2.62 | 2.23 | 41888 | 3.35 | 1.78 | 8.5 | 7
Live | 217395900 |  | 9.8 | 16 | 34247 | 34629 | 32600 | 2.7 | 2.28 | 41216 | 3.46 | 1.82 | 8.5 | 7
Live | 217397300 |  | 10 | 16 | 34478 | 34299 | 32200 | 2.75 | 2.37 | 40320 | 3.58 | 1.96 | 9 | 7.5
Live | 217395423 |  | 9.8 | 15 | 34478 | 34629 | 32600 | 2.7 | 2.3 | 40992 | 3.5 | 1.8 | 8.5 | 7
Live | 217397674 |  | 10 | 14.5 | 34478 | 34629 | 32200 | 2.75 | 2.35 | 40544 | 3.57 | 1.96 | 9 | 7.5
Live | 217396832 |  | 10 | 15.5 | 36098 | 34629 | 32200 | 2.76 | 2.4 | 40320 | 3.81 | 2 | 9 | 7.5
Live | 217398121 |  | 9.5 | 15.2 | 33090 | 35288 | 33200 | 2.61 | 2.14 | 41664 | 3.21 | 1.78 | 8.5 | 7
Live | 217394962 |  | 9.8 | 15.2 | 34247 | 34629 | 32400 | 2.7 | 2.31 | 40768 | 3.5 | 1.82 | 8.5 | 7
Live | 217395899 |  | 9.8 | 16 | 34247 | 34629 | 32600 | 2.7 | 2.28 | 41216 | 3.46 | 1.82 | 8.5 | 7
Live | 217396376 |  | 9.5 | 14.5 | 33553 | 34958 | 33200 | 2.62 | 2.23 | 41888 | 3.35 | 1.78 | 8.5 | 7
Live | 217395422 |  | 9.8 | 15 | 34478 | 34629 | 32600 | 2.7 | 2.3 | 40992 | 3.5 | 1.8 | 8.5 | 7
Live | 217397299 |  | 10 | 15.5 | 34941 | 34299 | 32200 | 2.75 | 2.38 | 40320 | 3.65 | 1.98 | 9 | 7.5
Live | 217397673 |  | 10 | 16.5 | 34710 | 34299 | 32200 | 2.76 | 2.37 | 40320 | 3.58 | 1.96 | 9 | 7.5
Live | 217396831 |  | 10 | 15.5 | 36098 | 34629 | 32200 | 2.76 | 2.4 | 40320 | 3.81 | 2 | 9 | 7.5
Live | 217397298 |  | 10 | 15.5 | 34941 | 34299 | 32200 | 2.75 | 2.38 | 40320 | 3.65 | 1.98 | 9 | 7.5
Live | 217398120 |  | 9.5 | 15.2 | 33090 | 35288 | 33200 | 2.61 | 2.14 | 41664 | 3.21 | 1.78 | 8.5 | 7
Live | 217396375 |  | 9.5 | 14.5 | 33553 | 34958 | 33200 | 2.62 | 2.23 | 41888 | 3.35 | 1.78 | 8.5 | 7
Live | 217395421 |  | 9.8 | 15 | 34478 | 34629 | 32600 | 2.7 | 2.3 | 40992 | 3.5 | 1.8 | 8.5 | 7
Live | 217394961 |  | 10 | 15.5 | 34710 | 34629 | 32400 | 2.76 | 2.33 | 40768 | 3.59 | 1.84 | 8.5 | 7
Live | 217395898 |  | 9.8 | 16 | 34247 | 34629 | 32600 | 2.7 | 2.28 | 41216 | 3.46 | 1.82 | 8.5 | 7
Live | 217397672 |  | 10 | 16.5 | 34710 | 34299 | 32200 | 2.76 | 2.37 | 40320 | 3.58 | 1.96 | 9 | 7.5
Live | 217395420 |  | 9.8 | 15 | 34478 | 34629 | 32600 | 2.7 | 2.3 | 40992 | 3.5 | 1.8 | 8.5 | 7
Live | 217396830 |  | 10 | 15.5 | 36098 | 34629 | 32200 | 2.76 | 2.4 | 40320 | 3.81 | 2 | 9 | 7.5
Live | 217397297 |  | 10 | 15.5 | 34941 | 34299 | 32200 | 2.75 | 2.38 | 40320 | 3.65 | 1.98 | 9 | 7.5
Live | 217395897 |  | 9.8 | 15.2 | 34478 | 34958 | 32600 | 2.7 | 2.28 | 41216 | 3.5 | 1.8 | 8.5 | 7
Live | 217398119 |  | 9.5 | 15.2 | 33090 | 35288 | 33200 | 2.61 | 2.14 | 41664 | 3.21 | 1.78 | 8.5 | 7
Live | 217396374 |  | 9.5 | 14.5 | 33553 | 34958 | 33200 | 2.62 | 2.23 | 41888 | 3.35 | 1.78 | 8.5 | 7
Live | 217394960 |  | 10 | 15.5 | 34710 | 34629 | 32400 | 2.76 | 2.33 | 40768 | 3.59 | 1.84 | 8.5 | 7
Live | 217397671 |  | 10 | 16.5 | 34710 | 34299 | 32200 | 2.76 | 2.37 | 40320 | 3.58 | 1.96 | 9 | 7.5
Live | 217396829 |  | 10 | 15.5 | 36098 | 34629 | 32200 | 2.76 | 2.4 | 40320 | 3.81 | 2 | 9 | 7.5
Live | 217395419 |  | 9.8 | 15 | 34478 | 34629 | 32600 | 2.7 | 2.3 | 40992 | 3.5 | 1.8 | 8.5 | 7
Live | 217397296 |  | 10 | 15.5 | 34941 | 34299 | 32200 | 2.75 | 2.38 | 40320 | 3.65 | 1.98 | 9 | 7.5
Live | 217394959 |  | 10 | 15.5 | 34710 | 34629 | 32400 | 2.76 | 2.33 | 40768 | 3.59 | 1.84 | 8.5 | 7
Live | 217395896 |  | 9.8 | 15.2 | 34478 | 34958 | 32600 | 2.7 | 2.28 | 41216 | 3.5 | 1.8 | 8.5 | 7
Live | 217396373 |  | 9.5 | 15 | 33784 | 35288 | 33000 | 2.62 | 2.24 | 41888 | 3.42 | 1.78 | 8.5 | 7
Live | 217398118 |  | 9.5 | 15.2 | 33090 | 35288 | 33200 | 2.61 | 2.14 | 41664 | 3.21 | 1.78 | 8.5 | 7
Live | 217397670 |  | 10 | 16.5 | 34710 | 34299 | 32200 | 2.76 | 2.37 | 40320 | 3.58 | 1.96 | 9 | 7.5
Live | 217396828 |  | 10 | 15.5 | 36098 | 34629 | 32200 | 2.76 | 2.4 | 40320 | 3.81 | 2 | 9 | 7.5
Live | 217396372 |  | 9.5 | 15 | 33784 | 35288 | 33000 | 2.62 | 2.24 | 41888 | 3.42 | 1.78 | 8.5 | 7
Live | 217397295 |  | 10 | 15.5 | 34941 | 34299 | 32200 | 2.75 | 2.38 | 40320 | 3.65 | 1.98 | 9 | 7.5
Live | 217395418 |  | 9.8 | 15 | 34015 | 34629 | 32600 | 2.7 | 2.28 | 41216 | 3.46 | 1.82 | 8.5 | 7
Live | 217394958 |  | 10 | 15.5 | 34710 | 34629 | 32400 | 2.76 | 2.33 | 40768 | 3.59 | 1.84 | 8.5 | 7
Live | 217395895 |  | 9.8 | 15.2 | 34478 | 34958 | 32600 | 2.7 | 2.28 | 41216 | 3.5 | 1.8 | 8.5 | 7
Live | 217397294 |  | 10 | 15.5 | 34941 | 34299 | 32200 | 2.75 | 2.38 | 40320 | 3.65 | 1.98 | 9 | 7.5
Live | 217398117 |  | 9.5 | 15.2 | 33090 | 35288 | 33200 | 2.61 | 2.14 | 41664 | 3.21 | 1.78 | 8.5 | 7
Live | 217396827 |  | 10 | 15.5 | 36098 | 34629 | 32200 | 2.76 | 2.4 | 40320 | 3.81 | 2 | 9 | 7.5
Live | 217397669 |  | 10 | 16.5 | 34710 | 34299 | 32200 | 2.76 | 2.37 | 40320 | 3.58 | 1.96 | 9 | 7.5
Live | 217396371 |  | 9.5 | 15 | 33784 | 35288 | 33000 | 2.62 | 2.24 | 41888 | 3.42 | 1.78 | 8.5 | 7
Live | 217395417 |  | 9.8 | 15 | 34015 | 34629 | 32600 | 2.7 | 2.28 | 41216 | 3.46 | 1.82 | 8.5 | 7
Live | 217394957 |  | 10 | 15.5 | 34710 | 34629 | 32400 | 2.76 | 2.33 | 40768 | 3.59 | 1.84 | 8.5 | 7
Live | 217397293 |  | 10 | 15.5 | 34941 | 34299 | 32200 | 2.75 | 2.38 | 40320 | 3.65 | 1.98 | 9 | 7.5
Live | 217395894 |  | 9.8 | 15.2 | 34478 | 34958 | 32600 | 2.7 | 2.28 | 41216 | 3.5 | 1.8 | 8.5 | 7
Live | 217397668 |  | 10 | 16.5 | 34710 | 34299 | 32200 | 2.76 | 2.37 | 40320 | 3.58 | 1.96 | 9 | 7.5
Live | 217396370 |  | 9.5 | 15 | 33784 | 35288 | 33000 | 2.62 | 2.24 | 41888 | 3.42 | 1.78 | 8.5 | 7
Live | 217396826 |  | 10 | 15.5 | 36098 | 34629 | 32200 | 2.76 | 2.4 | 40320 | 3.81 | 2 | 9 | 7.5
Live | 217398116 |  | 9.8 | 16 | 33553 | 35288 | 33200 | 2.7 | 2.17 | 41664 | 3.29 | 1.78 | 8.5 | 7
Live | 217395416 |  | 9.8 | 15 | 34015 | 34629 | 32600 | 2.7 | 2.28 | 41216 | 3.46 | 1.82 | 8.5 | 7
Live | 217396369 |  | 9.5 | 15 | 33784 | 35288 | 33000 | 2.62 | 2.24 | 41888 | 3.42 | 1.78 | 8.5 | 7
Live | 217397292 |  | 10 | 15.5 | 34941 | 34299 | 32200 | 2.75 | 2.38 | 40320 | 3.65 | 1.98 | 9 | 7.5
Live | 217394956 |  | 10 | 15.5 | 34710 | 34629 | 32400 | 2.76 | 2.33 | 40768 | 3.59 | 1.84 | 8.5 | 7
Live | 217398115 |  | 9.8 | 16 | 33553 | 35288 | 33200 | 2.7 | 2.17 | 41664 | 3.29 | 1.78 | 8.5 | 7
Live | 217397667 |  | 10 | 16.5 | 34710 | 34299 | 32200 | 2.76 | 2.37 | 40320 | 3.58 | 1.96 | 9 | 7.5
Live | 217395893 |  | 9.8 | 15.2 | 34478 | 34958 | 32600 | 2.7 | 2.28 | 41216 | 3.5 | 1.8 | 8.5 | 7
Live | 217396825 |  | 10 | 14.5 | 34478 | 34629 | 32200 | 2.75 | 2.35 | 40544 | 3.57 | 1.96 | 9 | 7.5
Live | 217395415 |  | 9.8 | 15 | 34015 | 34629 | 32600 | 2.7 | 2.28 | 41216 | 3.46 | 1.82 | 8.5 | 7
Live | 217397291 |  | 10 | 16 | 34710 | 34299 | 32200 | 2.76 | 2.37 | 40320 | 3.6 | 1.96 | 9 | 7.5
Live | 217396824 |  | 10 | 14.5 | 34478 | 34629 | 32200 | 2.75 | 2.35 | 40544 | 3.57 | 1.96 | 9 | 7.5
Live | 217396368 |  | 9.5 | 15 | 33784 | 35288 | 33000 | 2.62 | 2.24 | 41888 | 3.42 | 1.78 | 8.5 | 7
Live | 217394955 |  | 10 | 15.5 | 34710 | 34629 | 32400 | 2.76 | 2.33 | 40768 | 3.59 | 1.84 | 8.5 | 7
Live | 217397666 |  | 10 | 16.5 | 34710 | 34299 | 32200 | 2.76 | 2.37 | 40320 | 3.58 | 1.96 | 9 | 7.5
Live | 217398114 |  | 9.8 | 16 | 33553 | 35288 | 33200 | 2.7 | 2.17 | 41664 | 3.29 | 1.78 | 8.5 | 7
Live | 217395892 |  | 9.8 | 15.2 | 34478 | 34958 | 32600 | 2.7 | 2.28 | 41216 | 3.5 | 1.8 | 8.5 | 7
Live | 217395414 |  | 9.8 | 15 | 34015 | 34629 | 32600 | 2.7 | 2.28 | 41216 | 3.46 | 1.82 | 8.5 | 7
Live | 217397290 |  | 10 | 16 | 34710 | 34299 | 32200 | 2.76 | 2.37 | 40320 | 3.6 | 1.96 | 9 | 7.5
Live | 217396367 |  | 9.5 | 15 | 33784 | 35288 | 33000 | 2.62 | 2.24 | 41888 | 3.42 | 1.78 | 8.5 | 7
Live | 217396823 |  | 10 | 14.5 | 34478 | 34629 | 32200 | 2.75 | 2.35 | 40544 | 3.57 | 1.96 | 9 | 7.5
Live | 217394954 |  | 10 | 15.5 | 34710 | 34629 | 32400 | 2.76 | 2.33 | 40768 | 3.59 | 1.84 | 8.5 | 7
Live | 217397665 |  | 10 | 16.5 | 34941 | 34299 | 32200 | 2.75 | 2.38 | 40320 | 3.62 | 1.96 | 9 | 7.5
Live | 217398113 |  | 9.8 | 16 | 33553 | 35288 | 33200 | 2.7 | 2.17 | 41664 | 3.29 | 1.78 | 8.5 | 7
Live | 217397289 |  | 10 | 16 | 34710 | 34299 | 32200 | 2.76 | 2.37 | 40320 | 3.6 | 1.96 | 9 | 7.5
Live | 217396366 |  | 9.5 | 15 | 33784 | 35288 | 33000 | 2.62 | 2.24 | 41888 | 3.42 | 1.78 | 8.5 | 7
Live | 217395891 |  | 9.8 | 15.2 | 34478 | 34958 | 32600 | 2.7 | 2.28 | 41216 | 3.5 | 1.8 | 8.5 | 7
Live | 217396822 |  | 10 | 14.5 | 34478 | 34629 | 32200 | 2.75 | 2.35 | 40544 | 3.57 | 1.96 | 9 | 7.5
Live | 217395413 |  | 9.8 | 15 | 34015 | 34629 | 32600 | 2.7 | 2.28 | 41216 | 3.46 | 1.82 | 8.5 | 7
Live | 217394953 |  | 10 | 16 | 34941 | 34629 | 32400 | 2.75 | 2.35 | 40768 | 3.64 | 1.86 | 8.5 | 7.5
Live | 217397664 |  | 10 | 16.5 | 34941 | 34299 | 32200 | 2.75 | 2.38 | 40320 | 3.62 | 1.96 | 9 | 7.5
Live | 217397288 |  | 10 | 16 | 34710 | 34299 | 32200 | 2.76 | 2.37 | 40320 | 3.6 | 1.96 | 9 | 7.5
Live | 217396365 |  | 9.5 | 14.5 | 33321 | 35288 | 33200 | 2.62 | 2.21 | 41888 | 3.34 | 1.78 | 8.5 | 7
Live | 217398112 |  | 9.8 | 16 | 33553 | 35288 | 33200 | 2.7 | 2.17 | 41664 | 3.29 | 1.78 | 8.5 | 7
Live | 217394952 |  | 10 | 16 | 34941 | 34629 | 32400 | 2.75 | 2.35 | 40768 | 3.64 | 1.86 | 8.5 | 7.5
Live | 217395890 |  | 9.8 | 15.2 | 34478 | 34958 | 32600 | 2.7 | 2.28 | 41216 | 3.5 | 1.8 | 8.5 | 7
Live | 217396821 |  | 10 | 14.5 | 34478 | 34629 | 32200 | 2.75 | 2.35 | 40544 | 3.57 | 1.96 | 9 | 7.5
Live | 217395412 |  | 9.8 | 15 | 34015 | 34629 | 32600 | 2.7 | 2.28 | 41216 | 3.46 | 1.82 | 8.5 | 7
Live | 217397663 |  | 10 | 16.5 | 34941 | 34299 | 32200 | 2.75 | 2.38 | 40320 | 3.62 | 1.96 | 9 | 7.5
Live | 217397287 |  | 10 | 16 | 34710 | 34299 | 32200 | 2.76 | 2.37 | 40320 | 3.6 | 1.96 | 9 | 7.5
Live | 217396364 |  | 9.5 | 14.5 | 33321 | 35288 | 33200 | 2.62 | 2.21 | 41888 | 3.34 | 1.78 | 8.5 | 7
Live | 217398111 |  | 9.8 | 16 | 33553 | 35288 | 33200 | 2.7 | 2.17 | 41664 | 3.29 | 1.78 | 8.5 | 7
Live | 217396820 |  | 10 | 14.5 | 34478 | 34629 | 32200 | 2.75 | 2.35 | 40544 | 3.57 | 1.96 | 9 | 7.5
Live | 217395411 |  | 9.8 | 15 | 34247 | 34629 | 32600 | 2.7 | 2.3 | 40992 | 3.48 | 1.82 | 8.5 | 7
Live | 217395889 |  | 9.5 | 15 | 34015 | 34958 | 32800 | 2.62 | 2.26 | 41216 | 3.44 | 1.82 | 8.5 | 7
Live | 217394951 |  | 10 | 16 | 34941 | 34629 | 32400 | 2.75 | 2.35 | 40768 | 3.64 | 1.86 | 8.5 | 7.5
Live | 217397286 |  | 10 | 16 | 34710 | 34299 | 32200 | 2.76 | 2.37 | 40320 | 3.6 | 1.96 | 9 | 7.5
Live | 217396363 |  | 9.5 | 14.5 | 33321 | 35288 | 33200 | 2.62 | 2.21 | 41888 | 3.34 | 1.78 | 8.5 | 7
Live | 217397662 |  | 10 | 16.5 | 34941 | 34299 | 32200 | 2.75 | 2.38 | 40320 | 3.62 | 1.96 | 9 | 7.5
Live | 217396819 |  | 10 | 14.5 | 34478 | 34629 | 32200 | 2.75 | 2.35 | 40544 | 3.57 | 1.96 | 9 | 7.5
Live | 217395410 |  | 9.8 | 15 | 34247 | 34629 | 32600 | 2.7 | 2.3 | 40992 | 3.48 | 1.82 | 8.5 | 7
Live | 217395888 |  | 9.5 | 15 | 34015 | 34958 | 32800 | 2.62 | 2.26 | 41216 | 3.44 | 1.82 | 8.5 | 7
Live | 217398110 |  | 9.8 | 16 | 33553 | 35288 | 33200 | 2.7 | 2.17 | 41664 | 3.29 | 1.78 | 8.5 | 7
Live | 217397285 |  | 10 | 16 | 34710 | 34299 | 32200 | 2.76 | 2.37 | 40320 | 3.6 | 1.96 | 9 | 7.5
Live | 217396362 |  | 9.5 | 14.5 | 33321 | 35288 | 33200 | 2.62 | 2.21 | 41888 | 3.34 | 1.78 | 8.5 | 7
Live | 217394950 |  | 10 | 16 | 34941 | 34629 | 32400 | 2.75 | 2.35 | 40768 | 3.64 | 1.86 | 8.5 | 7.5
Live | 217397661 |  | 10 | 16.5 | 34941 | 34299 | 32200 | 2.75 | 2.38 | 40320 | 3.62 | 1.96 | 9 | 7.5
Live | 217396818 |  | 10 | 14.5 | 34478 | 34629 | 32200 | 2.75 | 2.35 | 40544 | 3.57 | 1.96 | 9 | 7.5
Live | 217395887 |  | 9.5 | 15 | 34015 | 34958 | 32800 | 2.62 | 2.26 | 41216 | 3.44 | 1.82 | 8.5 | 7
Live | 217395409 |  | 9.8 | 15 | 34247 | 34629 | 32600 | 2.7 | 2.3 | 40992 | 3.48 | 1.82 | 8.5 | 7
Live | 217398109 |  | 9.8 | 16 | 33553 | 35288 | 33200 | 2.7 | 2.17 | 41664 | 3.29 | 1.78 | 8.5 | 7
Live | 217397284 |  | 10 | 15.5 | 34478 | 34629 | 32200 | 2.75 | 2.35 | 40320 | 3.55 | 1.96 | 9 | 7.5
Live | 217394949 |  | 10 | 16 | 34941 | 34629 | 32400 | 2.75 | 2.35 | 40768 | 3.64 | 1.86 | 8.5 | 7.5
Live | 217397660 |  | 10 | 16.5 | 34941 | 34299 | 32200 | 2.75 | 2.38 | 40320 | 3.62 | 1.96 | 9 | 7.5
Live | 217398108 |  | 9.5 | 15.5 | 33090 | 34958 | 33200 | 2.61 | 2.14 | 41664 | 3.21 | 1.78 | 8.5 | 7
Live | 217396817 |  | 10 | 16.5 | 34710 | 34299 | 32200 | 2.76 | 2.37 | 40320 | 3.58 | 1.96 | 9 | 7.5
Live | 217395886 |  | 9.5 | 15 | 34015 | 34958 | 32800 | 2.62 | 2.26 | 41216 | 3.44 | 1.82 | 8.5 | 7
Live | 217396361 |  | 9.5 | 14.5 | 33321 | 35288 | 33200 | 2.62 | 2.21 | 41888 | 3.34 | 1.78 | 8.5 | 7
Live | 217395408 |  | 9.8 | 15 | 34247 | 34629 | 32600 | 2.7 | 2.3 | 40992 | 3.48 | 1.82 | 8.5 | 7
Live | 217397283 |  | 10 | 15.5 | 34478 | 34629 | 32200 | 2.75 | 2.35 | 40320 | 3.55 | 1.96 | 9 | 7.5
Live | 217394948 |  | 10 | 16 | 34941 | 34629 | 32400 | 2.75 | 2.35 | 40768 | 3.64 | 1.86 | 8.5 | 7.5
Live | 217398107 |  | 9.5 | 15.5 | 33090 | 34958 | 33200 | 2.61 | 2.14 | 41664 | 3.21 | 1.78 | 8.5 | 7
Live | 217395885 |  | 9.5 | 15 | 34015 | 34958 | 32800 | 2.62 | 2.26 | 41216 | 3.44 | 1.82 | 8.5 | 7
Live | 217396816 |  | 10 | 16.5 | 34710 | 34299 | 32200 | 2.76 | 2.37 | 40320 | 3.58 | 1.96 | 9 | 7.5
Live | 217397659 |  | 10 | 16.5 | 34941 | 34299 | 32200 | 2.75 | 2.38 | 40320 | 3.62 | 1.96 | 9 | 7.5
Live | 217395407 |  | 9.8 | 15 | 34247 | 34629 | 32600 | 2.7 | 2.3 | 40992 | 3.48 | 1.82 | 8.5 | 7
Live | 217394947 |  | 10 | 16 | 34941 | 34629 | 32400 | 2.75 | 2.35 | 40768 | 3.64 | 1.86 | 8.5 | 7.5
Live | 217397282 |  | 10 | 15.5 | 34478 | 34629 | 32200 | 2.75 | 2.35 | 40320 | 3.55 | 1.96 | 9 | 7.5
Live | 217396360 |  | 9.5 | 14.5 | 33321 | 35288 | 33200 | 2.62 | 2.21 | 41888 | 3.34 | 1.78 | 8.5 | 7
Live | 217395406 |  | 9.8 | 15 | 34247 | 34629 | 32600 | 2.7 | 2.3 | 40992 | 3.48 | 1.82 | 8.5 | 7
Live | 217395884 |  | 9.5 | 15 | 34015 | 34958 | 32800 | 2.62 | 2.26 | 41216 | 3.44 | 1.82 | 8.5 | 7
Live | 217398106 |  | 9.5 | 15.5 | 33090 | 34958 | 33200 | 2.61 | 2.14 | 41664 | 3.21 | 1.78 | 8.5 | 7
Live | 217397281 |  | 10 | 15.5 | 34478 | 34629 | 32200 | 2.75 | 2.35 | 40320 | 3.55 | 1.96 | 9 | 7.5
Live | 217396815 |  | 10 | 16.5 | 34710 | 34299 | 32200 | 2.76 | 2.37 | 40320 | 3.58 | 1.96 | 9 | 7.5
Live | 217394946 |  | 10 | 16 | 34941 | 34629 | 32400 | 2.75 | 2.35 | 40768 | 3.64 | 1.86 | 8.5 | 7.5
Live | 217395883 |  | 9.5 | 15 | 34015 | 34958 | 32800 | 2.62 | 2.26 | 41216 | 3.44 | 1.82 | 8.5 | 7
Live | 217396359 |  | 9.5 | 14.5 | 33321 | 35288 | 33200 | 2.62 | 2.21 | 41888 | 3.34 | 1.78 | 8.5 | 7
Live | 217397658 |  | 10 | 16.5 | 34941 | 34299 | 32200 | 2.75 | 2.38 | 40320 | 3.62 | 1.96 | 9 | 7.5
Live | 217395405 |  | 9.8 | 15 | 34247 | 34629 | 32600 | 2.7 | 2.3 | 40992 | 3.48 | 1.82 | 8.5 | 7
Live | 217397280 |  | 10 | 15.5 | 34478 | 34629 | 32200 | 2.75 | 2.35 | 40320 | 3.55 | 1.96 | 9 | 7.5
Live | 217398105 |  | 9.5 | 15.5 | 33090 | 34958 | 33200 | 2.61 | 2.14 | 41664 | 3.21 | 1.78 | 8.5 | 7
Live | 217394945 |  | 9.8 | 15.5 | 34710 | 34629 | 32400 | 2.7 | 2.33 | 40768 | 3.57 | 1.82 | 8.5 | 7
Live | 217396814 |  | 10 | 16.5 | 34710 | 34299 | 32200 | 2.76 | 2.37 | 40320 | 3.58 | 1.96 | 9 | 7.5
Live | 217397279 |  | 10 | 15.5 | 34478 | 34629 | 32200 | 2.75 | 2.35 | 40320 | 3.55 | 1.96 | 9 | 7.5
Live | 217398104 |  | 9.5 | 15.5 | 33090 | 34958 | 33200 | 2.61 | 2.14 | 41664 | 3.21 | 1.78 | 8.5 | 7
Live | 217395882 |  | 9.5 | 15 | 34015 | 34958 | 32800 | 2.62 | 2.26 | 41216 | 3.44 | 1.82 | 8.5 | 7
Live | 217396358 |  | 9.5 | 14.5 | 33321 | 35288 | 33200 | 2.62 | 2.21 | 41888 | 3.34 | 1.78 | 8.5 | 7
Live | 217395404 |  | 9.8 | 15 | 34247 | 34629 | 32600 | 2.7 | 2.3 | 40992 | 3.48 | 1.82 | 8.5 | 7
Live | 217396813 |  | 10 | 16.5 | 34710 | 34299 | 32200 | 2.76 | 2.37 | 40320 | 3.58 | 1.96 | 9 | 7.5
Live | 217394944 |  | 9.8 | 15.5 | 34710 | 34629 | 32400 | 2.7 | 2.33 | 40768 | 3.57 | 1.82 | 8.5 | 7
Live | 217397657 |  | 10 | 16.5 | 34710 | 34299 | 32200 | 2.76 | 2.37 | 40320 | 3.6 | 1.96 | 9 | 7.5
Live | 217397278 |  | 10 | 15.5 | 34478 | 34629 | 32200 | 2.75 | 2.35 | 40320 | 3.55 | 1.96 | 9 | 7.5
Live | 217398103 |  | 9.5 | 15.5 | 33090 | 34958 | 33200 | 2.61 | 2.14 | 41664 | 3.21 | 1.78 | 8.5 | 7
Live | 217395881 |  | 9.8 | 15.2 | 34247 | 34958 | 32600 | 2.7 | 2.28 | 41216 | 3.48 | 1.82 | 8.5 | 7
Live | 217395403 |  | 9.5 | 14.5 | 33784 | 34958 | 32800 | 2.62 | 2.26 | 41216 | 3.42 | 1.82 | 8.5 | 7
Live | 217396812 |  | 10 | 16.5 | 34710 | 34299 | 32200 | 2.76 | 2.37 | 40320 | 3.58 | 1.96 | 9 | 7.5
Live | 217396357 |  | 9.5 | 15 | 33553 | 35288 | 33200 | 2.62 | 2.22 | 41888 | 3.38 | 1.8 | 8.5 | 7
Live | 217394943 |  | 9.8 | 15.5 | 34710 | 34629 | 32400 | 2.7 | 2.33 | 40768 | 3.57 | 1.82 | 8.5 | 7
Live | 217397277 |  | 9.8 | 16 | 34478 | 34958 | 32800 | 2.7 | 2.26 | 41216 | 3.52 | 1.82 | 8.5 | 7.5
Live | 217397656 |  | 10 | 16.5 | 34710 | 34299 | 32200 | 2.76 | 2.37 | 40320 | 3.6 | 1.96 | 9 | 7.5
Live | 217395880 |  | 9.8 | 15.2 | 34247 | 34958 | 32600 | 2.7 | 2.28 | 41216 | 3.48 | 1.82 | 8.5 | 7
Live | 217396356 |  | 9.5 | 15 | 33553 | 35288 | 33200 | 2.62 | 2.22 | 41888 | 3.38 | 1.8 | 8.5 | 7
Live | 217398102 |  | 9.5 | 15.5 | 33090 | 34958 | 33200 | 2.61 | 2.14 | 41664 | 3.21 | 1.78 | 8.5 | 7
Live | 217395402 |  | 9.5 | 14.5 | 33784 | 34958 | 32800 | 2.62 | 2.26 | 41216 | 3.42 | 1.82 | 8.5 | 7
Live | 217394942 |  | 9.8 | 15.5 | 34710 | 34629 | 32400 | 2.7 | 2.33 | 40768 | 3.57 | 1.82 | 8.5 | 7
Live | 217397276 |  | 9.8 | 16 | 34478 | 34958 | 32800 | 2.7 | 2.26 | 41216 | 3.52 | 1.82 | 8.5 | 7.5
Live | 217396811 |  | 10 | 16.5 | 34710 | 34299 | 32200 | 2.76 | 2.37 | 40320 | 3.58 | 1.96 | 9 | 7.5
Live | 217396355 |  | 9.5 | 15 | 33553 | 35288 | 33200 | 2.62 | 2.22 | 41888 | 3.38 | 1.8 | 8.5 | 7
Live | 217395879 |  | 9.8 | 15.2 | 34247 | 34958 | 32600 | 2.7 | 2.28 | 41216 | 3.48 | 1.82 | 8.5 | 7
Live | 217398101 |  | 9.5 | 15.5 | 33090 | 34958 | 33200 | 2.61 | 2.14 | 41664 | 3.21 | 1.78 | 8.5 | 7
Live | 217397655 |  | 10 | 16.5 | 34710 | 34299 | 32200 | 2.76 | 2.37 | 40320 | 3.6 | 1.96 | 9 | 7.5
Live | 217397275 |  | 9.8 | 16 | 34478 | 34958 | 32800 | 2.7 | 2.26 | 41216 | 3.52 | 1.82 | 8.5 | 7.5
Live | 217394941 |  | 9.8 | 15.5 | 34710 | 34629 | 32400 | 2.7 | 2.33 | 40768 | 3.57 | 1.82 | 8.5 | 7
Live | 217396354 |  | 9.5 | 15 | 33553 | 35288 | 33200 | 2.62 | 2.22 | 41888 | 3.38 | 1.8 | 8.5 | 7
Live | 217395401 |  | 9.5 | 14.5 | 33784 | 34958 | 32800 | 2.62 | 2.26 | 41216 | 3.42 | 1.82 | 8.5 | 7
Live | 217396810 |  | 10 | 16.5 | 34710 | 34299 | 32200 | 2.76 | 2.37 | 40320 | 3.58 | 1.96 | 9 | 7.5
Live | 217395878 |  | 9.8 | 15.2 | 34247 | 34958 | 32600 | 2.7 | 2.28 | 41216 | 3.48 | 1.82 | 8.5 | 7
Live | 217397274 |  | 9.8 | 16 | 34478 | 34958 | 32800 | 2.7 | 2.26 | 41216 | 3.52 | 1.82 | 8.5 | 7.5
Live | 217394940 |  | 9.8 | 15.5 | 34710 | 34629 | 32400 | 2.7 | 2.33 | 40768 | 3.57 | 1.82 | 8.5 | 7
Live | 217398100 |  | 9.8 | 16 | 33553 | 34958 | 33200 | 2.7 | 2.18 | 41664 | 3.29 | 1.78 | 8.5 | 7
Live | 217396353 |  | 9.5 | 15 | 33553 | 35288 | 33200 | 2.62 | 2.22 | 41888 | 3.38 | 1.8 | 8.5 | 7
Live | 217397654 |  | 10 | 16.5 | 34710 | 34299 | 32200 | 2.76 | 2.37 | 40320 | 3.6 | 1.96 | 9 | 7.5
Live | 217395400 |  | 9.5 | 14.5 | 33784 | 34958 | 32800 | 2.62 | 2.26 | 41216 | 3.42 | 1.82 | 8.5 | 7
Live | 217396809 |  | 10 | 16.5 | 34941 | 34299 | 32200 | 2.75 | 2.38 | 40320 | 3.65 | 1.98 | 9 | 7.5
Live | 217395877 |  | 9.8 | 15.2 | 34247 | 34958 | 32600 | 2.7 | 2.28 | 41216 | 3.48 | 1.82 | 8.5 | 7
Live | 217394939 |  | 9.8 | 15.5 | 34710 | 34629 | 32400 | 2.7 | 2.33 | 40768 | 3.57 | 1.82 | 8.5 | 7
Live | 217397273 |  | 9.8 | 16 | 34478 | 34958 | 32800 | 2.7 | 2.26 | 41216 | 3.52 | 1.82 | 8.5 | 7.5
Live | 217396352 |  | 9.5 | 15 | 33553 | 35288 | 33200 | 2.62 | 2.22 | 41888 | 3.38 | 1.8 | 8.5 | 7
Live | 217398099 |  | 9.8 | 16 | 33553 | 34958 | 33200 | 2.7 | 2.18 | 41664 | 3.29 | 1.78 | 8.5 | 7
Live | 217395876 |  | 9.8 | 15.2 | 34247 | 34958 | 32600 | 2.7 | 2.28 | 41216 | 3.48 | 1.82 | 8.5 | 7
Live | 217395399 |  | 9.5 | 14.5 | 33784 | 34958 | 32800 | 2.62 | 2.26 | 41216 | 3.42 | 1.82 | 8.5 | 7
Live | 217396808 |  | 10 | 16.5 | 34941 | 34299 | 32200 | 2.75 | 2.38 | 40320 | 3.65 | 1.98 | 9 | 7.5
Live | 217397653 |  | 10 | 16.5 | 34710 | 34299 | 32200 | 2.76 | 2.37 | 40320 | 3.6 | 1.96 | 9 | 7.5
Live | 217397272 |  | 9.8 | 16 | 34478 | 34958 | 32800 | 2.7 | 2.26 | 41216 | 3.52 | 1.82 | 8.5 | 7.5
Live | 217394938 |  | 9.8 | 15.5 | 34710 | 34629 | 32400 | 2.7 | 2.33 | 40768 | 3.57 | 1.82 | 8.5 | 7
Live | 217395875 |  | 9.8 | 15.2 | 34247 | 34958 | 32600 | 2.7 | 2.28 | 41216 | 3.48 | 1.82 | 8.5 | 7
Live | 217398098 |  | 9.8 | 16 | 33553 | 34958 | 33200 | 2.7 | 2.18 | 41664 | 3.29 | 1.78 | 8.5 | 7
Live | 217396351 |  | 9.5 | 15 | 33553 | 35288 | 33200 | 2.62 | 2.22 | 41888 | 3.38 | 1.8 | 8.5 | 7
Live | 217395398 |  | 9.5 | 14.5 | 33784 | 34958 | 32800 | 2.62 | 2.26 | 41216 | 3.42 | 1.82 | 8.5 | 7
Live | 217396807 |  | 10 | 16.5 | 34941 | 34299 | 32200 | 2.75 | 2.38 | 40320 | 3.65 | 1.98 | 9 | 7.5
Live | 217397271 |  | 9.8 | 16 | 34478 | 34958 | 32800 | 2.7 | 2.26 | 41216 | 3.52 | 1.82 | 8.5 | 7.5
Live | 217395874 |  | 9.8 | 15.2 | 34247 | 34958 | 32600 | 2.7 | 2.28 | 41216 | 3.48 | 1.82 | 8.5 | 7
Live | 217397652 |  | 10 | 16.5 | 34710 | 34299 | 32200 | 2.76 | 2.37 | 40320 | 3.6 | 1.96 | 9 | 7.5
Live | 217394937 |  | 9.8 | 16 | 34710 | 34629 | 32400 | 2.7 | 2.33 | 40768 | 3.57 | 1.82 | 8.5 | 7
Live | 217396350 |  | 9.5 | 15 | 33553 | 35288 | 33200 | 2.62 | 2.22 | 41888 | 3.38 | 1.8 | 8.5 | 7
Live | 217398097 |  | 9.8 | 16 | 33553 | 34958 | 33200 | 2.7 | 2.18 | 41664 | 3.29 | 1.78 | 8.5 | 7
Live | 217395397 |  | 9.5 | 14.5 | 33784 | 34958 | 32800 | 2.62 | 2.26 | 41216 | 3.42 | 1.82 | 8.5 | 7
Live | 217397270 |  | 9.8 | 16 | 34478 | 34958 | 32800 | 2.7 | 2.26 | 41216 | 3.52 | 1.82 | 8.5 | 7.5
Live | 217395873 |  | 9.8 | 16 | 34247 | 34629 | 32600 | 2.7 | 2.28 | 40992 | 3.46 | 1.82 | 8.5 | 7
Live | 217397651 |  | 10 | 16.5 | 34710 | 34299 | 32200 | 2.76 | 2.37 | 40320 | 3.6 | 1.96 | 9 | 7.5
Live | 217396806 |  | 10 | 16.5 | 34941 | 34299 | 32200 | 2.75 | 2.38 | 40320 | 3.65 | 1.98 | 9 | 7.5
Live | 217394936 |  | 9.8 | 16 | 34710 | 34629 | 32400 | 2.7 | 2.33 | 40768 | 3.57 | 1.82 | 8.5 | 7
Live | 217396349 |  | 9.8 | 15.5 | 34247 | 34958 | 33000 | 2.7 | 2.28 | 41664 | 3.52 | 1.8 | 8.5 | 7
Live | 217398096 |  | 9.8 | 16 | 33553 | 34958 | 33200 | 2.7 | 2.18 | 41664 | 3.29 | 1.78 | 8.5 | 7
Live | 217395396 |  | 9.8 | 15 | 34015 | 34958 | 32800 | 2.7 | 2.26 | 41216 | 3.42 | 1.82 | 8.5 | 7
Live | 217397269 |  | 9.5 | 14.5 | 33553 | 34958 | 33000 | 2.62 | 2.21 | 41440 | 3.34 | 1.8 | 8.5 | 7
Live | 217394935 |  | 9.8 | 16 | 34710 | 34629 | 32400 | 2.7 | 2.33 | 40768 | 3.57 | 1.82 | 8.5 | 7
Live | 217395872 |  | 9.8 | 16 | 34247 | 34629 | 32600 | 2.7 | 2.28 | 40992 | 3.46 | 1.82 | 8.5 | 7
Live | 217397650 |  | 10 | 16.5 | 34710 | 34299 | 32200 | 2.76 | 2.37 | 40320 | 3.6 | 1.96 | 9 | 7.5
Live | 217396805 |  | 10 | 16.5 | 34941 | 34299 | 32200 | 2.75 | 2.38 | 40320 | 3.65 | 1.98 | 9 | 7.5
Live | 217396348 |  | 9.8 | 15.5 | 34247 | 34958 | 33000 | 2.7 | 2.28 | 41664 | 3.52 | 1.8 | 8.5 | 7
Live | 217398095 |  | 9.8 | 16 | 33553 | 34958 | 33200 | 2.7 | 2.18 | 41664 | 3.29 | 1.78 | 8.5 | 7
Live | 217397268 |  | 9.5 | 14.5 | 33553 | 34958 | 33000 | 2.62 | 2.21 | 41440 | 3.34 | 1.8 | 8.5 | 7
Live | 217395395 |  | 9.8 | 15 | 34015 | 34958 | 32800 | 2.7 | 2.26 | 41216 | 3.42 | 1.82 | 8.5 | 7
Live | 217394934 |  | 9.8 | 16 | 34710 | 34629 | 32400 | 2.7 | 2.33 | 40768 | 3.57 | 1.82 | 8.5 | 7
Live | 217396804 |  | 10 | 16.5 | 34941 | 34299 | 32200 | 2.75 | 2.38 | 40320 | 3.65 | 1.98 | 9 | 7.5
Live | 217395871 |  | 9.8 | 16 | 34247 | 34629 | 32600 | 2.7 | 2.28 | 40992 | 3.46 | 1.82 | 8.5 | 7
Live | 217397649 |  | 10 | 16 | 34941 | 34629 | 32200 | 2.75 | 2.38 | 40320 | 3.65 | 1.98 | 9 | 7.5
Live | 217396347 |  | 9.8 | 15.5 | 34247 | 34958 | 33000 | 2.7 | 2.28 | 41664 | 3.52 | 1.8 | 8.5 | 7
Live | 217398094 |  | 9.8 | 16 | 33553 | 34958 | 33200 | 2.7 | 2.18 | 41664 | 3.29 | 1.78 | 8.5 | 7
Live | 217397267 |  | 9.5 | 14.5 | 33553 | 34958 | 33000 | 2.62 | 2.21 | 41440 | 3.34 | 1.8 | 8.5 | 7
Live | 217395870 |  | 9.8 | 16 | 34247 | 34629 | 32600 | 2.7 | 2.28 | 40992 | 3.46 | 1.82 | 8.5 | 7
Live | 217394933 |  | 9.8 | 16 | 34710 | 34629 | 32400 | 2.7 | 2.33 | 40768 | 3.57 | 1.82 | 8.5 | 7
Live | 217395394 |  | 9.8 | 15 | 34015 | 34958 | 32800 | 2.7 | 2.26 | 41216 | 3.42 | 1.82 | 8.5 | 7
Live | 217396803 |  | 10 | 16.5 | 34941 | 34299 | 32200 | 2.75 | 2.38 | 40320 | 3.65 | 1.98 | 9 | 7.5
Live | 217398093 |  | 9.8 | 16 | 33553 | 34958 | 33200 | 2.7 | 2.18 | 41664 | 3.29 | 1.78 | 8.5 | 7
Live | 217397648 |  | 10 | 16 | 34941 | 34629 | 32200 | 2.75 | 2.38 | 40320 | 3.65 | 1.98 | 9 | 7.5
Live | 217396346 |  | 9.8 | 15.5 | 34247 | 34958 | 33000 | 2.7 | 2.28 | 41664 | 3.52 | 1.8 | 8.5 | 7
Live | 217397266 |  | 9.5 | 14.5 | 33553 | 34958 | 33000 | 2.62 | 2.21 | 41440 | 3.34 | 1.8 | 8.5 | 7
Live | 217395869 |  | 9.8 | 16 | 34247 | 34629 | 32600 | 2.7 | 2.28 | 40992 | 3.46 | 1.82 | 8.5 | 7
Live | 217394932 |  | 9.8 | 16 | 34710 | 34629 | 32400 | 2.7 | 2.33 | 40768 | 3.57 | 1.82 | 8.5 | 7
Live | 217395393 |  | 9.8 | 15 | 34015 | 34958 | 32800 | 2.7 | 2.26 | 41216 | 3.42 | 1.82 | 8.5 | 7
Live | 217396802 |  | 10 | 16.5 | 34941 | 34299 | 32200 | 2.75 | 2.38 | 40320 | 3.65 | 1.98 | 9 | 7.5
Live | 217397265 |  | 9.5 | 14.5 | 33553 | 34958 | 33000 | 2.62 | 2.21 | 41440 | 3.34 | 1.8 | 8.5 | 7
Live | 217397647 |  | 10 | 16 | 34941 | 34629 | 32200 | 2.75 | 2.38 | 40320 | 3.65 | 1.98 | 9 | 7.5
Live | 217398092 |  | 9.8 | 16 | 33321 | 34958 | 33200 | 2.7 | 2.16 | 41664 | 3.26 | 1.78 | 8.5 | 7
Live | 217397264 |  | 9.5 | 14.5 | 33553 | 34958 | 33000 | 2.62 | 2.21 | 41440 | 3.34 | 1.8 | 8.5 | 7
Live | 217394931 |  | 9.8 | 16 | 34710 | 34629 | 32400 | 2.7 | 2.33 | 40768 | 3.57 | 1.82 | 8.5 | 7
Live | 217395868 |  | 9.8 | 16 | 34247 | 34629 | 32600 | 2.7 | 2.28 | 40992 | 3.46 | 1.82 | 8.5 | 7
Live | 217396345 |  | 9.8 | 15.5 | 34247 | 34958 | 33000 | 2.7 | 2.28 | 41664 | 3.52 | 1.8 | 8.5 | 7
Live | 217395392 |  | 9.8 | 15 | 34015 | 34958 | 32800 | 2.7 | 2.26 | 41216 | 3.42 | 1.82 | 8.5 | 7
Live | 217396801 |  | 10 | 16.5 | 34710 | 34299 | 32200 | 2.76 | 2.37 | 40320 | 3.6 | 1.96 | 9 | 7.5
Live | 217397646 |  | 10 | 16 | 34941 | 34629 | 32200 | 2.75 | 2.38 | 40320 | 3.65 | 1.98 | 9 | 7.5
Live | 217397263 |  | 9.5 | 14.5 | 33553 | 34958 | 33000 | 2.62 | 2.21 | 41440 | 3.34 | 1.8 | 8.5 | 7
Live | 217395391 |  | 9.8 | 15 | 34015 | 34958 | 32800 | 2.7 | 2.26 | 41216 | 3.42 | 1.82 | 8.5 | 7
Live | 217395867 |  | 9.8 | 16 | 34247 | 34629 | 32600 | 2.7 | 2.28 | 40992 | 3.46 | 1.82 | 8.5 | 7
Live | 217394930 |  | 9.8 | 16 | 34710 | 34629 | 32400 | 2.7 | 2.33 | 40768 | 3.57 | 1.82 | 8.5 | 7
Live | 217396344 |  | 9.8 | 15.5 | 34247 | 34958 | 33000 | 2.7 | 2.28 | 41664 | 3.52 | 1.8 | 8.5 | 7
Live | 217398091 |  | 9.8 | 16 | 33321 | 34958 | 33200 | 2.7 | 2.16 | 41664 | 3.26 | 1.78 | 8.5 | 7
Live | 217397645 |  | 10 | 16 | 34941 | 34629 | 32200 | 2.75 | 2.38 | 40320 | 3.65 | 1.98 | 9 | 7.5
Live | 217396800 |  | 10 | 16.5 | 34710 | 34299 | 32200 | 2.76 | 2.37 | 40320 | 3.6 | 1.96 | 9 | 7.5
Live | 217395390 |  | 9.8 | 15 | 34015 | 34958 | 32800 | 2.7 | 2.26 | 41216 | 3.42 | 1.82 | 8.5 | 7
Live | 217394929 |  | 9.8 | 16 | 34478 | 34629 | 32400 | 2.7 | 2.33 | 40768 | 3.55 | 1.84 | 8.5 | 7
Live | 217398090 |  | 9.8 | 16 | 33321 | 34958 | 33200 | 2.7 | 2.16 | 41664 | 3.26 | 1.78 | 8.5 | 7
Live | 217397262 |  | 9.5 | 14.5 | 33553 | 34958 | 33000 | 2.62 | 2.21 | 41440 | 3.34 | 1.8 | 8.5 | 7
Live | 217395866 |  | 9.8 | 16 | 34247 | 34629 | 32600 | 2.7 | 2.28 | 40992 | 3.46 | 1.82 | 8.5 | 7
Live | 217396343 |  | 9.8 | 15.5 | 34247 | 34958 | 33000 | 2.7 | 2.28 | 41664 | 3.52 | 1.8 | 8.5 | 7
Live | 217398089 |  | 9.8 | 16 | 33321 | 34958 | 33200 | 2.7 | 2.16 | 41664 | 3.26 | 1.78 | 8.5 | 7
Live | 217395389 |  | 9.8 | 15 | 34015 | 34958 | 32800 | 2.7 | 2.26 | 41216 | 3.42 | 1.82 | 8.5 | 7
Live | 217397261 |  | 9.5 | 15.5 | 34710 | 35288 | 32800 | 2.62 | 2.26 | 41216 | 3.56 | 1.92 | 9 | 7.5
Live | 217394928 |  | 9.8 | 16 | 34478 | 34629 | 32400 | 2.7 | 2.33 | 40768 | 3.55 | 1.84 | 8.5 | 7
Live | 217397644 |  | 10 | 16 | 34941 | 34629 | 32200 | 2.75 | 2.38 | 40320 | 3.65 | 1.98 | 9 | 7.5
Live | 217396799 |  | 10 | 16.5 | 34710 | 34299 | 32200 | 2.76 | 2.37 | 40320 | 3.6 | 1.96 | 9 | 7.5
Live | 217398088 |  | 9.8 | 16 | 33321 | 34958 | 33200 | 2.7 | 2.16 | 41664 | 3.26 | 1.78 | 8.5 | 7
Live | 217395388 |  | 9.8 | 15.2 | 35404 | 34958 | 32400 | 2.7 | 2.35 | 40768 | 3.69 | 1.86 | 8.5 | 7.5
Live | 217395865 |  | 9.8 | 15.5 | 34247 | 34629 | 32600 | 2.7 | 2.3 | 40992 | 3.5 | 1.8 | 8.5 | 7
Live | 217397260 |  | 9.5 | 15.5 | 34710 | 35288 | 32800 | 2.62 | 2.26 | 41216 | 3.56 | 1.92 | 9 | 7.5
Live | 217396798 |  | 10 | 16.5 | 34710 | 34299 | 32200 | 2.76 | 2.37 | 40320 | 3.6 | 1.96 | 9 | 7.5
Live | 217394927 |  | 9.8 | 16 | 34478 | 34629 | 32400 | 2.7 | 2.33 | 40768 | 3.55 | 1.84 | 8.5 | 7
Live | 217396342 |  | 9.8 | 15.5 | 34247 | 34958 | 33000 | 2.7 | 2.28 | 41664 | 3.52 | 1.8 | 8.5 | 7
Live | 217397643 |  | 10 | 16 | 34941 | 34629 | 32200 | 2.75 | 2.38 | 40320 | 3.65 | 1.98 | 9 | 7.5
Live | 217395387 |  | 9.8 | 15.2 | 35404 | 34958 | 32400 | 2.7 | 2.35 | 40768 | 3.69 | 1.86 | 8.5 | 7.5
Live | 217398087 |  | 9.8 | 16 | 33321 | 34958 | 33200 | 2.7 | 2.16 | 41664 | 3.26 | 1.78 | 8.5 | 7
Live | 217396797 |  | 10 | 16.5 | 34710 | 34299 | 32200 | 2.76 | 2.37 | 40320 | 3.6 | 1.96 | 9 | 7.5
Live | 217397259 |  | 9.5 | 15.5 | 34710 | 35288 | 32800 | 2.62 | 2.26 | 41216 | 3.56 | 1.92 | 9 | 7.5
Live | 217395864 |  | 9.8 | 15.5 | 34247 | 34629 | 32600 | 2.7 | 2.3 | 40992 | 3.5 | 1.8 | 8.5 | 7
Live | 217395386 |  | 9.8 | 15.2 | 35404 | 34958 | 32400 | 2.7 | 2.35 | 40768 | 3.69 | 1.86 | 8.5 | 7.5
Live | 217394926 |  | 9.8 | 16 | 34478 | 34629 | 32400 | 2.7 | 2.33 | 40768 | 3.55 | 1.84 | 8.5 | 7
Live | 217397642 |  | 10 | 16 | 34941 | 34629 | 32200 | 2.75 | 2.38 | 40320 | 3.65 | 1.98 | 9 | 7.5
Live | 217396341 |  | 9.5 | 15.2 | 33553 | 34958 | 33000 | 2.62 | 2.24 | 41888 | 3.4 | 1.78 | 8.5 | 7
Live | 217398086 |  | 9.8 | 16 | 33321 | 34958 | 33200 | 2.7 | 2.16 | 41664 | 3.26 | 1.78 | 8.5 | 7
Live | 217395863 |  | 9.8 | 15.5 | 34247 | 34629 | 32600 | 2.7 | 2.3 | 40992 | 3.5 | 1.8 | 8.5 | 7
Live | 217397258 |  | 9.5 | 15.5 | 34710 | 35288 | 32800 | 2.62 | 2.26 | 41216 | 3.56 | 1.92 | 9 | 7.5
Live | 217395385 |  | 9.8 | 15.2 | 35404 | 34958 | 32400 | 2.7 | 2.35 | 40768 | 3.69 | 1.86 | 8.5 | 7.5
Live | 217396340 |  | 9.5 | 15.2 | 33553 | 34958 | 33000 | 2.62 | 2.24 | 41888 | 3.4 | 1.78 | 8.5 | 7
Live | 217394925 |  | 9.8 | 16 | 34478 | 34629 | 32400 | 2.7 | 2.33 | 40768 | 3.55 | 1.84 | 8.5 | 7
Live | 217397641 |  | 10 | 16 | 34478 | 34629 | 32200 | 2.75 | 2.35 | 40320 | 3.56 | 1.96 | 9 | 7.5
Live | 217396796 |  | 10 | 16.5 | 34710 | 34299 | 32200 | 2.76 | 2.37 | 40320 | 3.6 | 1.96 | 9 | 7.5
Live | 217398085 |  | 9.8 | 16 | 33321 | 34958 | 33200 | 2.7 | 2.16 | 41664 | 3.26 | 1.78 | 8.5 | 7
Live | 217397257 |  | 9.5 | 15.5 | 34710 | 35288 | 32800 | 2.62 | 2.26 | 41216 | 3.56 | 1.92 | 9 | 7.5
Live | 217395384 |  | 9.8 | 15.2 | 35404 | 34958 | 32400 | 2.7 | 2.35 | 40768 | 3.69 | 1.86 | 8.5 | 7.5
Live | 217395862 |  | 9.8 | 15.5 | 34247 | 34629 | 32600 | 2.7 | 2.3 | 40992 | 3.5 | 1.8 | 8.5 | 7
Live | 217396339 |  | 9.5 | 15.2 | 33553 | 34958 | 33000 | 2.62 | 2.24 | 41888 | 3.4 | 1.78 | 8.5 | 7
Live | 217394924 |  | 9.8 | 16 | 34478 | 34629 | 32400 | 2.7 | 2.33 | 40768 | 3.55 | 1.84 | 8.5 | 7
Live | 217397640 |  | 10 | 16 | 34478 | 34629 | 32200 | 2.75 | 2.35 | 40320 | 3.56 | 1.96 | 9 | 7.5
Live | 217396795 |  | 10 | 16.5 | 34710 | 34299 | 32200 | 2.76 | 2.37 | 40320 | 3.6 | 1.96 | 9 | 7.5
Live | 217398084 |  | 9.8 | 16 | 33090 | 35288 | 33200 | 2.7 | 2.14 | 41664 | 3.21 | 1.78 | 8.5 | 7
Live | 217397256 |  | 9.5 | 15.5 | 34710 | 35288 | 32800 | 2.62 | 2.26 | 41216 | 3.56 | 1.92 | 9 | 7.5
Live | 217396338 |  | 9.5 | 15.2 | 33553 | 34958 | 33000 | 2.62 | 2.24 | 41888 | 3.4 | 1.78 | 8.5 | 7
Live | 217395861 |  | 9.8 | 15.5 | 34247 | 34629 | 32600 | 2.7 | 2.3 | 40992 | 3.5 | 1.8 | 8.5 | 7
Live | 217395383 |  | 9.8 | 15.2 | 35404 | 34958 | 32400 | 2.7 | 2.35 | 40768 | 3.69 | 1.86 | 8.5 | 7.5
Live | 217398083 |  | 9.8 | 16 | 33090 | 35288 | 33200 | 2.7 | 2.14 | 41664 | 3.21 | 1.78 | 8.5 | 7
Live | 217394923 |  | 9.8 | 16 | 34478 | 34629 | 32400 | 2.7 | 2.33 | 40768 | 3.55 | 1.84 | 8.5 | 7
Live | 217396794 |  | 10 | 16.5 | 34710 | 34299 | 32200 | 2.76 | 2.37 | 40320 | 3.6 | 1.96 | 9 | 7.5
Live | 217397639 |  | 10 | 16 | 34478 | 34629 | 32200 | 2.75 | 2.35 | 40320 | 3.56 | 1.96 | 9 | 7.5
Live | 217397255 |  | 9.5 | 15.5 | 34710 | 35288 | 32800 | 2.62 | 2.26 | 41216 | 3.56 | 1.92 | 9 | 7.5
Live | 217396337 |  | 9.5 | 15.2 | 33553 | 34958 | 33000 | 2.62 | 2.24 | 41888 | 3.4 | 1.78 | 8.5 | 7
Live | 217395860 |  | 9.8 | 15.5 | 34247 | 34629 | 32600 | 2.7 | 2.3 | 40992 | 3.5 | 1.8 | 8.5 | 7
Live | 217395382 |  | 9.8 | 15.2 | 35404 | 34958 | 32400 | 2.7 | 2.35 | 40768 | 3.69 | 1.86 | 8.5 | 7.5
Live | 217398082 |  | 9.8 | 16 | 33090 | 35288 | 33200 | 2.7 | 2.14 | 41664 | 3.21 | 1.78 | 8.5 | 7
Live | 217394922 |  | 9.8 | 16 | 34478 | 34629 | 32400 | 2.7 | 2.33 | 40768 | 3.55 | 1.84 | 8.5 | 7
Live | 217397638 |  | 10 | 16 | 34478 | 34629 | 32200 | 2.75 | 2.35 | 40320 | 3.56 | 1.96 | 9 | 7.5
Live | 217396793 |  | 10 | 16 | 35172 | 34629 | 32200 | 2.76 | 2.38 | 40320 | 3.67 | 1.98 | 9 | 7.5
Live | 217397254 |  | 9.5 | 15.5 | 34710 | 35288 | 32800 | 2.62 | 2.26 | 41216 | 3.56 | 1.92 | 9 | 7.5
Live | 217398081 |  | 9.8 | 16 | 33090 | 35288 | 33200 | 2.7 | 2.14 | 41664 | 3.21 | 1.78 | 8.5 | 7
Live | 217394921 |  | 9.8 | 16 | 34247 | 34629 | 32400 | 2.7 | 2.31 | 40768 | 3.52 | 1.82 | 8.5 | 7
Live | 217395859 |  | 9.8 | 15.5 | 34247 | 34629 | 32600 | 2.7 | 2.3 | 40992 | 3.5 | 1.8 | 8.5 | 7
Live | 217396336 |  | 9.5 | 15.2 | 33553 | 34958 | 33000 | 2.62 | 2.24 | 41888 | 3.4 | 1.78 | 8.5 | 7
Live | 217395381 |  | 9.8 | 15.2 | 35404 | 34958 | 32400 | 2.7 | 2.35 | 40768 | 3.69 | 1.86 | 8.5 | 7.5
Live | 217397253 |  | 9.5 | 14.5 | 33553 | 34958 | 33000 | 2.62 | 2.19 | 41440 | 3.32 | 1.8 | 8.5 | 7
Live | 217394920 |  | 9.8 | 16 | 34247 | 34629 | 32400 | 2.7 | 2.31 | 40768 | 3.52 | 1.82 | 8.5 | 7
Live | 217395380 |  | 9.8 | 15 | 35635 | 34958 | 32400 | 2.7 | 2.35 | 40768 | 3.73 | 1.86 | 8.5 | 7.5
Live | 217396792 |  | 10 | 16 | 35172 | 34629 | 32200 | 2.76 | 2.38 | 40320 | 3.67 | 1.98 | 9 | 7.5
Live | 217397637 |  | 10 | 16 | 34478 | 34629 | 32200 | 2.75 | 2.35 | 40320 | 3.56 | 1.96 | 9 | 7.5
Live | 217396335 |  | 9.5 | 15.2 | 33553 | 34958 | 33000 | 2.62 | 2.24 | 41888 | 3.4 | 1.78 | 8.5 | 7
Live | 217398080 |  | 9.8 | 16 | 33090 | 35288 | 33200 | 2.7 | 2.14 | 41664 | 3.21 | 1.78 | 8.5 | 7
Live | 217395858 |  | 9.8 | 15.5 | 34247 | 34629 | 32600 | 2.7 | 2.3 | 40992 | 3.5 | 1.8 | 8.5 | 7
Live | 217397252 |  | 9.5 | 14.5 | 33553 | 34958 | 33000 | 2.62 | 2.19 | 41440 | 3.32 | 1.8 | 8.5 | 7
Live | 217396791 |  | 10 | 16 | 35172 | 34629 | 32200 | 2.76 | 2.38 | 40320 | 3.67 | 1.98 | 9 | 7.5
Live | 217395379 |  | 9.8 | 15 | 35635 | 34958 | 32400 | 2.7 | 2.35 | 40768 | 3.73 | 1.86 | 8.5 | 7.5
Live | 217394919 |  | 9.8 | 16 | 34247 | 34629 | 32400 | 2.7 | 2.31 | 40768 | 3.52 | 1.82 | 8.5 | 7
Live | 217397636 |  | 10 | 16 | 34478 | 34629 | 32200 | 2.75 | 2.35 | 40320 | 3.56 | 1.96 | 9 | 7.5
Live | 217396334 |  | 9.5 | 15.2 | 33553 | 34958 | 33000 | 2.62 | 2.24 | 41888 | 3.4 | 1.78 | 8.5 | 7
Live | 217398079 |  | 9.8 | 16 | 33090 | 35288 | 33200 | 2.7 | 2.14 | 41664 | 3.21 | 1.78 | 8.5 | 7
Live | 217395857 |  | 9.8 | 16 | 34247 | 34629 | 32600 | 2.7 | 2.28 | 41216 | 3.46 | 1.82 | 8.5 | 7
Live | 217397251 |  | 9.5 | 14.5 | 33553 | 34958 | 33000 | 2.62 | 2.19 | 41440 | 3.32 | 1.8 | 8.5 | 7
Live | 217396790 |  | 10 | 16 | 35172 | 34629 | 32200 | 2.76 | 2.38 | 40320 | 3.67 | 1.98 | 9 | 7.5
Live | 217395378 |  | 9.8 | 15 | 35635 | 34958 | 32400 | 2.7 | 2.35 | 40768 | 3.73 | 1.86 | 8.5 | 7.5
Live | 217394918 |  | 9.8 | 16 | 34247 | 34629 | 32400 | 2.7 | 2.31 | 40768 | 3.52 | 1.82 | 8.5 | 7
Live | 217396333 |  | 9.5 | 14.5 | 33553 | 34958 | 33200 | 2.62 | 2.23 | 41888 | 3.35 | 1.78 | 8.5 | 7
Live | 217397635 |  | 10 | 16 | 34478 | 34629 | 32200 | 2.75 | 2.35 | 40320 | 3.56 | 1.96 | 9 | 7.5
Live | 217398078 |  | 9.8 | 16 | 33090 | 35288 | 33200 | 2.7 | 2.14 | 41664 | 3.21 | 1.78 | 8.5 | 7
Live | 217397250 |  | 9.5 | 14.5 | 33553 | 34958 | 33000 | 2.62 | 2.19 | 41440 | 3.32 | 1.8 | 8.5 | 7
Live | 217396789 |  | 10 | 16 | 35172 | 34629 | 32200 | 2.76 | 2.38 | 40320 | 3.67 | 1.98 | 9 | 7.5
Live | 217395377 |  | 9.8 | 15 | 35635 | 34958 | 32400 | 2.7 | 2.35 | 40768 | 3.73 | 1.86 | 8.5 | 7.5
Live | 217394917 |  | 9.8 | 16 | 34247 | 34629 | 32400 | 2.7 | 2.31 | 40768 | 3.52 | 1.82 | 8.5 | 7
Live | 217395856 |  | 9.8 | 16 | 34247 | 34629 | 32600 | 2.7 | 2.28 | 41216 | 3.46 | 1.82 | 8.5 | 7
Live | 217396332 |  | 9.5 | 14.5 | 33553 | 34958 | 33200 | 2.62 | 2.23 | 41888 | 3.35 | 1.78 | 8.5 | 7
Live | 217395376 |  | 9.8 | 15 | 35635 | 34958 | 32400 | 2.7 | 2.35 | 40768 | 3.73 | 1.86 | 8.5 | 7.5
Live | 217398077 |  | 9.8 | 16 | 33090 | 35288 | 33200 | 2.7 | 2.14 | 41664 | 3.21 | 1.78 | 8.5 | 7
Live | 217397249 |  | 9.5 | 14.5 | 33553 | 34958 | 33000 | 2.62 | 2.19 | 41440 | 3.32 | 1.8 | 8.5 | 7
Live | 217397634 |  | 10 | 16 | 34478 | 34629 | 32200 | 2.75 | 2.35 | 40320 | 3.56 | 1.96 | 9 | 7.5
Live | 217394916 |  | 9.8 | 16 | 34247 | 34629 | 32400 | 2.7 | 2.31 | 40768 | 3.52 | 1.82 | 8.5 | 7
Live | 217395855 |  | 9.8 | 16 | 34247 | 34629 | 32600 | 2.7 | 2.28 | 41216 | 3.46 | 1.82 | 8.5 | 7
Live | 217396331 |  | 9.5 | 14.5 | 33553 | 34958 | 33200 | 2.62 | 2.23 | 41888 | 3.35 | 1.78 | 8.5 | 7
Live | 217395375 |  | 9.8 | 15 | 35635 | 34958 | 32400 | 2.7 | 2.35 | 40768 | 3.73 | 1.86 | 8.5 | 7.5
Live | 217396788 |  | 10 | 16 | 35172 | 34629 | 32200 | 2.76 | 2.38 | 40320 | 3.67 | 1.98 | 9 | 7.5
Live | 217397248 |  | 9.5 | 14.5 | 33553 | 34958 | 33000 | 2.62 | 2.19 | 41440 | 3.32 | 1.8 | 8.5 | 7
Live | 217394915 |  | 9.8 | 16 | 34247 | 34629 | 32400 | 2.7 | 2.31 | 40768 | 3.52 | 1.82 | 8.5 | 7
Live | 217397633 |  | 10 | 16.5 | 34710 | 34299 | 32200 | 2.76 | 2.37 | 40320 | 3.58 | 1.96 | 9 | 7.5
Live | 217398076 |  | 9.8 | 16 | 33553 | 34958 | 33200 | 2.7 | 2.18 | 41664 | 3.29 | 1.78 | 8.5 | 7
Live | 217395854 |  | 9.8 | 16 | 34247 | 34629 | 32600 | 2.7 | 2.28 | 41216 | 3.46 | 1.82 | 8.5 | 7
Live | 217396330 |  | 9.5 | 14.5 | 33553 | 34958 | 33200 | 2.62 | 2.23 | 41888 | 3.35 | 1.78 | 8.5 | 7
Live | 217395374 |  | 9.8 | 15 | 35635 | 34958 | 32400 | 2.7 | 2.35 | 40768 | 3.73 | 1.86 | 8.5 | 7.5
Live | 217397247 |  | 9.5 | 14.5 | 33553 | 34958 | 33000 | 2.62 | 2.19 | 41440 | 3.32 | 1.8 | 8.5 | 7
Live | 217396787 |  | 10 | 16 | 35172 | 34629 | 32200 | 2.76 | 2.38 | 40320 | 3.67 | 1.98 | 9 | 7.5
Live | 217394914 |  | 9.8 | 16 | 34247 | 34629 | 32400 | 2.7 | 2.31 | 40768 | 3.52 | 1.82 | 8.5 | 7
Live | 217395373 |  | 9.8 | 15 | 35635 | 34958 | 32400 | 2.7 | 2.35 | 40768 | 3.73 | 1.86 | 8.5 | 7.5
Live | 217398075 |  | 9.8 | 16 | 33553 | 34958 | 33200 | 2.7 | 2.18 | 41664 | 3.29 | 1.78 | 8.5 | 7
Live | 217397632 |  | 10 | 16.5 | 34710 | 34299 | 32200 | 2.76 | 2.37 | 40320 | 3.58 | 1.96 | 9 | 7.5
Live | 217395853 |  | 9.8 | 16 | 34247 | 34629 | 32600 | 2.7 | 2.28 | 41216 | 3.46 | 1.82 | 8.5 | 7
Live | 217396329 |  | 9.5 | 14.5 | 33553 | 34958 | 33200 | 2.62 | 2.23 | 41888 | 3.35 | 1.78 | 8.5 | 7
Live | 217397246 |  | 9.5 | 14.5 | 33553 | 34958 | 33000 | 2.62 | 2.19 | 41440 | 3.32 | 1.8 | 8.5 | 7
Live | 217395372 |  | 9.8 | 16 | 34478 | 34629 | 32400 | 2.7 | 2.33 | 40768 | 3.57 | 1.82 | 8.5 | 7
Live | 217394913 |  | 9.8 | 16 | 34478 | 34629 | 32400 | 2.7 | 2.33 | 40768 | 3.55 | 1.84 | 8.5 | 7
Live | 217396786 |  | 10 | 16 | 35172 | 34629 | 32200 | 2.76 | 2.38 | 40320 | 3.67 | 1.98 | 9 | 7.5
Live | 217395852 |  | 9.8 | 16 | 34247 | 34629 | 32600 | 2.7 | 2.28 | 41216 | 3.46 | 1.82 | 8.5 | 7
Live | 217398074 |  | 9.8 | 16 | 33553 | 34958 | 33200 | 2.7 | 2.18 | 41664 | 3.29 | 1.78 | 8.5 | 7
Live | 217396328 |  | 9.5 | 14.5 | 33553 | 34958 | 33200 | 2.62 | 2.23 | 41888 | 3.35 | 1.78 | 8.5 | 7
Live | 217397631 |  | 10 | 16.5 | 34710 | 34299 | 32200 | 2.76 | 2.37 | 40320 | 3.58 | 1.96 | 9 | 7.5
Live | 217397245 |  | 9.8 | 16 | 34015 | 34958 | 32800 | 2.7 | 2.24 | 41216 | 3.4 | 1.8 | 8.5 | 7.5
Live | 217394912 |  | 9.8 | 16 | 34478 | 34629 | 32400 | 2.7 | 2.33 | 40768 | 3.55 | 1.84 | 8.5 | 7
Live | 217395371 |  | 9.8 | 16 | 34478 | 34629 | 32400 | 2.7 | 2.33 | 40768 | 3.57 | 1.82 | 8.5 | 7
Live | 217396785 |  | 10 | 16 | 34478 | 34629 | 32200 | 2.75 | 2.35 | 40320 | 3.56 | 1.98 | 9 | 7.5
Live | 217395851 |  | 9.8 | 16 | 34247 | 34629 | 32600 | 2.7 | 2.28 | 41216 | 3.46 | 1.82 | 8.5 | 7
Live | 217396327 |  | 9.5 | 14.5 | 33553 | 34958 | 33200 | 2.62 | 2.23 | 41888 | 3.35 | 1.78 | 8.5 | 7
Live | 217398073 |  | 9.8 | 16 | 33553 | 34958 | 33200 | 2.7 | 2.18 | 41664 | 3.29 | 1.78 | 8.5 | 7
Live | 217397244 |  | 9.8 | 16 | 34015 | 34958 | 32800 | 2.7 | 2.24 | 41216 | 3.4 | 1.8 | 8.5 | 7.5
Live | 217397630 |  | 10 | 16.5 | 34710 | 34299 | 32200 | 2.76 | 2.37 | 40320 | 3.58 | 1.96 | 9 | 7.5
Live | 217394911 |  | 9.8 | 16 | 34478 | 34629 | 32400 | 2.7 | 2.33 | 40768 | 3.55 | 1.84 | 8.5 | 7
Live | 217396784 |  | 10 | 16 | 34478 | 34629 | 32200 | 2.75 | 2.35 | 40320 | 3.56 | 1.98 | 9 | 7.5
Live | 217395370 |  | 9.8 | 16 | 34478 | 34629 | 32400 | 2.7 | 2.33 | 40768 | 3.57 | 1.82 | 8.5 | 7
Live | 217396326 |  | 9.5 | 14.5 | 33553 | 34958 | 33200 | 2.62 | 2.23 | 41888 | 3.35 | 1.78 | 8.5 | 7
Live | 217395850 |  | 9.8 | 16 | 34247 | 34629 | 32600 | 2.7 | 2.28 | 41216 | 3.46 | 1.82 | 8.5 | 7
Live | 217398072 |  | 9.8 | 16 | 33553 | 34958 | 33200 | 2.7 | 2.18 | 41664 | 3.29 | 1.78 | 8.5 | 7
Live | 217397243 |  | 9.8 | 16 | 34015 | 34958 | 32800 | 2.7 | 2.24 | 41216 | 3.4 | 1.8 | 8.5 | 7.5
Live | 217395369 |  | 9.8 | 16 | 34478 | 34629 | 32400 | 2.7 | 2.33 | 40768 | 3.57 | 1.82 | 8.5 | 7
Live | 217394910 |  | 9.8 | 16 | 34478 | 34629 | 32400 | 2.7 | 2.33 | 40768 | 3.55 | 1.84 | 8.5 | 7
Live | 217397629 |  | 10 | 16.5 | 34710 | 34299 | 32200 | 2.76 | 2.37 | 40320 | 3.58 | 1.96 | 9 | 7.5
Live | 217396783 |  | 10 | 16 | 34478 | 34629 | 32200 | 2.75 | 2.35 | 40320 | 3.56 | 1.98 | 9 | 7.5
Live | 217395849 |  | 9.8 | 15.2 | 34478 | 34958 | 32600 | 2.7 | 2.28 | 41216 | 3.5 | 1.8 | 8.5 | 7
Live | 217398071 |  | 9.8 | 16 | 33553 | 34958 | 33200 | 2.7 | 2.18 | 41664 | 3.29 | 1.78 | 8.5 | 7
Live | 217396325 |  | 9.5 | 15 | 33784 | 35288 | 33000 | 2.62 | 2.24 | 41888 | 3.42 | 1.78 | 8.5 | 7
Live | 217394909 |  | 9.8 | 16 | 34478 | 34629 | 32400 | 2.7 | 2.33 | 40768 | 3.55 | 1.84 | 8.5 | 7
Live | 217397242 |  | 9.8 | 16 | 34015 | 34958 | 32800 | 2.7 | 2.24 | 41216 | 3.4 | 1.8 | 8.5 | 7.5
Live | 217395368 |  | 9.8 | 16 | 34478 | 34629 | 32400 | 2.7 | 2.33 | 40768 | 3.57 | 1.82 | 8.5 | 7
Live | 217397628 |  | 10 | 16.5 | 34710 | 34299 | 32200 | 2.76 | 2.37 | 40320 | 3.58 | 1.96 | 9 | 7.5
Live | 217396324 |  | 9.5 | 15 | 33784 | 35288 | 33000 | 2.62 | 2.24 | 41888 | 3.42 | 1.78 | 8.5 | 7
Live | 217395848 |  | 9.8 | 15.2 | 34478 | 34958 | 32600 | 2.7 | 2.28 | 41216 | 3.5 | 1.8 | 8.5 | 7
Live | 217398070 |  | 9.8 | 16 | 33553 | 34958 | 33200 | 2.7 | 2.18 | 41664 | 3.29 | 1.78 | 8.5 | 7
Live | 217396782 |  | 10 | 16 | 34478 | 34629 | 32200 | 2.75 | 2.35 | 40320 | 3.56 | 1.98 | 9 | 7.5
Live | 217397241 |  | 9.8 | 16 | 34015 | 34958 | 32800 | 2.7 | 2.24 | 41216 | 3.4 | 1.8 | 8.5 | 7.5
Live | 217394908 |  | 9.8 | 16 | 34478 | 34629 | 32400 | 2.7 | 2.33 | 40768 | 3.55 | 1.84 | 8.5 | 7
Live | 217395367 |  | 9.8 | 16 | 34478 | 34629 | 32400 | 2.7 | 2.33 | 40768 | 3.57 | 1.82 | 8.5 | 7
Live | 217396323 |  | 9.5 | 15 | 33784 | 35288 | 33000 | 2.62 | 2.24 | 41888 | 3.42 | 1.78 | 8.5 | 7
Live | 217398069 |  | 9.8 | 16 | 33553 | 34958 | 33200 | 2.7 | 2.18 | 41664 | 3.29 | 1.78 | 8.5 | 7
Live | 217397627 |  | 10 | 16.5 | 34710 | 34299 | 32200 | 2.76 | 2.37 | 40320 | 3.58 | 1.96 | 9 | 7.5
Live | 217395847 |  | 9.8 | 15.2 | 34478 | 34958 | 32600 | 2.7 | 2.28 | 41216 | 3.5 | 1.8 | 8.5 | 7
Live | 217397240 |  | 9.8 | 16 | 34015 | 34958 | 32800 | 2.7 | 2.24 | 41216 | 3.4 | 1.8 | 8.5 | 7.5
Live | 217394907 |  | 9.8 | 16 | 34478 | 34629 | 32400 | 2.7 | 2.33 | 40768 | 3.55 | 1.84 | 8.5 | 7
Live | 217396781 |  | 10 | 16 | 34478 | 34629 | 32200 | 2.75 | 2.35 | 40320 | 3.56 | 1.98 | 9 | 7.5
Live | 217395366 |  | 9.8 | 16 | 34478 | 34629 | 32400 | 2.7 | 2.33 | 40768 | 3.57 | 1.82 | 8.5 | 7
Live | 217396322 |  | 9.5 | 15 | 33784 | 35288 | 33000 | 2.62 | 2.24 | 41888 | 3.42 | 1.78 | 8.5 | 7
Live | 217397239 |  | 9.8 | 16 | 34015 | 34958 | 32800 | 2.7 | 2.24 | 41216 | 3.4 | 1.8 | 8.5 | 7.5
Live | 217398068 |  | 9.5 | 16 | 33321 | 34958 | 33200 | 2.62 | 2.16 | 41664 | 3.26 | 1.78 | 8.5 | 7
Live | 217394906 |  | 9.8 | 16 | 34478 | 34629 | 32400 | 2.7 | 2.33 | 40768 | 3.55 | 1.84 | 8.5 | 7
Live | 217396780 |  | 10 | 16 | 34478 | 34629 | 32200 | 2.75 | 2.35 | 40320 | 3.56 | 1.98 | 9 | 7.5
Live | 217395846 |  | 9.8 | 15.2 | 34478 | 34958 | 32600 | 2.7 | 2.28 | 41216 | 3.5 | 1.8 | 8.5 | 7
Live | 217397626 |  | 10 | 16.5 | 34710 | 34299 | 32200 | 2.76 | 2.37 | 40320 | 3.58 | 1.96 | 9 | 7.5
Live | 217395365 |  | 9.8 | 16 | 34478 | 34629 | 32400 | 2.7 | 2.33 | 40768 | 3.57 | 1.82 | 8.5 | 7
Live | 217396321 |  | 9.5 | 15 | 33784 | 35288 | 33000 | 2.62 | 2.24 | 41888 | 3.42 | 1.78 | 8.5 | 7
Live | 217398067 |  | 9.5 | 16 | 33321 | 34958 | 33200 | 2.62 | 2.16 | 41664 | 3.26 | 1.78 | 8.5 | 7
Live | 217397238 |  | 9.8 | 16 | 34015 | 34958 | 32800 | 2.7 | 2.24 | 41216 | 3.4 | 1.8 | 8.5 | 7.5
Live | 217394905 |  | 9.8 | 15.2 | 34015 | 34629 | 32600 | 2.7 | 2.31 | 40992 | 3.48 | 1.82 | 8.5 | 7
Live | 217396779 |  | 10 | 16 | 34478 | 34629 | 32200 | 2.75 | 2.35 | 40320 | 3.56 | 1.98 | 9 | 7.5
Live | 217397237 |  | 9.8 | 16.5 | 34015 | 34958 | 32800 | 2.7 | 2.24 | 41216 | 3.44 | 1.8 | 8.5 | 7.5
Live | 217398066 |  | 9.5 | 16 | 33321 | 34958 | 33200 | 2.62 | 2.16 | 41664 | 3.26 | 1.78 | 8.5 | 7
Live | 217395364 |  | 10 | 16 | 34478 | 34629 | 32400 | 2.75 | 2.33 | 40768 | 3.55 | 1.82 | 8.5 | 7
Live | 217396320 |  | 9.5 | 15 | 33784 | 35288 | 33000 | 2.62 | 2.24 | 41888 | 3.42 | 1.78 | 8.5 | 7
Live | 217395845 |  | 9.8 | 15.2 | 34478 | 34958 | 32600 | 2.7 | 2.28 | 41216 | 3.5 | 1.8 | 8.5 | 7
Live | 217397625 |  | 10 | 16.5 | 34941 | 34299 | 32200 | 2.75 | 2.38 | 40320 | 3.62 | 1.96 | 9 | 7.5
Live | 217394904 |  | 9.8 | 15.2 | 34015 | 34629 | 32600 | 2.7 | 2.31 | 40992 | 3.48 | 1.82 | 8.5 | 7
Live | 217396778 |  | 10 | 16 | 34478 | 34629 | 32200 | 2.75 | 2.35 | 40320 | 3.56 | 1.98 | 9 | 7.5
Live | 217396319 |  | 9.5 | 15 | 33784 | 35288 | 33000 | 2.62 | 2.24 | 41888 | 3.42 | 1.78 | 8.5 | 7
Live | 217397236 |  | 9.8 | 16.5 | 34015 | 34958 | 32800 | 2.7 | 2.24 | 41216 | 3.44 | 1.8 | 8.5 | 7.5
Live | 217398065 |  | 9.5 | 16 | 33321 | 34958 | 33200 | 2.62 | 2.16 | 41664 | 3.26 | 1.78 | 8.5 | 7
Live | 217395363 |  | 10 | 16 | 34478 | 34629 | 32400 | 2.75 | 2.33 | 40768 | 3.55 | 1.82 | 8.5 | 7
Live | 217397624 |  | 10 | 16.5 | 34941 | 34299 | 32200 | 2.75 | 2.38 | 40320 | 3.62 | 1.96 | 9 | 7.5
Live | 217395844 |  | 9.8 | 15.2 | 34478 | 34958 | 32600 | 2.7 | 2.28 | 41216 | 3.5 | 1.8 | 8.5 | 7
Live | 217394903 |  | 9.8 | 15.2 | 34015 | 34629 | 32600 | 2.7 | 2.31 | 40992 | 3.48 | 1.82 | 8.5 | 7
Live | 217396777 |  | 10 | 16.5 | 34710 | 34299 | 32200 | 2.76 | 2.37 | 40320 | 3.58 | 1.96 | 9 | 7.5
Live | 217397235 |  | 9.8 | 16.5 | 34015 | 34958 | 32800 | 2.7 | 2.24 | 41216 | 3.44 | 1.8 | 8.5 | 7.5
Live | 217396318 |  | 9.5 | 15 | 33784 | 35288 | 33000 | 2.62 | 2.24 | 41888 | 3.42 | 1.78 | 8.5 | 7
Live | 217395362 |  | 10 | 16 | 34478 | 34629 | 32400 | 2.75 | 2.33 | 40768 | 3.55 | 1.82 | 8.5 | 7
Live | 217398064 |  | 9.5 | 16 | 33321 | 34958 | 33200 | 2.62 | 2.16 | 41664 | 3.26 | 1.78 | 8.5 | 7
Live | 217394902 |  | 9.8 | 15.2 | 34015 | 34629 | 32600 | 2.7 | 2.31 | 40992 | 3.48 | 1.82 | 8.5 | 7
Live | 217397623 |  | 10 | 16.5 | 34941 | 34299 | 32200 | 2.75 | 2.38 | 40320 | 3.62 | 1.96 | 9 | 7.5
Live | 217395843 |  | 9.8 | 15.2 | 34478 | 34958 | 32600 | 2.7 | 2.28 | 41216 | 3.5 | 1.8 | 8.5 | 7
Live | 217396317 |  | 9.5 | 14.5 | 33321 | 35288 | 33200 | 2.62 | 2.21 | 41888 | 3.34 | 1.78 | 8.5 | 7
Live | 217396776 |  | 10 | 16.5 | 34710 | 34299 | 32200 | 2.76 | 2.37 | 40320 | 3.58 | 1.96 | 9 | 7.5
Live | 217397234 |  | 9.8 | 16.5 | 34015 | 34958 | 32800 | 2.7 | 2.24 | 41216 | 3.44 | 1.8 | 8.5 | 7.5
Live | 217395361 |  | 10 | 16 | 34478 | 34629 | 32400 | 2.75 | 2.33 | 40768 | 3.55 | 1.82 | 8.5 | 7
Live | 217394901 |  | 9.8 | 15.2 | 34015 | 34629 | 32600 | 2.7 | 2.31 | 40992 | 3.48 | 1.82 | 8.5 | 7
Live | 217398063 |  | 9.5 | 16 | 33321 | 34958 | 33200 | 2.62 | 2.16 | 41664 | 3.26 | 1.78 | 8.5 | 7
Live | 217397233 |  | 9.8 | 16.5 | 34015 | 34958 | 32800 | 2.7 | 2.24 | 41216 | 3.44 | 1.8 | 8.5 | 7.5
Live | 217395842 |  | 9.8 | 15.2 | 34478 | 34958 | 32600 | 2.7 | 2.28 | 41216 | 3.5 | 1.8 | 8.5 | 7
Live | 217396775 |  | 10 | 16.5 | 34710 | 34299 | 32200 | 2.76 | 2.37 | 40320 | 3.58 | 1.96 | 9 | 7.5
Live | 217397622 |  | 10 | 16.5 | 34941 | 34299 | 32200 | 2.75 | 2.38 | 40320 | 3.62 | 1.96 | 9 | 7.5
Live | 217396316 |  | 9.5 | 14.5 | 33321 | 35288 | 33200 | 2.62 | 2.21 | 41888 | 3.34 | 1.78 | 8.5 | 7
Live | 217398062 |  | 9.5 | 16 | 33321 | 34958 | 33200 | 2.62 | 2.16 | 41664 | 3.26 | 1.78 | 8.5 | 7
Live | 217395360 |  | 10 | 16 | 34478 | 34629 | 32400 | 2.75 | 2.33 | 40768 | 3.55 | 1.82 | 8.5 | 7
Live | 217394900 |  | 9.8 | 15.2 | 34015 | 34629 | 32600 | 2.7 | 2.31 | 40992 | 3.48 | 1.82 | 8.5 | 7
Live | 217397621 |  | 10 | 16.5 | 34941 | 34299 | 32200 | 2.75 | 2.38 | 40320 | 3.62 | 1.96 | 9 | 7.5
Live | 217397232 |  | 9.8 | 16.5 | 34015 | 34958 | 32800 | 2.7 | 2.24 | 41216 | 3.44 | 1.8 | 8.5 | 7.5
Live | 217396315 |  | 9.5 | 14.5 | 33321 | 35288 | 33200 | 2.62 | 2.21 | 41888 | 3.34 | 1.78 | 8.5 | 7
Live | 217396774 |  | 10 | 16.5 | 34710 | 34299 | 32200 | 2.76 | 2.37 | 40320 | 3.58 | 1.96 | 9 | 7.5
Live | 217395841 |  | 9.5 | 15 | 34015 | 34958 | 32800 | 2.62 | 2.26 | 41216 | 3.44 | 1.82 | 8.5 | 7
Live | 217395359 |  | 10 | 16 | 34478 | 34629 | 32400 | 2.75 | 2.33 | 40768 | 3.55 | 1.82 | 8.5 | 7
Live | 217398061 |  | 9.5 | 16 | 33321 | 34958 | 33200 | 2.62 | 2.16 | 41664 | 3.26 | 1.78 | 8.5 | 7
Live | 217394899 |  | 9.8 | 15.2 | 34015 | 34629 | 32600 | 2.7 | 2.31 | 40992 | 3.48 | 1.82 | 8.5 | 7
Live | 217396314 |  | 9.5 | 14.5 | 33321 | 35288 | 33200 | 2.62 | 2.21 | 41888 | 3.34 | 1.78 | 8.5 | 7
Live | 217397231 |  | 9.8 | 16.5 | 34015 | 34958 | 32800 | 2.7 | 2.24 | 41216 | 3.44 | 1.8 | 8.5 | 7.5
Live | 217396773 |  | 10 | 16.5 | 34710 | 34299 | 32200 | 2.76 | 2.37 | 40320 | 3.58 | 1.96 | 9 | 7.5
Live | 217397620 |  | 10 | 16.5 | 34941 | 34299 | 32200 | 2.75 | 2.38 | 40320 | 3.62 | 1.96 | 9 | 7.5
Live | 217395840 |  | 9.5 | 15 | 34015 | 34958 | 32800 | 2.62 | 2.26 | 41216 | 3.44 | 1.82 | 8.5 | 7
Live | 217397230 |  | 9.8 | 16.5 | 34015 | 34958 | 32800 | 2.7 | 2.24 | 41216 | 3.44 | 1.8 | 8.5 | 7.5
Live | 217395358 |  | 10 | 16 | 34478 | 34629 | 32400 | 2.75 | 2.33 | 40768 | 3.55 | 1.82 | 8.5 | 7
Live | 217394898 |  | 10 | 15.2 | 34710 | 34629 | 32400 | 2.76 | 2.35 | 40768 | 3.59 | 1.84 | 8.5 | 7
Live | 217398060 |  | 9.5 | 15.5 | 33090 | 34958 | 33200 | 2.61 | 2.14 | 41664 | 3.21 | 1.78 | 8.5 | 7
Live | 217396313 |  | 9.5 | 14.5 | 33321 | 35288 | 33200 | 2.62 | 2.21 | 41888 | 3.34 | 1.78 | 8.5 | 7
Live | 217396772 |  | 10 | 16.5 | 34710 | 34299 | 32200 | 2.76 | 2.37 | 40320 | 3.58 | 1.96 | 9 | 7.5
Live | 217397619 |  | 10 | 16.5 | 34941 | 34299 | 32200 | 2.75 | 2.38 | 40320 | 3.62 | 1.96 | 9 | 7.5
Live | 217397229 |  | 9.8 | 16 | 34015 | 34958 | 32800 | 2.7 | 2.24 | 41440 | 3.4 | 1.8 | 8.5 | 7.5
Live | 217398059 |  | 9.5 | 15.5 | 33090 | 34958 | 33200 | 2.61 | 2.14 | 41664 | 3.21 | 1.78 | 8.5 | 7
Live | 217394897 |  | 10 | 15.2 | 34710 | 34629 | 32400 | 2.76 | 2.35 | 40768 | 3.59 | 1.84 | 8.5 | 7
Live | 217396312 |  | 9.5 | 14.5 | 33321 | 35288 | 33200 | 2.62 | 2.21 | 41888 | 3.34 | 1.78 | 8.5 | 7
Live | 217395357 |  | 10 | 16 | 34478 | 34629 | 32400 | 2.75 | 2.33 | 40768 | 3.55 | 1.82 | 8.5 | 7
Live | 217395839 |  | 9.5 | 15 | 34015 | 34958 | 32800 | 2.62 | 2.26 | 41216 | 3.44 | 1.82 | 8.5 | 7
Live | 217396771 |  | 10 | 16.5 | 34710 | 34299 | 32200 | 2.76 | 2.37 | 40320 | 3.58 | 1.96 | 9 | 7.5
Live | 217397618 |  | 10 | 16.5 | 34941 | 34299 | 32200 | 2.75 | 2.38 | 40320 | 3.62 | 1.96 | 9 | 7.5
Live | 217395356 |  | 10 | 16 | 34710 | 34629 | 32400 | 2.76 | 2.33 | 40768 | 3.59 | 1.82 | 8.5 | 7
Live | 217397228 |  | 9.8 | 16 | 34015 | 34958 | 32800 | 2.7 | 2.24 | 41440 | 3.4 | 1.8 | 8.5 | 7.5
Live | 217394896 |  | 10 | 15.2 | 34710 | 34629 | 32400 | 2.76 | 2.35 | 40768 | 3.59 | 1.84 | 8.5 | 7
Live | 217398058 |  | 9.5 | 15.5 | 33090 | 34958 | 33200 | 2.61 | 2.14 | 41664 | 3.21 | 1.78 | 8.5 | 7
Live | 217395838 |  | 9.5 | 15 | 34015 | 34958 | 32800 | 2.62 | 2.26 | 41216 | 3.44 | 1.82 | 8.5 | 7
Live | 217396311 |  | 9.5 | 14.5 | 33321 | 35288 | 33200 | 2.62 | 2.21 | 41888 | 3.34 | 1.78 | 8.5 | 7
Live | 217396770 |  | 10 | 16.5 | 34710 | 34299 | 32200 | 2.76 | 2.37 | 40320 | 3.58 | 1.96 | 9 | 7.5
Live | 217397617 |  | 10 | 16.5 | 34710 | 34299 | 32200 | 2.76 | 2.37 | 40320 | 3.6 | 1.96 | 9 | 7.5
Live | 217397227 |  | 9.8 | 16 | 34015 | 34958 | 32800 | 2.7 | 2.24 | 41440 | 3.4 | 1.8 | 8.5 | 7.5
Live | 217398057 |  | 9.5 | 15.5 | 33090 | 34958 | 33200 | 2.61 | 2.14 | 41664 | 3.21 | 1.78 | 8.5 | 7
Live | 217395837 |  | 9.5 | 15 | 34015 | 34958 | 32800 | 2.62 | 2.26 | 41216 | 3.44 | 1.82 | 8.5 | 7
Live | 217394895 |  | 10 | 15.2 | 34710 | 34629 | 32400 | 2.76 | 2.35 | 40768 | 3.59 | 1.84 | 8.5 | 7
Live | 217396310 |  | 9.5 | 14.5 | 33321 | 35288 | 33200 | 2.62 | 2.21 | 41888 | 3.34 | 1.78 | 8.5 | 7
Live | 217395355 |  | 10 | 16 | 34710 | 34629 | 32400 | 2.76 | 2.33 | 40768 | 3.59 | 1.82 | 8.5 | 7
Live | 217397616 |  | 10 | 16.5 | 34710 | 34299 | 32200 | 2.76 | 2.37 | 40320 | 3.6 | 1.96 | 9 | 7.5
Live | 217397226 |  | 9.8 | 16 | 34015 | 34958 | 32800 | 2.7 | 2.24 | 41440 | 3.4 | 1.8 | 8.5 | 7.5
Live | 217394894 |  | 10 | 15.2 | 34710 | 34629 | 32400 | 2.76 | 2.35 | 40768 | 3.59 | 1.84 | 8.5 | 7
Live | 217396769 |  | 10 | 16.5 | 34941 | 34299 | 32200 | 2.75 | 2.38 | 40320 | 3.65 | 1.98 | 9 | 7.5
Live | 217398056 |  | 9.5 | 15.5 | 33090 | 34958 | 33200 | 2.61 | 2.14 | 41664 | 3.21 | 1.78 | 8.5 | 7
Live | 217395836 |  | 9.5 | 15 | 34015 | 34958 | 32800 | 2.62 | 2.26 | 41216 | 3.44 | 1.82 | 8.5 | 7
Live | 217396309 |  | 9 | 14.5 | 33321 | 35288 | 33200 | 2.48 | 2.21 | 42112 | 3.35 | 1.78 | 8.5 | 7
Live | 217395354 |  | 10 | 16 | 34710 | 34629 | 32400 | 2.76 | 2.33 | 40768 | 3.59 | 1.82 | 8.5 | 7
Live | 217397225 |  | 9.8 | 16 | 34015 | 34958 | 32800 | 2.7 | 2.24 | 41440 | 3.4 | 1.8 | 8.5 | 7.5
Live | 217397615 |  | 10 | 16.5 | 34710 | 34299 | 32200 | 2.76 | 2.37 | 40320 | 3.6 | 1.96 | 9 | 7.5
Live | 217394893 |  | 10 | 15.2 | 34710 | 34629 | 32400 | 2.76 | 2.35 | 40768 | 3.59 | 1.84 | 8.5 | 7
Live | 217398055 |  | 9.5 | 15.5 | 33090 | 34958 | 33200 | 2.61 | 2.14 | 41664 | 3.21 | 1.78 | 8.5 | 7
Live | 217396768 |  | 10 | 16.5 | 34941 | 34299 | 32200 | 2.75 | 2.38 | 40320 | 3.65 | 1.98 | 9 | 7.5
Live | 217395835 |  | 9.5 | 15 | 34015 | 34958 | 32800 | 2.62 | 2.26 | 41216 | 3.44 | 1.82 | 8.5 | 7
Live | 217396308 |  | 9 | 14.5 | 33321 | 35288 | 33200 | 2.48 | 2.21 | 42112 | 3.35 | 1.78 | 8.5 | 7
Live | 217397224 |  | 9.8 | 16 | 34015 | 34958 | 32800 | 2.7 | 2.24 | 41440 | 3.4 | 1.8 | 8.5 | 7.5
Live | 217398054 |  | 9.5 | 15.5 | 33090 | 34958 | 33200 | 2.61 | 2.14 | 41664 | 3.21 | 1.78 | 8.5 | 7
Live | 217395353 |  | 10 | 16 | 34710 | 34629 | 32400 | 2.76 | 2.33 | 40768 | 3.59 | 1.82 | 8.5 | 7
Live | 217397614 |  | 10 | 16.5 | 34710 | 34299 | 32200 | 2.76 | 2.37 | 40320 | 3.6 | 1.96 | 9 | 7.5
Live | 217396307 |  | 9 | 14.5 | 33321 | 35288 | 33200 | 2.48 | 2.21 | 42112 | 3.35 | 1.78 | 8.5 | 7
Live | 217396767 |  | 10 | 16.5 | 34941 | 34299 | 32200 | 2.75 | 2.38 | 40320 | 3.65 | 1.98 | 9 | 7.5
Live | 217394892 |  | 10 | 15.2 | 34710 | 34629 | 32400 | 2.76 | 2.35 | 40768 | 3.59 | 1.84 | 8.5 | 7
Live | 217395834 |  | 9.5 | 15 | 34015 | 34958 | 32800 | 2.62 | 2.26 | 41216 | 3.44 | 1.82 | 8.5 | 7
Live | 217397223 |  | 9.8 | 16 | 34015 | 34958 | 32800 | 2.7 | 2.24 | 41440 | 3.4 | 1.8 | 8.5 | 7.5
Live | 217398053 |  | 9.5 | 15.5 | 33090 | 34958 | 33200 | 2.61 | 2.14 | 41664 | 3.21 | 1.78 | 8.5 | 7
Live | 217396306 |  | 9 | 14.5 | 33321 | 35288 | 33200 | 2.48 | 2.21 | 42112 | 3.35 | 1.78 | 8.5 | 7
Live | 217397613 |  | 10 | 16.5 | 34710 | 34299 | 32200 | 2.76 | 2.37 | 40320 | 3.6 | 1.96 | 9 | 7.5
Live | 217395352 |  | 10 | 16 | 34710 | 34629 | 32400 | 2.76 | 2.33 | 40768 | 3.59 | 1.82 | 8.5 | 7
Live | 217396766 |  | 10 | 16.5 | 34941 | 34299 | 32200 | 2.75 | 2.38 | 40320 | 3.65 | 1.98 | 9 | 7.5
Live | 217395833 |  | 9.5 | 15 | 34015 | 34958 | 32800 | 2.62 | 2.26 | 41216 | 3.44 | 1.82 | 8.5 | 7
Live | 217394891 |  | 10 | 15.5 | 34478 | 34629 | 32400 | 2.75 | 2.33 | 40768 | 3.52 | 1.84 | 8.5 | 7
Live | 217397222 |  | 9.8 | 16 | 34015 | 34958 | 32800 | 2.7 | 2.24 | 41440 | 3.4 | 1.8 | 8.5 | 7.5
Live | 217396305 |  | 9 | 14.5 | 33321 | 35288 | 33200 | 2.48 | 2.21 | 42112 | 3.35 | 1.78 | 8.5 | 7
Live | 217398052 |  | 9.8 | 15.5 | 33321 | 34958 | 33200 | 2.7 | 2.18 | 41664 | 3.27 | 1.78 | 8.5 | 7
Live | 217397612 |  | 10 | 16.5 | 34710 | 34299 | 32200 | 2.76 | 2.37 | 40320 | 3.6 | 1.96 | 9 | 7.5
Live | 217396765 |  | 10 | 16.5 | 34941 | 34299 | 32200 | 2.75 | 2.38 | 40320 | 3.65 | 1.98 | 9 | 7.5
Live | 217395832 |  | 9.5 | 15 | 34015 | 34958 | 32800 | 2.62 | 2.26 | 41216 | 3.44 | 1.82 | 8.5 | 7
Live | 217395351 |  | 10 | 16 | 34710 | 34629 | 32400 | 2.76 | 2.33 | 40768 | 3.59 | 1.82 | 8.5 | 7
Live | 217397221 |  | 9.5 | 15.5 | 33553 | 34958 | 33000 | 2.62 | 2.21 | 41440 | 3.32 | 1.8 | 8.5 | 7.5
Live | 217394890 |  | 10 | 15.5 | 34478 | 34629 | 32400 | 2.75 | 2.33 | 40768 | 3.52 | 1.84 | 8.5 | 7
Live | 217396304 |  | 9 | 14.5 | 33321 | 35288 | 33200 | 2.48 | 2.21 | 42112 | 3.35 | 1.78 | 8.5 | 7
Live | 217397611 |  | 10 | 16.5 | 34710 | 34299 | 32200 | 2.76 | 2.37 | 40320 | 3.6 | 1.96 | 9 | 7.5
Live | 217398051 |  | 9.8 | 15.5 | 33321 | 34958 | 33200 | 2.7 | 2.18 | 41664 | 3.27 | 1.78 | 8.5 | 7
Live | 217395831 |  | 9.5 | 15 | 34015 | 34958 | 32800 | 2.62 | 2.26 | 41216 | 3.44 | 1.82 | 8.5 | 7
Live | 217396764 |  | 10 | 16.5 | 34941 | 34299 | 32200 | 2.75 | 2.38 | 40320 | 3.65 | 1.98 | 9 | 7.5
Live | 217397220 |  | 9.5 | 15.5 | 33553 | 34958 | 33000 | 2.62 | 2.21 | 41440 | 3.32 | 1.8 | 8.5 | 7.5
Live | 217394889 |  | 10 | 15.5 | 34478 | 34629 | 32400 | 2.75 | 2.33 | 40768 | 3.52 | 1.84 | 8.5 | 7
Live | 217398050 |  | 9.8 | 15.5 | 33321 | 34958 | 33200 | 2.7 | 2.18 | 41664 | 3.27 | 1.78 | 8.5 | 7
Live | 217396303 |  | 9 | 14.5 | 33321 | 35288 | 33200 | 2.48 | 2.21 | 42112 | 3.35 | 1.78 | 8.5 | 7
Live | 217395350 |  | 10 | 16 | 34710 | 34629 | 32400 | 2.76 | 2.33 | 40768 | 3.59 | 1.82 | 8.5 | 7
Live | 217397610 |  | 10 | 16.5 | 34710 | 34299 | 32200 | 2.76 | 2.37 | 40320 | 3.6 | 1.96 | 9 | 7.5
Live | 217395830 |  | 9.5 | 15 | 34015 | 34958 | 32800 | 2.62 | 2.26 | 41216 | 3.44 | 1.82 | 8.5 | 7
Live | 217394888 |  | 10 | 15.5 | 34478 | 34629 | 32400 | 2.75 | 2.33 | 40768 | 3.52 | 1.84 | 8.5 | 7
Live | 217397219 |  | 9.5 | 15.5 | 33553 | 34958 | 33000 | 2.62 | 2.21 | 41440 | 3.32 | 1.8 | 8.5 | 7.5
Live | 217395349 |  | 10 | 16 | 34710 | 34629 | 32400 | 2.76 | 2.33 | 40768 | 3.59 | 1.82 | 8.5 | 7
Live | 217396763 |  | 10 | 16.5 | 34941 | 34299 | 32200 | 2.75 | 2.38 | 40320 | 3.65 | 1.98 | 9 | 7.5
Live | 217398049 |  | 9.8 | 15.5 | 33321 | 34958 | 33200 | 2.7 | 2.18 | 41664 | 3.27 | 1.78 | 8.5 | 7
Live | 217396302 |  | 9 | 14.5 | 33321 | 35288 | 33200 | 2.48 | 2.21 | 42112 | 3.35 | 1.78 | 8.5 | 7
Live | 217395829 |  | 9.5 | 15 | 34015 | 34958 | 32800 | 2.62 | 2.26 | 41216 | 3.44 | 1.82 | 8.5 | 7
Live | 217397609 |  | 10 | 16 | 34941 | 34629 | 32200 | 2.75 | 2.38 | 40320 | 3.65 | 1.98 | 9 | 7.5
Live | 217394887 |  | 10 | 15.5 | 34478 | 34629 | 32400 | 2.75 | 2.33 | 40768 | 3.52 | 1.84 | 8.5 | 7
Live | 217397218 |  | 9.5 | 15.5 | 33553 | 34958 | 33000 | 2.62 | 2.21 | 41440 | 3.32 | 1.8 | 8.5 | 7.5
Live | 217395348 |  | 9.8 | 16 | 34478 | 34629 | 32400 | 2.7 | 2.33 | 40768 | 3.55 | 1.84 | 8.5 | 7
Live | 217396762 |  | 10 | 16.5 | 34941 | 34299 | 32200 | 2.75 | 2.38 | 40320 | 3.65 | 1.98 | 9 | 7.5
Live | 217396301 |  | 9.5 | 15.5 | 33784 | 34958 | 33000 | 2.62 | 2.24 | 41888 | 3.44 | 1.8 | 8.5 | 7
Live | 217395828 |  | 9.5 | 15 | 34015 | 34958 | 32800 | 2.62 | 2.26 | 41216 | 3.44 | 1.82 | 8.5 | 7
Live | 217398048 |  | 9.8 | 15.5 | 33321 | 34958 | 33200 | 2.7 | 2.18 | 41664 | 3.27 | 1.78 | 8.5 | 7
Live | 217397608 |  | 10 | 16 | 34941 | 34629 | 32200 | 2.75 | 2.38 | 40320 | 3.65 | 1.98 | 9 | 7.5
Live | 217397217 |  | 9.5 | 15.5 | 33553 | 34958 | 33000 | 2.62 | 2.21 | 41440 | 3.32 | 1.8 | 8.5 | 7.5
Live | 217396300 |  | 9.5 | 15.5 | 33784 | 34958 | 33000 | 2.62 | 2.24 | 41888 | 3.44 | 1.8 | 8.5 | 7
Live | 217395347 |  | 9.8 | 16 | 34478 | 34629 | 32400 | 2.7 | 2.33 | 40768 | 3.55 | 1.84 | 8.5 | 7
Live | 217394886 |  | 10 | 15.5 | 34478 | 34629 | 32400 | 2.75 | 2.33 | 40768 | 3.52 | 1.84 | 8.5 | 7
Live | 217398047 |  | 9.8 | 15.5 | 33321 | 34958 | 33200 | 2.7 | 2.18 | 41664 | 3.27 | 1.78 | 8.5 | 7
Live | 217396761 |  | 10 | 16.5 | 34710 | 34299 | 32200 | 2.76 | 2.37 | 40320 | 3.6 | 1.96 | 9 | 7.5
Live | 217395827 |  | 9.5 | 15 | 34015 | 34958 | 32800 | 2.62 | 2.26 | 41216 | 3.44 | 1.82 | 8.5 | 7
Live | 217397607 |  | 10 | 16 | 34941 | 34629 | 32200 | 2.75 | 2.38 | 40320 | 3.65 | 1.98 | 9 | 7.5
Live | 217397216 |  | 9.5 | 15.5 | 33553 | 34958 | 33000 | 2.62 | 2.21 | 41440 | 3.32 | 1.8 | 8.5 | 7.5
Live | 217396299 |  | 9.5 | 15.5 | 33784 | 34958 | 33000 | 2.62 | 2.24 | 41888 | 3.44 | 1.8 | 8.5 | 7
Live | 217394885 |  | 10 | 15.5 | 34478 | 34629 | 32400 | 2.75 | 2.33 | 40768 | 3.52 | 1.84 | 8.5 | 7
Live | 217396760 |  | 10 | 16.5 | 34710 | 34299 | 32200 | 2.76 | 2.37 | 40320 | 3.6 | 1.96 | 9 | 7.5
Live | 217395346 |  | 9.8 | 16 | 34478 | 34629 | 32400 | 2.7 | 2.33 | 40768 | 3.55 | 1.84 | 8.5 | 7
Live | 217395826 |  | 9.5 | 15 | 34015 | 34958 | 32800 | 2.62 | 2.26 | 41216 | 3.44 | 1.82 | 8.5 | 7
Live | 217398046 |  | 9.8 | 15.5 | 33321 | 34958 | 33200 | 2.7 | 2.18 | 41664 | 3.27 | 1.78 | 8.5 | 7
Live | 217397606 |  | 10 | 16 | 34941 | 34629 | 32200 | 2.75 | 2.38 | 40320 | 3.65 | 1.98 | 9 | 7.5
Live | 217396298 |  | 9.5 | 15.5 | 33784 | 34958 | 33000 | 2.62 | 2.24 | 41888 | 3.44 | 1.8 | 8.5 | 7
Live | 217397215 |  | 9.5 | 15.5 | 33553 | 34958 | 33000 | 2.62 | 2.21 | 41440 | 3.32 | 1.8 | 8.5 | 7.5
Live | 217394884 |  | 10 | 15.2 | 34941 | 34629 | 32400 | 2.75 | 2.37 | 40768 | 3.64 | 1.86 | 8.5 | 7.5
Live | 217396759 |  | 10 | 16.5 | 34710 | 34299 | 32200 | 2.76 | 2.37 | 40320 | 3.6 | 1.96 | 9 | 7.5
Live | 217395345 |  | 9.8 | 16 | 34478 | 34629 | 32400 | 2.7 | 2.33 | 40768 | 3.55 | 1.84 | 8.5 | 7
Live | 217395825 |  | 9 | 14.5 | 33553 | 34958 | 32800 | 2.48 | 2.23 | 41440 | 3.35 | 1.82 | 8.5 | 7
Live | 217398045 |  | 9.8 | 15.5 | 33321 | 34958 | 33200 | 2.7 | 2.18 | 41664 | 3.27 | 1.78 | 8.5 | 7
Live | 217397605 |  | 10 | 16 | 34941 | 34629 | 32200 | 2.75 | 2.38 | 40320 | 3.65 | 1.98 | 9 | 7.5
Live | 217395824 |  | 9 | 14.5 | 33553 | 34958 | 32800 | 2.48 | 2.23 | 41440 | 3.35 | 1.82 | 8.5 | 7
Live | 217397214 |  | 9.5 | 15.5 | 33553 | 34958 | 33000 | 2.62 | 2.21 | 41440 | 3.32 | 1.8 | 8.5 | 7.5
Live | 217394883 |  | 10 | 15.2 | 34941 | 34629 | 32400 | 2.75 | 2.37 | 40768 | 3.64 | 1.86 | 8.5 | 7.5
Live | 217396297 |  | 9.5 | 15.5 | 33784 | 34958 | 33000 | 2.62 | 2.24 | 41888 | 3.44 | 1.8 | 8.5 | 7
Live | 217395344 |  | 9.8 | 16 | 34478 | 34629 | 32400 | 2.7 | 2.33 | 40768 | 3.55 | 1.84 | 8.5 | 7
Live | 217396758 |  | 10 | 16.5 | 34710 | 34299 | 32200 | 2.76 | 2.37 | 40320 | 3.6 | 1.96 | 9 | 7.5
Live | 217397604 |  | 10 | 16 | 34941 | 34629 | 32200 | 2.75 | 2.38 | 40320 | 3.65 | 1.98 | 9 | 7.5
Live | 217395823 |  | 9 | 14.5 | 33553 | 34958 | 32800 | 2.48 | 2.23 | 41440 | 3.35 | 1.82 | 8.5 | 7
Live | 217398044 |  | 9.8 | 15.2 | 33553 | 34958 | 33200 | 2.7 | 2.18 | 41664 | 3.32 | 1.78 | 8.5 | 7
Live | 217397213 |  | 9.8 | 16 | 33784 | 34958 | 33000 | 2.7 | 2.23 | 41440 | 3.35 | 1.8 | 8.5 | 7.5
Live | 217394882 |  | 10 | 15.2 | 34941 | 34629 | 32400 | 2.75 | 2.37 | 40768 | 3.64 | 1.86 | 8.5 | 7.5
Live | 217395343 |  | 9.8 | 16 | 34478 | 34629 | 32400 | 2.7 | 2.33 | 40768 | 3.55 | 1.84 | 8.5 | 7
Live | 217396296 |  | 9.5 | 15.5 | 33784 | 34958 | 33000 | 2.62 | 2.24 | 41888 | 3.44 | 1.8 | 8.5 | 7
Live | 217396757 |  | 10 | 16.5 | 34710 | 34299 | 32200 | 2.76 | 2.37 | 40320 | 3.6 | 1.96 | 9 | 7.5
Live | 217398043 |  | 9.8 | 15.2 | 33553 | 34958 | 33200 | 2.7 | 2.18 | 41664 | 3.32 | 1.78 | 8.5 | 7
Live | 217397603 |  | 10 | 16 | 34941 | 34629 | 32200 | 2.75 | 2.38 | 40320 | 3.65 | 1.98 | 9 | 7.5
Live | 217395822 |  | 9 | 14.5 | 33553 | 34958 | 32800 | 2.48 | 2.23 | 41440 | 3.35 | 1.82 | 8.5 | 7
Live | 217395342 |  | 9.8 | 16 | 34478 | 34629 | 32400 | 2.7 | 2.33 | 40768 | 3.55 | 1.84 | 8.5 | 7
Live | 217397212 |  | 9.8 | 16 | 33784 | 34958 | 33000 | 2.7 | 2.23 | 41440 | 3.35 | 1.8 | 8.5 | 7.5
Live | 217396295 |  | 9.5 | 15.5 | 33784 | 34958 | 33000 | 2.62 | 2.24 | 41888 | 3.44 | 1.8 | 8.5 | 7
Live | 217394881 |  | 10 | 15.2 | 34941 | 34629 | 32400 | 2.75 | 2.37 | 40768 | 3.64 | 1.86 | 8.5 | 7.5
Live | 217395821 |  | 9 | 14.5 | 33553 | 34958 | 32800 | 2.48 | 2.23 | 41440 | 3.35 | 1.82 | 8.5 | 7
Live | 217396756 |  | 10 | 16.5 | 34710 | 34299 | 32200 | 2.76 | 2.37 | 40320 | 3.6 | 1.96 | 9 | 7.5
Live | 217398042 |  | 9.8 | 15.2 | 33553 | 34958 | 33200 | 2.7 | 2.18 | 41664 | 3.32 | 1.78 | 8.5 | 7
Live | 217397602 |  | 10 | 16 | 34941 | 34629 | 32200 | 2.75 | 2.38 | 40320 | 3.65 | 1.98 | 9 | 7.5
Live | 217395341 |  | 9.8 | 16 | 34478 | 34629 | 32400 | 2.7 | 2.33 | 40768 | 3.55 | 1.84 | 8.5 | 7
Live | 217397211 |  | 9.8 | 16 | 33784 | 34958 | 33000 | 2.7 | 2.23 | 41440 | 3.35 | 1.8 | 8.5 | 7.5
Live | 217396294 |  | 9.5 | 15.5 | 34015 | 34958 | 33000 | 2.62 | 2.26 | 41888 | 3.46 | 1.78 | 8.5 | 7
Live | 217394880 |  | 10 | 15.2 | 34941 | 34629 | 32400 | 2.75 | 2.37 | 40768 | 3.64 | 1.86 | 8.5 | 7.5
Live | 217395820 |  | 9 | 14.5 | 33553 | 34958 | 32800 | 2.48 | 2.23 | 41440 | 3.35 | 1.82 | 8.5 | 7
Live | 217396293 |  | 9.5 | 15.5 | 34015 | 34958 | 33000 | 2.62 | 2.26 | 41888 | 3.46 | 1.78 | 8.5 | 7
Live | 217397210 |  | 9.8 | 16 | 33784 | 34958 | 33000 | 2.7 | 2.23 | 41440 | 3.35 | 1.8 | 8.5 | 7.5
Live | 217396755 |  | 10 | 16.5 | 34710 | 34299 | 32200 | 2.76 | 2.37 | 40320 | 3.6 | 1.96 | 9 | 7.5
Live | 217398041 |  | 9.8 | 15.2 | 33553 | 34958 | 33200 | 2.7 | 2.18 | 41664 | 3.32 | 1.78 | 8.5 | 7
Live | 217395340 |  | 9.8 | 15.2 | 34015 | 34629 | 32600 | 2.7 | 2.3 | 40992 | 3.46 | 1.82 | 8.5 | 7
Live | 217397601 |  | 10 | 16 | 34478 | 34629 | 32200 | 2.75 | 2.35 | 40320 | 3.56 | 1.96 | 9 | 7.5
Live | 217394879 |  | 10 | 15.2 | 34941 | 34629 | 32400 | 2.75 | 2.37 | 40768 | 3.64 | 1.86 | 8.5 | 7.5
Live | 217395819 |  | 9 | 14.5 | 33553 | 34958 | 32800 | 2.48 | 2.23 | 41440 | 3.35 | 1.82 | 8.5 | 7
Live | 217395339 |  | 9.8 | 15.2 | 34015 | 34629 | 32600 | 2.7 | 2.3 | 40992 | 3.46 | 1.82 | 8.5 | 7
Live | 217397209 |  | 9.8 | 16 | 33784 | 34958 | 33000 | 2.7 | 2.23 | 41440 | 3.35 | 1.8 | 8.5 | 7.5
Live | 217396292 |  | 9.5 | 15.5 | 34015 | 34958 | 33000 | 2.62 | 2.26 | 41888 | 3.46 | 1.78 | 8.5 | 7
Live | 217396754 |  | 10 | 16.5 | 34710 | 34299 | 32200 | 2.76 | 2.37 | 40320 | 3.6 | 1.96 | 9 | 7.5
Live | 217398040 |  | 9.8 | 15.2 | 33553 | 34958 | 33200 | 2.7 | 2.18 | 41664 | 3.32 | 1.78 | 8.5 | 7
Live | 217394878 |  | 10 | 15.2 | 34941 | 34629 | 32400 | 2.75 | 2.37 | 40768 | 3.64 | 1.86 | 8.5 | 7.5
Live | 217395818 |  | 9 | 14.5 | 33553 | 34958 | 32800 | 2.48 | 2.23 | 41440 | 3.35 | 1.82 | 8.5 | 7
Live | 217397600 |  | 10 | 16 | 34478 | 34629 | 32200 | 2.75 | 2.35 | 40320 | 3.56 | 1.96 | 9 | 7.5
Live | 217395338 |  | 9.8 | 15.2 | 34015 | 34629 | 32600 | 2.7 | 2.3 | 40992 | 3.46 | 1.82 | 8.5 | 7
Live | 217397208 |  | 9.8 | 16 | 33784 | 34958 | 33000 | 2.7 | 2.23 | 41440 | 3.35 | 1.8 | 8.5 | 7.5
Live | 217396753 |  | 10 | 16 | 35172 | 34629 | 32200 | 2.76 | 2.38 | 40320 | 3.67 | 1.98 | 9 | 7.5
Live | 217395817 |  | 9.8 | 16 | 34710 | 34629 | 32600 | 2.7 | 2.31 | 40992 | 3.54 | 1.82 | 8.5 | 7
Live | 217396291 |  | 9.5 | 15.5 | 34015 | 34958 | 33000 | 2.62 | 2.26 | 41888 | 3.46 | 1.78 | 8.5 | 7
Live | 217398039 |  | 9.8 | 15.2 | 33553 | 34958 | 33200 | 2.7 | 2.18 | 41664 | 3.32 | 1.78 | 8.5 | 7
Live | 217394877 |  | 10 | 15.2 | 34941 | 34629 | 32400 | 2.75 | 2.37 | 40768 | 3.64 | 1.86 | 8.5 | 7.5
Live | 217397599 |  | 10 | 16 | 34478 | 34629 | 32200 | 2.75 | 2.35 | 40320 | 3.56 | 1.96 | 9 | 7.5
Live | 217396752 |  | 10 | 16 | 35172 | 34629 | 32200 | 2.76 | 2.38 | 40320 | 3.67 | 1.98 | 9 | 7.5
Live | 217395337 |  | 9.8 | 15.2 | 34015 | 34629 | 32600 | 2.7 | 2.3 | 40992 | 3.46 | 1.82 | 8.5 | 7
Live | 217397207 |  | 9.8 | 16 | 33784 | 34958 | 33000 | 2.7 | 2.23 | 41440 | 3.35 | 1.8 | 8.5 | 7.5
Live | 217395816 |  | 9.8 | 16 | 34710 | 34629 | 32600 | 2.7 | 2.31 | 40992 | 3.54 | 1.82 | 8.5 | 7
Live | 217396290 |  | 9.5 | 15.5 | 34015 | 34958 | 33000 | 2.62 | 2.26 | 41888 | 3.46 | 1.78 | 8.5 | 7
Live | 217397598 |  | 10 | 16 | 34478 | 34629 | 32200 | 2.75 | 2.35 | 40320 | 3.56 | 1.96 | 9 | 7.5
Live | 217398038 |  | 9.8 | 15.2 | 33553 | 34958 | 33200 | 2.7 | 2.18 | 41664 | 3.32 | 1.78 | 8.5 | 7
Live | 217394876 |  | 10 | 15.2 | 34710 | 34629 | 32400 | 2.76 | 2.35 | 40768 | 3.61 | 1.84 | 8.5 | 7
Live | 217395336 |  | 9.8 | 15.2 | 34015 | 34629 | 32600 | 2.7 | 2.3 | 40992 | 3.46 | 1.82 | 8.5 | 7
Live | 217397206 |  | 9.8 | 16 | 33784 | 34958 | 33000 | 2.7 | 2.23 | 41440 | 3.35 | 1.8 | 8.5 | 7.5
Live | 217396751 |  | 10 | 16 | 35172 | 34629 | 32200 | 2.76 | 2.38 | 40320 | 3.67 | 1.98 | 9 | 7.5
Live | 217398037 |  | 9.8 | 15.2 | 33553 | 34958 | 33200 | 2.7 | 2.18 | 41664 | 3.32 | 1.78 | 8.5 | 7
Live | 217397597 |  | 10 | 16 | 34478 | 34629 | 32200 | 2.75 | 2.35 | 40320 | 3.56 | 1.96 | 9 | 7.5
Live | 217395815 |  | 9.8 | 16 | 34710 | 34629 | 32600 | 2.7 | 2.31 | 40992 | 3.54 | 1.82 | 8.5 | 7
Live | 217394875 |  | 10 | 15.2 | 34710 | 34629 | 32400 | 2.76 | 2.35 | 40768 | 3.61 | 1.84 | 8.5 | 7
Live | 217396289 |  | 9.5 | 15.5 | 34015 | 34958 | 33000 | 2.62 | 2.26 | 41888 | 3.46 | 1.78 | 8.5 | 7
Live | 217397205 |  | 9.8 | 16 | 34015 | 34958 | 32800 | 2.7 | 2.24 | 41216 | 3.4 | 1.8 | 8.5 | 7.5
Live | 217395335 |  | 9.8 | 15.2 | 34015 | 34629 | 32600 | 2.7 | 2.3 | 40992 | 3.46 | 1.82 | 8.5 | 7
Live | 217396750 |  | 10 | 16 | 35172 | 34629 | 32200 | 2.76 | 2.38 | 40320 | 3.67 | 1.98 | 9 | 7.5
Live | 217398036 |  | 9.8 | 15.5 | 33553 | 34958 | 33200 | 2.7 | 2.18 | 41664 | 3.27 | 1.78 | 8.5 | 7
Live | 217395814 |  | 9.8 | 16 | 34710 | 34629 | 32600 | 2.7 | 2.31 | 40992 | 3.54 | 1.82 | 8.5 | 7
Live | 217397596 |  | 10 | 16 | 34478 | 34629 | 32200 | 2.75 | 2.35 | 40320 | 3.56 | 1.96 | 9 | 7.5
Live | 217394874 |  | 10 | 15.2 | 34710 | 34629 | 32400 | 2.76 | 2.35 | 40768 | 3.61 | 1.84 | 8.5 | 7
Live | 217397204 |  | 9.8 | 16 | 34015 | 34958 | 32800 | 2.7 | 2.24 | 41216 | 3.4 | 1.8 | 8.5 | 7.5
Live | 217396288 |  | 9.5 | 15.5 | 34015 | 34958 | 33000 | 2.62 | 2.26 | 41888 | 3.46 | 1.78 | 8.5 | 7
Live | 217395334 |  | 9.8 | 15.2 | 34015 | 34629 | 32600 | 2.7 | 2.3 | 40992 | 3.46 | 1.82 | 8.5 | 7
Live | 217395813 |  | 9.8 | 16 | 34710 | 34629 | 32600 | 2.7 | 2.31 | 40992 | 3.54 | 1.82 | 8.5 | 7
Live | 217396749 |  | 10 | 16 | 35172 | 34629 | 32200 | 2.76 | 2.38 | 40320 | 3.67 | 1.98 | 9 | 7.5
Live | 217398035 |  | 9.8 | 15.5 | 33553 | 34958 | 33200 | 2.7 | 2.18 | 41664 | 3.27 | 1.78 | 8.5 | 7
Live | 217394873 |  | 10 | 15.2 | 34710 | 34629 | 32400 | 2.76 | 2.35 | 40768 | 3.61 | 1.84 | 8.5 | 7
Live | 217397595 |  | 10 | 16 | 34478 | 34629 | 32200 | 2.75 | 2.35 | 40320 | 3.56 | 1.96 | 9 | 7.5
Live | 217397203 |  | 9.8 | 16 | 34015 | 34958 | 32800 | 2.7 | 2.24 | 41216 | 3.4 | 1.8 | 8.5 | 7.5
Live | 217396287 |  | 9.5 | 15.5 | 34015 | 34958 | 33000 | 2.62 | 2.26 | 41888 | 3.46 | 1.78 | 8.5 | 7
Live | 217394872 |  | 10 | 15.2 | 34710 | 34629 | 32400 | 2.76 | 2.35 | 40768 | 3.61 | 1.84 | 8.5 | 7
Live | 217398034 |  | 9.8 | 15.5 | 33553 | 34958 | 33200 | 2.7 | 2.18 | 41664 | 3.27 | 1.78 | 8.5 | 7
Live | 217395812 |  | 9.8 | 16 | 34710 | 34629 | 32600 | 2.7 | 2.31 | 40992 | 3.54 | 1.82 | 8.5 | 7
Live | 217396748 |  | 10 | 16 | 35172 | 34629 | 32200 | 2.76 | 2.38 | 40320 | 3.67 | 1.98 | 9 | 7.5
Live | 217395333 |  | 9.8 | 15.2 | 34015 | 34629 | 32600 | 2.7 | 2.3 | 40992 | 3.46 | 1.82 | 8.5 | 7
Live | 217397202 |  | 9.8 | 16 | 34015 | 34958 | 32800 | 2.7 | 2.24 | 41216 | 3.4 | 1.8 | 8.5 | 7.5
Live | 217397594 |  | 10 | 16 | 34478 | 34629 | 32200 | 2.75 | 2.35 | 40320 | 3.56 | 1.96 | 9 | 7.5
Live | 217394871 |  | 10 | 15.2 | 34710 | 34629 | 32400 | 2.76 | 2.35 | 40768 | 3.61 | 1.84 | 8.5 | 7
Live | 217398033 |  | 9.8 | 15.5 | 33553 | 34958 | 33200 | 2.7 | 2.18 | 41664 | 3.27 | 1.78 | 8.5 | 7
Live | 217396747 |  | 10 | 16 | 35172 | 34629 | 32200 | 2.76 | 2.38 | 40320 | 3.67 | 1.98 | 9 | 7.5
Live | 217395811 |  | 9.8 | 16 | 34710 | 34629 | 32600 | 2.7 | 2.31 | 40992 | 3.54 | 1.82 | 8.5 | 7
Live | 217396286 |  | 9.5 | 15 | 33553 | 34958 | 33200 | 2.62 | 2.23 | 41888 | 3.38 | 1.8 | 8.5 | 7
Live | 217397201 |  | 9.8 | 16 | 34015 | 34958 | 32800 | 2.7 | 2.24 | 41216 | 3.4 | 1.8 | 8.5 | 7.5
Live | 217394870 |  | 10 | 15.2 | 34710 | 34629 | 32400 | 2.76 | 2.35 | 40768 | 3.61 | 1.84 | 8.5 | 7
Live | 217395332 |  | 9.8 | 15.2 | 34247 | 34629 | 32600 | 2.7 | 2.31 | 40992 | 3.5 | 1.82 | 8.5 | 7
Live | 217397593 |  | 9.8 | 15.5 | 34478 | 34629 | 32400 | 2.7 | 2.33 | 40544 | 3.55 | 1.96 | 9 | 7.5
Live | 217396285 |  | 9.5 | 15 | 33553 | 34958 | 33200 | 2.62 | 2.23 | 41888 | 3.38 | 1.8 | 8.5 | 7
Live | 217396746 |  | 10 | 16 | 35172 | 34629 | 32200 | 2.76 | 2.38 | 40320 | 3.67 | 1.98 | 9 | 7.5
Live | 217395810 |  | 9.8 | 15.2 | 34710 | 34629 | 32600 | 2.7 | 2.31 | 40992 | 3.56 | 1.82 | 8.5 | 7
Live | 217398032 |  | 9.8 | 15.5 | 33553 | 34958 | 33200 | 2.7 | 2.18 | 41664 | 3.27 | 1.78 | 8.5 | 7
Live | 217397200 |  | 9.8 | 16 | 34015 | 34958 | 32800 | 2.7 | 2.24 | 41216 | 3.4 | 1.8 | 8.5 | 7.5
Live | 217394869 |  | 10 | 15.2 | 34710 | 34629 | 32400 | 2.76 | 2.35 | 40768 | 3.61 | 1.84 | 8.5 | 7
Live | 217396284 |  | 9.5 | 15 | 33553 | 34958 | 33200 | 2.62 | 2.23 | 41888 | 3.38 | 1.8 | 8.5 | 7
Live | 217397592 |  | 9.8 | 15.5 | 34478 | 34629 | 32400 | 2.7 | 2.33 | 40544 | 3.55 | 1.96 | 9 | 7.5
Live | 217395331 |  | 9.8 | 15.2 | 34247 | 34629 | 32600 | 2.7 | 2.31 | 40992 | 3.5 | 1.82 | 8.5 | 7
Live | 217395809 |  | 9.8 | 15.2 | 34710 | 34629 | 32600 | 2.7 | 2.31 | 40992 | 3.56 | 1.82 | 8.5 | 7
Live | 217396745 |  | 10 | 16 | 34478 | 34629 | 32200 | 2.75 | 2.35 | 40320 | 3.56 | 1.98 | 9 | 7.5
Live | 217398031 |  | 9.8 | 15.5 | 33553 | 34958 | 33200 | 2.7 | 2.18 | 41664 | 3.27 | 1.78 | 8.5 | 7
Live | 217397199 |  | 9.8 | 16 | 34015 | 34958 | 32800 | 2.7 | 2.24 | 41216 | 3.4 | 1.8 | 8.5 | 7.5
Live | 217394868 |  | 10 | 15.2 | 34710 | 34629 | 32400 | 2.76 | 2.35 | 40768 | 3.61 | 1.84 | 8.5 | 7
Live | 217396283 |  | 9.5 | 15 | 33553 | 34958 | 33200 | 2.62 | 2.23 | 41888 | 3.38 | 1.8 | 8.5 | 7
Live | 217397591 |  | 9.8 | 15.5 | 34478 | 34629 | 32400 | 2.7 | 2.33 | 40544 | 3.55 | 1.96 | 9 | 7.5
Live | 217397198 |  | 9.8 | 16 | 34015 | 34958 | 32800 | 2.7 | 2.24 | 41216 | 3.4 | 1.8 | 8.5 | 7.5
Live | 217395330 |  | 9.8 | 15.2 | 34247 | 34629 | 32600 | 2.7 | 2.31 | 40992 | 3.5 | 1.82 | 8.5 | 7
Live | 217396744 |  | 10 | 16 | 34478 | 34629 | 32200 | 2.75 | 2.35 | 40320 | 3.56 | 1.98 | 9 | 7.5
Live | 217395808 |  | 9.8 | 15.2 | 34710 | 34629 | 32600 | 2.7 | 2.31 | 40992 | 3.56 | 1.82 | 8.5 | 7
Live | 217398030 |  | 9.8 | 15.5 | 33553 | 34958 | 33200 | 2.7 | 2.18 | 41664 | 3.27 | 1.78 | 8.5 | 7
Live | 217397590 |  | 9.8 | 15.5 | 34478 | 34629 | 32400 | 2.7 | 2.33 | 40544 | 3.55 | 1.96 | 9 | 7.5
Live | 217394867 |  | 10 | 15.2 | 34710 | 34629 | 32400 | 2.76 | 2.35 | 40768 | 3.61 | 1.84 | 8.5 | 7
Live | 217396282 |  | 9.5 | 15 | 33553 | 34958 | 33200 | 2.62 | 2.23 | 41888 | 3.38 | 1.8 | 8.5 | 7
Live | 217395329 |  | 9.8 | 15.2 | 34247 | 34629 | 32600 | 2.7 | 2.31 | 40992 | 3.5 | 1.82 | 8.5 | 7
Live | 217397197 |  | 9.8 | 16.5 | 34015 | 34958 | 32800 | 2.7 | 2.24 | 41216 | 3.44 | 1.8 | 8.5 | 7.5
Live | 217396743 |  | 10 | 16 | 34478 | 34629 | 32200 | 2.75 | 2.35 | 40320 | 3.56 | 1.98 | 9 | 7.5
Live | 217395807 |  | 9.8 | 15.2 | 34710 | 34629 | 32600 | 2.7 | 2.31 | 40992 | 3.56 | 1.82 | 8.5 | 7
Live | 217394866 |  | 10 | 15.2 | 34710 | 34629 | 32400 | 2.76 | 2.35 | 40768 | 3.61 | 1.84 | 8.5 | 7
Live | 217396281 |  | 9.5 | 15 | 33553 | 34958 | 33200 | 2.62 | 2.23 | 41888 | 3.38 | 1.8 | 8.5 | 7
Live | 217397589 |  | 9.8 | 15.5 | 34478 | 34629 | 32400 | 2.7 | 2.33 | 40544 | 3.55 | 1.96 | 9 | 7.5
Live | 217397196 |  | 9.8 | 16.5 | 34015 | 34958 | 32800 | 2.7 | 2.24 | 41216 | 3.44 | 1.8 | 8.5 | 7.5
Live | 217395806 |  | 9.8 | 15.2 | 34710 | 34629 | 32600 | 2.7 | 2.31 | 40992 | 3.56 | 1.82 | 8.5 | 7
Live | 217395328 |  | 9.8 | 15.2 | 34247 | 34629 | 32600 | 2.7 | 2.31 | 40992 | 3.5 | 1.82 | 8.5 | 7
Live | 217394865 |  | 10 | 15.2 | 34710 | 34629 | 32400 | 2.76 | 2.35 | 40768 | 3.61 | 1.84 | 8.5 | 7
Live | 217396280 |  | 9.5 | 15 | 33553 | 34958 | 33200 | 2.62 | 2.23 | 41888 | 3.38 | 1.8 | 8.5 | 7
Live | 217396742 |  | 10 | 16 | 34478 | 34629 | 32200 | 2.75 | 2.35 | 40320 | 3.56 | 1.98 | 9 | 7.5
Live | 217395805 |  | 9.8 | 15.2 | 34710 | 34629 | 32600 | 2.7 | 2.31 | 40992 | 3.56 | 1.82 | 8.5 | 7
Live | 217397195 |  | 9.8 | 16.5 | 34015 | 34958 | 32800 | 2.7 | 2.24 | 41216 | 3.44 | 1.8 | 8.5 | 7.5
Live | 217395327 |  | 9.8 | 15.2 | 34247 | 34629 | 32600 | 2.7 | 2.31 | 40992 | 3.5 | 1.82 | 8.5 | 7
Live | 217397588 |  | 9.8 | 15.5 | 34478 | 34629 | 32400 | 2.7 | 2.33 | 40544 | 3.55 | 1.96 | 9 | 7.5
Live | 217396741 |  | 10 | 16 | 34478 | 34629 | 32200 | 2.75 | 2.35 | 40320 | 3.56 | 1.98 | 9 | 7.5
Live | 217394864 |  | 10 | 15.2 | 34710 | 34629 | 32400 | 2.76 | 2.35 | 40768 | 3.61 | 1.84 | 8.5 | 7
Live | 217396279 |  | 9.5 | 15 | 33553 | 34958 | 33200 | 2.62 | 2.23 | 41888 | 3.38 | 1.8 | 8.5 | 7
Live | 217395326 |  | 9.8 | 15.2 | 34247 | 34629 | 32600 | 2.7 | 2.31 | 40992 | 3.5 | 1.82 | 8.5 | 7
Live | 217397194 |  | 9.8 | 16.5 | 34015 | 34958 | 32800 | 2.7 | 2.24 | 41216 | 3.44 | 1.8 | 8.5 | 7.5
Live | 217395804 |  | 9.8 | 15.2 | 34710 | 34629 | 32600 | 2.7 | 2.31 | 40992 | 3.56 | 1.82 | 8.5 | 7
Live | 217397587 |  | 9.8 | 15.5 | 34478 | 34629 | 32400 | 2.7 | 2.33 | 40544 | 3.55 | 1.96 | 9 | 7.5
Live | 217396740 |  | 10 | 16 | 34478 | 34629 | 32200 | 2.75 | 2.35 | 40320 | 3.56 | 1.98 | 9 | 7.5
Live | 217394863 |  | 10 | 15.2 | 34710 | 34629 | 32400 | 2.76 | 2.35 | 40768 | 3.61 | 1.84 | 8.5 | 7
Live | 217396278 |  | 9.5 | 15 | 33553 | 34958 | 33000 | 2.62 | 2.24 | 41888 | 3.4 | 1.78 | 8.5 | 7
Live | 217397193 |  | 9.8 | 16.5 | 34015 | 34958 | 32800 | 2.7 | 2.24 | 41216 | 3.44 | 1.8 | 8.5 | 7.5
Live | 217395325 |  | 9.8 | 15.2 | 34247 | 34629 | 32600 | 2.7 | 2.31 | 40992 | 3.5 | 1.82 | 8.5 | 7
Live | 217397586 |  | 9.8 | 15.5 | 34478 | 34629 | 32400 | 2.7 | 2.33 | 40544 | 3.55 | 1.96 | 9 | 7.5
Live | 217395803 |  | 9.8 | 15.2 | 34710 | 34629 | 32600 | 2.7 | 2.31 | 40992 | 3.56 | 1.82 | 8.5 | 7
Live | 217397192 |  | 9.8 | 16.5 | 34015 | 34958 | 32800 | 2.7 | 2.24 | 41216 | 3.44 | 1.8 | 8.5 | 7.5
Live | 217396739 |  | 10 | 16 | 34478 | 34629 | 32200 | 2.75 | 2.35 | 40320 | 3.56 | 1.98 | 9 | 7.5
Live | 217396277 |  | 9.5 | 15 | 33553 | 34958 | 33000 | 2.62 | 2.24 | 41888 | 3.4 | 1.78 | 8.5 | 7
Live | 217394862 |  | 10 | 15.2 | 34710 | 34629 | 32400 | 2.76 | 2.35 | 40768 | 3.61 | 1.84 | 8.5 | 7
Live | 217395324 |  | 9.8 | 16 | 34478 | 34629 | 32400 | 2.7 | 2.33 | 40768 | 3.57 | 1.82 | 8.5 | 7
Live | 217397585 |  | 10 | 16.5 | 35172 | 34299 | 32200 | 2.76 | 2.4 | 40320 | 3.69 | 1.98 | 9 | 7.5
Live | 217397191 |  | 9.8 | 16.5 | 34015 | 34958 | 32800 | 2.7 | 2.24 | 41216 | 3.44 | 1.8 | 8.5 | 7.5
Live | 217396738 |  | 10 | 16 | 34478 | 34629 | 32200 | 2.75 | 2.35 | 40320 | 3.56 | 1.98 | 9 | 7.5
Live | 217394861 |  | 10 | 15.2 | 34710 | 34629 | 32400 | 2.76 | 2.33 | 40768 | 3.57 | 1.82 | 8.5 | 7
Live | 217395802 |  | 9.8 | 15.5 | 34247 | 34629 | 32600 | 2.7 | 2.28 | 41216 | 3.48 | 1.82 | 8.5 | 7
Live | 217396276 |  | 9.5 | 15 | 33553 | 34958 | 33000 | 2.62 | 2.24 | 41888 | 3.4 | 1.78 | 8.5 | 7
Live | 217395323 |  | 9.8 | 16 | 34478 | 34629 | 32400 | 2.7 | 2.33 | 40768 | 3.57 | 1.82 | 8.5 | 7
Live | 217397584 |  | 10 | 16.5 | 35172 | 34299 | 32200 | 2.76 | 2.4 | 40320 | 3.69 | 1.98 | 9 | 7.5
Live | 217397190 |  | 9.8 | 16.5 | 34015 | 34958 | 32800 | 2.7 | 2.24 | 41216 | 3.44 | 1.8 | 8.5 | 7.5
Live | 217396737 |  | 9.8 | 15.5 | 34478 | 34629 | 32400 | 2.7 | 2.33 | 40544 | 3.55 | 1.96 | 9 | 7.5
Live | 217395801 |  | 9.8 | 15.5 | 34247 | 34629 | 32600 | 2.7 | 2.28 | 41216 | 3.48 | 1.82 | 8.5 | 7
Live | 217394860 |  | 10 | 15.2 | 34710 | 34629 | 32400 | 2.76 | 2.33 | 40768 | 3.57 | 1.82 | 8.5 | 7
Live | 217396275 |  | 9.5 | 15 | 33553 | 34958 | 33000 | 2.62 | 2.24 | 41888 | 3.4 | 1.78 | 8.5 | 7
Live | 217395322 |  | 9.8 | 16 | 34478 | 34629 | 32400 | 2.7 | 2.33 | 40768 | 3.57 | 1.82 | 8.5 | 7
Live | 217395800 |  | 9.8 | 15.5 | 34247 | 34629 | 32600 | 2.7 | 2.28 | 41216 | 3.48 | 1.82 | 8.5 | 7
Live | 217397189 |  | 9.8 | 16 | 34015 | 34958 | 32800 | 2.7 | 2.24 | 41440 | 3.4 | 1.8 | 8.5 | 7.5
Live | 217396736 |  | 9.8 | 15.5 | 34478 | 34629 | 32400 | 2.7 | 2.33 | 40544 | 3.55 | 1.96 | 9 | 7.5
Live | 217397583 |  | 10 | 16.5 | 35172 | 34299 | 32200 | 2.76 | 2.4 | 40320 | 3.69 | 1.98 | 9 | 7.5
Live | 217394859 |  | 10 | 15.2 | 34710 | 34629 | 32400 | 2.76 | 2.33 | 40768 | 3.57 | 1.82 | 8.5 | 7
Live | 217396274 |  | 9.5 | 15 | 33553 | 34958 | 33000 | 2.62 | 2.24 | 41888 | 3.4 | 1.78 | 8.5 | 7
Live | 217395321 |  | 9.8 | 16 | 34478 | 34629 | 32400 | 2.7 | 2.33 | 40768 | 3.57 | 1.82 | 8.5 | 7
Live | 217397188 |  | 9.8 | 16 | 34015 | 34958 | 32800 | 2.7 | 2.24 | 41440 | 3.4 | 1.8 | 8.5 | 7.5
Live | 217395799 |  | 9.8 | 15.5 | 34247 | 34629 | 32600 | 2.7 | 2.28 | 41216 | 3.48 | 1.82 | 8.5 | 7
Live | 217396735 |  | 9.8 | 15.5 | 34478 | 34629 | 32400 | 2.7 | 2.33 | 40544 | 3.55 | 1.96 | 9 | 7.5
Live | 217396273 |  | 9.5 | 15 | 33553 | 34958 | 33000 | 2.62 | 2.24 | 41888 | 3.4 | 1.78 | 8.5 | 7
Live | 217397582 |  | 10 | 16.5 | 35172 | 34299 | 32200 | 2.76 | 2.4 | 40320 | 3.69 | 1.98 | 9 | 7.5
Live | 217394858 |  | 10 | 15.2 | 34710 | 34629 | 32400 | 2.76 | 2.33 | 40768 | 3.57 | 1.82 | 8.5 | 7
Live | 217395320 |  | 9.8 | 16 | 34478 | 34629 | 32400 | 2.7 | 2.33 | 40768 | 3.57 | 1.82 | 8.5 | 7
Live | 217395798 |  | 9.8 | 15.5 | 34247 | 34629 | 32600 | 2.7 | 2.28 | 41216 | 3.48 | 1.82 | 8.5 | 7
Live | 217397187 |  | 9.8 | 16 | 34015 | 34958 | 32800 | 2.7 | 2.24 | 41440 | 3.4 | 1.8 | 8.5 | 7.5
Live | 217397581 |  | 10 | 16.5 | 35172 | 34299 | 32200 | 2.76 | 2.4 | 40320 | 3.69 | 1.98 | 9 | 7.5
Live | 217396734 |  | 9.8 | 15.5 | 34478 | 34629 | 32400 | 2.7 | 2.33 | 40544 | 3.55 | 1.96 | 9 | 7.5
Live | 217396272 |  | 9.5 | 15 | 33553 | 34958 | 33000 | 2.62 | 2.24 | 41888 | 3.4 | 1.78 | 8.5 | 7
Live | 217394857 |  | 10 | 15.2 | 34710 | 34629 | 32400 | 2.76 | 2.33 | 40768 | 3.57 | 1.82 | 8.5 | 7
Live | 217395319 |  | 9.8 | 16 | 34478 | 34629 | 32400 | 2.7 | 2.33 | 40768 | 3.57 | 1.82 | 8.5 | 7
Live | 217397186 |  | 9.8 | 16 | 34015 | 34958 | 32800 | 2.7 | 2.24 | 41440 | 3.4 | 1.8 | 8.5 | 7.5
Live | 217396271 |  | 9.5 | 15 | 33553 | 34958 | 33000 | 2.62 | 2.24 | 41888 | 3.4 | 1.78 | 8.5 | 7
Live | 217397580 |  | 10 | 16.5 | 35172 | 34299 | 32200 | 2.76 | 2.4 | 40320 | 3.69 | 1.98 | 9 | 7.5
Live | 217395797 |  | 9.8 | 15.5 | 34247 | 34629 | 32600 | 2.7 | 2.28 | 41216 | 3.48 | 1.82 | 8.5 | 7
Live | 217396733 |  | 9.8 | 15.5 | 34478 | 34629 | 32400 | 2.7 | 2.33 | 40544 | 3.55 | 1.96 | 9 | 7.5
Live | 217394856 |  | 10 | 15.2 | 34710 | 34629 | 32400 | 2.76 | 2.33 | 40768 | 3.57 | 1.82 | 8.5 | 7
Live | 217395318 |  | 9.8 | 16 | 34478 | 34629 | 32400 | 2.7 | 2.33 | 40768 | 3.57 | 1.82 | 8.5 | 7
Live | 217397185 |  | 9.8 | 16 | 34015 | 34958 | 32800 | 2.7 | 2.24 | 41440 | 3.4 | 1.8 | 8.5 | 7.5
Live | 217396270 |  | 9.5 | 15 | 33553 | 35288 | 33200 | 2.62 | 2.22 | 41888 | 3.38 | 1.8 | 8.5 | 7
Live | 217397579 |  | 10 | 16.5 | 35172 | 34299 | 32200 | 2.76 | 2.4 | 40320 | 3.69 | 1.98 | 9 | 7.5
Live | 217396732 |  | 9.8 | 15.5 | 34478 | 34629 | 32400 | 2.7 | 2.33 | 40544 | 3.55 | 1.96 | 9 | 7.5
Live | 217394855 |  | 10 | 15.2 | 34710 | 34629 | 32400 | 2.76 | 2.33 | 40768 | 3.57 | 1.82 | 8.5 | 7
Live | 217395796 |  | 9.8 | 15.5 | 34247 | 34629 | 32600 | 2.7 | 2.28 | 41216 | 3.48 | 1.82 | 8.5 | 7
Live | 217397184 |  | 9.8 | 16 | 34015 | 34958 | 32800 | 2.7 | 2.24 | 41440 | 3.4 | 1.8 | 8.5 | 7.5
Live | 217395317 |  | 9.8 | 16 | 34478 | 34629 | 32400 | 2.7 | 2.33 | 40768 | 3.57 | 1.82 | 8.5 | 7
Live | 217396269 |  | 9.5 | 15 | 33553 | 35288 | 33200 | 2.62 | 2.22 | 41888 | 3.38 | 1.8 | 8.5 | 7
Live | 217397578 |  | 10 | 16.5 | 35172 | 34299 | 32200 | 2.76 | 2.4 | 40320 | 3.69 | 1.98 | 9 | 7.5
Live | 217396731 |  | 9.8 | 15.5 | 34478 | 34629 | 32400 | 2.7 | 2.33 | 40544 | 3.55 | 1.96 | 9 | 7.5
Live | 217395795 |  | 9.8 | 15.5 | 34247 | 34629 | 32600 | 2.7 | 2.28 | 41216 | 3.48 | 1.82 | 8.5 | 7
Live | 217394854 |  | 9.8 | 15.2 | 34478 | 34629 | 32400 | 2.7 | 2.33 | 40768 | 3.52 | 1.84 | 8.5 | 7
Live | 217397183 |  | 9.8 | 16 | 34015 | 34958 | 32800 | 2.7 | 2.24 | 41440 | 3.4 | 1.8 | 8.5 | 7.5
Live | 217395316 |  | 10 | 16 | 34478 | 34629 | 32400 | 2.75 | 2.33 | 40768 | 3.55 | 1.82 | 8.5 | 7
Live | 217397577 |  | 10 | 16.5 | 35172 | 34299 | 32200 | 2.76 | 2.4 | 40320 | 3.69 | 1.98 | 9 | 7.5
Live | 217396268 |  | 9.5 | 15 | 33553 | 35288 | 33200 | 2.62 | 2.22 | 41888 | 3.38 | 1.8 | 8.5 | 7
Live | 217395794 |  | 9.8 | 15.2 | 34247 | 34958 | 32600 | 2.7 | 2.28 | 41216 | 3.5 | 1.8 | 8.5 | 7
Live | 217394853 |  | 9.8 | 15.2 | 34478 | 34629 | 32400 | 2.7 | 2.33 | 40768 | 3.52 | 1.84 | 8.5 | 7
Live | 217396730 |  | 9.8 | 15.5 | 34478 | 34629 | 32400 | 2.7 | 2.33 | 40544 | 3.55 | 1.96 | 9 | 7.5
Live | 217396267 |  | 9.5 | 15 | 33553 | 35288 | 33200 | 2.62 | 2.22 | 41888 | 3.38 | 1.8 | 8.5 | 7
Live | 217397182 |  | 9.8 | 16 | 34015 | 34958 | 32800 | 2.7 | 2.24 | 41440 | 3.4 | 1.8 | 8.5 | 7.5
Live | 217395315 |  | 10 | 16 | 34478 | 34629 | 32400 | 2.75 | 2.33 | 40768 | 3.55 | 1.82 | 8.5 | 7
Live | 217397576 |  | 10 | 16.5 | 35172 | 34299 | 32200 | 2.76 | 2.4 | 40320 | 3.69 | 1.98 | 9 | 7.5
Live | 217397181 |  | 9.5 | 15.5 | 33553 | 34958 | 33000 | 2.62 | 2.21 | 41440 | 3.32 | 1.8 | 8.5 | 7.5
Live | 217397575 |  | 10 | 16.5 | 35172 | 34299 | 32200 | 2.76 | 2.4 | 40320 | 3.69 | 1.98 | 9 | 7.5
Live | 217395793 |  | 9.8 | 15.2 | 34247 | 34958 | 32600 | 2.7 | 2.28 | 41216 | 3.5 | 1.8 | 8.5 | 7
Live | 217394852 |  | 9.8 | 15.2 | 34478 | 34629 | 32400 | 2.7 | 2.33 | 40768 | 3.52 | 1.84 | 8.5 | 7
Live | 217396729 |  | 10 | 16.5 | 35172 | 34299 | 32200 | 2.76 | 2.4 | 40320 | 3.69 | 1.98 | 9 | 7.5
Live | 217396266 |  | 9.5 | 15 | 33553 | 35288 | 33200 | 2.62 | 2.22 | 41888 | 3.38 | 1.8 | 8.5 | 7
Live | 217395314 |  | 10 | 16 | 34478 | 34629 | 32400 | 2.75 | 2.33 | 40768 | 3.55 | 1.82 | 8.5 | 7
Live | 217397180 |  | 9.5 | 15.5 | 33553 | 34958 | 33000 | 2.62 | 2.21 | 41440 | 3.32 | 1.8 | 8.5 | 7.5
Live | 217394851 |  | 9.8 | 15.2 | 34478 | 34629 | 32400 | 2.7 | 2.33 | 40768 | 3.52 | 1.84 | 8.5 | 7
Live | 217395792 |  | 9.8 | 15.2 | 34247 | 34958 | 32600 | 2.7 | 2.28 | 41216 | 3.5 | 1.8 | 8.5 | 7
Live | 217397574 |  | 10 | 16.5 | 35172 | 34299 | 32200 | 2.76 | 2.4 | 40320 | 3.69 | 1.98 | 9 | 7.5
Live | 217396728 |  | 10 | 16.5 | 35172 | 34299 | 32200 | 2.76 | 2.4 | 40320 | 3.69 | 1.98 | 9 | 7.5
Live | 217396265 |  | 9.5 | 15 | 33553 | 35288 | 33200 | 2.62 | 2.22 | 41888 | 3.38 | 1.8 | 8.5 | 7
Live | 217397179 |  | 9.5 | 15.5 | 33553 | 34958 | 33000 | 2.62 | 2.21 | 41440 | 3.32 | 1.8 | 8.5 | 7.5
Live | 217395791 |  | 9.8 | 15.2 | 34247 | 34958 | 32600 | 2.7 | 2.28 | 41216 | 3.5 | 1.8 | 8.5 | 7
Live | 217396727 |  | 10 | 16.5 | 35172 | 34299 | 32200 | 2.76 | 2.4 | 40320 | 3.69 | 1.98 | 9 | 7.5
Live | 217397573 |  | 10 | 16.5 | 35172 | 34299 | 32200 | 2.76 | 2.4 | 40320 | 3.69 | 1.98 | 9 | 7.5
Live | 217394850 |  | 9.8 | 15.2 | 34478 | 34629 | 32400 | 2.7 | 2.33 | 40768 | 3.52 | 1.84 | 8.5 | 7
Live | 217396264 |  | 9.5 | 15 | 33553 | 35288 | 33200 | 2.62 | 2.22 | 41888 | 3.38 | 1.8 | 8.5 | 7
Live | 217395313 |  | 10 | 16 | 34478 | 34629 | 32400 | 2.75 | 2.33 | 40768 | 3.55 | 1.82 | 8.5 | 7
Live | 217397178 |  | 9.5 | 15.5 | 33553 | 34958 | 33000 | 2.62 | 2.21 | 41440 | 3.32 | 1.8 | 8.5 | 7.5
Live | 217396726 |  | 10 | 16.5 | 35172 | 34299 | 32200 | 2.76 | 2.4 | 40320 | 3.69 | 1.98 | 9 | 7.5
Live | 217394849 |  | 9.8 | 15.2 | 34478 | 34629 | 32400 | 2.7 | 2.33 | 40768 | 3.52 | 1.84 | 8.5 | 7
Live | 217396263 |  | 9.5 | 15 | 33553 | 35288 | 33200 | 2.62 | 2.22 | 41888 | 3.38 | 1.8 | 8.5 | 7
Live | 217395790 |  | 9.8 | 15.2 | 34247 | 34958 | 32600 | 2.7 | 2.28 | 41216 | 3.5 | 1.8 | 8.5 | 7
Live | 217397572 |  | 10 | 16.5 | 35172 | 34299 | 32200 | 2.76 | 2.4 | 40320 | 3.69 | 1.98 | 9 | 7.5
Live | 217395312 |  | 10 | 16 | 34478 | 34629 | 32400 | 2.75 | 2.33 | 40768 | 3.55 | 1.82 | 8.5 | 7
Live | 217397177 |  | 9.5 | 15.5 | 33553 | 34958 | 33000 | 2.62 | 2.21 | 41440 | 3.32 | 1.8 | 8.5 | 7.5
Live | 217394848 |  | 9.8 | 15.2 | 34478 | 34629 | 32400 | 2.7 | 2.33 | 40768 | 3.52 | 1.84 | 8.5 | 7
Live | 217397571 |  | 10 | 16.5 | 35172 | 34299 | 32200 | 2.76 | 2.4 | 40320 | 3.69 | 1.98 | 9 | 7.5
Live | 217395789 |  | 9.8 | 15.2 | 34247 | 34958 | 32600 | 2.7 | 2.28 | 41216 | 3.5 | 1.8 | 8.5 | 7
Live | 217396262 |  | 9.5 | 15 | 33553 | 34958 | 33000 | 2.62 | 2.23 | 41888 | 3.4 | 1.78 | 8.5 | 7
Live | 217396725 |  | 10 | 16.5 | 35172 | 34299 | 32200 | 2.76 | 2.4 | 40320 | 3.69 | 1.98 | 9 | 7.5
Live | 217397176 |  | 9.5 | 15.5 | 33553 | 34958 | 33000 | 2.62 | 2.21 | 41440 | 3.32 | 1.8 | 8.5 | 7.5
Live | 217395311 |  | 10 | 16 | 34478 | 34629 | 32400 | 2.75 | 2.33 | 40768 | 3.55 | 1.82 | 8.5 | 7
Live | 217394847 |  | 9.8 | 15.2 | 34478 | 34629 | 32400 | 2.7 | 2.33 | 40768 | 3.52 | 1.84 | 8.5 | 7
Live | 217395788 |  | 9.8 | 15.2 | 34247 | 34958 | 32600 | 2.7 | 2.28 | 41216 | 3.5 | 1.8 | 8.5 | 7
Live | 217397570 |  | 10 | 16 | 34710 | 34299 | 32200 | 2.76 | 2.37 | 40320 | 3.6 | 1.96 | 9 | 7.5
Live | 217396261 |  | 9.5 | 15 | 33553 | 34958 | 33000 | 2.62 | 2.23 | 41888 | 3.4 | 1.78 | 8.5 | 7
Live | 217397175 |  | 9.5 | 15.5 | 33553 | 34958 | 33000 | 2.62 | 2.21 | 41440 | 3.32 | 1.8 | 8.5 | 7.5
Live | 217394846 |  | 9.8 | 15.2 | 34247 | 34629 | 32400 | 2.7 | 2.31 | 40768 | 3.52 | 1.82 | 8.5 | 7
Live | 217396724 |  | 10 | 16.5 | 35172 | 34299 | 32200 | 2.76 | 2.4 | 40320 | 3.69 | 1.98 | 9 | 7.5
Live | 217395310 |  | 10 | 16 | 34478 | 34629 | 32400 | 2.75 | 2.33 | 40768 | 3.55 | 1.82 | 8.5 | 7
Live | 217397569 |  | 10 | 16 | 34710 | 34299 | 32200 | 2.76 | 2.37 | 40320 | 3.6 | 1.96 | 9 | 7.5
Live | 217396260 |  | 9.5 | 15 | 33553 | 34958 | 33000 | 2.62 | 2.23 | 41888 | 3.4 | 1.78 | 8.5 | 7
Live | 217395787 |  | 9.8 | 15.2 | 34247 | 34958 | 32600 | 2.7 | 2.28 | 41216 | 3.5 | 1.8 | 8.5 | 7
Live | 217397174 |  | 9.5 | 15.5 | 33553 | 34958 | 33000 | 2.62 | 2.21 | 41440 | 3.32 | 1.8 | 8.5 | 7.5
Live | 217394845 |  | 9.8 | 15.2 | 34247 | 34629 | 32400 | 2.7 | 2.31 | 40768 | 3.52 | 1.82 | 8.5 | 7
Live | 217395309 |  | 10 | 16 | 34478 | 34629 | 32400 | 2.75 | 2.33 | 40768 | 3.55 | 1.82 | 8.5 | 7
Live | 217396723 |  | 10 | 16.5 | 35172 | 34299 | 32200 | 2.76 | 2.4 | 40320 | 3.69 | 1.98 | 9 | 7.5
Live | 217397568 |  | 10 | 16 | 34710 | 34299 | 32200 | 2.76 | 2.37 | 40320 | 3.6 | 1.96 | 9 | 7.5
Live | 217395786 |  | 9.5 | 15 | 34247 | 34958 | 32800 | 2.61 | 2.28 | 41216 | 3.46 | 1.82 | 8.5 | 7
Live | 217396259 |  | 9.5 | 15 | 33553 | 34958 | 33000 | 2.62 | 2.23 | 41888 | 3.4 | 1.78 | 8.5 | 7
Live | 217394844 |  | 9.8 | 15.2 | 34247 | 34629 | 32400 | 2.7 | 2.31 | 40768 | 3.52 | 1.82 | 8.5 | 7
Live | 217397173 |  | 9.8 | 16 | 33784 | 34958 | 33000 | 2.7 | 2.23 | 41440 | 3.35 | 1.8 | 8.5 | 7.5
Live | 217395308 |  | 10 | 16 | 34710 | 34629 | 32400 | 2.76 | 2.33 | 40768 | 3.59 | 1.82 | 8.5 | 7
Live | 217396722 |  | 10 | 16.5 | 35404 | 34299 | 32200 | 2.75 | 2.4 | 40320 | 3.7 | 1.98 | 9 | 7.5
Live | 217395785 |  | 9.5 | 15 | 34247 | 34958 | 32800 | 2.61 | 2.28 | 41216 | 3.46 | 1.82 | 8.5 | 7
Live | 217396258 |  | 9.5 | 15 | 33553 | 34958 | 33000 | 2.62 | 2.23 | 41888 | 3.4 | 1.78 | 8.5 | 7
Live | 217397567 |  | 10 | 16 | 34710 | 34299 | 32200 | 2.76 | 2.37 | 40320 | 3.6 | 1.96 | 9 | 7.5
Live | 217397172 |  | 9.8 | 16 | 33784 | 34958 | 33000 | 2.7 | 2.23 | 41440 | 3.35 | 1.8 | 8.5 | 7.5
Live | 217394843 |  | 9.8 | 15.2 | 34247 | 34629 | 32400 | 2.7 | 2.31 | 40768 | 3.52 | 1.82 | 8.5 | 7
Live | 217395784 |  | 9.5 | 15 | 34247 | 34958 | 32800 | 2.61 | 2.28 | 41216 | 3.46 | 1.82 | 8.5 | 7
Live | 217395307 |  | 10 | 16 | 34710 | 34629 | 32400 | 2.76 | 2.33 | 40768 | 3.59 | 1.82 | 8.5 | 7
Live | 217396721 |  | 10 | 16.5 | 35404 | 34299 | 32200 | 2.75 | 2.4 | 40320 | 3.7 | 1.98 | 9 | 7.5
Live | 217396257 |  | 9.5 | 15 | 33553 | 34958 | 33000 | 2.62 | 2.23 | 41888 | 3.4 | 1.78 | 8.5 | 7
Live | 217397171 |  | 9.8 | 16 | 33784 | 34958 | 33000 | 2.7 | 2.23 | 41440 | 3.35 | 1.8 | 8.5 | 7.5
Live | 217394842 |  | 9.8 | 15.2 | 34247 | 34629 | 32400 | 2.7 | 2.31 | 40768 | 3.52 | 1.82 | 8.5 | 7
Live | 217395783 |  | 9.5 | 15 | 34247 | 34958 | 32800 | 2.61 | 2.28 | 41216 | 3.46 | 1.82 | 8.5 | 7
Live | 217395306 |  | 10 | 16 | 34710 | 34629 | 32400 | 2.76 | 2.33 | 40768 | 3.59 | 1.82 | 8.5 | 7
Live | 217396720 |  | 10 | 16.5 | 35404 | 34299 | 32200 | 2.75 | 2.4 | 40320 | 3.7 | 1.98 | 9 | 7.5
Live | 217397566 |  | 10 | 16 | 34710 | 34299 | 32200 | 2.76 | 2.37 | 40320 | 3.6 | 1.96 | 9 | 7.5
Live | 217396256 |  | 9.5 | 15 | 33553 | 34958 | 33000 | 2.62 | 2.23 | 41888 | 3.4 | 1.78 | 8.5 | 7
Live | 217397170 |  | 9.8 | 16 | 33784 | 34958 | 33000 | 2.7 | 2.23 | 41440 | 3.35 | 1.8 | 8.5 | 7.5
Live | 217395305 |  | 10 | 16 | 34710 | 34629 | 32400 | 2.76 | 2.33 | 40768 | 3.59 | 1.82 | 8.5 | 7
Live | 217394841 |  | 9.8 | 15.2 | 34247 | 34629 | 32400 | 2.7 | 2.31 | 40768 | 3.52 | 1.82 | 8.5 | 7
Live | 217396719 |  | 10 | 16.5 | 35404 | 34299 | 32200 | 2.75 | 2.4 | 40320 | 3.7 | 1.98 | 9 | 7.5
Live | 217395782 |  | 9.5 | 15 | 34247 | 34958 | 32800 | 2.61 | 2.28 | 41216 | 3.46 | 1.82 | 8.5 | 7
Live | 217396255 |  | 9.5 | 15 | 33553 | 34958 | 33000 | 2.62 | 2.23 | 41888 | 3.4 | 1.78 | 8.5 | 7
Live | 217397565 |  | 10 | 16 | 34710 | 34299 | 32200 | 2.76 | 2.37 | 40320 | 3.6 | 1.96 | 9 | 7.5
Live | 217394840 |  | 9.8 | 15.2 | 34247 | 34629 | 32400 | 2.7 | 2.31 | 40768 | 3.52 | 1.82 | 8.5 | 7
Live | 217397169 |  | 9.8 | 16 | 33784 | 34958 | 33000 | 2.7 | 2.23 | 41440 | 3.35 | 1.8 | 8.5 | 7.5
Live | 217395304 |  | 10 | 16 | 34710 | 34629 | 32400 | 2.76 | 2.33 | 40768 | 3.59 | 1.82 | 8.5 | 7
Live | 217395781 |  | 9.5 | 15 | 34247 | 34958 | 32800 | 2.61 | 2.28 | 41216 | 3.46 | 1.82 | 8.5 | 7
Live | 217396718 |  | 10 | 16.5 | 35404 | 34299 | 32200 | 2.75 | 2.4 | 40320 | 3.7 | 1.98 | 9 | 7.5
Live | 217395303 |  | 10 | 16 | 34710 | 34629 | 32400 | 2.76 | 2.33 | 40768 | 3.59 | 1.82 | 8.5 | 7
Live | 217397168 |  | 9.8 | 16 | 33784 | 34958 | 33000 | 2.7 | 2.23 | 41440 | 3.35 | 1.8 | 8.5 | 7.5
Live | 217396254 |  | 9.5 | 15.2 | 33784 | 34958 | 33000 | 2.62 | 2.24 | 41888 | 3.42 | 1.78 | 8.5 | 7
Live | 217397564 |  | 10 | 16 | 34710 | 34299 | 32200 | 2.76 | 2.37 | 40320 | 3.6 | 1.96 | 9 | 7.5
Live | 217394839 |  | 10 | 15.2 | 34710 | 34629 | 32400 | 2.76 | 2.33 | 40768 | 3.59 | 1.82 | 8.5 | 7
Live | 217395780 |  | 9.5 | 15 | 34247 | 34958 | 32800 | 2.61 | 2.28 | 41216 | 3.46 | 1.82 | 8.5 | 7
Live | 217396717 |  | 10 | 16.5 | 35404 | 34299 | 32200 | 2.75 | 2.4 | 40320 | 3.7 | 1.98 | 9 | 7.5
Live | 217395302 |  | 10 | 16 | 34710 | 34629 | 32400 | 2.76 | 2.33 | 40768 | 3.59 | 1.82 | 8.5 | 7
Live | 217397167 |  | 9.8 | 16 | 33784 | 34958 | 33000 | 2.7 | 2.23 | 41440 | 3.35 | 1.8 | 8.5 | 7.5
Live | 217397563 |  | 10 | 16 | 34710 | 34299 | 32200 | 2.76 | 2.37 | 40320 | 3.6 | 1.96 | 9 | 7.5
Live | 217396253 |  | 9.5 | 15.2 | 33784 | 34958 | 33000 | 2.62 | 2.24 | 41888 | 3.42 | 1.78 | 8.5 | 7
Live | 217394838 |  | 10 | 15.2 | 34710 | 34629 | 32400 | 2.76 | 2.33 | 40768 | 3.59 | 1.82 | 8.5 | 7
Live | 217395779 |  | 9.5 | 15 | 34247 | 34958 | 32800 | 2.61 | 2.28 | 41216 | 3.46 | 1.82 | 8.5 | 7
Live | 217397166 |  | 9.8 | 16 | 33784 | 34958 | 33000 | 2.7 | 2.23 | 41440 | 3.35 | 1.8 | 8.5 | 7.5
Live | 217395301 |  | 10 | 16 | 34710 | 34629 | 32400 | 2.76 | 2.33 | 40768 | 3.59 | 1.82 | 8.5 | 7
Live | 217396716 |  | 10 | 16.5 | 35404 | 34299 | 32200 | 2.75 | 2.4 | 40320 | 3.7 | 1.98 | 9 | 7.5
Live | 217397562 |  | 10 | 16 | 34941 | 34299 | 32200 | 2.75 | 2.38 | 40320 | 3.62 | 1.96 | 9 | 7.5
Live | 217396252 |  | 9.5 | 15.2 | 33784 | 34958 | 33000 | 2.62 | 2.24 | 41888 | 3.42 | 1.78 | 8.5 | 7
Live | 217394837 |  | 10 | 15.2 | 34710 | 34629 | 32400 | 2.76 | 2.33 | 40768 | 3.59 | 1.82 | 8.5 | 7
Live | 217397165 |  | 9.5 | 15 | 33321 | 35288 | 33200 | 2.62 | 2.17 | 41664 | 3.29 | 1.8 | 8.5 | 7
Live | 217395778 |  | 9.8 | 15.5 | 34478 | 34629 | 32600 | 2.7 | 2.3 | 40992 | 3.5 | 1.8 | 8.5 | 7
Live | 217395300 |  | 9.8 | 16 | 34478 | 34629 | 32400 | 2.7 | 2.33 | 40768 | 3.55 | 1.84 | 8.5 | 7
Live | 217397561 |  | 10 | 16 | 34941 | 34299 | 32200 | 2.75 | 2.38 | 40320 | 3.62 | 1.96 | 9 | 7.5
Live | 217396715 |  | 10 | 16.5 | 35404 | 34299 | 32200 | 2.75 | 2.4 | 40320 | 3.7 | 1.98 | 9 | 7.5
Live | 217396251 |  | 9.5 | 15.2 | 33784 | 34958 | 33000 | 2.62 | 2.24 | 41888 | 3.42 | 1.78 | 8.5 | 7
Live | 217394836 |  | 10 | 15.2 | 34710 | 34629 | 32400 | 2.76 | 2.33 | 40768 | 3.59 | 1.82 | 8.5 | 7
Live | 217395777 |  | 9.8 | 15.5 | 34478 | 34629 | 32600 | 2.7 | 2.3 | 40992 | 3.5 | 1.8 | 8.5 | 7
Live | 217397164 |  | 9.5 | 15 | 33321 | 35288 | 33200 | 2.62 | 2.17 | 41664 | 3.29 | 1.8 | 8.5 | 7
Live | 217395299 |  | 9.8 | 16 | 34478 | 34629 | 32400 | 2.7 | 2.33 | 40768 | 3.55 | 1.84 | 8.5 | 7
Live | 217396714 |  | 10 | 16 | 34941 | 34299 | 32200 | 2.75 | 2.38 | 40320 | 3.62 | 1.96 | 9 | 7.5
Live | 217397560 |  | 10 | 16 | 34941 | 34299 | 32200 | 2.75 | 2.38 | 40320 | 3.62 | 1.96 | 9 | 7.5
Live | 217396250 |  | 9.5 | 15.2 | 33784 | 34958 | 33000 | 2.62 | 2.24 | 41888 | 3.42 | 1.78 | 8.5 | 7
Live | 217394835 |  | 10 | 15.2 | 34710 | 34629 | 32400 | 2.76 | 2.33 | 40768 | 3.59 | 1.82 | 8.5 | 7
Live | 217397163 |  | 9.5 | 15 | 33321 | 35288 | 33200 | 2.62 | 2.17 | 41664 | 3.29 | 1.8 | 8.5 | 7
Live | 217395776 |  | 9.8 | 15.5 | 34478 | 34629 | 32600 | 2.7 | 2.3 | 40992 | 3.5 | 1.8 | 8.5 | 7
Live | 217397559 |  | 10 | 16 | 34941 | 34299 | 32200 | 2.75 | 2.38 | 40320 | 3.62 | 1.96 | 9 | 7.5
Live | 217395298 |  | 9.8 | 16 | 34478 | 34629 | 32400 | 2.7 | 2.33 | 40768 | 3.55 | 1.84 | 8.5 | 7
Live | 217396713 |  | 10 | 16 | 34941 | 34299 | 32200 | 2.75 | 2.38 | 40320 | 3.62 | 1.96 | 9 | 7.5
Live | 217394834 |  | 10 | 15.2 | 34710 | 34629 | 32400 | 2.76 | 2.33 | 40768 | 3.59 | 1.82 | 8.5 | 7
Live | 217395297 |  | 9.8 | 16 | 34478 | 34629 | 32400 | 2.7 | 2.33 | 40768 | 3.55 | 1.84 | 8.5 | 7
Live | 217396249 |  | 9.5 | 15.2 | 33784 | 34958 | 33000 | 2.62 | 2.24 | 41888 | 3.42 | 1.78 | 8.5 | 7
Live | 217396712 |  | 10 | 16 | 34941 | 34299 | 32200 | 2.75 | 2.38 | 40320 | 3.62 | 1.96 | 9 | 7.5
Live | 217395775 |  | 9.8 | 15.5 | 34478 | 34629 | 32600 | 2.7 | 2.3 | 40992 | 3.5 | 1.8 | 8.5 | 7
Live | 217397162 |  | 9.5 | 15 | 33321 | 35288 | 33200 | 2.62 | 2.17 | 41664 | 3.29 | 1.8 | 8.5 | 7
Live | 217397558 |  | 10 | 16 | 34941 | 34299 | 32200 | 2.75 | 2.38 | 40320 | 3.62 | 1.96 | 9 | 7.5
Live | 217394833 |  | 10 | 15.2 | 34710 | 34629 | 32400 | 2.76 | 2.33 | 40768 | 3.59 | 1.82 | 8.5 | 7
Live | 217397161 |  | 9.5 | 15 | 33321 | 35288 | 33200 | 2.62 | 2.17 | 41664 | 3.29 | 1.8 | 8.5 | 7
Live | 217396248 |  | 9.5 | 15.2 | 33784 | 34958 | 33000 | 2.62 | 2.24 | 41888 | 3.42 | 1.78 | 8.5 | 7
Live | 217396711 |  | 10 | 16 | 34941 | 34299 | 32200 | 2.75 | 2.38 | 40320 | 3.62 | 1.96 | 9 | 7.5
Live | 217395774 |  | 9.8 | 15.5 | 34478 | 34629 | 32600 | 2.7 | 2.3 | 40992 | 3.5 | 1.8 | 8.5 | 7
Live | 217395296 |  | 9.8 | 16 | 34478 | 34629 | 32400 | 2.7 | 2.33 | 40768 | 3.55 | 1.84 | 8.5 | 7
Live | 217397557 |  | 10 | 16 | 34941 | 34299 | 32200 | 2.75 | 2.38 | 40320 | 3.62 | 1.96 | 9 | 7.5
Live | 217397160 |  | 9.5 | 15 | 33321 | 35288 | 33200 | 2.62 | 2.17 | 41664 | 3.29 | 1.8 | 8.5 | 7
Live | 217396710 |  | 10 | 16 | 34941 | 34299 | 32200 | 2.75 | 2.38 | 40320 | 3.62 | 1.96 | 9 | 7.5
Live | 217394832 |  | 10 | 15.2 | 34710 | 34629 | 32400 | 2.76 | 2.33 | 40768 | 3.59 | 1.82 | 8.5 | 7
Live | 217396247 |  | 9.5 | 15.2 | 33784 | 34958 | 33000 | 2.62 | 2.24 | 41888 | 3.42 | 1.78 | 8.5 | 7
Live | 217395773 |  | 9.8 | 15.5 | 34478 | 34629 | 32600 | 2.7 | 2.3 | 40992 | 3.5 | 1.8 | 8.5 | 7
Live | 217395295 |  | 9.8 | 16 | 34478 | 34629 | 32400 | 2.7 | 2.33 | 40768 | 3.55 | 1.84 | 8.5 | 7
Live | 217397556 |  | 10 | 16 | 34941 | 34299 | 32200 | 2.75 | 2.38 | 40320 | 3.62 | 1.96 | 9 | 7.5
Live | 217397159 |  | 9.5 | 15 | 33321 | 35288 | 33200 | 2.62 | 2.17 | 41664 | 3.29 | 1.8 | 8.5 | 7
Live | 217396246 |  | 9.5 | 14.5 | 33553 | 34958 | 33200 | 2.62 | 2.23 | 41888 | 3.35 | 1.78 | 8.5 | 7
Live | 217396709 |  | 10 | 16 | 34941 | 34299 | 32200 | 2.75 | 2.38 | 40320 | 3.62 | 1.96 | 9 | 7.5
Live | 217395772 |  | 9.8 | 15.5 | 34478 | 34629 | 32600 | 2.7 | 2.3 | 40992 | 3.5 | 1.8 | 8.5 | 7
Live | 217394831 |  | 9.8 | 15.2 | 34478 | 34629 | 32400 | 2.7 | 2.33 | 40768 | 3.52 | 1.84 | 8.5 | 7
Live | 217395294 |  | 9.8 | 16 | 34478 | 34629 | 32400 | 2.7 | 2.33 | 40768 | 3.55 | 1.84 | 8.5 | 7
Live | 217397555 |  | 10 | 16 | 34941 | 34299 | 32200 | 2.75 | 2.38 | 40320 | 3.62 | 1.96 | 9 | 7.5
Live | 217397158 |  | 9.5 | 15 | 33321 | 35288 | 33200 | 2.62 | 2.17 | 41664 | 3.29 | 1.8 | 8.5 | 7
Live | 217396245 |  | 9.5 | 14.5 | 33553 | 34958 | 33200 | 2.62 | 2.23 | 41888 | 3.35 | 1.78 | 8.5 | 7
Live | 217395771 |  | 9.8 | 15.5 | 34478 | 34629 | 32600 | 2.7 | 2.3 | 40992 | 3.5 | 1.8 | 8.5 | 7
Live | 217394830 |  | 9.8 | 15.2 | 34478 | 34629 | 32400 | 2.7 | 2.33 | 40768 | 3.52 | 1.84 | 8.5 | 7
Live | 217396708 |  | 10 | 16 | 34941 | 34299 | 32200 | 2.75 | 2.38 | 40320 | 3.62 | 1.96 | 9 | 7.5
Live | 217397157 |  | 9.8 | 16 | 33553 | 34958 | 32800 | 2.7 | 2.23 | 41440 | 3.35 | 1.78 | 8.5 | 7.5
Live | 217395770 |  | 9.8 | 15.5 | 34478 | 34629 | 32600 | 2.7 | 2.3 | 40992 | 3.5 | 1.8 | 8.5 | 7
Live | 217395293 |  | 9.8 | 16 | 34478 | 34629 | 32400 | 2.7 | 2.33 | 40768 | 3.55 | 1.84 | 8.5 | 7
Live | 217397554 |  | 10 | 16 | 34941 | 34629 | 32200 | 2.75 | 2.37 | 40320 | 3.6 | 1.98 | 9 | 7.5
Live | 217396244 |  | 9.5 | 14.5 | 33553 | 34958 | 33200 | 2.62 | 2.23 | 41888 | 3.35 | 1.78 | 8.5 | 7
Live | 217394829 |  | 9.8 | 15.2 | 34478 | 34629 | 32400 | 2.7 | 2.33 | 40768 | 3.52 | 1.84 | 8.5 | 7
Live | 217397156 |  | 9.8 | 16 | 33553 | 34958 | 32800 | 2.7 | 2.23 | 41440 | 3.35 | 1.78 | 8.5 | 7.5
Live | 217395292 |  | 9.8 | 15.2 | 34015 | 34629 | 32600 | 2.7 | 2.3 | 40992 | 3.46 | 1.82 | 8.5 | 7
Live | 217396707 |  | 10 | 16 | 34941 | 34299 | 32200 | 2.75 | 2.38 | 40320 | 3.62 | 1.96 | 9 | 7.5
Live | 217395769 |  | 9.8 | 15.5 | 34478 | 34629 | 32600 | 2.7 | 2.3 | 40992 | 3.5 | 1.8 | 8.5 | 7
Live | 217396243 |  | 9.5 | 14.5 | 33553 | 34958 | 33200 | 2.62 | 2.23 | 41888 | 3.35 | 1.78 | 8.5 | 7
Live | 217397155 |  | 9.8 | 16 | 33553 | 34958 | 32800 | 2.7 | 2.23 | 41440 | 3.35 | 1.78 | 8.5 | 7.5
Live | 217395291 |  | 9.8 | 15.2 | 34015 | 34629 | 32600 | 2.7 | 2.3 | 40992 | 3.46 | 1.82 | 8.5 | 7
Live | 217394828 |  | 9.8 | 15.2 | 34478 | 34629 | 32400 | 2.7 | 2.33 | 40768 | 3.52 | 1.84 | 8.5 | 7
Live | 217396706 |  | 10 | 16 | 34941 | 34299 | 32200 | 2.75 | 2.38 | 40320 | 3.65 | 1.98 | 9 | 7.5
Live | 217395768 |  | 9.8 | 15.5 | 34478 | 34629 | 32600 | 2.7 | 2.3 | 40992 | 3.5 | 1.8 | 8.5 | 7
Live | 217396242 |  | 9.5 | 14.5 | 33553 | 34958 | 33200 | 2.62 | 2.23 | 41888 | 3.35 | 1.78 | 8.5 | 7
Live | 217394827 |  | 9.8 | 15.2 | 34478 | 34629 | 32400 | 2.7 | 2.33 | 40768 | 3.52 | 1.84 | 8.5 | 7
Live | 217395290 |  | 9.8 | 15.2 | 34015 | 34629 | 32600 | 2.7 | 2.3 | 40992 | 3.46 | 1.82 | 8.5 | 7
Live | 217396705 |  | 10 | 16 | 34941 | 34299 | 32200 | 2.75 | 2.38 | 40320 | 3.65 | 1.98 | 9 | 7.5
Live | 217397154 |  | 9.8 | 16 | 33553 | 34958 | 32800 | 2.7 | 2.23 | 41440 | 3.35 | 1.78 | 8.5 | 7.5
Live | 217395767 |  | 9.8 | 15.5 | 34478 | 34629 | 32600 | 2.7 | 2.3 | 40992 | 3.5 | 1.8 | 8.5 | 7
Live | 217396241 |  | 9.5 | 14.5 | 33553 | 34958 | 33200 | 2.62 | 2.23 | 41888 | 3.35 | 1.78 | 8.5 | 7
Live | 217397153 |  | 9.8 | 16 | 33553 | 34958 | 32800 | 2.7 | 2.23 | 41440 | 3.35 | 1.78 | 8.5 | 7.5
Live | 217394826 |  | 9.8 | 15.2 | 34478 | 34629 | 32400 | 2.7 | 2.33 | 40768 | 3.52 | 1.84 | 8.5 | 7
Live | 217395289 |  | 9.8 | 15.2 | 34015 | 34629 | 32600 | 2.7 | 2.3 | 40992 | 3.46 | 1.82 | 8.5 | 7
Live | 217396704 |  | 10 | 16 | 34941 | 34299 | 32200 | 2.75 | 2.38 | 40320 | 3.65 | 1.98 | 9 | 7.5
Live | 217396240 |  | 9.5 | 14.5 | 33553 | 34958 | 33200 | 2.62 | 2.23 | 41888 | 3.35 | 1.78 | 8.5 | 7
Live | 217395766 |  | 9.8 | 15.5 | 34478 | 34629 | 32600 | 2.7 | 2.3 | 40992 | 3.5 | 1.8 | 8.5 | 7
Live | 217395288 |  | 9.8 | 15.2 | 34015 | 34629 | 32600 | 2.7 | 2.3 | 40992 | 3.46 | 1.82 | 8.5 | 7
Live | 217394825 |  | 9.8 | 15.2 | 34478 | 34629 | 32400 | 2.7 | 2.33 | 40768 | 3.52 | 1.84 | 8.5 | 7
Live | 217397152 |  | 9.8 | 16 | 33553 | 34958 | 32800 | 2.7 | 2.23 | 41440 | 3.35 | 1.78 | 8.5 | 7.5
Live | 217396703 |  | 10 | 16 | 34941 | 34299 | 32200 | 2.75 | 2.38 | 40320 | 3.65 | 1.98 | 9 | 7.5
Live | 217396239 |  | 9.5 | 14.5 | 33553 | 34958 | 33200 | 2.62 | 2.23 | 41888 | 3.35 | 1.78 | 8.5 | 7
Live | 217395765 |  | 9.8 | 15.5 | 34478 | 34629 | 32600 | 2.7 | 2.3 | 40992 | 3.5 | 1.8 | 8.5 | 7
Live | 217397151 |  | 9.8 | 16 | 33553 | 34958 | 32800 | 2.7 | 2.23 | 41440 | 3.35 | 1.78 | 8.5 | 7.5
Live | 217395287 |  | 9.8 | 15.2 | 34015 | 34629 | 32600 | 2.7 | 2.3 | 40992 | 3.46 | 1.82 | 8.5 | 7
Live | 217396238 |  | 9.5 | 15 | 33784 | 35288 | 33000 | 2.62 | 2.24 | 41888 | 3.42 | 1.78 | 8.5 | 7
Live | 217394824 |  | 9.8 | 15.2 | 34015 | 34629 | 32600 | 2.7 | 2.31 | 40992 | 3.48 | 1.82 | 8.5 | 7
Live | 217396702 |  | 10 | 16 | 34941 | 34299 | 32200 | 2.75 | 2.38 | 40320 | 3.65 | 1.98 | 9 | 7.5
Live | 217395764 |  | 9.8 | 15.5 | 34478 | 34629 | 32600 | 2.7 | 2.3 | 40992 | 3.5 | 1.8 | 8.5 | 7
Live | 217397150 |  | 9.8 | 16 | 33553 | 34958 | 33000 | 2.7 | 2.23 | 41440 | 3.35 | 1.78 | 8.5 | 7.5
Live | 217395286 |  | 9.8 | 15.2 | 34015 | 34629 | 32600 | 2.7 | 2.3 | 40992 | 3.46 | 1.82 | 8.5 | 7
Live | 217396237 |  | 9.5 | 15 | 33784 | 35288 | 33000 | 2.62 | 2.24 | 41888 | 3.42 | 1.78 | 8.5 | 7
Live | 217394823 |  | 9.8 | 15.2 | 34015 | 34629 | 32600 | 2.7 | 2.31 | 40992 | 3.48 | 1.82 | 8.5 | 7
Live | 217396701 |  | 10 | 16 | 34941 | 34299 | 32200 | 2.75 | 2.38 | 40320 | 3.65 | 1.98 | 9 | 7.5
Live | 217395763 |  | 9.8 | 15.5 | 34478 | 34629 | 32600 | 2.7 | 2.3 | 40992 | 3.5 | 1.8 | 8.5 | 7
Live | 217397149 |  | 9.8 | 16 | 33553 | 34958 | 33000 | 2.7 | 2.23 | 41440 | 3.35 | 1.78 | 8.5 | 7.5
Live | 217396236 |  | 9.5 | 15 | 33784 | 35288 | 33000 | 2.62 | 2.24 | 41888 | 3.42 | 1.78 | 8.5 | 7
Live | 217395285 |  | 9.8 | 15.2 | 34015 | 34629 | 32600 | 2.7 | 2.3 | 40992 | 3.46 | 1.82 | 8.5 | 7
Live | 217394822 |  | 9.8 | 15.2 | 34015 | 34629 | 32600 | 2.7 | 2.31 | 40992 | 3.48 | 1.82 | 8.5 | 7
Live | 217396700 |  | 10 | 16 | 34941 | 34299 | 32200 | 2.75 | 2.38 | 40320 | 3.65 | 1.98 | 9 | 7.5
Live | 217395762 |  | 9.8 | 16 | 34247 | 34629 | 32600 | 2.7 | 2.28 | 41216 | 3.46 | 1.82 | 8.5 | 7
Live | 217397148 |  | 9.8 | 16 | 33553 | 34958 | 33000 | 2.7 | 2.23 | 41440 | 3.35 | 1.78 | 8.5 | 7.5
Live | 217396235 |  | 9.5 | 15 | 33784 | 35288 | 33000 | 2.62 | 2.24 | 41888 | 3.42 | 1.78 | 8.5 | 7
Live | 217395284 |  | 9.8 | 15.2 | 34247 | 34629 | 32600 | 2.7 | 2.31 | 40992 | 3.5 | 1.82 | 8.5 | 7
Live | 217394821 |  | 9.8 | 15.2 | 34015 | 34629 | 32600 | 2.7 | 2.31 | 40992 | 3.48 | 1.82 | 8.5 | 7
Live | 217396699 |  | 10 | 16 | 34941 | 34299 | 32200 | 2.75 | 2.38 | 40320 | 3.65 | 1.98 | 9 | 7.5
Live | 217397147 |  | 9.8 | 16 | 33553 | 34958 | 33000 | 2.7 | 2.23 | 41440 | 3.35 | 1.78 | 8.5 | 7.5
Live | 217396234 |  | 9.5 | 15 | 33784 | 35288 | 33000 | 2.62 | 2.24 | 41888 | 3.42 | 1.78 | 8.5 | 7
Live | 217395761 |  | 9.8 | 16 | 34247 | 34629 | 32600 | 2.7 | 2.28 | 41216 | 3.46 | 1.82 | 8.5 | 7
Live | 217395283 |  | 9.8 | 15.2 | 34247 | 34629 | 32600 | 2.7 | 2.31 | 40992 | 3.5 | 1.82 | 8.5 | 7
Live | 217396698 |  | 10 | 16 | 34941 | 34629 | 32200 | 2.75 | 2.37 | 40320 | 3.6 | 1.96 | 9 | 7.5
Live | 217397146 |  | 9.8 | 16 | 33553 | 34958 | 33000 | 2.7 | 2.23 | 41440 | 3.35 | 1.78 | 8.5 | 7.5
Live | 217394820 |  | 9.8 | 15.2 | 34015 | 34629 | 32600 | 2.7 | 2.31 | 40992 | 3.48 | 1.82 | 8.5 | 7
Live | 217395282 |  | 9.8 | 15.2 | 34247 | 34629 | 32600 | 2.7 | 2.31 | 40992 | 3.5 | 1.82 | 8.5 | 7
Live | 217395760 |  | 9.8 | 16 | 34247 | 34629 | 32600 | 2.7 | 2.28 | 41216 | 3.46 | 1.82 | 8.5 | 7
Live | 217396233 |  | 9.5 | 15 | 33784 | 35288 | 33000 | 2.62 | 2.24 | 41888 | 3.42 | 1.78 | 8.5 | 7
Live | 217396697 |  | 10 | 16 | 34941 | 34629 | 32200 | 2.75 | 2.37 | 40320 | 3.6 | 1.96 | 9 | 7.5
Live | 217397145 |  | 9.8 | 16 | 33553 | 34958 | 33000 | 2.7 | 2.23 | 41440 | 3.35 | 1.78 | 8.5 | 7.5
Live | 217394819 |  | 9.8 | 15.2 | 34015 | 34629 | 32600 | 2.7 | 2.31 | 40992 | 3.48 | 1.82 | 8.5 | 7
Live | 217395281 |  | 9.8 | 15.2 | 34247 | 34629 | 32600 | 2.7 | 2.31 | 40992 | 3.5 | 1.82 | 8.5 | 7
Live | 217397144 |  | 9.8 | 16 | 33553 | 34958 | 33000 | 2.7 | 2.23 | 41440 | 3.35 | 1.78 | 8.5 | 7.5
Live | 217395759 |  | 9.8 | 16 | 34247 | 34629 | 32600 | 2.7 | 2.28 | 41216 | 3.46 | 1.82 | 8.5 | 7
Live | 217396232 |  | 9.5 | 15 | 33784 | 35288 | 33000 | 2.62 | 2.24 | 41888 | 3.42 | 1.78 | 8.5 | 7
Live | 217394818 |  | 9.8 | 15.2 | 34015 | 34629 | 32600 | 2.7 | 2.31 | 40992 | 3.48 | 1.82 | 8.5 | 7
Live | 217396696 |  | 10 | 16 | 34941 | 34629 | 32200 | 2.75 | 2.37 | 40320 | 3.6 | 1.96 | 9 | 7.5
Live | 217397143 |  | 9.8 | 16 | 33553 | 34958 | 33000 | 2.7 | 2.23 | 41440 | 3.35 | 1.78 | 8.5 | 7.5
Live | 217395758 |  | 9.8 | 16 | 34247 | 34629 | 32600 | 2.7 | 2.28 | 41216 | 3.46 | 1.82 | 8.5 | 7
Live | 217395280 |  | 9.8 | 15.2 | 34247 | 34629 | 32600 | 2.7 | 2.31 | 40992 | 3.5 | 1.82 | 8.5 | 7
Live | 217396231 |  | 9.5 | 15 | 33784 | 35288 | 33000 | 2.62 | 2.24 | 41888 | 3.42 | 1.78 | 8.5 | 7
Live | 217394817 |  | 9.8 | 15.2 | 34015 | 34629 | 32600 | 2.7 | 2.31 | 40992 | 3.48 | 1.82 | 8.5 | 7
Live | 217397142 |  | 9.8 | 16 | 34015 | 34958 | 32800 | 2.7 | 2.24 | 41440 | 3.42 | 1.8 | 8.5 | 7.5
Live | 217395757 |  | 9.8 | 16 | 34247 | 34629 | 32600 | 2.7 | 2.28 | 41216 | 3.46 | 1.82 | 8.5 | 7
Live | 217395279 |  | 9.8 | 15.2 | 34247 | 34629 | 32600 | 2.7 | 2.31 | 40992 | 3.5 | 1.82 | 8.5 | 7
Live | 217396695 |  | 10 | 16 | 34941 | 34629 | 32200 | 2.75 | 2.37 | 40320 | 3.6 | 1.96 | 9 | 7.5
Live | 217396230 |  | 9.5 | 14.5 | 33321 | 35288 | 33200 | 2.62 | 2.21 | 41888 | 3.34 | 1.78 | 8.5 | 7
Live | 217394816 |  | 9.5 | 14.5 | 34247 | 34629 | 32600 | 2.61 | 2.3 | 40992 | 3.48 | 1.82 | 8.5 | 7
Live | 217397141 |  | 9.8 | 16 | 34015 | 34958 | 32800 | 2.7 | 2.24 | 41440 | 3.42 | 1.8 | 8.5 | 7.5
Live | 217395756 |  | 9.8 | 16 | 34247 | 34629 | 32600 | 2.7 | 2.28 | 41216 | 3.46 | 1.82 | 8.5 | 7
Live | 217396694 |  | 10 | 16 | 34941 | 34629 | 32200 | 2.75 | 2.37 | 40320 | 3.6 | 1.96 | 9 | 7.5
Live | 217396229 |  | 9.5 | 14.5 | 33321 | 35288 | 33200 | 2.62 | 2.21 | 41888 | 3.34 | 1.78 | 8.5 | 7
Live | 217395278 |  | 9.8 | 15.2 | 34247 | 34629 | 32600 | 2.7 | 2.31 | 40992 | 3.5 | 1.82 | 8.5 | 7
Live | 217394815 |  | 9.5 | 14.5 | 34247 | 34629 | 32600 | 2.61 | 2.3 | 40992 | 3.48 | 1.82 | 8.5 | 7
Live | 217395755 |  | 9.8 | 16 | 34247 | 34629 | 32600 | 2.7 | 2.28 | 41216 | 3.46 | 1.82 | 8.5 | 7
Live | 217397140 |  | 9.8 | 16 | 34015 | 34958 | 32800 | 2.7 | 2.24 | 41440 | 3.42 | 1.8 | 8.5 | 7.5
Live | 217395277 |  | 9.8 | 15.2 | 34247 | 34629 | 32600 | 2.7 | 2.31 | 40992 | 3.5 | 1.82 | 8.5 | 7
Live | 217396228 |  | 9.5 | 14.5 | 33321 | 35288 | 33200 | 2.62 | 2.21 | 41888 | 3.34 | 1.78 | 8.5 | 7
Live | 217396693 |  | 10 | 16 | 34941 | 34629 | 32200 | 2.75 | 2.37 | 40320 | 3.6 | 1.96 | 9 | 7.5
Live | 217394814 |  | 9.5 | 14.5 | 34247 | 34629 | 32600 | 2.61 | 2.3 | 40992 | 3.48 | 1.82 | 8.5 | 7
Live | 217397139 |  | 9.8 | 16 | 34015 | 34958 | 32800 | 2.7 | 2.24 | 41440 | 3.42 | 1.8 | 8.5 | 7.5
Live | 217396692 |  | 10 | 16 | 34941 | 34629 | 32200 | 2.75 | 2.37 | 40320 | 3.6 | 1.96 | 9 | 7.5
Live | 217396227 |  | 9.5 | 14.5 | 33321 | 35288 | 33200 | 2.62 | 2.21 | 41888 | 3.34 | 1.78 | 8.5 | 7
Live | 217394813 |  | 9.5 | 14.5 | 34247 | 34629 | 32600 | 2.61 | 2.3 | 40992 | 3.48 | 1.82 | 8.5 | 7
Live | 217395276 |  | 9.5 | 15 | 34247 | 34958 | 32600 | 2.61 | 2.3 | 40992 | 3.5 | 1.82 | 8.5 | 7
Live | 217395754 |  | 9.8 | 15.2 | 34478 | 34958 | 32600 | 2.7 | 2.28 | 41216 | 3.5 | 1.8 | 8.5 | 7
Live | 217397138 |  | 9.8 | 16 | 34015 | 34958 | 32800 | 2.7 | 2.24 | 41440 | 3.42 | 1.8 | 8.5 | 7.5
Live | 217395275 |  | 9.5 | 15 | 34247 | 34958 | 32600 | 2.61 | 2.3 | 40992 | 3.5 | 1.82 | 8.5 | 7
Live | 217396691 |  | 10 | 16 | 34941 | 34629 | 32200 | 2.75 | 2.37 | 40320 | 3.6 | 1.96 | 9 | 7.5
Live | 217396226 |  | 9.5 | 14.5 | 33321 | 35288 | 33200 | 2.62 | 2.21 | 41888 | 3.34 | 1.78 | 8.5 | 7
Live | 217394812 |  | 9.5 | 14.5 | 34247 | 34629 | 32600 | 2.61 | 2.3 | 40992 | 3.48 | 1.82 | 8.5 | 7
Live | 217397137 |  | 9.8 | 16 | 34015 | 34958 | 32800 | 2.7 | 2.24 | 41440 | 3.42 | 1.8 | 8.5 | 7.5
Live | 217395753 |  | 9.8 | 15.2 | 34478 | 34958 | 32600 | 2.7 | 2.28 | 41216 | 3.5 | 1.8 | 8.5 | 7
Live | 217396690 |  | 10 | 16.5 | 34941 | 34299 | 32200 | 2.75 | 2.38 | 40320 | 3.65 | 1.98 | 9 | 7.5
Live | 217396225 |  | 9.5 | 14.5 | 33321 | 35288 | 33200 | 2.62 | 2.21 | 41888 | 3.34 | 1.78 | 8.5 | 7
Live | 217395274 |  | 9.5 | 15 | 34247 | 34958 | 32600 | 2.61 | 2.3 | 40992 | 3.5 | 1.82 | 8.5 | 7
Live | 217395752 |  | 9.8 | 15.2 | 34478 | 34958 | 32600 | 2.7 | 2.28 | 41216 | 3.5 | 1.8 | 8.5 | 7
Live | 217397136 |  | 9.8 | 16 | 34015 | 34958 | 32800 | 2.7 | 2.24 | 41440 | 3.42 | 1.8 | 8.5 | 7.5
Live | 217394811 |  | 9.5 | 14.5 | 34247 | 34629 | 32600 | 2.61 | 2.3 | 40992 | 3.48 | 1.82 | 8.5 | 7
Live | 217396689 |  | 10 | 16.5 | 34941 | 34299 | 32200 | 2.75 | 2.38 | 40320 | 3.65 | 1.98 | 9 | 7.5
Live | 217396224 |  | 9.5 | 14.5 | 33321 | 35288 | 33200 | 2.62 | 2.21 | 41888 | 3.34 | 1.78 | 8.5 | 7
Live | 217395273 |  | 9.5 | 15 | 34247 | 34958 | 32600 | 2.61 | 2.3 | 40992 | 3.5 | 1.82 | 8.5 | 7
Live | 217397135 |  | 9.8 | 16 | 34015 | 34958 | 32800 | 2.7 | 2.24 | 41440 | 3.42 | 1.8 | 8.5 | 7.5
Live | 217394810 |  | 9.5 | 14.5 | 34247 | 34629 | 32600 | 2.61 | 2.3 | 40992 | 3.48 | 1.82 | 8.5 | 7
Live | 217395751 |  | 9.8 | 15.2 | 34478 | 34958 | 32600 | 2.7 | 2.28 | 41216 | 3.5 | 1.8 | 8.5 | 7
Live | 217395272 |  | 9.5 | 15 | 34247 | 34958 | 32600 | 2.61 | 2.3 | 40992 | 3.5 | 1.82 | 8.5 | 7
Live | 217396688 |  | 10 | 16.5 | 34941 | 34299 | 32200 | 2.75 | 2.38 | 40320 | 3.65 | 1.98 | 9 | 7.5
Live | 217397134 |  | 9.8 | 16 | 34015 | 34958 | 32800 | 2.7 | 2.24 | 41440 | 3.42 | 1.8 | 8.5 | 7.5
Live | 217394809 |  | 9.8 | 15 | 34247 | 34629 | 32600 | 2.7 | 2.31 | 40992 | 3.5 | 1.82 | 8.5 | 7
Live | 217396223 |  | 9.5 | 14.5 | 33321 | 35288 | 33200 | 2.62 | 2.21 | 41888 | 3.34 | 1.78 | 8.5 | 7
Live | 217395271 |  | 9.5 | 15 | 34247 | 34958 | 32600 | 2.61 | 2.3 | 40992 | 3.5 | 1.82 | 8.5 | 7
Live | 217395750 |  | 9.8 | 15.2 | 34478 | 34958 | 32600 | 2.7 | 2.28 | 41216 | 3.5 | 1.8 | 8.5 | 7
Live | 217397133 |  | 9.8 | 16 | 34015 | 34958 | 32800 | 2.7 | 2.24 | 41440 | 3.42 | 1.8 | 8.5 | 7.5
Live | 217396687 |  | 10 | 16.5 | 34941 | 34299 | 32200 | 2.75 | 2.38 | 40320 | 3.65 | 1.98 | 9 | 7.5
Live | 217396222 |  | 9 | 14.5 | 33321 | 35288 | 33200 | 2.48 | 2.21 | 42112 | 3.35 | 1.78 | 8.5 | 7
Live | 217394808 |  | 9.8 | 15 | 34247 | 34629 | 32600 | 2.7 | 2.31 | 40992 | 3.5 | 1.82 | 8.5 | 7
Live | 217395270 |  | 9.5 | 15 | 34247 | 34958 | 32600 | 2.61 | 2.3 | 40992 | 3.5 | 1.82 | 8.5 | 7
Live | 217397132 |  | 9.8 | 16 | 34015 | 34958 | 32800 | 2.7 | 2.24 | 41440 | 3.42 | 1.8 | 8.5 | 7.5
Live | 217395749 |  | 9.8 | 15.2 | 34478 | 34958 | 32600 | 2.7 | 2.28 | 41216 | 3.5 | 1.8 | 8.5 | 7
Live | 217394807 |  | 9.8 | 15 | 34247 | 34629 | 32600 | 2.7 | 2.31 | 40992 | 3.5 | 1.82 | 8.5 | 7
Live | 217396686 |  | 10 | 16.5 | 34941 | 34299 | 32200 | 2.75 | 2.38 | 40320 | 3.65 | 1.98 | 9 | 7.5
Live | 217396221 |  | 9 | 14.5 | 33321 | 35288 | 33200 | 2.48 | 2.21 | 42112 | 3.35 | 1.78 | 8.5 | 7
Live | 217395269 |  | 9.5 | 15 | 34247 | 34958 | 32600 | 2.61 | 2.3 | 40992 | 3.5 | 1.82 | 8.5 | 7
Live | 217397131 |  | 9.8 | 16 | 34015 | 34958 | 32800 | 2.7 | 2.24 | 41440 | 3.42 | 1.8 | 8.5 | 7.5
Live | 217394806 |  | 9.8 | 15 | 34247 | 34629 | 32600 | 2.7 | 2.31 | 40992 | 3.5 | 1.82 | 8.5 | 7
Live | 217395748 |  | 9.8 | 15.2 | 34478 | 34958 | 32600 | 2.7 | 2.28 | 41216 | 3.5 | 1.8 | 8.5 | 7
Live | 217396220 |  | 9 | 14.5 | 33321 | 35288 | 33200 | 2.48 | 2.21 | 42112 | 3.35 | 1.78 | 8.5 | 7
Live | 217396685 |  | 10 | 16.5 | 34941 | 34299 | 32200 | 2.75 | 2.38 | 40320 | 3.65 | 1.98 | 9 | 7.5
Live | 217397130 |  | 9.8 | 16 | 34015 | 34958 | 32800 | 2.7 | 2.24 | 41440 | 3.42 | 1.8 | 8.5 | 7.5
Live | 217395268 |  | 9.5 | 14.5 | 33784 | 34958 | 32800 | 2.62 | 2.26 | 41216 | 3.44 | 1.82 | 8.5 | 7
Live | 217396684 |  | 10 | 16.5 | 34941 | 34299 | 32200 | 2.75 | 2.38 | 40320 | 3.65 | 1.98 | 9 | 7.5
Live | 217395747 |  | 9.8 | 15.2 | 34478 | 34958 | 32600 | 2.7 | 2.28 | 41216 | 3.5 | 1.8 | 8.5 | 7
Live | 217396219 |  | 9 | 14.5 | 33321 | 35288 | 33200 | 2.48 | 2.21 | 42112 | 3.35 | 1.78 | 8.5 | 7
Live | 217394805 |  | 9.8 | 15 | 34247 | 34629 | 32600 | 2.7 | 2.31 | 40992 | 3.5 | 1.82 | 8.5 | 7
Live | 217397129 |  | 9.8 | 16 | 34015 | 34958 | 32800 | 2.7 | 2.24 | 41440 | 3.42 | 1.8 | 8.5 | 7.5
Live | 217395267 |  | 9.5 | 14.5 | 33784 | 34958 | 32800 | 2.62 | 2.26 | 41216 | 3.44 | 1.82 | 8.5 | 7
Live | 217396683 |  | 10 | 16.5 | 34941 | 34299 | 32200 | 2.75 | 2.38 | 40320 | 3.65 | 1.98 | 9 | 7.5
Live | 217395746 |  | 9.5 | 15 | 34015 | 34958 | 32800 | 2.62 | 2.26 | 41216 | 3.44 | 1.82 | 8.5 | 7
Live | 217396218 |  | 9 | 14.5 | 33321 | 35288 | 33200 | 2.48 | 2.21 | 42112 | 3.35 | 1.78 | 8.5 | 7
Live | 217397128 |  | 9.8 | 16 | 34015 | 34958 | 32800 | 2.7 | 2.24 | 41440 | 3.42 | 1.8 | 8.5 | 7.5
Live | 217396682 |  | 10 | 16.5 | 34710 | 34299 | 32200 | 2.76 | 2.37 | 40320 | 3.6 | 1.96 | 9 | 7.5
Live | 217395745 |  | 9.5 | 15 | 34015 | 34958 | 32800 | 2.62 | 2.26 | 41216 | 3.44 | 1.82 | 8.5 | 7
Live | 217394804 |  | 9.8 | 15 | 34247 | 34629 | 32600 | 2.7 | 2.31 | 40992 | 3.5 | 1.82 | 8.5 | 7
Live | 217395266 |  | 9.5 | 14.5 | 33784 | 34958 | 32800 | 2.62 | 2.26 | 41216 | 3.44 | 1.82 | 8.5 | 7
Live | 217396217 |  | 9 | 14.5 | 33321 | 35288 | 33200 | 2.48 | 2.21 | 42112 | 3.35 | 1.78 | 8.5 | 7
Live | 217397127 |  | 9.8 | 16 | 34015 | 34958 | 32800 | 2.7 | 2.24 | 41440 | 3.42 | 1.8 | 8.5 | 7.5
Live | 217396681 |  | 10 | 16.5 | 34710 | 34299 | 32200 | 2.76 | 2.37 | 40320 | 3.6 | 1.96 | 9 | 7.5
Live | 217395265 |  | 9.5 | 14.5 | 33784 | 34958 | 32800 | 2.62 | 2.26 | 41216 | 3.44 | 1.82 | 8.5 | 7
Live | 217394803 |  | 9.8 | 15 | 34247 | 34629 | 32600 | 2.7 | 2.31 | 40992 | 3.5 | 1.82 | 8.5 | 7
Live | 217395744 |  | 9.5 | 15 | 34015 | 34958 | 32800 | 2.62 | 2.26 | 41216 | 3.44 | 1.82 | 8.5 | 7
Live | 217397126 |  | 9.5 | 15.5 | 33321 | 34958 | 33000 | 2.62 | 2.19 | 41440 | 3.32 | 1.8 | 8.5 | 7
Live | 217396216 |  | 9 | 14.5 | 33321 | 35288 | 33200 | 2.48 | 2.21 | 42112 | 3.35 | 1.78 | 8.5 | 7
Live | 217396680 |  | 10 | 16.5 | 34710 | 34299 | 32200 | 2.76 | 2.37 | 40320 | 3.6 | 1.96 | 9 | 7.5
Live | 217394802 |  | 9.8 | 15 | 34247 | 34629 | 32600 | 2.7 | 2.31 | 40992 | 3.5 | 1.82 | 8.5 | 7
Live | 217395264 |  | 9.5 | 14.5 | 33784 | 34958 | 32800 | 2.62 | 2.26 | 41216 | 3.44 | 1.82 | 8.5 | 7
Live | 217397125 |  | 9.5 | 15.5 | 33321 | 34958 | 33000 | 2.62 | 2.19 | 41440 | 3.32 | 1.8 | 8.5 | 7
Live | 217395263 |  | 9.5 | 14.5 | 33784 | 34958 | 32800 | 2.62 | 2.26 | 41216 | 3.44 | 1.82 | 8.5 | 7
Live | 217395743 |  | 9.5 | 15 | 34015 | 34958 | 32800 | 2.62 | 2.26 | 41216 | 3.44 | 1.82 | 8.5 | 7
Live | 217396215 |  | 9 | 14.5 | 33321 | 35288 | 33200 | 2.48 | 2.21 | 42112 | 3.35 | 1.78 | 8.5 | 7
Live | 217394798 |  | 9.8 | 15.5 | 33784 | 34629 | 32200 | 2.7 | 2.26 | 41216 | 3.4 | 1.8 | 8.5 | 7.5
Live | 217396679 |  | 10 | 16.5 | 34710 | 34299 | 32200 | 2.76 | 2.37 | 40320 | 3.6 | 1.96 | 9 | 7.5
Live | 217397124 |  | 9.5 | 15.5 | 33321 | 34958 | 33000 | 2.62 | 2.19 | 41440 | 3.32 | 1.8 | 8.5 | 7
Live | 217395262 |  | 9.5 | 14.5 | 33784 | 34958 | 32800 | 2.62 | 2.26 | 41216 | 3.44 | 1.82 | 8.5 | 7
Live | 217395742 |  | 9.5 | 15 | 34015 | 34958 | 32800 | 2.62 | 2.26 | 41216 | 3.44 | 1.82 | 8.5 | 7
Live | 217396214 |  | 9.5 | 14.5 | 33784 | 34958 | 33000 | 2.62 | 2.24 | 41888 | 3.42 | 1.78 | 8.5 | 7
Live | 217394797 |  | 9.8 | 15.5 | 33784 | 34629 | 32200 | 2.7 | 2.26 | 41216 | 3.4 | 1.8 | 8.5 | 7.5
Live | 217395741 |  | 9.5 | 15 | 34015 | 34958 | 32800 | 2.62 | 2.26 | 41216 | 3.44 | 1.82 | 8.5 | 7
Live | 217397123 |  | 9.5 | 15.5 | 33321 | 34958 | 33000 | 2.62 | 2.19 | 41440 | 3.32 | 1.8 | 8.5 | 7
Live | 217396678 |  | 10 | 16.5 | 34710 | 34299 | 32200 | 2.76 | 2.37 | 40320 | 3.6 | 1.96 | 9 | 7.5
Live | 217395261 |  | 9.5 | 14.5 | 33784 | 34958 | 32800 | 2.62 | 2.26 | 41216 | 3.44 | 1.82 | 8.5 | 7
Live | 217394796 |  | 9.8 | 15.5 | 33784 | 34629 | 32200 | 2.7 | 2.26 | 41216 | 3.4 | 1.8 | 8.5 | 7.5
Live | 217396213 |  | 9.5 | 14.5 | 33784 | 34958 | 33000 | 2.62 | 2.24 | 41888 | 3.42 | 1.78 | 8.5 | 7
Live | 217397122 |  | 9.5 | 15.5 | 33321 | 34958 | 33000 | 2.62 | 2.19 | 41440 | 3.32 | 1.8 | 8.5 | 7
Live | 217396677 |  | 10 | 16.5 | 34710 | 34299 | 32200 | 2.76 | 2.37 | 40320 | 3.6 | 1.96 | 9 | 7.5
Live | 217395740 |  | 9.5 | 15 | 34015 | 34958 | 32800 | 2.62 | 2.26 | 41216 | 3.44 | 1.82 | 8.5 | 7
Live | 217395260 |  | 9.5 | 14.5 | 34015 | 34958 | 32800 | 2.62 | 2.26 | 41216 | 3.44 | 1.82 | 8.5 | 7
Live | 217394795 |  | 9.8 | 15.5 | 33784 | 34629 | 32200 | 2.7 | 2.26 | 41216 | 3.4 | 1.8 | 8.5 | 7.5
Live | 217396212 |  | 9.5 | 14.5 | 33784 | 34958 | 33000 | 2.62 | 2.24 | 41888 | 3.42 | 1.78 | 8.5 | 7
Live | 217397121 |  | 9.5 | 15.5 | 33321 | 34958 | 33000 | 2.62 | 2.19 | 41440 | 3.32 | 1.8 | 8.5 | 7
Live | 217396676 |  | 10 | 16.5 | 34710 | 34299 | 32200 | 2.76 | 2.37 | 40320 | 3.6 | 1.96 | 9 | 7.5
Live | 217395259 |  | 9.5 | 14.5 | 34015 | 34958 | 32800 | 2.62 | 2.26 | 41216 | 3.44 | 1.82 | 8.5 | 7
Live | 217395739 |  | 9.5 | 15 | 34015 | 34958 | 32800 | 2.62 | 2.26 | 41216 | 3.44 | 1.82 | 8.5 | 7
Live | 217396211 |  | 9.5 | 14.5 | 33784 | 34958 | 33000 | 2.62 | 2.24 | 41888 | 3.42 | 1.78 | 8.5 | 7
Live | 217394794 |  | 9.8 | 15.5 | 33784 | 34629 | 32200 | 2.7 | 2.26 | 41216 | 3.4 | 1.8 | 8.5 | 7.5
Live | 217397120 |  | 9.5 | 15.5 | 33321 | 34958 | 33000 | 2.62 | 2.19 | 41440 | 3.32 | 1.8 | 8.5 | 7
Live | 217395258 |  | 9.5 | 14.5 | 34015 | 34958 | 32800 | 2.62 | 2.26 | 41216 | 3.44 | 1.82 | 8.5 | 7
Live | 217396675 |  | 10 | 16.5 | 34710 | 34299 | 32200 | 2.76 | 2.37 | 40320 | 3.6 | 1.96 | 9 | 7.5
Live | 217395738 |  | 9.5 | 15 | 34015 | 34958 | 32800 | 2.62 | 2.26 | 41216 | 3.44 | 1.82 | 8.5 | 7
Live | 217396210 |  | 9.5 | 14.5 | 33784 | 34958 | 33000 | 2.62 | 2.24 | 41888 | 3.42 | 1.78 | 8.5 | 7
Live | 217394793 |  | 9.8 | 15.5 | 33784 | 34629 | 32200 | 2.7 | 2.26 | 41216 | 3.4 | 1.8 | 8.5 | 7.5
Live | 217397119 |  | 9.5 | 15.5 | 33321 | 34958 | 33000 | 2.62 | 2.19 | 41440 | 3.32 | 1.8 | 8.5 | 7
Live | 217395257 |  | 9.5 | 14.5 | 34015 | 34958 | 32800 | 2.62 | 2.26 | 41216 | 3.44 | 1.82 | 8.5 | 7
Live | 217396674 |  | 10 | 16 | 35172 | 34629 | 32200 | 2.76 | 2.38 | 40320 | 3.67 | 1.98 | 9 | 7.5
Live | 217395737 |  | 9.5 | 15 | 34015 | 34958 | 32800 | 2.62 | 2.26 | 41216 | 3.44 | 1.82 | 8.5 | 7
Live | 217396209 |  | 9.5 | 14.5 | 33784 | 34958 | 33000 | 2.62 | 2.24 | 41888 | 3.42 | 1.78 | 8.5 | 7
Live | 217394792 |  | 9.8 | 15.5 | 33784 | 34629 | 32200 | 2.7 | 2.26 | 41216 | 3.4 | 1.8 | 8.5 | 7.5
Live | 217397118 |  | 9.8 | 16.5 | 34247 | 34958 | 32800 | 2.7 | 2.24 | 41216 | 3.44 | 1.8 | 8.5 | 7.5
Live | 217395256 |  | 9.5 | 14.5 | 34015 | 34958 | 32800 | 2.62 | 2.26 | 41216 | 3.44 | 1.82 | 8.5 | 7
Live | 217396673 |  | 10 | 16 | 35172 | 34629 | 32200 | 2.76 | 2.38 | 40320 | 3.67 | 1.98 | 9 | 7.5
Live | 217395736 |  | 9.5 | 15 | 34015 | 34958 | 32800 | 2.62 | 2.26 | 41216 | 3.44 | 1.82 | 8.5 | 7
Live | 217396208 |  | 9.5 | 14.5 | 33784 | 34958 | 33000 | 2.62 | 2.24 | 41888 | 3.42 | 1.78 | 8.5 | 7
Live | 217394791 |  | 9.8 | 15.5 | 33784 | 34629 | 32200 | 2.7 | 2.26 | 41216 | 3.4 | 1.8 | 8.5 | 7.5
Live | 217397117 |  | 9.8 | 16.5 | 34247 | 34958 | 32800 | 2.7 | 2.24 | 41216 | 3.44 | 1.8 | 8.5 | 7.5
Live | 217395255 |  | 9.5 | 14.5 | 34015 | 34958 | 32800 | 2.62 | 2.26 | 41216 | 3.44 | 1.82 | 8.5 | 7
Live | 217396672 |  | 10 | 16 | 35172 | 34629 | 32200 | 2.76 | 2.38 | 40320 | 3.67 | 1.98 | 9 | 7.5
Live | 217395735 |  | 9.5 | 15 | 34015 | 34958 | 32800 | 2.62 | 2.26 | 41216 | 3.44 | 1.82 | 8.5 | 7
Live | 217396207 |  | 9.5 | 14.5 | 33553 | 34958 | 33000 | 2.62 | 2.23 | 41888 | 3.38 | 1.78 | 8.5 | 7
Live | 217397116 |  | 9.8 | 16.5 | 34247 | 34958 | 32800 | 2.7 | 2.24 | 41216 | 3.44 | 1.8 | 8.5 | 7.5
Live | 217395254 |  | 9.5 | 14.5 | 34015 | 34958 | 32800 | 2.62 | 2.26 | 41216 | 3.44 | 1.82 | 8.5 | 7
Live | 217394790 |  | 10 | 15.5 | 35172 | 34958 | 32000 | 2.76 | 2.33 | 40992 | 3.65 | 1.96 | 9 | 7.5
Live | 217395734 |  | 9.5 | 15 | 34015 | 34958 | 32800 | 2.62 | 2.26 | 41216 | 3.44 | 1.82 | 8.5 | 7
Live | 217396206 |  | 9.5 | 14.5 | 33553 | 34958 | 33000 | 2.62 | 2.23 | 41888 | 3.38 | 1.78 | 8.5 | 7
Live | 217396671 |  | 10 | 16 | 35172 | 34629 | 32200 | 2.76 | 2.38 | 40320 | 3.67 | 1.98 | 9 | 7.5
Live | 217397115 |  | 9.8 | 16.5 | 34247 | 34958 | 32800 | 2.7 | 2.24 | 41216 | 3.44 | 1.8 | 8.5 | 7.5
Live | 217395253 |  | 9.5 | 14.5 | 34015 | 34958 | 32800 | 2.62 | 2.26 | 41216 | 3.44 | 1.82 | 8.5 | 7
Live | 217396670 |  | 10 | 16 | 35172 | 34629 | 32200 | 2.76 | 2.38 | 40320 | 3.67 | 1.98 | 9 | 7.5
Live | 217394789 |  | 10 | 15.5 | 35172 | 34958 | 32000 | 2.76 | 2.33 | 40992 | 3.65 | 1.96 | 9 | 7.5
Live | 217395733 |  | 9.5 | 15 | 34015 | 34958 | 32800 | 2.62 | 2.26 | 41216 | 3.44 | 1.82 | 8.5 | 7
Live | 217396205 |  | 9.5 | 14.5 | 33553 | 34958 | 33000 | 2.62 | 2.23 | 41888 | 3.38 | 1.78 | 8.5 | 7
Live | 217397114 |  | 9.8 | 16.5 | 34247 | 34958 | 32800 | 2.7 | 2.24 | 41216 | 3.44 | 1.8 | 8.5 | 7.5
Live | 217395252 |  | 9.8 | 16 | 34015 | 34629 | 32400 | 2.7 | 2.31 | 40992 | 3.48 | 1.82 | 8.5 | 7
Live | 217396669 |  | 10 | 16 | 35172 | 34629 | 32200 | 2.76 | 2.38 | 40320 | 3.67 | 1.98 | 9 | 7.5
Live | 217394788 |  | 10 | 15.5 | 35172 | 34958 | 32000 | 2.76 | 2.33 | 40992 | 3.65 | 1.96 | 9 | 7.5
Live | 217395732 |  | 9.5 | 15 | 34015 | 34958 | 32800 | 2.62 | 2.26 | 41216 | 3.44 | 1.82 | 8.5 | 7
Live | 217396204 |  | 9.5 | 14.5 | 33553 | 34958 | 33000 | 2.62 | 2.23 | 41888 | 3.38 | 1.78 | 8.5 | 7
Live | 217397113 |  | 9.8 | 16.5 | 34247 | 34958 | 32800 | 2.7 | 2.24 | 41216 | 3.44 | 1.8 | 8.5 | 7.5
Live | 217395251 |  | 9.8 | 16 | 34015 | 34629 | 32400 | 2.7 | 2.31 | 40992 | 3.48 | 1.82 | 8.5 | 7
Live | 217396668 |  | 10 | 16 | 35172 | 34629 | 32200 | 2.76 | 2.38 | 40320 | 3.67 | 1.98 | 9 | 7.5
Live | 217394787 |  | 10 | 15.5 | 35172 | 34958 | 32000 | 2.76 | 2.33 | 40992 | 3.65 | 1.96 | 9 | 7.5
Live | 217396203 |  | 9.5 | 14.5 | 33553 | 34958 | 33000 | 2.62 | 2.23 | 41888 | 3.38 | 1.78 | 8.5 | 7
Live | 217395731 |  | 9.5 | 15 | 34015 | 34958 | 32800 | 2.62 | 2.26 | 41216 | 3.44 | 1.82 | 8.5 | 7
Live | 217397112 |  | 9.8 | 16.5 | 34247 | 34958 | 32800 | 2.7 | 2.24 | 41216 | 3.44 | 1.8 | 8.5 | 7.5
Live | 217395250 |  | 9.8 | 16 | 34015 | 34629 | 32400 | 2.7 | 2.31 | 40992 | 3.48 | 1.82 | 8.5 | 7
Live | 217396202 |  | 9.5 | 14.5 | 33553 | 34958 | 33000 | 2.62 | 2.23 | 41888 | 3.38 | 1.78 | 8.5 | 7
Live | 217395730 |  | 9 | 14.5 | 33553 | 34958 | 32800 | 2.48 | 2.23 | 41440 | 3.35 | 1.82 | 8.5 | 7
Live | 217394786 |  | 10 | 15.5 | 35172 | 34958 | 32000 | 2.76 | 2.33 | 40992 | 3.65 | 1.96 | 9 | 7.5
Live | 217396667 |  | 10 | 16 | 35172 | 34629 | 32200 | 2.76 | 2.38 | 40320 | 3.67 | 1.98 | 9 | 7.5
Live | 217397111 |  | 9.8 | 16.5 | 34247 | 34958 | 32800 | 2.7 | 2.24 | 41216 | 3.44 | 1.8 | 8.5 | 7.5
Live | 217396201 |  | 9.5 | 14.5 | 33553 | 34958 | 33000 | 2.62 | 2.23 | 41888 | 3.38 | 1.78 | 8.5 | 7
Live | 217395249 |  | 9.8 | 16 | 34015 | 34629 | 32400 | 2.7 | 2.31 | 40992 | 3.48 | 1.82 | 8.5 | 7
Live | 217395729 |  | 9 | 14.5 | 33553 | 34958 | 32800 | 2.48 | 2.23 | 41440 | 3.35 | 1.82 | 8.5 | 7
Live | 217397110 |  | 9.8 | 16 | 34015 | 34958 | 32800 | 2.7 | 2.24 | 41440 | 3.4 | 1.8 | 8.5 | 7.5
Live | 217394785 |  | 10 | 15.5 | 35172 | 34958 | 32000 | 2.76 | 2.33 | 40992 | 3.65 | 1.96 | 9 | 7.5
Live | 217396200 |  | 9.5 | 14.5 | 33553 | 34958 | 33000 | 2.62 | 2.23 | 41888 | 3.38 | 1.78 | 8.5 | 7
Live | 217396666 |  | 10 | 16 | 34478 | 34629 | 32200 | 2.75 | 2.35 | 40320 | 3.56 | 1.98 | 9 | 7.5
Live | 217395248 |  | 9.8 | 16 | 34015 | 34629 | 32400 | 2.7 | 2.31 | 40992 | 3.48 | 1.82 | 8.5 | 7
Live | 217397109 |  | 9.8 | 16 | 34015 | 34958 | 32800 | 2.7 | 2.24 | 41440 | 3.4 | 1.8 | 8.5 | 7.5
Live | 217395728 |  | 9 | 14.5 | 33553 | 34958 | 32800 | 2.48 | 2.23 | 41440 | 3.35 | 1.82 | 8.5 | 7
Live | 217396199 |  | 9.5 | 14.5 | 33321 | 34958 | 33200 | 2.62 | 2.23 | 41888 | 3.35 | 1.78 | 8.5 | 7
Live | 217394784 |  | 10 | 15.5 | 35172 | 34958 | 32000 | 2.76 | 2.33 | 40992 | 3.65 | 1.96 | 9 | 7.5
Live | 217396665 |  | 10 | 16 | 34478 | 34629 | 32200 | 2.75 | 2.35 | 40320 | 3.56 | 1.98 | 9 | 7.5
Live | 217397108 |  | 9.8 | 16 | 34015 | 34958 | 32800 | 2.7 | 2.24 | 41440 | 3.4 | 1.8 | 8.5 | 7.5
Live | 217395247 |  | 9.8 | 16 | 34015 | 34629 | 32400 | 2.7 | 2.31 | 40992 | 3.48 | 1.82 | 8.5 | 7
Live | 217395727 |  | 9 | 14.5 | 33553 | 34958 | 32800 | 2.48 | 2.23 | 41440 | 3.35 | 1.82 | 8.5 | 7
Live | 217396198 |  | 9.5 | 14.5 | 33321 | 34958 | 33200 | 2.62 | 2.23 | 41888 | 3.35 | 1.78 | 8.5 | 7
Live | 217394783 |  | 10 | 15.5 | 35172 | 34958 | 32000 | 2.76 | 2.33 | 40992 | 3.65 | 1.96 | 9 | 7.5
Live | 217397107 |  | 9.8 | 16 | 34015 | 34958 | 32800 | 2.7 | 2.24 | 41440 | 3.4 | 1.8 | 8.5 | 7.5
Live | 217396664 |  | 10 | 16 | 34478 | 34629 | 32200 | 2.75 | 2.35 | 40320 | 3.56 | 1.98 | 9 | 7.5
Live | 217395726 |  | 9 | 14.5 | 33553 | 34958 | 32800 | 2.48 | 2.23 | 41440 | 3.35 | 1.82 | 8.5 | 7
Live | 217396197 |  | 9.5 | 14.5 | 33321 | 34958 | 33200 | 2.62 | 2.23 | 41888 | 3.35 | 1.78 | 8.5 | 7
Live | 217395246 |  | 9.8 | 16 | 34015 | 34629 | 32400 | 2.7 | 2.31 | 40992 | 3.48 | 1.82 | 8.5 | 7
Live | 217394782 |  | 10 | 15.5 | 35635 | 34629 | 32000 | 2.76 | 2.33 | 40320 | 3.67 | 1.98 | 9 | 7.5
Live | 217397106 |  | 9.8 | 16 | 34015 | 34958 | 32800 | 2.7 | 2.24 | 41440 | 3.4 | 1.8 | 8.5 | 7.5
Live | 217395725 |  | 9 | 14.5 | 33553 | 34958 | 32800 | 2.48 | 2.23 | 41440 | 3.35 | 1.82 | 8.5 | 7
Live | 217395245 |  | 9.8 | 15.2 | 34015 | 34629 | 32600 | 2.7 | 2.31 | 40992 | 3.48 | 1.82 | 8.5 | 7
Live | 217396196 |  | 9.5 | 14.5 | 33321 | 34958 | 33200 | 2.62 | 2.23 | 41888 | 3.35 | 1.78 | 8.5 | 7
Live | 217396663 |  | 10 | 16 | 34478 | 34629 | 32200 | 2.75 | 2.35 | 40320 | 3.56 | 1.98 | 9 | 7.5
Live | 217394781 |  | 10 | 15.5 | 35635 | 34629 | 32000 | 2.76 | 2.33 | 40320 | 3.67 | 1.98 | 9 | 7.5
Live | 217397105 |  | 9.8 | 16 | 34015 | 34958 | 32800 | 2.7 | 2.24 | 41440 | 3.4 | 1.8 | 8.5 | 7.5
Live | 217395244 |  | 9.8 | 15.2 | 34015 | 34629 | 32600 | 2.7 | 2.31 | 40992 | 3.48 | 1.82 | 8.5 | 7
Live | 217395724 |  | 9 | 14.5 | 33553 | 34958 | 32800 | 2.48 | 2.23 | 41440 | 3.35 | 1.82 | 8.5 | 7
Live | 217396195 |  | 9.5 | 14.5 | 33321 | 34958 | 33200 | 2.62 | 2.23 | 41888 | 3.35 | 1.78 | 8.5 | 7
Live | 217396662 |  | 10 | 16 | 34478 | 34629 | 32200 | 2.75 | 2.35 | 40320 | 3.56 | 1.98 | 9 | 7.5
Live | 217395243 |  | 9.8 | 15.2 | 34015 | 34629 | 32600 | 2.7 | 2.31 | 40992 | 3.48 | 1.82 | 8.5 | 7
Live | 217397104 |  | 9.8 | 16 | 34015 | 34958 | 32800 | 2.7 | 2.24 | 41440 | 3.4 | 1.8 | 8.5 | 7.5
Live | 217394780 |  | 10 | 15.5 | 35635 | 34629 | 32000 | 2.76 | 2.33 | 40320 | 3.67 | 1.98 | 9 | 7.5
Live | 217396661 |  | 10 | 16 | 34478 | 34629 | 32200 | 2.75 | 2.35 | 40320 | 3.56 | 1.98 | 9 | 7.5
Live | 217396194 |  | 9.5 | 14.5 | 33321 | 34958 | 33200 | 2.62 | 2.23 | 41888 | 3.35 | 1.78 | 8.5 | 7
Live | 217395723 |  | 9 | 14.5 | 33553 | 34958 | 32800 | 2.48 | 2.23 | 41440 | 3.35 | 1.82 | 8.5 | 7
Live | 217397103 |  | 9.8 | 16 | 34015 | 34958 | 32800 | 2.7 | 2.24 | 41440 | 3.4 | 1.8 | 8.5 | 7.5
Live | 217395242 |  | 9.8 | 15.2 | 34015 | 34629 | 32600 | 2.7 | 2.31 | 40992 | 3.48 | 1.82 | 8.5 | 7
Live | 217394779 |  | 10 | 15.5 | 35635 | 34629 | 32000 | 2.76 | 2.33 | 40320 | 3.67 | 1.98 | 9 | 7.5
Live | 217396660 |  | 10 | 16 | 34478 | 34629 | 32200 | 2.75 | 2.35 | 40320 | 3.56 | 1.98 | 9 | 7.5
Live | 217396193 |  | 9.5 | 14.5 | 33321 | 34958 | 33200 | 2.62 | 2.23 | 41888 | 3.35 | 1.78 | 8.5 | 7
Live | 217395722 |  | 9.5 | 14.5 | 34015 | 34958 | 32800 | 2.62 | 2.26 | 41216 | 3.42 | 1.82 | 8.5 | 7
Live | 217397102 |  | 9.5 | 15.5 | 33553 | 34958 | 33000 | 2.62 | 2.21 | 41440 | 3.32 | 1.8 | 8.5 | 7.5
Live | 217395241 |  | 9.8 | 15.2 | 34015 | 34629 | 32600 | 2.7 | 2.31 | 40992 | 3.48 | 1.82 | 8.5 | 7
Live | 217396192 |  | 9.5 | 14.5 | 33784 | 34958 | 33000 | 2.62 | 2.24 | 41888 | 3.4 | 1.78 | 8.5 | 7
Live | 217395721 |  | 9.5 | 14.5 | 34015 | 34958 | 32800 | 2.62 | 2.26 | 41216 | 3.42 | 1.82 | 8.5 | 7
Live | 217394778 |  | 10 | 15.5 | 35635 | 34629 | 32000 | 2.76 | 2.33 | 40320 | 3.67 | 1.98 | 9 | 7.5
Live | 217396659 |  | 10 | 16 | 34478 | 34629 | 32200 | 2.75 | 2.35 | 40320 | 3.56 | 1.98 | 9 | 7.5
Live | 217396191 |  | 9.5 | 14.5 | 33784 | 34958 | 33000 | 2.62 | 2.24 | 41888 | 3.4 | 1.78 | 8.5 | 7
Live | 217397101 |  | 9.5 | 15.5 | 33553 | 34958 | 33000 | 2.62 | 2.21 | 41440 | 3.32 | 1.8 | 8.5 | 7.5
Live | 217395720 |  | 9.5 | 14.5 | 34015 | 34958 | 32800 | 2.62 | 2.26 | 41216 | 3.42 | 1.82 | 8.5 | 7
Live | 217395240 |  | 9.8 | 15.2 | 34015 | 34629 | 32600 | 2.7 | 2.31 | 40992 | 3.48 | 1.82 | 8.5 | 7
Live | 217396658 |  | 9.8 | 15.5 | 34478 | 34629 | 32400 | 2.7 | 2.33 | 40544 | 3.55 | 1.96 | 9 | 7.5
Live | 217397100 |  | 9.5 | 15.5 | 33553 | 34958 | 33000 | 2.62 | 2.21 | 41440 | 3.32 | 1.8 | 8.5 | 7.5
Live | 217394777 |  | 10 | 15.5 | 35635 | 34629 | 32000 | 2.76 | 2.33 | 40320 | 3.67 | 1.98 | 9 | 7.5
Live | 217396190 |  | 9.5 | 14.5 | 33784 | 34958 | 33000 | 2.62 | 2.24 | 41888 | 3.4 | 1.78 | 8.5 | 7
Live | 217395719 |  | 9.5 | 14.5 | 34015 | 34958 | 32800 | 2.62 | 2.26 | 41216 | 3.42 | 1.82 | 8.5 | 7
Live | 217395239 |  | 9.8 | 15.2 | 34015 | 34629 | 32600 | 2.7 | 2.31 | 40992 | 3.48 | 1.82 | 8.5 | 7
Live | 217397099 |  | 9.5 | 15.5 | 33553 | 34958 | 33000 | 2.62 | 2.21 | 41440 | 3.32 | 1.8 | 8.5 | 7.5
Live | 217396657 |  | 9.8 | 15.5 | 34478 | 34629 | 32400 | 2.7 | 2.33 | 40544 | 3.55 | 1.96 | 9 | 7.5
Live | 217396189 |  | 9.5 | 14.5 | 33784 | 34958 | 33000 | 2.62 | 2.24 | 41888 | 3.4 | 1.78 | 8.5 | 7
Live | 217394776 |  | 10 | 15.5 | 35635 | 34629 | 32000 | 2.76 | 2.33 | 40320 | 3.67 | 1.98 | 9 | 7.5
Live | 217395718 |  | 9.5 | 14.5 | 34015 | 34958 | 32800 | 2.62 | 2.26 | 41216 | 3.42 | 1.82 | 8.5 | 7
Live | 217397098 |  | 9.5 | 15.5 | 33553 | 34958 | 33000 | 2.62 | 2.21 | 41440 | 3.32 | 1.8 | 8.5 | 7.5
Live | 217395238 |  | 9.8 | 15.2 | 34015 | 34629 | 32600 | 2.7 | 2.31 | 40992 | 3.48 | 1.82 | 8.5 | 7
Live | 217396656 |  | 9.8 | 15.5 | 34478 | 34629 | 32400 | 2.7 | 2.33 | 40544 | 3.55 | 1.96 | 9 | 7.5
Live | 217396188 |  | 9.5 | 14.5 | 33784 | 34958 | 33000 | 2.62 | 2.24 | 41888 | 3.4 | 1.78 | 8.5 | 7
Live | 217394775 |  | 10 | 15.5 | 35635 | 34629 | 32000 | 2.76 | 2.33 | 40320 | 3.67 | 1.98 | 9 | 7.5
Live | 217397097 |  | 9.5 | 15.5 | 33553 | 34958 | 33000 | 2.62 | 2.21 | 41440 | 3.32 | 1.8 | 8.5 | 7.5
Live | 217395237 |  | 9.8 | 15.2 | 34478 | 34629 | 32400 | 2.7 | 2.33 | 40768 | 3.55 | 1.82 | 8.5 | 7
Live | 217396187 |  | 9.5 | 14.5 | 33784 | 34958 | 33000 | 2.62 | 2.24 | 41888 | 3.4 | 1.78 | 8.5 | 7
Live | 217395717 |  | 9.5 | 14.5 | 34015 | 34958 | 32800 | 2.62 | 2.26 | 41216 | 3.42 | 1.82 | 8.5 | 7
Live | 217396655 |  | 9.8 | 15.5 | 34478 | 34629 | 32400 | 2.7 | 2.33 | 40544 | 3.55 | 1.96 | 9 | 7.5
Live | 217394774 |  | 10 | 15.5 | 34478 | 34958 | 32200 | 2.75 | 2.24 | 41440 | 3.46 | 1.8 | 8.5 | 7.5
Live | 217397096 |  | 9.5 | 15.5 | 33553 | 34958 | 33000 | 2.62 | 2.21 | 41440 | 3.32 | 1.8 | 8.5 | 7.5
Live | 217396654 |  | 9.8 | 15.5 | 34478 | 34629 | 32400 | 2.7 | 2.33 | 40544 | 3.55 | 1.96 | 9 | 7.5
Live | 217395236 |  | 9.8 | 15.2 | 34478 | 34629 | 32400 | 2.7 | 2.33 | 40768 | 3.55 | 1.82 | 8.5 | 7
Live | 217396186 |  | 9.5 | 14.5 | 33784 | 34958 | 33000 | 2.62 | 2.24 | 41888 | 3.4 | 1.78 | 8.5 | 7
Live | 217395716 |  | 9.5 | 14.5 | 34015 | 34958 | 32800 | 2.62 | 2.26 | 41216 | 3.42 | 1.82 | 8.5 | 7
Live | 217394773 |  | 10 | 15.5 | 34478 | 34958 | 32200 | 2.75 | 2.24 | 41440 | 3.46 | 1.8 | 8.5 | 7.5
Live | 217396185 |  | 9.5 | 14.5 | 33553 | 34958 | 33000 | 2.62 | 2.24 | 41888 | 3.4 | 1.78 | 8.5 | 7
Live | 217397095 |  | 9.5 | 15.5 | 33553 | 34958 | 33000 | 2.62 | 2.21 | 41440 | 3.32 | 1.8 | 8.5 | 7.5
Live | 217395235 |  | 9.8 | 15.2 | 34478 | 34629 | 32400 | 2.7 | 2.33 | 40768 | 3.55 | 1.82 | 8.5 | 7
Live | 217396653 |  | 9.8 | 15.5 | 34478 | 34629 | 32400 | 2.7 | 2.33 | 40544 | 3.55 | 1.96 | 9 | 7.5
Live | 217395715 |  | 9.8 | 14.5 | 34015 | 34958 | 32800 | 2.7 | 2.26 | 41216 | 3.44 | 1.82 | 8.5 | 7
Live | 217397094 |  | 9.8 | 16 | 33784 | 34958 | 33000 | 2.7 | 2.23 | 41440 | 3.35 | 1.8 | 8.5 | 7.5
Live | 217394772 |  | 10 | 15.5 | 34478 | 34958 | 32200 | 2.75 | 2.24 | 41440 | 3.46 | 1.8 | 8.5 | 7.5
Live | 217396184 |  | 9.5 | 14.5 | 33553 | 34958 | 33000 | 2.62 | 2.24 | 41888 | 3.4 | 1.78 | 8.5 | 7
Live | 217395234 |  | 9.8 | 15.2 | 34478 | 34629 | 32400 | 2.7 | 2.33 | 40768 | 3.55 | 1.82 | 8.5 | 7
Live | 217395714 |  | 9.8 | 14.5 | 34015 | 34958 | 32800 | 2.7 | 2.26 | 41216 | 3.44 | 1.82 | 8.5 | 7
Live | 217396652 |  | 9.8 | 15.5 | 34478 | 34629 | 32400 | 2.7 | 2.33 | 40544 | 3.55 | 1.96 | 9 | 7.5
Live | 217397093 |  | 9.8 | 16 | 33784 | 34958 | 33000 | 2.7 | 2.23 | 41440 | 3.35 | 1.8 | 8.5 | 7.5
Live | 217396183 |  | 9.5 | 14.5 | 33553 | 34958 | 33000 | 2.62 | 2.24 | 41888 | 3.4 | 1.78 | 8.5 | 7
Live | 217394771 |  | 10 | 15.5 | 34478 | 34958 | 32200 | 2.75 | 2.24 | 41440 | 3.46 | 1.8 | 8.5 | 7.5
Live | 217395233 |  | 9.8 | 15.2 | 34478 | 34629 | 32400 | 2.7 | 2.33 | 40768 | 3.55 | 1.82 | 8.5 | 7
Live | 217395713 |  | 9.8 | 14.5 | 34015 | 34958 | 32800 | 2.7 | 2.26 | 41216 | 3.44 | 1.82 | 8.5 | 7
Live | 217397092 |  | 9.8 | 16 | 33784 | 34958 | 33000 | 2.7 | 2.23 | 41440 | 3.35 | 1.8 | 8.5 | 7.5
Live | 217396651 |  | 9.8 | 15.5 | 34478 | 34629 | 32400 | 2.7 | 2.33 | 40544 | 3.55 | 1.96 | 9 | 7.5
Live | 217396182 |  | 9.5 | 14.5 | 33553 | 34958 | 33000 | 2.62 | 2.24 | 41888 | 3.4 | 1.78 | 8.5 | 7
Live | 217395232 |  | 9.8 | 15.2 | 34478 | 34629 | 32400 | 2.7 | 2.33 | 40768 | 3.55 | 1.82 | 8.5 | 7
Live | 217394770 |  | 10 | 15.5 | 34478 | 34958 | 32200 | 2.75 | 2.24 | 41440 | 3.46 | 1.8 | 8.5 | 7.5
Live | 217395712 |  | 9.8 | 14.5 | 34015 | 34958 | 32800 | 2.7 | 2.26 | 41216 | 3.44 | 1.82 | 8.5 | 7
Live | 217396650 |  | 10 | 15.5 | 35172 | 34299 | 32200 | 2.76 | 2.38 | 40320 | 3.69 | 1.98 | 9 | 7.5
Live | 217397091 |  | 9.8 | 16 | 33784 | 34958 | 33000 | 2.7 | 2.23 | 41440 | 3.35 | 1.8 | 8.5 | 7.5
Live | 217396181 |  | 9.5 | 14.5 | 33553 | 34958 | 33000 | 2.62 | 2.24 | 41888 | 3.4 | 1.78 | 8.5 | 7
Live | 217395711 |  | 9.8 | 14.5 | 34015 | 34958 | 32800 | 2.7 | 2.26 | 41216 | 3.44 | 1.82 | 8.5 | 7
Live | 217394769 |  | 10 | 15.5 | 34478 | 34958 | 32200 | 2.75 | 2.24 | 41440 | 3.46 | 1.8 | 8.5 | 7.5
Live | 217395231 |  | 9.8 | 15.2 | 34478 | 34629 | 32400 | 2.7 | 2.33 | 40768 | 3.55 | 1.82 | 8.5 | 7
Live | 217397090 |  | 9.8 | 16 | 33784 | 34958 | 33000 | 2.7 | 2.23 | 41440 | 3.35 | 1.8 | 8.5 | 7.5
Live | 217396649 |  | 10 | 15.5 | 35172 | 34299 | 32200 | 2.76 | 2.38 | 40320 | 3.69 | 1.98 | 9 | 7.5
Live | 217395710 |  | 9.8 | 14.5 | 34015 | 34958 | 32800 | 2.7 | 2.26 | 41216 | 3.44 | 1.82 | 8.5 | 7
Live | 217396180 |  | 9.5 | 14.5 | 33553 | 34958 | 33000 | 2.62 | 2.24 | 41888 | 3.4 | 1.78 | 8.5 | 7
Live | 217394768 |  | 10 | 15.5 | 34478 | 34958 | 32200 | 2.75 | 2.24 | 41440 | 3.46 | 1.8 | 8.5 | 7.5
Live | 217395230 |  | 9.8 | 15.2 | 34478 | 34629 | 32400 | 2.7 | 2.33 | 40768 | 3.55 | 1.82 | 8.5 | 7
Live | 217397089 |  | 9.8 | 16 | 33784 | 34958 | 33000 | 2.7 | 2.23 | 41440 | 3.35 | 1.8 | 8.5 | 7.5
Live | 217395709 |  | 9.8 | 14.5 | 34015 | 34958 | 32800 | 2.7 | 2.26 | 41216 | 3.44 | 1.82 | 8.5 | 7
Live | 217396179 |  | 9.5 | 14.5 | 33553 | 34958 | 33000 | 2.62 | 2.24 | 41888 | 3.4 | 1.78 | 8.5 | 7
Live | 217396648 |  | 10 | 15.5 | 35172 | 34299 | 32200 | 2.76 | 2.38 | 40320 | 3.69 | 1.98 | 9 | 7.5
Live | 217397088 |  | 9.8 | 16 | 33784 | 34958 | 33000 | 2.7 | 2.23 | 41440 | 3.35 | 1.8 | 8.5 | 7.5
Live | 217394767 |  | 10 | 15.5 | 34478 | 34958 | 32200 | 2.75 | 2.24 | 41440 | 3.46 | 1.8 | 8.5 | 7.5
Live | 217395229 |  | 9.8 | 15.2 | 34478 | 34629 | 32400 | 2.7 | 2.33 | 40768 | 3.57 | 1.82 | 8.5 | 7
Live | 217395708 |  | 9.8 | 14.5 | 34015 | 34958 | 32800 | 2.7 | 2.26 | 41216 | 3.44 | 1.82 | 8.5 | 7
Live | 217396178 |  | 9.5 | 14.5 | 33553 | 34958 | 33000 | 2.62 | 2.24 | 41888 | 3.4 | 1.78 | 8.5 | 7
Live | 217397087 |  | 9.8 | 16 | 33784 | 34958 | 33000 | 2.7 | 2.23 | 41440 | 3.35 | 1.8 | 8.5 | 7.5
Live | 217395228 |  | 9.8 | 15.2 | 34478 | 34629 | 32400 | 2.7 | 2.33 | 40768 | 3.57 | 1.82 | 8.5 | 7
Live | 217394763 |  | 9.8 | 15.5 | 33784 | 34629 | 32200 | 2.7 | 2.26 | 41216 | 3.4 | 1.8 | 8.5 | 7.5
Live | 217396647 |  | 10 | 15.5 | 35172 | 34299 | 32200 | 2.76 | 2.38 | 40320 | 3.69 | 1.98 | 9 | 7.5
Live | 217395707 |  | 9.8 | 15 | 34478 | 34629 | 32600 | 2.7 | 2.3 | 40992 | 3.54 | 1.82 | 8.5 | 7
Live | 217397086 |  | 9.5 | 15 | 33321 | 35288 | 33200 | 2.62 | 2.17 | 41664 | 3.29 | 1.8 | 8.5 | 7
Live | 217394762 |  | 9.8 | 15.5 | 33784 | 34629 | 32200 | 2.7 | 2.26 | 41216 | 3.4 | 1.8 | 8.5 | 7.5
Live | 217395227 |  | 9.8 | 15.2 | 34478 | 34629 | 32400 | 2.7 | 2.33 | 40768 | 3.57 | 1.82 | 8.5 | 7
Live | 217396646 |  | 10 | 15.5 | 35172 | 34299 | 32200 | 2.76 | 2.38 | 40320 | 3.69 | 1.98 | 9 | 7.5
Live | 217396177 |  | 9.5 | 14.5 | 33553 | 34958 | 33000 | 2.62 | 2.24 | 41888 | 3.4 | 1.78 | 8.5 | 7
Live | 217395706 |  | 9.8 | 15 | 34478 | 34629 | 32600 | 2.7 | 2.3 | 40992 | 3.54 | 1.82 | 8.5 | 7
Live | 217397085 |  | 9.5 | 15 | 33321 | 35288 | 33200 | 2.62 | 2.17 | 41664 | 3.29 | 1.8 | 8.5 | 7
Live | 217395226 |  | 9.8 | 15.2 | 34478 | 34629 | 32400 | 2.7 | 2.33 | 40768 | 3.57 | 1.82 | 8.5 | 7
Live | 217396176 |  | 9.5 | 14.5 | 33553 | 34958 | 33000 | 2.62 | 2.24 | 41888 | 3.4 | 1.78 | 8.5 | 7
Live | 217395705 |  | 9.8 | 15 | 34478 | 34629 | 32600 | 2.7 | 2.3 | 40992 | 3.54 | 1.82 | 8.5 | 7
Live | 217394761 |  | 9.8 | 15.5 | 33784 | 34629 | 32200 | 2.7 | 2.26 | 41216 | 3.4 | 1.8 | 8.5 | 7.5
Live | 217396645 |  | 10 | 15.5 | 35172 | 34299 | 32200 | 2.76 | 2.38 | 40320 | 3.69 | 1.98 | 9 | 7.5
Live | 217397084 |  | 9.5 | 15 | 33321 | 35288 | 33200 | 2.62 | 2.17 | 41664 | 3.29 | 1.8 | 8.5 | 7
Live | 217395225 |  | 9.8 | 15.2 | 34478 | 34629 | 32400 | 2.7 | 2.33 | 40768 | 3.57 | 1.82 | 8.5 | 7
Live | 217396175 |  | 9.5 | 14.5 | 33553 | 34958 | 33000 | 2.62 | 2.24 | 41888 | 3.4 | 1.78 | 8.5 | 7
Live | 217395704 |  | 9.8 | 15 | 34478 | 34629 | 32600 | 2.7 | 2.3 | 40992 | 3.54 | 1.82 | 8.5 | 7
Live | 217397083 |  | 9.5 | 15 | 33321 | 35288 | 33200 | 2.62 | 2.17 | 41664 | 3.29 | 1.8 | 8.5 | 7
Live | 217395224 |  | 9.8 | 15.2 | 34478 | 34629 | 32400 | 2.7 | 2.33 | 40768 | 3.57 | 1.82 | 8.5 | 7
Live | 217396644 |  | 10 | 15.5 | 35172 | 34299 | 32200 | 2.76 | 2.38 | 40320 | 3.69 | 1.98 | 9 | 7.5
Live | 217394760 |  | 9.8 | 15.5 | 33784 | 34629 | 32200 | 2.7 | 2.26 | 41216 | 3.4 | 1.8 | 8.5 | 7.5
Live | 217396174 |  | 9.5 | 14.5 | 33553 | 34958 | 33000 | 2.62 | 2.24 | 41888 | 3.4 | 1.78 | 8.5 | 7
Live | 217395703 |  | 9.8 | 15 | 34478 | 34629 | 32600 | 2.7 | 2.3 | 40992 | 3.54 | 1.82 | 8.5 | 7
Live | 217397082 |  | 9.5 | 15 | 33321 | 35288 | 33200 | 2.62 | 2.17 | 41664 | 3.29 | 1.8 | 8.5 | 7
Live | 217395223 |  | 9.8 | 15.2 | 34478 | 34629 | 32400 | 2.7 | 2.33 | 40768 | 3.57 | 1.82 | 8.5 | 7
Live | 217396643 |  | 10 | 16 | 34941 | 34299 | 32200 | 2.75 | 2.38 | 40320 | 3.62 | 1.98 | 9 | 7.5
Live | 217394759 |  | 9.8 | 15.5 | 33784 | 34629 | 32200 | 2.7 | 2.26 | 41216 | 3.4 | 1.8 | 8.5 | 7.5
Live | 217396173 |  | 9.5 | 14.5 | 33553 | 34958 | 33000 | 2.62 | 2.24 | 41888 | 3.4 | 1.78 | 8.5 | 7
Live | 217397081 |  | 9.5 | 15 | 33321 | 35288 | 33200 | 2.62 | 2.17 | 41664 | 3.29 | 1.8 | 8.5 | 7
Live | 217395222 |  | 9.8 | 15.2 | 34478 | 34629 | 32400 | 2.7 | 2.33 | 40768 | 3.57 | 1.82 | 8.5 | 7
Live | 217396172 |  | 9.5 | 14.5 | 33553 | 34958 | 33000 | 2.62 | 2.24 | 41888 | 3.4 | 1.78 | 8.5 | 7
Live | 217396642 |  | 10 | 16 | 34941 | 34299 | 32200 | 2.75 | 2.38 | 40320 | 3.62 | 1.98 | 9 | 7.5
Live | 217394758 |  | 9.8 | 15.5 | 33784 | 34629 | 32200 | 2.7 | 2.26 | 41216 | 3.4 | 1.8 | 8.5 | 7.5
Live | 217395702 |  | 9.8 | 15 | 34478 | 34629 | 32600 | 2.7 | 2.3 | 40992 | 3.54 | 1.82 | 8.5 | 7
Live | 217397080 |  | 9.5 | 15 | 33321 | 35288 | 33200 | 2.62 | 2.17 | 41664 | 3.29 | 1.8 | 8.5 | 7
Live | 217395221 |  | 9.8 | 15.2 | 34478 | 34958 | 32600 | 2.7 | 2.31 | 40992 | 3.54 | 1.84 | 8.5 | 7
Live | 217396641 |  | 10 | 16 | 34941 | 34299 | 32200 | 2.75 | 2.38 | 40320 | 3.62 | 1.98 | 9 | 7.5
Live | 217396171 |  | 9.5 | 14.5 | 33553 | 34958 | 33000 | 2.62 | 2.24 | 41888 | 3.4 | 1.78 | 8.5 | 7
Live | 217395701 |  | 9.8 | 15 | 34478 | 34629 | 32600 | 2.7 | 2.3 | 40992 | 3.54 | 1.82 | 8.5 | 7
Live | 217394757 |  | 9.8 | 15.5 | 33784 | 34629 | 32200 | 2.7 | 2.26 | 41216 | 3.4 | 1.8 | 8.5 | 7.5
Live | 217397079 |  | 9.5 | 15 | 33321 | 35288 | 33200 | 2.62 | 2.17 | 41664 | 3.29 | 1.8 | 8.5 | 7
Live | 217395220 |  | 9.8 | 15.2 | 34478 | 34958 | 32600 | 2.7 | 2.31 | 40992 | 3.54 | 1.84 | 8.5 | 7
Live | 217396170 |  | 9.5 | 14.5 | 34015 | 34958 | 33000 | 2.62 | 2.26 | 41888 | 3.46 | 1.78 | 8.5 | 7
Live | 217396640 |  | 10 | 16 | 34941 | 34299 | 32200 | 2.75 | 2.38 | 40320 | 3.62 | 1.98 | 9 | 7.5
Live | 217394756 |  | 9.8 | 15.5 | 33784 | 34629 | 32200 | 2.7 | 2.26 | 41216 | 3.4 | 1.8 | 8.5 | 7.5
Live | 217397078 |  | 10 | 15.5 | 34247 | 34958 | 32800 | 2.76 | 2.26 | 41216 | 3.48 | 1.82 | 8.5 | 7.5
Live | 217395700 |  | 9.8 | 15 | 34247 | 34629 | 32600 | 2.7 | 2.3 | 40992 | 3.48 | 1.8 | 8.5 | 7
Live | 217396169 |  | 9.5 | 14.5 | 34015 | 34958 | 33000 | 2.62 | 2.26 | 41888 | 3.46 | 1.78 | 8.5 | 7
Live | 217395219 |  | 9.8 | 15.2 | 34478 | 34958 | 32600 | 2.7 | 2.31 | 40992 | 3.54 | 1.84 | 8.5 | 7
Live | 217396639 |  | 10 | 16 | 34941 | 34299 | 32200 | 2.75 | 2.38 | 40320 | 3.62 | 1.98 | 9 | 7.5
Live | 217394755 |  | 10 | 15.5 | 35172 | 34958 | 32000 | 2.76 | 2.33 | 40992 | 3.65 | 1.96 | 9 | 7.5
Live | 217396168 |  | 9.5 | 14.5 | 34015 | 34958 | 33000 | 2.62 | 2.26 | 41888 | 3.46 | 1.78 | 8.5 | 7
Live | 217395699 |  | 9.8 | 15 | 34247 | 34629 | 32600 | 2.7 | 2.3 | 40992 | 3.48 | 1.8 | 8.5 | 7
Live | 217396167 |  | 9.5 | 14.5 | 34015 | 34958 | 33000 | 2.62 | 2.26 | 41888 | 3.46 | 1.78 | 8.5 | 7
Live | 217395218 |  | 9.8 | 15.2 | 34478 | 34958 | 32600 | 2.7 | 2.31 | 40992 | 3.54 | 1.84 | 8.5 | 7
Live | 217396638 |  | 10 | 16 | 34941 | 34299 | 32200 | 2.75 | 2.38 | 40320 | 3.62 | 1.98 | 9 | 7.5
Live | 217394754 |  | 10 | 15.5 | 35172 | 34958 | 32000 | 2.76 | 2.33 | 40992 | 3.65 | 1.96 | 9 | 7.5
Live | 217395698 |  | 9.8 | 15 | 34247 | 34629 | 32600 | 2.7 | 2.3 | 40992 | 3.48 | 1.8 | 8.5 | 7
Live | 217395217 |  | 9.8 | 15.2 | 34478 | 34958 | 32600 | 2.7 | 2.31 | 40992 | 3.54 | 1.84 | 8.5 | 7
Live | 217396166 |  | 9.5 | 14.5 | 34015 | 34958 | 33000 | 2.62 | 2.26 | 41888 | 3.46 | 1.78 | 8.5 | 7
Live | 217396637 |  | 10 | 16 | 34941 | 34299 | 32200 | 2.75 | 2.38 | 40320 | 3.62 | 1.98 | 9 | 7.5
Live | 217395697 |  | 9.8 | 15 | 34247 | 34629 | 32600 | 2.7 | 2.3 | 40992 | 3.48 | 1.8 | 8.5 | 7
Live | 217394753 |  | 10 | 15.5 | 35172 | 34958 | 32000 | 2.76 | 2.33 | 40992 | 3.65 | 1.96 | 9 | 7.5
Live | 217396165 |  | 9.5 | 14.5 | 34015 | 34958 | 33000 | 2.62 | 2.26 | 41888 | 3.46 | 1.78 | 8.5 | 7
Live | 217395216 |  | 9.8 | 15.2 | 34478 | 34958 | 32600 | 2.7 | 2.31 | 40992 | 3.54 | 1.84 | 8.5 | 7
Live | 217394752 |  | 10 | 15.5 | 35172 | 34958 | 32000 | 2.76 | 2.33 | 40992 | 3.65 | 1.96 | 9 | 7.5
Live | 217396636 |  | 10 | 16 | 34941 | 34299 | 32200 | 2.75 | 2.38 | 40320 | 3.62 | 1.98 | 9 | 7.5
Live | 217395696 |  | 9.8 | 15 | 34247 | 34629 | 32600 | 2.7 | 2.3 | 40992 | 3.48 | 1.8 | 8.5 | 7
Live | 217396164 |  | 9.5 | 14.5 | 34015 | 34958 | 33000 | 2.62 | 2.26 | 41888 | 3.46 | 1.78 | 8.5 | 7
Live | 217396635 |  | 10 | 15.5 | 34478 | 34299 | 32200 | 2.75 | 2.37 | 40320 | 3.56 | 1.96 | 9 | 7.5
Live | 217395215 |  | 9.8 | 15.2 | 34478 | 34958 | 32600 | 2.7 | 2.31 | 40992 | 3.54 | 1.84 | 8.5 | 7
Live | 217394751 |  | 10 | 15.5 | 35172 | 34958 | 32000 | 2.76 | 2.33 | 40992 | 3.65 | 1.96 | 9 | 7.5
Live | 217395695 |  | 9.8 | 15 | 34247 | 34629 | 32600 | 2.7 | 2.3 | 40992 | 3.48 | 1.8 | 8.5 | 7
Live | 217396634 |  | 10 | 15.5 | 34478 | 34299 | 32200 | 2.75 | 2.37 | 40320 | 3.56 | 1.96 | 9 | 7.5
Live | 217396163 |  | 9.5 | 14.5 | 34015 | 34958 | 33000 | 2.62 | 2.26 | 41888 | 3.46 | 1.78 | 8.5 | 7
Live | 217394750 |  | 10 | 15.5 | 35172 | 34958 | 32000 | 2.76 | 2.33 | 40992 | 3.65 | 1.96 | 9 | 7.5
Live | 217395214 |  | 9.8 | 15.2 | 34478 | 34958 | 32600 | 2.7 | 2.31 | 40992 | 3.54 | 1.84 | 8.5 | 7
Live | 217395694 |  | 9.8 | 15 | 34247 | 34629 | 32600 | 2.7 | 2.3 | 40992 | 3.48 | 1.8 | 8.5 | 7
Live | 217396633 |  | 10 | 15.5 | 34478 | 34299 | 32200 | 2.75 | 2.37 | 40320 | 3.56 | 1.96 | 9 | 7.5
Live | 217396162 |  | 9.5 | 14.5 | 33784 | 34958 | 33000 | 2.62 | 2.24 | 41888 | 3.44 | 1.8 | 8.5 | 7
Live | 217394749 |  | 10 | 15.5 | 35172 | 34958 | 32000 | 2.76 | 2.33 | 40992 | 3.65 | 1.96 | 9 | 7.5
Live | 217395693 |  | 9.8 | 15 | 34247 | 34629 | 32600 | 2.7 | 2.3 | 40992 | 3.48 | 1.8 | 8.5 | 7
Live | 217395213 |  | 10 | 16 | 34710 | 34629 | 32400 | 2.76 | 2.33 | 40768 | 3.59 | 1.82 | 8.5 | 7
Live | 217396632 |  | 10 | 15.5 | 34478 | 34299 | 32200 | 2.75 | 2.37 | 40320 | 3.56 | 1.96 | 9 | 7.5
Live | 217396161 |  | 9.5 | 14.5 | 33784 | 34958 | 33000 | 2.62 | 2.24 | 41888 | 3.44 | 1.8 | 8.5 | 7
Live | 217395212 |  | 10 | 16 | 34710 | 34629 | 32400 | 2.76 | 2.33 | 40768 | 3.59 | 1.82 | 8.5 | 7
Live | 217395692 |  | 9.8 | 15 | 34015 | 34958 | 32800 | 2.7 | 2.26 | 41216 | 3.42 | 1.82 | 8.5 | 7
Live | 217394748 |  | 10 | 15.5 | 35172 | 34958 | 32000 | 2.76 | 2.33 | 40992 | 3.65 | 1.96 | 9 | 7.5
Live | 217396160 |  | 9.5 | 14.5 | 33784 | 34958 | 33000 | 2.62 | 2.24 | 41888 | 3.44 | 1.8 | 8.5 | 7
Live | 217396631 |  | 10 | 15.5 | 34478 | 34299 | 32200 | 2.75 | 2.37 | 40320 | 3.56 | 1.96 | 9 | 7.5
Live | 217395211 |  | 10 | 16 | 34710 | 34629 | 32400 | 2.76 | 2.33 | 40768 | 3.59 | 1.82 | 8.5 | 7
Live | 217395691 |  | 9.8 | 15 | 34015 | 34958 | 32800 | 2.7 | 2.26 | 41216 | 3.42 | 1.82 | 8.5 | 7
Live | 217394747 |  | 10 | 15.5 | 35635 | 34629 | 32000 | 2.76 | 2.33 | 40320 | 3.67 | 1.98 | 9 | 7.5
Live | 217396159 |  | 9.5 | 14.5 | 33784 | 34958 | 33000 | 2.62 | 2.24 | 41888 | 3.44 | 1.8 | 8.5 | 7
Live | 217395210 |  | 10 | 16 | 34710 | 34629 | 32400 | 2.76 | 2.33 | 40768 | 3.59 | 1.82 | 8.5 | 7
Live | 217396630 |  | 10 | 15.5 | 34478 | 34299 | 32200 | 2.75 | 2.37 | 40320 | 3.56 | 1.96 | 9 | 7.5
Live | 217395690 |  | 9.8 | 15 | 34015 | 34958 | 32800 | 2.7 | 2.26 | 41216 | 3.42 | 1.82 | 8.5 | 7
Live | 217394746 |  | 10 | 15.5 | 35635 | 34629 | 32000 | 2.76 | 2.33 | 40320 | 3.67 | 1.98 | 9 | 7.5
Live | 217396158 |  | 9.5 | 14.5 | 33784 | 34958 | 33000 | 2.62 | 2.24 | 41888 | 3.44 | 1.8 | 8.5 | 7
Live | 217395209 |  | 10 | 16 | 34710 | 34629 | 32400 | 2.76 | 2.33 | 40768 | 3.59 | 1.82 | 8.5 | 7
Live | 217396157 |  | 9.5 | 14.5 | 33784 | 34958 | 33000 | 2.62 | 2.24 | 41888 | 3.44 | 1.8 | 8.5 | 7
Live | 217395689 |  | 9.8 | 15 | 34015 | 34958 | 32800 | 2.7 | 2.26 | 41216 | 3.42 | 1.82 | 8.5 | 7
Live | 217396629 |  | 10 | 15.5 | 34478 | 34299 | 32200 | 2.75 | 2.37 | 40320 | 3.56 | 1.96 | 9 | 7.5
Live | 217394745 |  | 10 | 15.5 | 35635 | 34629 | 32000 | 2.76 | 2.33 | 40320 | 3.67 | 1.98 | 9 | 7.5
Live | 217395208 |  | 10 | 16 | 34710 | 34629 | 32400 | 2.76 | 2.33 | 40768 | 3.59 | 1.82 | 8.5 | 7
Live | 217396156 |  | 9.5 | 14.5 | 33784 | 34958 | 33000 | 2.62 | 2.24 | 41888 | 3.44 | 1.8 | 8.5 | 7
Live | 217396628 |  | 10 | 15.5 | 34478 | 34299 | 32200 | 2.75 | 2.37 | 40320 | 3.56 | 1.96 | 9 | 7.5
Live | 217395688 |  | 9.8 | 15 | 34015 | 34958 | 32800 | 2.7 | 2.26 | 41216 | 3.42 | 1.82 | 8.5 | 7
Live | 217394744 |  | 10 | 15.5 | 35635 | 34629 | 32000 | 2.76 | 2.33 | 40320 | 3.67 | 1.98 | 9 | 7.5
Live | 217394743 |  | 10 | 15.5 | 35635 | 34629 | 32000 | 2.76 | 2.33 | 40320 | 3.67 | 1.98 | 9 | 7.5
Live | 217396155 |  | 9.5 | 14.5 | 33784 | 34958 | 33000 | 2.62 | 2.24 | 41888 | 3.44 | 1.8 | 8.5 | 7
Live | 217395207 |  | 10 | 16 | 34710 | 34629 | 32400 | 2.76 | 2.33 | 40768 | 3.59 | 1.82 | 8.5 | 7
Live | 217395687 |  | 9.8 | 15 | 34015 | 34958 | 32800 | 2.7 | 2.26 | 41216 | 3.42 | 1.82 | 8.5 | 7
Live | 217396627 |  | 10 | 15.5 | 34478 | 34299 | 32200 | 2.75 | 2.37 | 40320 | 3.56 | 1.96 | 9 | 7.5
Live | 217394742 |  | 10 | 15.5 | 35635 | 34629 | 32000 | 2.76 | 2.33 | 40320 | 3.67 | 1.98 | 9 | 7.5
Live | 217396154 |  | 9.5 | 15.2 | 34015 | 34958 | 33000 | 2.62 | 2.24 | 41888 | 3.46 | 1.8 | 8.5 | 7
Live | 217395206 |  | 10 | 16 | 34710 | 34629 | 32400 | 2.76 | 2.33 | 40768 | 3.59 | 1.82 | 8.5 | 7
Live | 217395686 |  | 9.8 | 15 | 34015 | 34958 | 32800 | 2.7 | 2.26 | 41216 | 3.42 | 1.82 | 8.5 | 7
Live | 217396626 |  | 10 | 15.5 | 34478 | 34299 | 32200 | 2.75 | 2.37 | 40320 | 3.56 | 1.96 | 9 | 7.5
Live | 217394741 |  | 10 | 15.5 | 35635 | 34629 | 32000 | 2.76 | 2.33 | 40320 | 3.67 | 1.98 | 9 | 7.5
Live | 217396153 |  | 9.5 | 15.2 | 34015 | 34958 | 33000 | 2.62 | 2.24 | 41888 | 3.46 | 1.8 | 8.5 | 7
Live | 217395205 |  | 10 | 16 | 34710 | 34629 | 32400 | 2.76 | 2.33 | 40768 | 3.59 | 1.84 | 8.5 | 7
Live | 217395685 |  | 9.8 | 15 | 34015 | 34958 | 32800 | 2.7 | 2.26 | 41216 | 3.42 | 1.82 | 8.5 | 7
Live | 217396625 |  | 10 | 15.5 | 34941 | 34629 | 32200 | 2.75 | 2.38 | 40320 | 3.65 | 1.98 | 9 | 7.5
Live | 217395204 |  | 10 | 16 | 34710 | 34629 | 32400 | 2.76 | 2.33 | 40768 | 3.59 | 1.84 | 8.5 | 7
Live | 217395684 |  | 9.8 | 15 | 34015 | 34958 | 32800 | 2.7 | 2.26 | 41216 | 3.42 | 1.82 | 8.5 | 7
Live | 217396152 |  | 9.5 | 15.2 | 34015 | 34958 | 33000 | 2.62 | 2.24 | 41888 | 3.46 | 1.8 | 8.5 | 7
Live | 217394740 |  | 10 | 15.5 | 35635 | 34629 | 32000 | 2.76 | 2.33 | 40320 | 3.67 | 1.98 | 9 | 7.5
Live | 217396624 |  | 10 | 15.5 | 34941 | 34629 | 32200 | 2.75 | 2.38 | 40320 | 3.65 | 1.98 | 9 | 7.5
Live | 217395683 |  | 9.8 | 15 | 34015 | 34958 | 32800 | 2.7 | 2.26 | 41216 | 3.42 | 1.82 | 8.5 | 7
Live | 217395203 |  | 10 | 16 | 34710 | 34629 | 32400 | 2.76 | 2.33 | 40768 | 3.59 | 1.84 | 8.5 | 7
Live | 217396151 |  | 9.5 | 15.2 | 34015 | 34958 | 33000 | 2.62 | 2.24 | 41888 | 3.46 | 1.8 | 8.5 | 7
Live | 217394732 |  | 10 | 16 | 34710 | 34958 | 32000 | 2.76 | 2.33 | 41888 | 3.57 | 1.88 | 9 | 7.5
Live | 217396623 |  | 10 | 15.5 | 34941 | 34629 | 32200 | 2.75 | 2.38 | 40320 | 3.65 | 1.98 | 9 | 7.5
Live | 217395682 |  | 9.8 | 14.5 | 34247 | 34958 | 32600 | 2.7 | 2.28 | 41216 | 3.48 | 1.82 | 8.5 | 7
Live | 217395202 |  | 10 | 16 | 34710 | 34629 | 32400 | 2.76 | 2.33 | 40768 | 3.59 | 1.84 | 8.5 | 7
Live | 217396150 |  | 9.5 | 15.2 | 34015 | 34958 | 33000 | 2.62 | 2.24 | 41888 | 3.46 | 1.8 | 8.5 | 7
Live | 217396622 |  | 10 | 15.5 | 34941 | 34629 | 32200 | 2.75 | 2.38 | 40320 | 3.65 | 1.98 | 9 | 7.5
Live | 217395681 |  | 9.8 | 14.5 | 34247 | 34958 | 32600 | 2.7 | 2.28 | 41216 | 3.48 | 1.82 | 8.5 | 7
Live | 217394731 |  | 10 | 16 | 34710 | 34958 | 32000 | 2.76 | 2.33 | 41888 | 3.57 | 1.88 | 9 | 7.5
Live | 217395201 |  | 10 | 16 | 34710 | 34629 | 32400 | 2.76 | 2.33 | 40768 | 3.59 | 1.84 | 8.5 | 7
Live | 217394730 |  | 10 | 16 | 34710 | 34958 | 32000 | 2.76 | 2.33 | 41888 | 3.57 | 1.88 | 9 | 7.5
Live | 217395680 |  | 9.8 | 14.5 | 34247 | 34958 | 32600 | 2.7 | 2.28 | 41216 | 3.48 | 1.82 | 8.5 | 7
Live | 217396149 |  | 9.5 | 15.2 | 34015 | 34958 | 33000 | 2.62 | 2.24 | 41888 | 3.46 | 1.8 | 8.5 | 7
Live | 217396621 |  | 10 | 15.5 | 34941 | 34629 | 32200 | 2.75 | 2.38 | 40320 | 3.65 | 1.98 | 9 | 7.5
Live | 217395679 |  | 9.8 | 14.5 | 34247 | 34958 | 32600 | 2.7 | 2.28 | 41216 | 3.48 | 1.82 | 8.5 | 7
Live | 217394729 |  | 10 | 16 | 34710 | 34958 | 32000 | 2.76 | 2.33 | 41888 | 3.57 | 1.88 | 9 | 7.5
Live | 217395200 |  | 10 | 16 | 34710 | 34629 | 32400 | 2.76 | 2.33 | 40768 | 3.59 | 1.84 | 8.5 | 7
Live | 217395678 |  | 9.8 | 14.5 | 34247 | 34958 | 32600 | 2.7 | 2.28 | 41216 | 3.48 | 1.82 | 8.5 | 7
Live | 217396148 |  | 9.5 | 15.2 | 34015 | 34958 | 33000 | 2.62 | 2.24 | 41888 | 3.46 | 1.8 | 8.5 | 7
Live | 217395199 |  | 10 | 16 | 34710 | 34629 | 32400 | 2.76 | 2.33 | 40768 | 3.59 | 1.84 | 8.5 | 7
Live | 217396620 |  | 10 | 15.5 | 34941 | 34629 | 32200 | 2.75 | 2.38 | 40320 | 3.65 | 1.98 | 9 | 7.5
Live | 217394728 |  | 10 | 16 | 34710 | 34958 | 32000 | 2.76 | 2.33 | 41888 | 3.57 | 1.88 | 9 | 7.5
Live | 217396147 |  | 9.5 | 15.2 | 34015 | 34958 | 33000 | 2.62 | 2.24 | 41888 | 3.46 | 1.8 | 8.5 | 7
Live | 217395677 |  | 9.8 | 14.5 | 34247 | 34958 | 32600 | 2.7 | 2.28 | 41216 | 3.48 | 1.82 | 8.5 | 7
Live | 217395198 |  | 10 | 16 | 34710 | 34629 | 32400 | 2.76 | 2.33 | 40768 | 3.59 | 1.84 | 8.5 | 7
Live | 217396619 |  | 10 | 15.5 | 34941 | 34629 | 32200 | 2.75 | 2.38 | 40320 | 3.65 | 1.98 | 9 | 7.5
Live | 217394727 |  | 10 | 16 | 34710 | 34958 | 32000 | 2.76 | 2.33 | 41888 | 3.57 | 1.88 | 9 | 7.5
Live | 217395676 |  | 9.8 | 14.5 | 34247 | 34958 | 32600 | 2.7 | 2.28 | 41216 | 3.48 | 1.82 | 8.5 | 7
Live | 217396146 |  | 9.5 | 15 | 33553 | 35288 | 33200 | 2.62 | 2.22 | 41888 | 3.38 | 1.8 | 8.5 | 7
Live | 217394726 |  | 10 | 16 | 34710 | 34958 | 32000 | 2.76 | 2.33 | 41888 | 3.57 | 1.88 | 9 | 7.5
Live | 217396618 |  | 10 | 15.5 | 34941 | 34629 | 32200 | 2.75 | 2.38 | 40320 | 3.65 | 1.98 | 9 | 7.5
Live | 217395675 |  | 9.8 | 14.5 | 34247 | 34958 | 32600 | 2.7 | 2.28 | 41216 | 3.48 | 1.82 | 8.5 | 7
Live | 217395197 |  | 9.8 | 16 | 34478 | 34629 | 32400 | 2.7 | 2.33 | 40768 | 3.55 | 1.84 | 8.5 | 7
Live | 217396145 |  | 9.5 | 15 | 33553 | 35288 | 33200 | 2.62 | 2.22 | 41888 | 3.38 | 1.8 | 8.5 | 7
Live | 217394725 |  | 10 | 16 | 34710 | 34958 | 32000 | 2.76 | 2.33 | 41888 | 3.57 | 1.88 | 9 | 7.5
Live | 217395674 |  | 9.5 | 14.5 | 33784 | 34958 | 32800 | 2.62 | 2.26 | 41216 | 3.4 | 1.82 | 8.5 | 7
Live | 217395196 |  | 9.8 | 16 | 34478 | 34629 | 32400 | 2.7 | 2.33 | 40768 | 3.55 | 1.84 | 8.5 | 7
Live | 217396144 |  | 9.5 | 15 | 33553 | 35288 | 33200 | 2.62 | 2.22 | 41888 | 3.38 | 1.8 | 8.5 | 7
Live | 217396617 |  | 10 | 15.2 | 34941 | 34629 | 32200 | 2.75 | 2.37 | 40320 | 3.62 | 1.98 | 9 | 7.5
Live | 217394721 |  | 10 | 16 | 34710 | 34958 | 32000 | 2.76 | 2.33 | 41888 | 3.57 | 1.88 | 9 | 7.5
Live | 217395673 |  | 9.5 | 14.5 | 33784 | 34958 | 32800 | 2.62 | 2.26 | 41216 | 3.4 | 1.82 | 8.5 | 7
Live | 217396143 |  | 9.5 | 15 | 33553 | 35288 | 33200 | 2.62 | 2.22 | 41888 | 3.38 | 1.8 | 8.5 | 7
Live | 217395195 |  | 9.8 | 16 | 34478 | 34629 | 32400 | 2.7 | 2.33 | 40768 | 3.55 | 1.84 | 8.5 | 7
Live | 217396616 |  | 10 | 15.2 | 34941 | 34629 | 32200 | 2.75 | 2.37 | 40320 | 3.62 | 1.98 | 9 | 7.5
Live | 217394720 |  | 10 | 16 | 34710 | 34958 | 32000 | 2.76 | 2.33 | 41888 | 3.57 | 1.88 | 9 | 7.5
Live | 217395672 |  | 9.5 | 14.5 | 33784 | 34958 | 32800 | 2.62 | 2.26 | 41216 | 3.4 | 1.82 | 8.5 | 7
Live | 217396142 |  | 9.5 | 15 | 33553 | 35288 | 33200 | 2.62 | 2.22 | 41888 | 3.38 | 1.8 | 8.5 | 7
Live | 217394719 |  | 10 | 16 | 34710 | 34958 | 32000 | 2.76 | 2.33 | 41888 | 3.57 | 1.88 | 9 | 7.5
Live | 217395194 |  | 9.8 | 16 | 34478 | 34629 | 32400 | 2.7 | 2.33 | 40768 | 3.55 | 1.84 | 8.5 | 7
Live | 217395671 |  | 9.5 | 14.5 | 33784 | 34958 | 32800 | 2.62 | 2.26 | 41216 | 3.4 | 1.82 | 8.5 | 7
Live | 217396141 |  | 9.5 | 15 | 33553 | 35288 | 33200 | 2.62 | 2.22 | 41888 | 3.38 | 1.8 | 8.5 | 7
Live | 217396615 |  | 10 | 15.2 | 34941 | 34629 | 32200 | 2.75 | 2.37 | 40320 | 3.62 | 1.98 | 9 | 7.5
Live | 217395193 |  | 9.8 | 16 | 34478 | 34629 | 32400 | 2.7 | 2.33 | 40768 | 3.55 | 1.84 | 8.5 | 7
Live | 217394718 |  | 10 | 16 | 34710 | 34958 | 32000 | 2.76 | 2.33 | 41888 | 3.57 | 1.88 | 9 | 7.5
Live | 217395670 |  | 9.5 | 14.5 | 33784 | 34958 | 32800 | 2.62 | 2.26 | 41216 | 3.4 | 1.82 | 8.5 | 7
Live | 217396614 |  | 10 | 15.2 | 34941 | 34629 | 32200 | 2.75 | 2.37 | 40320 | 3.62 | 1.98 | 9 | 7.5
Live | 217396140 |  | 9.5 | 15 | 33553 | 35288 | 33200 | 2.62 | 2.22 | 41888 | 3.38 | 1.8 | 8.5 | 7
Live | 217395669 |  | 9.5 | 14.5 | 33784 | 34958 | 32800 | 2.62 | 2.26 | 41216 | 3.4 | 1.82 | 8.5 | 7
Live | 217395192 |  | 9.8 | 16 | 34478 | 34629 | 32400 | 2.7 | 2.33 | 40768 | 3.55 | 1.84 | 8.5 | 7
Live | 217394717 |  | 10 | 16 | 34710 | 34958 | 32000 | 2.76 | 2.33 | 41888 | 3.57 | 1.88 | 9 | 7.5
Live | 217396139 |  | 9.5 | 15 | 33553 | 35288 | 33200 | 2.62 | 2.22 | 41888 | 3.38 | 1.8 | 8.5 | 7
Live | 217395668 |  | 9.5 | 14.5 | 33784 | 34958 | 32800 | 2.62 | 2.26 | 41216 | 3.4 | 1.82 | 8.5 | 7
Live | 217396613 |  | 10 | 15.2 | 34941 | 34629 | 32200 | 2.75 | 2.37 | 40320 | 3.62 | 1.98 | 9 | 7.5
Live | 217395191 |  | 9.8 | 16 | 34478 | 34629 | 32400 | 2.7 | 2.33 | 40768 | 3.55 | 1.84 | 8.5 | 7
Live | 217394716 |  | 10 | 16 | 34710 | 34958 | 32000 | 2.76 | 2.33 | 41888 | 3.57 | 1.88 | 9 | 7.5
Live | 217396138 |  | 9.5 | 15 | 33553 | 35288 | 33000 | 2.62 | 2.22 | 41888 | 3.4 | 1.78 | 8.5 | 7
Live | 217395667 |  | 9.5 | 14.5 | 33784 | 34958 | 32800 | 2.62 | 2.26 | 41216 | 3.4 | 1.82 | 8.5 | 7
Live | 217396612 |  | 10 | 15.2 | 34941 | 34629 | 32200 | 2.75 | 2.37 | 40320 | 3.62 | 1.98 | 9 | 7.5
Live | 217395190 |  | 9.8 | 16 | 34478 | 34629 | 32400 | 2.7 | 2.33 | 40768 | 3.55 | 1.84 | 8.5 | 7
Live | 217394715 |  | 10 | 16 | 34710 | 34958 | 32000 | 2.76 | 2.33 | 41888 | 3.57 | 1.88 | 9 | 7.5
Live | 217395189 |  | 9.8 | 15.2 | 34015 | 34629 | 32600 | 2.7 | 2.3 | 40992 | 3.46 | 1.82 | 8.5 | 7
Live | 217396137 |  | 9.5 | 15 | 33553 | 35288 | 33000 | 2.62 | 2.22 | 41888 | 3.4 | 1.78 | 8.5 | 7
Live | 217395666 |  | 9.5 | 14.5 | 33784 | 34958 | 32800 | 2.62 | 2.26 | 41216 | 3.4 | 1.82 | 8.5 | 7
Live | 217396611 |  | 10 | 15.2 | 34941 | 34629 | 32200 | 2.75 | 2.37 | 40320 | 3.62 | 1.98 | 9 | 7.5
Live | 217394714 |  | 10 | 16 | 34710 | 34958 | 32000 | 2.76 | 2.33 | 41888 | 3.57 | 1.88 | 9 | 7.5
Live | 217395665 |  | 9.5 | 14.5 | 33784 | 34958 | 32800 | 2.62 | 2.26 | 41216 | 3.4 | 1.82 | 8.5 | 7
Live | 217396136 |  | 9.5 | 15 | 33553 | 35288 | 33000 | 2.62 | 2.22 | 41888 | 3.4 | 1.78 | 8.5 | 7
Live | 217395188 |  | 9.8 | 15.2 | 34015 | 34629 | 32600 | 2.7 | 2.3 | 40992 | 3.46 | 1.82 | 8.5 | 7
Live | 217396135 |  | 9.5 | 15 | 33553 | 35288 | 33000 | 2.62 | 2.22 | 41888 | 3.4 | 1.78 | 8.5 | 7
Live | 217396610 |  | 10 | 15.2 | 34941 | 34629 | 32200 | 2.75 | 2.37 | 40320 | 3.62 | 1.98 | 9 | 7.5
Live | 217394710 |  | 9.5 | 14.5 | 34941 | 35288 | 32000 | 2.62 | 2.33 | 42112 | 3.61 | 1.9 | 9 | 7.5
Live | 217395664 |  | 9.8 | 15 | 34247 | 34629 | 32600 | 2.7 | 2.28 | 41216 | 3.46 | 1.82 | 8.5 | 7
Live | 217395187 |  | 9.8 | 15.2 | 34015 | 34629 | 32600 | 2.7 | 2.3 | 40992 | 3.46 | 1.82 | 8.5 | 7
Live | 217396134 |  | 9.5 | 15 | 33553 | 35288 | 33000 | 2.62 | 2.22 | 41888 | 3.4 | 1.78 | 8.5 | 7
Live | 217394709 |  | 9.5 | 14.5 | 34941 | 35288 | 32000 | 2.62 | 2.33 | 42112 | 3.61 | 1.9 | 9 | 7.5
Live | 217396609 |  | 10 | 15.2 | 34941 | 34629 | 32200 | 2.75 | 2.37 | 40320 | 3.62 | 1.98 | 9 | 7.5
Live | 217395663 |  | 9.8 | 15 | 34247 | 34629 | 32600 | 2.7 | 2.28 | 41216 | 3.46 | 1.82 | 8.5 | 7
Live | 217396133 |  | 9.5 | 15 | 33553 | 35288 | 33000 | 2.62 | 2.22 | 41888 | 3.4 | 1.78 | 8.5 | 7
Live | 217395186 |  | 9.8 | 15.2 | 34015 | 34629 | 32600 | 2.7 | 2.3 | 40992 | 3.46 | 1.82 | 8.5 | 7
Live | 217396608 |  | 10 | 15.2 | 34941 | 34629 | 32200 | 2.75 | 2.37 | 40320 | 3.62 | 1.98 | 9 | 7.5
Live | 217394708 |  | 9.5 | 14.5 | 34941 | 35288 | 32000 | 2.62 | 2.33 | 42112 | 3.61 | 1.9 | 9 | 7.5
Live | 217395662 |  | 9.8 | 15 | 34247 | 34629 | 32600 | 2.7 | 2.28 | 41216 | 3.46 | 1.82 | 8.5 | 7
Live | 217395185 |  | 9.8 | 15.2 | 34015 | 34629 | 32600 | 2.7 | 2.3 | 40992 | 3.46 | 1.82 | 8.5 | 7
Live | 217396132 |  | 9.5 | 15 | 33553 | 35288 | 33000 | 2.62 | 2.22 | 41888 | 3.4 | 1.78 | 8.5 | 7
Live | 217395661 |  | 9.8 | 15 | 34247 | 34629 | 32600 | 2.7 | 2.28 | 41216 | 3.46 | 1.82 | 8.5 | 7
Live | 217396607 |  | 10 | 16 | 34941 | 34299 | 32200 | 2.75 | 2.38 | 40320 | 3.65 | 1.98 | 9 | 7.5
Live | 217394707 |  | 9.5 | 14.5 | 34941 | 35288 | 32000 | 2.62 | 2.33 | 42112 | 3.61 | 1.9 | 9 | 7.5
Live | 217395184 |  | 9.8 | 15.2 | 34015 | 34629 | 32600 | 2.7 | 2.3 | 40992 | 3.46 | 1.82 | 8.5 | 7
Live | 217396131 |  | 9.5 | 15 | 33553 | 35288 | 33000 | 2.62 | 2.22 | 41888 | 3.4 | 1.78 | 8.5 | 7
Live | 217395660 |  | 9.8 | 15 | 34247 | 34629 | 32600 | 2.7 | 2.28 | 41216 | 3.46 | 1.82 | 8.5 | 7
Live | 217396606 |  | 10 | 16 | 34941 | 34299 | 32200 | 2.75 | 2.38 | 40320 | 3.65 | 1.98 | 9 | 7.5
Live | 217394706 |  | 9.5 | 14.5 | 34941 | 35288 | 32000 | 2.62 | 2.33 | 42112 | 3.61 | 1.9 | 9 | 7.5
Live | 217395183 |  | 9.8 | 15.2 | 34015 | 34629 | 32600 | 2.7 | 2.3 | 40992 | 3.46 | 1.82 | 8.5 | 7
Live | 217396130 |  | 9.5 | 15.2 | 33553 | 34958 | 33200 | 2.62 | 2.23 | 41888 | 3.38 | 1.8 | 8.5 | 7
Live | 217395659 |  | 9.8 | 15 | 34247 | 34629 | 32600 | 2.7 | 2.28 | 41216 | 3.46 | 1.82 | 8.5 | 7
Live | 217396605 |  | 10 | 16 | 34941 | 34299 | 32200 | 2.75 | 2.38 | 40320 | 3.65 | 1.98 | 9 | 7.5
Live | 217394705 |  | 9.5 | 14.5 | 34941 | 35288 | 32000 | 2.62 | 2.33 | 42112 | 3.61 | 1.9 | 9 | 7.5
Live | 217395182 |  | 9.8 | 15.2 | 34015 | 34629 | 32600 | 2.7 | 2.3 | 40992 | 3.46 | 1.82 | 8.5 | 7
Live | 217396129 |  | 9.5 | 15.2 | 33553 | 34958 | 33200 | 2.62 | 2.23 | 41888 | 3.38 | 1.8 | 8.5 | 7
Live | 217395658 |  | 9.8 | 15 | 34247 | 34629 | 32600 | 2.7 | 2.28 | 41216 | 3.46 | 1.82 | 8.5 | 7
Live | 217396604 |  | 10 | 16 | 34941 | 34299 | 32200 | 2.75 | 2.38 | 40320 | 3.65 | 1.98 | 9 | 7.5
Live | 217394704 |  | 9.5 | 14.5 | 34941 | 35288 | 32000 | 2.62 | 2.33 | 42112 | 3.61 | 1.9 | 9 | 7.5
Live | 217396128 |  | 9.5 | 15.2 | 33553 | 34958 | 33200 | 2.62 | 2.23 | 41888 | 3.38 | 1.8 | 8.5 | 7
Live | 217395181 |  | 9.8 | 15.2 | 34247 | 34629 | 32600 | 2.7 | 2.31 | 40992 | 3.5 | 1.82 | 8.5 | 7
Live | 217395657 |  | 9.8 | 15 | 34478 | 34629 | 32600 | 2.7 | 2.3 | 40992 | 3.5 | 1.8 | 8.5 | 7
Live | 217396603 |  | 10 | 16 | 34941 | 34299 | 32200 | 2.75 | 2.38 | 40320 | 3.65 | 1.98 | 9 | 7.5
Live | 217394703 |  | 9.5 | 14.5 | 34941 | 35288 | 32000 | 2.62 | 2.33 | 42112 | 3.61 | 1.9 | 9 | 7.5
Live | 217396127 |  | 9.5 | 15.2 | 33553 | 34958 | 33200 | 2.62 | 2.23 | 41888 | 3.38 | 1.8 | 8.5 | 7
Live | 217395180 |  | 9.8 | 15.2 | 34247 | 34629 | 32600 | 2.7 | 2.31 | 40992 | 3.5 | 1.82 | 8.5 | 7
Live | 217395656 |  | 9.8 | 15 | 34478 | 34629 | 32600 | 2.7 | 2.3 | 40992 | 3.5 | 1.8 | 8.5 | 7
Live | 217394699 |  | 10.5 | 16.5 | 36098 | 34629 | 32000 | 2.89 | 2.43 | 41664 | 3.88 | 1.92 | 9 | 7.5
Live | 217396602 |  | 10 | 16 | 34941 | 34299 | 32200 | 2.75 | 2.38 | 40320 | 3.65 | 1.98 | 9 | 7.5
Live | 217396126 |  | 9.5 | 15.2 | 33553 | 34958 | 33200 | 2.62 | 2.23 | 41888 | 3.38 | 1.8 | 8.5 | 7
Live | 217395179 |  | 9.8 | 15.2 | 34247 | 34629 | 32600 | 2.7 | 2.31 | 40992 | 3.5 | 1.82 | 8.5 | 7
Live | 217394698 |  | 10.5 | 16.5 | 36098 | 34629 | 32000 | 2.89 | 2.43 | 41664 | 3.88 | 1.92 | 9 | 7.5
Live | 217395655 |  | 9.8 | 15 | 34478 | 34629 | 32600 | 2.7 | 2.3 | 40992 | 3.5 | 1.8 | 8.5 | 7
Live | 217395178 |  | 9.8 | 15.2 | 34247 | 34629 | 32600 | 2.7 | 2.31 | 40992 | 3.5 | 1.82 | 8.5 | 7
Live | 217394697 |  | 10.5 | 16.5 | 36098 | 34629 | 32000 | 2.89 | 2.43 | 41664 | 3.88 | 1.92 | 9 | 7.5
Live | 217395654 |  | 9.8 | 15 | 34478 | 34629 | 32600 | 2.7 | 2.3 | 40992 | 3.5 | 1.8 | 8.5 | 7
Live | 217395177 |  | 9.8 | 15.2 | 34247 | 34629 | 32600 | 2.7 | 2.31 | 40992 | 3.5 | 1.82 | 8.5 | 7
Live | 217394696 |  | 10.5 | 16.5 | 36098 | 34629 | 32000 | 2.89 | 2.43 | 41664 | 3.88 | 1.92 | 9 | 7.5
Live | 217395653 |  | 9.8 | 15 | 34478 | 34629 | 32600 | 2.7 | 2.3 | 40992 | 3.5 | 1.8 | 8.5 | 7
Live | 217395176 |  | 9.8 | 15.2 | 34247 | 34629 | 32600 | 2.7 | 2.31 | 40992 | 3.5 | 1.82 | 8.5 | 7
Live | 217395652 |  | 9.8 | 15 | 34478 | 34629 | 32600 | 2.7 | 2.3 | 40992 | 3.5 | 1.8 | 8.5 | 7
Live | 217394695 |  | 10.5 | 16.5 | 36098 | 34629 | 32000 | 2.89 | 2.43 | 41664 | 3.88 | 1.92 | 9 | 7.5
Live | 217395651 |  | 9.8 | 15 | 34478 | 34629 | 32600 | 2.7 | 2.3 | 40992 | 3.5 | 1.8 | 8.5 | 7
Live | 217395175 |  | 9.8 | 15.2 | 34247 | 34629 | 32600 | 2.7 | 2.31 | 40992 | 3.5 | 1.82 | 8.5 | 7
Live | 217394694 |  | 10.5 | 16.5 | 36098 | 34629 | 32000 | 2.89 | 2.43 | 41664 | 3.88 | 1.92 | 9 | 7.5
Live | 217394693 |  | 10.5 | 16.5 | 36098 | 34629 | 32000 | 2.89 | 2.43 | 41664 | 3.88 | 1.92 | 9 | 7.5
Live | 217395650 |  | 9.8 | 15.2 | 34478 | 34629 | 32600 | 2.7 | 2.3 | 40992 | 3.5 | 1.8 | 8.5 | 7
Live | 217395174 |  | 9.8 | 15.2 | 34247 | 34629 | 32600 | 2.7 | 2.31 | 40992 | 3.5 | 1.82 | 8.5 | 7
Live | 217394692 |  | 10.5 | 16.5 | 36098 | 34629 | 32000 | 2.89 | 2.43 | 41664 | 3.88 | 1.92 | 9 | 7.5
Live | 217394688 |  | 10.5 | 16.5 | 36098 | 34629 | 32000 | 2.89 | 2.43 | 41664 | 3.88 | 1.92 | 9 | 7.5
Live | 217394687 |  | 10.5 | 16.5 | 36098 | 34629 | 32000 | 2.89 | 2.43 | 41664 | 3.88 | 1.92 | 9 | 7.5
Live | 217394686 |  | 10.5 | 16.5 | 36098 | 34629 | 32000 | 2.89 | 2.43 | 41664 | 3.88 | 1.92 | 9 | 7.5
Live | 217394685 |  | 10.5 | 16.5 | 36098 | 34629 | 32000 | 2.89 | 2.43 | 41664 | 3.88 | 1.92 | 9 | 7.5
Live | 217394684 |  | 10.5 | 16.5 | 36098 | 34629 | 32000 | 2.89 | 2.43 | 41664 | 3.88 | 1.92 | 9 | 7.5
Live | 217394683 |  | 10.5 | 16.5 | 36098 | 34629 | 32000 | 2.89 | 2.43 | 41664 | 3.88 | 1.92 | 9 | 7.5
Live | 217394682 |  | 10.5 | 16.5 | 36098 | 34629 | 32000 | 2.89 | 2.43 | 41664 | 3.88 | 1.92 | 9 | 7.5
Live | 217394681 |  | 10.5 | 16.5 | 36098 | 34629 | 32000 | 2.89 | 2.43 | 41664 | 3.88 | 1.92 | 9 | 7.5
Live | 217394677 |  | 10 | 17 | 34478 | 34958 | 32800 | 2.75 | 2.24 | 41440 | 3.46 | 1.78 | 8.5 | 7.5
Live | 217394676 |  | 10 | 17 | 34478 | 34958 | 32800 | 2.75 | 2.24 | 41440 | 3.46 | 1.78 | 8.5 | 7.5
Live | 217394675 |  | 10 | 17 | 34478 | 34958 | 32800 | 2.75 | 2.24 | 41440 | 3.46 | 1.78 | 8.5 | 7.5
Live | 217394674 |  | 10 | 17 | 34478 | 34958 | 32800 | 2.75 | 2.24 | 41440 | 3.46 | 1.78 | 8.5 | 7.5
Live | 217394673 |  | 10 | 17 | 34478 | 34958 | 32800 | 2.75 | 2.24 | 41440 | 3.46 | 1.78 | 8.5 | 7.5
Live | 217394672 |  | 10 | 17 | 34478 | 34958 | 32800 | 2.75 | 2.24 | 41440 | 3.46 | 1.78 | 8.5 | 7.5
Live | 217394671 |  | 10 | 17 | 34478 | 34958 | 32800 | 2.75 | 2.24 | 41440 | 3.46 | 1.78 | 8.5 | 7.5
Live | 217394670 |  | 10 | 17 | 34478 | 34958 | 32800 | 2.75 | 2.24 | 41440 | 3.46 | 1.78 | 8.5 | 7.5
Live | 217398600 |  | 9.5 | 15.5 | 34015 | 35618 | 33400 | 2.62 | 2.14 | 41888 | 3.34 | 1.78 | 8.5 | 7
Live | 217398599 |  | 9.5 | 15.5 | 34015 | 35618 | 33400 | 2.62 | 2.14 | 41888 | 3.34 | 1.78 | 8.5 | 7
Live | 217398598 |  | 9.5 | 15.5 | 34015 | 35618 | 33400 | 2.62 | 2.14 | 41888 | 3.34 | 1.78 | 8.5 | 7
Live | 217398597 |  | 9.5 | 15.5 | 34015 | 35618 | 33400 | 2.62 | 2.14 | 41888 | 3.34 | 1.78 | 8.5 | 7
Live | 217398596 |  | 9.5 | 15.5 | 34015 | 35618 | 33400 | 2.62 | 2.14 | 41888 | 3.34 | 1.78 | 8.5 | 7
Live | 217398595 |  | 9.5 | 15.5 | 34015 | 35618 | 33400 | 2.62 | 2.14 | 41888 | 3.34 | 1.78 | 8.5 | 7
Live | 217398594 |  | 9.5 | 15.5 | 34015 | 35618 | 33400 | 2.62 | 2.14 | 41888 | 3.34 | 1.78 | 8.5 | 7
Live | 217398593 |  | 9.5 | 15.5 | 34015 | 35618 | 33400 | 2.62 | 2.14 | 41888 | 3.34 | 1.78 | 8.5 | 7
Live | 217399257 |  | 10 | 15.5 | 34478 | 34629 | 32200 | 2.75 | 2.35 | 40320 | 3.55 | 1.96 | 9 | 7.5
Live | 217399256 |  | 10 | 15.5 | 34478 | 34629 | 32200 | 2.75 | 2.35 | 40320 | 3.55 | 1.96 | 9 | 7.5
Live | 217398528 |  | 9.5 | 16 | 33553 | 35288 | 33400 | 2.62 | 2.12 | 41888 | 3.23 | 1.76 | 8.5 | 7
Live | 217399255 |  | 9.8 | 16 | 34478 | 34958 | 32800 | 2.7 | 2.26 | 41216 | 3.52 | 1.82 | 8.5 | 7.5
Live | 217398527 |  | 9.5 | 16 | 33553 | 35288 | 33400 | 2.62 | 2.12 | 41888 | 3.23 | 1.76 | 8.5 | 7
Live | 217399254 |  | 9.5 | 14.5 | 33553 | 34958 | 33000 | 2.62 | 2.21 | 41440 | 3.34 | 1.8 | 8.5 | 7
Live | 217398526 |  | 9.5 | 16 | 33553 | 35288 | 33400 | 2.62 | 2.12 | 41888 | 3.23 | 1.76 | 8.5 | 7
Live | 217399253 |  | 9.5 | 15.5 | 34710 | 35288 | 32800 | 2.62 | 2.26 | 41216 | 3.56 | 1.92 | 9 | 7.5
Live | 217398525 |  | 9.5 | 16 | 33553 | 35288 | 33400 | 2.62 | 2.12 | 41888 | 3.23 | 1.76 | 8.5 | 7
Live | 217399252 |  | 9.5 | 14.5 | 33553 | 34958 | 33000 | 2.62 | 2.19 | 41440 | 3.32 | 1.8 | 8.5 | 7
Live | 217398524 |  | 9.5 | 16 | 33553 | 35288 | 33400 | 2.62 | 2.12 | 41888 | 3.23 | 1.76 | 8.5 | 7
Live | 217399251 |  | 9.8 | 16 | 34015 | 34958 | 32800 | 2.7 | 2.24 | 41216 | 3.4 | 1.8 | 8.5 | 7.5
Live | 217398523 |  | 9.5 | 16 | 33553 | 35288 | 33400 | 2.62 | 2.12 | 41888 | 3.23 | 1.76 | 8.5 | 7
Live | 217399250 |  | 9.8 | 16.5 | 34015 | 34958 | 32800 | 2.7 | 2.24 | 41216 | 3.44 | 1.8 | 8.5 | 7.5
Live | 217398522 |  | 9.5 | 16 | 33553 | 35288 | 33400 | 2.62 | 2.12 | 41888 | 3.23 | 1.76 | 8.5 | 7
Live | 217399249 |  | 9.8 | 16.5 | 34015 | 34958 | 32800 | 2.7 | 2.24 | 41216 | 3.44 | 1.8 | 8.5 | 7.5
Live | 217398521 |  | 9.5 | 16 | 33553 | 35288 | 33400 | 2.62 | 2.12 | 41888 | 3.23 | 1.76 | 8.5 | 7
Live | 217399248 |  | 9.8 | 16 | 34015 | 34958 | 32800 | 2.7 | 2.24 | 41440 | 3.4 | 1.8 | 8.5 | 7.5
Live | 217399247 |  | 9.8 | 16 | 34015 | 34958 | 32800 | 2.7 | 2.24 | 41440 | 3.4 | 1.8 | 8.5 | 7.5
Live | 217399246 |  | 9.5 | 15.5 | 33553 | 34958 | 33000 | 2.62 | 2.21 | 41440 | 3.32 | 1.8 | 8.5 | 7.5
Live | 217399245 |  | 9.5 | 15.5 | 33553 | 34958 | 33000 | 2.62 | 2.21 | 41440 | 3.32 | 1.8 | 8.5 | 7.5
Live | 217399244 |  | 9.8 | 16 | 33784 | 34958 | 33000 | 2.7 | 2.23 | 41440 | 3.35 | 1.8 | 8.5 | 7.5
Live | 217399243 |  | 9.8 | 16 | 33784 | 34958 | 33000 | 2.7 | 2.23 | 41440 | 3.35 | 1.8 | 8.5 | 7.5
Live | 217399242 |  | 9.8 | 16 | 34015 | 34958 | 32800 | 2.7 | 2.24 | 41216 | 3.4 | 1.8 | 8.5 | 7.5
Live | 217399241 |  | 9.8 | 16.5 | 34015 | 34958 | 32800 | 2.7 | 2.24 | 41216 | 3.44 | 1.8 | 8.5 | 7.5
Live | 217399240 |  | 9.8 | 16.5 | 34015 | 34958 | 32800 | 2.7 | 2.24 | 41216 | 3.44 | 1.8 | 8.5 | 7.5
Live | 217399239 |  | 9.8 | 16.5 | 34015 | 34958 | 32800 | 2.7 | 2.24 | 41216 | 3.44 | 1.8 | 8.5 | 7.5
Live | 217399238 |  | 9.8 | 16 | 34015 | 34958 | 32800 | 2.7 | 2.24 | 41440 | 3.4 | 1.8 | 8.5 | 7.5
Live | 217399237 |  | 9.8 | 16 | 34015 | 34958 | 32800 | 2.7 | 2.24 | 41440 | 3.4 | 1.8 | 8.5 | 7.5
Live | 217399236 |  | 9.5 | 15.5 | 33553 | 34958 | 33000 | 2.62 | 2.21 | 41440 | 3.32 | 1.8 | 8.5 | 7.5
Live | 217399235 |  | 9.5 | 15.5 | 33553 | 34958 | 33000 | 2.62 | 2.21 | 41440 | 3.32 | 1.8 | 8.5 | 7.5
Live | 217399234 |  | 9.5 | 15.5 | 33553 | 34958 | 33000 | 2.62 | 2.21 | 41440 | 3.32 | 1.8 | 8.5 | 7.5
Live | 217399233 |  | 9.8 | 16 | 33784 | 34958 | 33000 | 2.7 | 2.23 | 41440 | 3.35 | 1.8 | 8.5 | 7.5
Live | 217399232 |  | 9.8 | 16 | 33784 | 34958 | 33000 | 2.7 | 2.23 | 41440 | 3.35 | 1.8 | 8.5 | 7.5
Live | 217399231 |  | 9.8 | 16 | 33784 | 34958 | 33000 | 2.7 | 2.23 | 41440 | 3.35 | 1.8 | 8.5 | 7.5
Live | 217399230 |  | 9.5 | 15 | 33321 | 35288 | 33200 | 2.62 | 2.17 | 41664 | 3.29 | 1.8 | 8.5 | 7
Live | 217399229 |  | 9.5 | 15 | 33321 | 35288 | 33200 | 2.62 | 2.17 | 41664 | 3.29 | 1.8 | 8.5 | 7
Live | 217399228 |  | 9.8 | 16 | 33553 | 34958 | 32800 | 2.7 | 2.23 | 41440 | 3.35 | 1.78 | 8.5 | 7.5
Live | 217399227 |  | 9.8 | 16 | 33553 | 34958 | 33000 | 2.7 | 2.23 | 41440 | 3.35 | 1.78 | 8.5 | 7.5
Live | 217399226 |  | 9.8 | 16 | 33553 | 34958 | 33000 | 2.7 | 2.23 | 41440 | 3.35 | 1.78 | 8.5 | 7.5
Live | 217399225 |  | 9.8 | 16 | 34015 | 34958 | 32800 | 2.7 | 2.24 | 41440 | 3.42 | 1.8 | 8.5 | 7.5
Live | 217399224 |  | 9.8 | 16 | 34015 | 34958 | 32800 | 2.7 | 2.24 | 41440 | 3.42 | 1.8 | 8.5 | 7.5
Live | 217399223 |  | 9.8 | 16 | 34015 | 34958 | 32800 | 2.7 | 2.24 | 41440 | 3.42 | 1.8 | 8.5 | 7.5
Live | 217399222 |  | 9.8 | 16 | 34015 | 34958 | 32800 | 2.7 | 2.24 | 41440 | 3.42 | 1.8 | 8.5 | 7.5
Live | 217399221 |  | 9.5 | 15.5 | 33321 | 34958 | 33000 | 2.62 | 2.19 | 41440 | 3.32 | 1.8 | 8.5 | 7
Live | 217399220 |  | 9.5 | 15.5 | 33321 | 34958 | 33000 | 2.62 | 2.19 | 41440 | 3.32 | 1.8 | 8.5 | 7
Live | 217399219 |  | 9.8 | 16.5 | 34247 | 34958 | 32800 | 2.7 | 2.24 | 41216 | 3.44 | 1.8 | 8.5 | 7.5
Live | 217399218 |  | 9.8 | 16 | 34015 | 34958 | 32800 | 2.7 | 2.24 | 41440 | 3.4 | 1.8 | 8.5 | 7.5
Live | 217399217 |  | 9.5 | 15.5 | 33553 | 34958 | 33000 | 2.62 | 2.21 | 41440 | 3.32 | 1.8 | 8.5 | 7.5
Live | 217399216 |  | 9.8 | 16 | 33784 | 34958 | 33000 | 2.7 | 2.23 | 41440 | 3.35 | 1.8 | 8.5 | 7.5
Live | 217399215 |  | 9.5 | 15 | 33321 | 35288 | 33200 | 2.62 | 2.17 | 41664 | 3.29 | 1.8 | 8.5 | 7
Live | 217399214 |  | 10 | 15.5 | 34247 | 34958 | 32800 | 2.76 | 2.26 | 41216 | 3.48 | 1.82 | 8.5 | 7.5
Live | 217399213 |  | 9.8 | 15.5 | 34015 | 34958 | 32800 | 2.7 | 2.24 | 41216 | 3.44 | 1.8 | 8.5 | 7.5
Live | 217399212 |  | 9.8 | 15.5 | 34015 | 34958 | 32800 | 2.7 | 2.24 | 41216 | 3.44 | 1.8 | 8.5 | 7.5
Live | 217399211 |  | 9.8 | 15.5 | 33784 | 34958 | 33000 | 2.7 | 2.23 | 41440 | 3.35 | 1.8 | 8.5 | 7.5
Live | 217399210 |  | 9.8 | 15.5 | 33784 | 34958 | 33000 | 2.7 | 2.23 | 41440 | 3.35 | 1.8 | 8.5 | 7.5
Live | 217399209 |  | 9.8 | 15.5 | 33321 | 34958 | 33000 | 2.7 | 2.21 | 41440 | 3.32 | 1.8 | 8.5 | 7.5
Live | 217399208 |  | 9.8 | 15.5 | 33321 | 34958 | 33000 | 2.7 | 2.21 | 41440 | 3.32 | 1.8 | 8.5 | 7.5
Live | 217399207 |  | 9.5 | 15.2 | 33553 | 34958 | 33000 | 2.62 | 2.21 | 41440 | 3.34 | 1.78 | 8.5 | 7.5
Live | 217399206 |  | 9.5 | 15.2 | 33553 | 34958 | 33000 | 2.62 | 2.21 | 41440 | 3.34 | 1.78 | 8.5 | 7.5
Live | 217399205 |  | 10 | 15.5 | 34015 | 34958 | 32800 | 2.75 | 2.24 | 41216 | 3.44 | 1.8 | 8.5 | 7.5
Live | 217399204 |  | 10 | 15.5 | 34015 | 34958 | 32800 | 2.75 | 2.26 | 41216 | 3.44 | 1.8 | 8.5 | 7.5
Live | 217399203 |  | 10 | 15.5 | 34015 | 34958 | 32800 | 2.75 | 2.26 | 41216 | 3.44 | 1.8 | 8.5 | 7.5
Live | 217399202 |  | 10 | 15.5 | 34015 | 34958 | 32800 | 2.75 | 2.24 | 41216 | 3.44 | 1.8 | 8.5 | 7.5
Live | 217399201 |  | 10 | 15.5 | 34015 | 34958 | 32800 | 2.75 | 2.24 | 41216 | 3.44 | 1.8 | 8.5 | 7.5
Live | 217399200 |  | 9.8 | 15.5 | 33784 | 34958 | 32800 | 2.7 | 2.23 | 41440 | 3.35 | 1.8 | 8.5 | 7.5
Live | 217399199 |  | 9.8 | 15.5 | 33784 | 34958 | 32800 | 2.7 | 2.23 | 41440 | 3.35 | 1.8 | 8.5 | 7.5
Live | 217399198 |  | 9.8 | 15.5 | 33784 | 34958 | 33000 | 2.7 | 2.23 | 41440 | 3.35 | 1.8 | 8.5 | 7.5
Live | 217399197 |  | 9.8 | 15.5 | 33784 | 34958 | 33000 | 2.7 | 2.23 | 41440 | 3.35 | 1.8 | 8.5 | 7.5
Live | 217399196 |  | 9.8 | 16 | 33784 | 34958 | 32800 | 2.7 | 2.23 | 41440 | 3.37 | 1.8 | 8.5 | 7.5
Live | 217399195 |  | 9.8 | 16 | 33784 | 34958 | 32800 | 2.7 | 2.23 | 41440 | 3.37 | 1.8 | 8.5 | 7.5
Live | 217399194 |  | 9.8 | 16 | 34015 | 34958 | 32800 | 2.7 | 2.24 | 41216 | 3.44 | 1.8 | 8.5 | 7.5
Live | 217399193 |  | 9.8 | 16 | 34015 | 34958 | 32800 | 2.7 | 2.24 | 41216 | 3.44 | 1.8 | 8.5 | 7.5
Live | 217399192 |  | 9.8 | 16 | 33553 | 34958 | 33000 | 2.7 | 2.21 | 41440 | 3.34 | 1.8 | 8.5 | 7.5
Live | 217399191 |  | 9.8 | 16 | 33553 | 34958 | 33000 | 2.7 | 2.21 | 41440 | 3.34 | 1.8 | 8.5 | 7.5
Live | 217399190 |  | 9.8 | 16 | 34015 | 34958 | 32800 | 2.7 | 2.24 | 41440 | 3.42 | 1.8 | 8.5 | 7.5
Live | 217399189 |  | 9.8 | 16 | 34015 | 34958 | 32800 | 2.7 | 2.24 | 41440 | 3.42 | 1.8 | 8.5 | 7.5
Live | 217399188 |  | 9.8 | 16 | 34015 | 34958 | 32800 | 2.7 | 2.24 | 41440 | 3.42 | 1.8 | 8.5 | 7.5
Live | 217399187 |  | 9.8 | 16 | 34015 | 34958 | 32800 | 2.7 | 2.24 | 41440 | 3.42 | 1.8 | 8.5 | 7.5
Live | 217399186 |  | 9.8 | 16.5 | 33553 | 34958 | 33000 | 2.7 | 2.23 | 41440 | 3.34 | 1.8 | 8.5 | 7.5
Live | 217398781 |  | 9.8 | 15.2 | 34478 | 34958 | 32600 | 2.7 | 2.31 | 40992 | 3.54 | 1.84 | 8.5 | 7
Live | 217398780 |  | 10 | 16 | 34710 | 34629 | 32400 | 2.76 | 2.33 | 40768 | 3.59 | 1.82 | 8.5 | 7
Live | 217399185 |  | 9.8 | 16.5 | 33553 | 34958 | 33000 | 2.7 | 2.23 | 41440 | 3.34 | 1.8 | 8.5 | 7.5
Live | 217398779 |  | 10 | 16 | 34710 | 34629 | 32400 | 2.76 | 2.33 | 40768 | 3.59 | 1.84 | 8.5 | 7
Live | 217399184 |  | 10 | 16.5 | 34015 | 34958 | 32800 | 2.75 | 2.24 | 41216 | 3.42 | 1.8 | 8.5 | 7.5
Live | 217398778 |  | 9.8 | 16 | 34478 | 34629 | 32400 | 2.7 | 2.33 | 40768 | 3.55 | 1.84 | 8.5 | 7
Live | 217399183 |  | 10 | 16.5 | 34015 | 34958 | 32800 | 2.75 | 2.24 | 41216 | 3.42 | 1.8 | 8.5 | 7.5
Live | 217398777 |  | 9.8 | 15.2 | 34015 | 34629 | 32600 | 2.7 | 2.3 | 40992 | 3.46 | 1.82 | 8.5 | 7
Live | 217399182 |  | 9.8 | 16 | 33553 | 34958 | 32800 | 2.7 | 2.23 | 41440 | 3.35 | 1.78 | 8.5 | 7.5
Live | 217398776 |  | 9.8 | 15.2 | 34247 | 34629 | 32600 | 2.7 | 2.31 | 40992 | 3.5 | 1.82 | 8.5 | 7
Live | 217399181 |  | 9.8 | 16 | 33553 | 34958 | 32800 | 2.7 | 2.23 | 41440 | 3.35 | 1.78 | 8.5 | 7.5
Live | 217398775 |  | 9.5 | 15 | 34247 | 34958 | 32600 | 2.61 | 2.3 | 40992 | 3.5 | 1.82 | 8.5 | 7
Live | 217399180 |  | 10 | 16 | 34478 | 34958 | 32800 | 2.75 | 2.26 | 41216 | 3.5 | 1.8 | 8.5 | 7.5
Live | 217398774 |  | 9.5 | 14.5 | 33784 | 34958 | 32800 | 2.62 | 2.26 | 41216 | 3.44 | 1.82 | 8.5 | 7
Live | 217399179 |  | 9.8 | 16 | 34015 | 34958 | 32800 | 2.7 | 2.24 | 41216 | 3.44 | 1.8 | 8.5 | 7.5
Live | 217398773 |  | 9.5 | 14.5 | 34015 | 34958 | 32800 | 2.62 | 2.28 | 41216 | 3.46 | 1.84 | 8.5 | 7
Live | 217399178 |  | 9.8 | 16 | 33553 | 34958 | 33000 | 2.7 | 2.21 | 41440 | 3.34 | 1.8 | 8.5 | 7.5
Live | 217398772 |  | 9.8 | 15 | 34247 | 34629 | 32600 | 2.7 | 2.31 | 40992 | 3.5 | 1.82 | 8.5 | 7
Live | 217399177 |  | 9.8 | 16 | 33784 | 34958 | 32800 | 2.7 | 2.23 | 41440 | 3.4 | 1.8 | 8.5 | 7.5
Live | 217398771 |  | 9.8 | 15 | 34247 | 34629 | 32600 | 2.7 | 2.31 | 40992 | 3.5 | 1.82 | 8.5 | 7
Live | 217399176 |  | 10 | 15.5 | 34478 | 34958 | 32800 | 2.75 | 2.28 | 41216 | 3.5 | 1.8 | 8.5 | 7.5
Live | 217398770 |  | 9.8 | 15 | 34247 | 34629 | 32400 | 2.7 | 2.31 | 40992 | 3.52 | 1.82 | 8.5 | 7
Live | 217399175 |  | 10 | 15.5 | 34478 | 34958 | 32800 | 2.75 | 2.28 | 41216 | 3.5 | 1.8 | 8.5 | 7.5
Live | 217398769 |  | 9.8 | 15 | 34247 | 34629 | 32400 | 2.7 | 2.31 | 40992 | 3.52 | 1.82 | 8.5 | 7
Live | 217398768 |  | 10 | 15.2 | 34941 | 34629 | 32400 | 2.75 | 2.35 | 40768 | 3.63 | 1.84 | 8.5 | 7
Live | 217399174 |  | 10 | 15.5 | 34247 | 34958 | 32800 | 2.76 | 2.26 | 41216 | 3.46 | 1.8 | 8.5 | 7.5
Live | 217398767 |  | 10 | 15.2 | 34710 | 34629 | 32400 | 2.76 | 2.33 | 40768 | 3.57 | 1.82 | 8.5 | 7
Live | 217399173 |  | 10 | 15.5 | 34247 | 34958 | 32800 | 2.76 | 2.26 | 41216 | 3.46 | 1.8 | 8.5 | 7.5
Live | 217398766 |  | 10 | 15.2 | 34710 | 34629 | 32400 | 2.76 | 2.33 | 40768 | 3.57 | 1.82 | 8.5 | 7
Live | 217399172 |  | 9.8 | 15.5 | 33553 | 34958 | 33000 | 2.7 | 2.21 | 41440 | 3.34 | 1.78 | 8.5 | 7.5
Live | 217398765 |  | 9.8 | 15 | 34247 | 34629 | 32600 | 2.7 | 2.31 | 40992 | 3.5 | 1.82 | 8.5 | 7
Live | 217399171 |  | 9.8 | 15.5 | 33553 | 34958 | 33000 | 2.7 | 2.21 | 41440 | 3.34 | 1.78 | 8.5 | 7.5
Live | 217398764 |  | 9.8 | 15 | 34247 | 34629 | 32600 | 2.7 | 2.31 | 40992 | 3.5 | 1.82 | 8.5 | 7
Live | 217399170 |  | 9.8 | 15.5 | 33784 | 34958 | 32800 | 2.7 | 2.24 | 41440 | 3.4 | 1.8 | 8.5 | 7.5
Live | 217398763 |  | 9.8 | 14.5 | 34710 | 34629 | 32400 | 2.7 | 2.33 | 40768 | 3.57 | 1.82 | 8.5 | 7
Live | 217399169 |  | 9.8 | 15.5 | 33784 | 34958 | 32800 | 2.7 | 2.24 | 41440 | 3.4 | 1.8 | 8.5 | 7.5
Live | 217398762 |  | 9.8 | 14.5 | 34710 | 34629 | 32400 | 2.7 | 2.33 | 40768 | 3.57 | 1.82 | 8.5 | 7
Live | 217399168 |  | 9.8 | 15.5 | 33784 | 34958 | 32800 | 2.7 | 2.23 | 41440 | 3.37 | 1.8 | 8.5 | 7.5
Live | 217398761 |  | 9.8 | 14.5 | 34015 | 34629 | 32600 | 2.7 | 2.3 | 40992 | 3.48 | 1.82 | 8.5 | 7
Live | 217399167 |  | 9.8 | 15.5 | 33784 | 34958 | 32800 | 2.7 | 2.23 | 41440 | 3.37 | 1.8 | 8.5 | 7.5
Live | 217398760 |  | 9.8 | 14.5 | 34015 | 34629 | 32600 | 2.7 | 2.3 | 40992 | 3.48 | 1.82 | 8.5 | 7
Live | 217399166 |  | 9.8 | 15.5 | 34015 | 34958 | 32800 | 2.7 | 2.24 | 41216 | 3.44 | 1.8 | 8.5 | 7.5
Live | 217398759 |  | 9.5 | 14.5 | 34015 | 34958 | 32600 | 2.62 | 2.28 | 40992 | 3.46 | 1.82 | 8.5 | 7
Live | 217399165 |  | 9.8 | 15.5 | 34015 | 34958 | 32800 | 2.7 | 2.24 | 41216 | 3.44 | 1.8 | 8.5 | 7.5
Live | 217398758 |  | 9.5 | 14.5 | 34015 | 34958 | 32600 | 2.62 | 2.28 | 40992 | 3.46 | 1.82 | 8.5 | 7
Live | 217398757 |  | 9.5 | 14.5 | 34015 | 34958 | 32600 | 2.62 | 2.28 | 40992 | 3.44 | 1.82 | 8.5 | 7
Live | 217399164 |  | 9.8 | 15.5 | 33784 | 34958 | 32800 | 2.7 | 2.23 | 41440 | 3.37 | 1.8 | 8.5 | 7.5
Live | 217398756 |  | 9.5 | 14.5 | 34015 | 34958 | 32600 | 2.62 | 2.28 | 40992 | 3.44 | 1.82 | 8.5 | 7
Live | 217399163 |  | 9.8 | 15.5 | 33784 | 34958 | 32800 | 2.7 | 2.23 | 41440 | 3.37 | 1.8 | 8.5 | 7.5
Live | 217398755 |  | 9.8 | 15 | 34478 | 34629 | 32400 | 2.7 | 2.33 | 40768 | 3.55 | 1.84 | 8.5 | 7
Live | 217399162 |  | 9.5 | 15.2 | 33553 | 34958 | 33000 | 2.62 | 2.21 | 41440 | 3.34 | 1.78 | 8.5 | 7.5
Live | 217398754 |  | 9.8 | 15 | 34478 | 34629 | 32400 | 2.7 | 2.33 | 40768 | 3.55 | 1.84 | 8.5 | 7
Live | 217399161 |  | 9.5 | 15.2 | 33553 | 34958 | 33000 | 2.62 | 2.21 | 41440 | 3.34 | 1.78 | 8.5 | 7.5
Live | 217398753 |  | 10 | 15.2 | 34710 | 34629 | 32400 | 2.76 | 2.33 | 40768 | 3.59 | 1.84 | 8.5 | 7
Live | 217399160 |  | 10 | 16 | 35867 | 34629 | 32200 | 2.75 | 2.38 | 40320 | 3.79 | 2 | 9 | 7.5
Live | 217398752 |  | 10 | 15.2 | 34710 | 34629 | 32400 | 2.76 | 2.35 | 40768 | 3.59 | 1.84 | 8.5 | 7
Live | 217399159 |  | 10 | 15 | 34710 | 34629 | 32200 | 2.76 | 2.35 | 40320 | 3.58 | 1.98 | 9 | 7.5
Live | 217398751 |  | 10 | 15.2 | 34710 | 34629 | 32400 | 2.76 | 2.35 | 40768 | 3.59 | 1.84 | 8.5 | 7
Live | 217399158 |  | 10 | 15.5 | 36098 | 34629 | 32200 | 2.76 | 2.4 | 40320 | 3.81 | 2 | 9 | 7.5
Live | 217398750 |  | 10 | 15.2 | 34710 | 34629 | 32400 | 2.76 | 2.33 | 40768 | 3.59 | 1.82 | 8.5 | 7
Live | 217399157 |  | 10 | 14.5 | 34478 | 34629 | 32200 | 2.75 | 2.35 | 40544 | 3.57 | 1.96 | 9 | 7.5
Live | 217383105 |  | 9.5 | 14.5 | 33784 | 34958 | 33000 | 2.62 | 2.26 | 41888 | 3.44 | 1.78 | 8.5 | 7
Live | 217398749 |  | 10 | 15.2 | 34710 | 34629 | 32400 | 2.76 | 2.33 | 40768 | 3.59 | 1.82 | 8.5 | 7
Live | 217383102 |  | 9.5 | 14.5 | 33784 | 34958 | 33000 | 2.62 | 2.26 | 41888 | 3.44 | 1.8 | 8.5 | 7
Live | 217399156 |  | 10 | 16.5 | 34710 | 34299 | 32200 | 2.76 | 2.37 | 40320 | 3.58 | 1.96 | 9 | 7.5
Live | 217398748 |  | 9.8 | 15.2 | 34247 | 34629 | 32400 | 2.7 | 2.31 | 40768 | 3.5 | 1.82 | 8.5 | 7
Live | 217383100 |  | 9.5 | 14.5 | 33784 | 34958 | 33000 | 2.62 | 2.24 | 41888 | 3.4 | 1.78 | 8.5 | 7
Live | 217399155 |  | 10 | 16.5 | 34941 | 34299 | 32200 | 2.75 | 2.38 | 40320 | 3.65 | 1.98 | 9 | 7.5
Live | 217398747 |  | 9.8 | 15.2 | 34247 | 34629 | 32400 | 2.7 | 2.31 | 40768 | 3.5 | 1.82 | 8.5 | 7
Live | 217383098 |  | 9.5 | 14.5 | 33553 | 34958 | 33000 | 2.62 | 2.24 | 41888 | 3.4 | 1.78 | 8.5 | 7
Live | 217399154 |  | 10 | 16.5 | 34941 | 34299 | 32200 | 2.75 | 2.38 | 40320 | 3.65 | 1.98 | 9 | 7.5
Live | 217398746 |  | 9.8 | 15 | 34247 | 34629 | 32400 | 2.7 | 2.31 | 40992 | 3.5 | 1.82 | 8.5 | 7
Live | 217399153 |  | 10 | 16.5 | 34710 | 34299 | 32200 | 2.76 | 2.37 | 40320 | 3.6 | 1.96 | 9 | 7.5
Live | 217398745 |  | 9.8 | 15 | 34247 | 34629 | 32400 | 2.7 | 2.31 | 40992 | 3.5 | 1.82 | 8.5 | 7
Live | 217383096 |  | 9.5 | 14.5 | 33553 | 34958 | 33000 | 2.62 | 2.23 | 41888 | 3.4 | 1.78 | 8.5 | 7
Live | 217399152 |  | 10 | 16.5 | 34710 | 34299 | 32200 | 2.76 | 2.37 | 40320 | 3.6 | 1.96 | 9 | 7.5
Live | 217398744 |  | 9.8 | 15 | 34710 | 34629 | 32400 | 2.7 | 2.33 | 40768 | 3.57 | 1.82 | 8.5 | 7
Live | 217383094 |  | 9.5 | 14.5 | 33321 | 34958 | 33200 | 2.62 | 2.23 | 41888 | 3.35 | 1.78 | 8.5 | 7
Live | 217399151 |  | 10 | 16 | 35172 | 34629 | 32200 | 2.76 | 2.38 | 40320 | 3.67 | 1.98 | 9 | 7.5
Live | 217398743 |  | 9.8 | 15 | 34710 | 34629 | 32400 | 2.7 | 2.33 | 40768 | 3.57 | 1.82 | 8.5 | 7
Live | 217383092 |  | 9.5 | 14.5 | 34247 | 34958 | 33000 | 2.61 | 2.26 | 41664 | 3.5 | 1.8 | 8.5 | 7
Live | 217399150 |  | 10 | 16 | 35172 | 34629 | 32200 | 2.76 | 2.38 | 40320 | 3.67 | 1.98 | 9 | 7.5
Live | 217398742 |  | 9.8 | 15.2 | 34015 | 34629 | 32600 | 2.7 | 2.3 | 40992 | 3.48 | 1.82 | 8.5 | 7
Live | 217383089 |  | 9.5 | 14.5 | 33784 | 34958 | 33000 | 2.62 | 2.24 | 41888 | 3.42 | 1.78 | 8.5 | 7
Live | 217399149 |  | 10 | 16 | 34478 | 34629 | 32200 | 2.75 | 2.35 | 40320 | 3.56 | 1.98 | 9 | 7.5
Live | 217398741 |  | 9.8 | 15.2 | 34015 | 34629 | 32600 | 2.7 | 2.3 | 40992 | 3.48 | 1.82 | 8.5 | 7
Live | 217383086 |  | 9.5 | 14.5 | 33553 | 34958 | 33200 | 2.62 | 2.23 | 41888 | 3.35 | 1.78 | 8.5 | 7
Live | 217398740 |  | 9.8 | 16 | 34247 | 34629 | 32400 | 2.7 | 2.31 | 40992 | 3.5 | 1.82 | 8.5 | 7
Live | 217399148 |  | 10 | 16 | 34478 | 34629 | 32200 | 2.75 | 2.35 | 40320 | 3.56 | 1.98 | 9 | 7.5
Live | 217383084 |  | 9.5 | 14.5 | 33784 | 34958 | 33000 | 2.62 | 2.24 | 41888 | 3.4 | 1.78 | 8.5 | 7
Live | 217398739 |  | 9.8 | 16 | 34247 | 34629 | 32400 | 2.7 | 2.31 | 40992 | 3.5 | 1.82 | 8.5 | 7
Live | 217383082 |  | 9.8 | 15.5 | 35172 | 34958 | 32600 | 2.7 | 2.31 | 41216 | 3.63 | 1.84 | 8.5 | 7
Live | 217399147 |  | 10 | 16.5 | 34710 | 34299 | 32200 | 2.76 | 2.37 | 40320 | 3.58 | 1.96 | 9 | 7.5
Live | 217398738 |  | 9.8 | 15.5 | 34710 | 34629 | 32400 | 2.7 | 2.33 | 40768 | 3.57 | 1.82 | 8.5 | 7
Live | 217383080 |  | 9.8 | 15 | 35404 | 34958 | 32600 | 2.7 | 2.31 | 41216 | 3.67 | 1.84 | 8.5 | 7
Live | 217399146 |  | 10 | 16.5 | 34941 | 34299 | 32200 | 2.75 | 2.38 | 40320 | 3.65 | 1.98 | 9 | 7.5
Live | 217383078 |  | 9.8 | 15.2 | 34247 | 34958 | 32600 | 2.7 | 2.28 | 41216 | 3.48 | 1.82 | 8.5 | 7
Live | 217398737 |  | 9.8 | 15.5 | 34710 | 34629 | 32400 | 2.7 | 2.33 | 40768 | 3.57 | 1.82 | 8.5 | 7
Live | 217383076 |  | 9.8 | 16 | 34247 | 34629 | 32600 | 2.7 | 2.28 | 40992 | 3.46 | 1.82 | 8.5 | 7
Live | 217399145 |  | 10 | 16.5 | 34941 | 34299 | 32200 | 2.75 | 2.38 | 40320 | 3.65 | 1.98 | 9 | 7.5
Live | 217398736 |  | 9.8 | 16 | 34710 | 34629 | 32400 | 2.7 | 2.33 | 40768 | 3.57 | 1.82 | 8.5 | 7
Live | 217383074 |  | 9.8 | 15.5 | 34247 | 34629 | 32600 | 2.7 | 2.3 | 40992 | 3.5 | 1.8 | 8.5 | 7
Live | 217399144 |  | 10 | 16.5 | 34941 | 34299 | 32200 | 2.75 | 2.38 | 40320 | 3.65 | 1.98 | 9 | 7.5
Live | 217383072 |  | 9.8 | 16 | 34247 | 34629 | 32600 | 2.7 | 2.28 | 41216 | 3.46 | 1.82 | 8.5 | 7
Live | 217398735 |  | 9.8 | 16 | 34710 | 34629 | 32400 | 2.7 | 2.33 | 40768 | 3.57 | 1.82 | 8.5 | 7
Live | 217399143 |  | 10 | 16.5 | 34710 | 34299 | 32200 | 2.76 | 2.37 | 40320 | 3.6 | 1.96 | 9 | 7.5
Live | 217398734 |  | 9.8 | 16 | 34478 | 34629 | 32400 | 2.7 | 2.33 | 40768 | 3.57 | 1.82 | 8.5 | 7
Live | 217383070 |  | 9.8 | 15.2 | 34478 | 34958 | 32600 | 2.7 | 2.28 | 41216 | 3.5 | 1.8 | 8.5 | 7
Live | 217399142 |  | 10 | 16.5 | 34710 | 34299 | 32200 | 2.76 | 2.37 | 40320 | 3.6 | 1.96 | 9 | 7.5
Live | 217398733 |  | 9.8 | 16 | 34478 | 34629 | 32400 | 2.7 | 2.33 | 40768 | 3.57 | 1.82 | 8.5 | 7
Live | 217383068 |  | 9.5 | 15 | 34015 | 34958 | 32800 | 2.62 | 2.26 | 41216 | 3.44 | 1.82 | 8.5 | 7
Live | 217399141 |  | 10 | 16 | 35172 | 34629 | 32200 | 2.76 | 2.38 | 40320 | 3.67 | 1.98 | 9 | 7.5
Live | 217398732 |  | 9.8 | 16 | 34247 | 34629 | 32400 | 2.7 | 2.31 | 40768 | 3.52 | 1.82 | 8.5 | 7
Live | 217383066 |  | 9.8 | 15.2 | 34247 | 34958 | 32600 | 2.7 | 2.28 | 41216 | 3.48 | 1.82 | 8.5 | 7
Live | 217399140 |  | 10 | 16 | 35172 | 34629 | 32200 | 2.76 | 2.38 | 40320 | 3.67 | 1.98 | 9 | 7.5
Live | 217398731 |  | 9.8 | 16 | 34247 | 34629 | 32400 | 2.7 | 2.31 | 40768 | 3.52 | 1.82 | 8.5 | 7
Live | 217399139 |  | 10 | 16 | 35172 | 34629 | 32200 | 2.76 | 2.38 | 40320 | 3.67 | 1.98 | 9 | 7.5
Live | 217383064 |  | 9.8 | 16 | 34247 | 34629 | 32600 | 2.7 | 2.28 | 40992 | 3.46 | 1.82 | 8.5 | 7
Live | 217398730 |  | 9.8 | 16 | 34478 | 34629 | 32400 | 2.7 | 2.33 | 40768 | 3.55 | 1.84 | 8.5 | 7
Live | 217383062 |  | 9.8 | 15.5 | 34247 | 34629 | 32600 | 2.7 | 2.3 | 40992 | 3.5 | 1.8 | 8.5 | 7
Live | 217399138 |  | 10 | 16 | 34478 | 34629 | 32200 | 2.75 | 2.35 | 40320 | 3.56 | 1.98 | 9 | 7.5
Live | 217383060 |  | 9.8 | 16 | 34247 | 34629 | 32600 | 2.7 | 2.28 | 41216 | 3.46 | 1.82 | 8.5 | 7
Live | 217398729 |  | 9.8 | 16 | 34478 | 34629 | 32400 | 2.7 | 2.33 | 40768 | 3.55 | 1.84 | 8.5 | 7
Live | 217399137 |  | 10 | 16 | 34478 | 34629 | 32200 | 2.75 | 2.35 | 40320 | 3.56 | 1.98 | 9 | 7.5
Live | 217383057 |  | 9.8 | 15.2 | 34478 | 34958 | 32600 | 2.7 | 2.28 | 41216 | 3.5 | 1.8 | 8.5 | 7
Live | 217399136 |  | 10 | 16 | 34478 | 34629 | 32200 | 2.75 | 2.35 | 40320 | 3.56 | 1.98 | 9 | 7.5
Live | 217398728 |  | 9.8 | 15.2 | 34478 | 34629 | 32400 | 2.7 | 2.33 | 40768 | 3.55 | 1.82 | 8.5 | 7
Live | 217399135 |  | 9.8 | 15.5 | 34478 | 34629 | 32400 | 2.7 | 2.33 | 40544 | 3.55 | 1.96 | 9 | 7.5
Live | 217398727 |  | 9.8 | 15.2 | 34478 | 34629 | 32400 | 2.7 | 2.33 | 40768 | 3.55 | 1.82 | 8.5 | 7
Live | 217383055 |  | 9.5 | 15 | 34015 | 34958 | 32800 | 2.62 | 2.26 | 41216 | 3.44 | 1.82 | 8.5 | 7
Live | 217399134 |  | 9.8 | 15.5 | 34478 | 34629 | 32400 | 2.7 | 2.33 | 40544 | 3.55 | 1.96 | 9 | 7.5
Live | 217383052 |  | 9.5 | 15 | 34015 | 34958 | 32800 | 2.62 | 2.26 | 41216 | 3.44 | 1.82 | 8.5 | 7
Live | 217398726 |  | 10 | 16 | 35172 | 34629 | 32400 | 2.76 | 2.37 | 40768 | 3.67 | 1.86 | 8.5 | 7.5
Live | 217399133 |  | 10 | 16.5 | 35172 | 34299 | 32200 | 2.76 | 2.4 | 40320 | 3.69 | 1.98 | 9 | 7.5
Live | 217398725 |  | 10 | 16 | 35172 | 34629 | 32400 | 2.76 | 2.37 | 40768 | 3.67 | 1.86 | 8.5 | 7.5
Live | 217383050 |  | 9 | 14.5 | 33553 | 34958 | 32800 | 2.48 | 2.23 | 41440 | 3.35 | 1.82 | 8.5 | 7
Live | 217399132 |  | 10 | 16.5 | 35404 | 34299 | 32200 | 2.75 | 2.4 | 40320 | 3.7 | 1.98 | 9 | 7.5
Live | 217383048 |  | 9.8 | 16 | 34710 | 34629 | 32600 | 2.7 | 2.31 | 40992 | 3.54 | 1.82 | 8.5 | 7
Live | 217398724 |  | 10 | 15.2 | 34478 | 34629 | 32400 | 2.75 | 2.33 | 40768 | 3.57 | 1.82 | 8.5 | 7
Live | 217399131 |  | 10 | 16.5 | 35404 | 34299 | 32200 | 2.75 | 2.4 | 40320 | 3.7 | 1.98 | 9 | 7.5
Live | 217383045 |  | 9.8 | 15.2 | 34710 | 34629 | 32600 | 2.7 | 2.31 | 40992 | 3.56 | 1.82 | 8.5 | 7
Live | 217398723 |  | 10 | 15.2 | 34478 | 34629 | 32400 | 2.75 | 2.33 | 40768 | 3.57 | 1.82 | 8.5 | 7
Live | 217399130 |  | 10 | 16 | 34941 | 34299 | 32200 | 2.75 | 2.38 | 40320 | 3.62 | 1.96 | 9 | 7.5
Live | 217398722 |  | 9.8 | 15.2 | 34247 | 34629 | 32400 | 2.7 | 2.31 | 40768 | 3.5 | 1.82 | 8.5 | 7
Live | 217383043 |  | 9.8 | 15.5 | 34247 | 34629 | 32600 | 2.7 | 2.28 | 41216 | 3.48 | 1.82 | 8.5 | 7
Live | 217399129 |  | 10 | 16 | 34941 | 34299 | 32200 | 2.75 | 2.38 | 40320 | 3.62 | 1.96 | 9 | 7.5
Live | 217398721 |  | 9.8 | 15.2 | 34247 | 34629 | 32400 | 2.7 | 2.31 | 40768 | 3.5 | 1.82 | 8.5 | 7
Live | 217383041 |  | 9.8 | 15.2 | 34247 | 34958 | 32600 | 2.7 | 2.28 | 41216 | 3.5 | 1.8 | 8.5 | 7
Live | 217399128 |  | 10 | 16 | 34941 | 34299 | 32200 | 2.75 | 2.38 | 40320 | 3.65 | 1.98 | 9 | 7.5
Live | 217398720 |  | 10 | 15.5 | 34710 | 34629 | 32400 | 2.76 | 2.33 | 40768 | 3.59 | 1.84 | 8.5 | 7
Live | 217383037 |  | 9.5 | 15 | 34247 | 34958 | 32800 | 2.61 | 2.28 | 41216 | 3.46 | 1.82 | 8.5 | 7
Live | 217399127 |  | 10 | 16 | 34941 | 34299 | 32200 | 2.75 | 2.38 | 40320 | 3.65 | 1.98 | 9 | 7.5
Live | 217398719 |  | 10 | 16 | 34941 | 34629 | 32400 | 2.75 | 2.35 | 40768 | 3.64 | 1.86 | 8.5 | 7.5
Live | 217383035 |  | 9.8 | 15.5 | 34478 | 34629 | 32600 | 2.7 | 2.3 | 40992 | 3.5 | 1.8 | 8.5 | 7
Live | 217399126 |  | 10 | 16 | 34941 | 34629 | 32200 | 2.75 | 2.37 | 40320 | 3.6 | 1.96 | 9 | 7.5
Live | 217398718 |  | 9.8 | 15.5 | 34710 | 34629 | 32400 | 2.7 | 2.33 | 40768 | 3.57 | 1.82 | 8.5 | 7
Live | 217383033 |  | 9.8 | 15.5 | 34478 | 34629 | 32600 | 2.7 | 2.3 | 40992 | 3.5 | 1.8 | 8.5 | 7
Live | 217398717 |  | 9.8 | 16 | 34710 | 34629 | 32400 | 2.7 | 2.33 | 40768 | 3.57 | 1.82 | 8.5 | 7
Live | 217399125 |  | 10 | 16 | 34941 | 34629 | 32200 | 2.75 | 2.37 | 40320 | 3.6 | 1.96 | 9 | 7.5
Live | 217398716 |  | 9.8 | 16 | 34478 | 34629 | 32400 | 2.7 | 2.33 | 40768 | 3.55 | 1.84 | 8.5 | 7
Live | 217383031 |  | 9.8 | 16 | 34247 | 34629 | 32600 | 2.7 | 2.28 | 41216 | 3.46 | 1.82 | 8.5 | 7
Live | 217399124 |  | 10 | 16.5 | 34941 | 34299 | 32200 | 2.75 | 2.38 | 40320 | 3.65 | 1.98 | 9 | 7.5
Live | 217398715 |  | 9.8 | 16 | 34247 | 34629 | 32400 | 2.7 | 2.31 | 40768 | 3.52 | 1.82 | 8.5 | 7
Live | 217383029 |  | 9.8 | 15.2 | 34478 | 34958 | 32600 | 2.7 | 2.28 | 41216 | 3.5 | 1.8 | 8.5 | 7
Live | 217399123 |  | 10 | 16.5 | 34710 | 34299 | 32200 | 2.76 | 2.37 | 40320 | 3.6 | 1.96 | 9 | 7.5
Live | 217398714 |  | 9.8 | 16 | 34478 | 34629 | 32400 | 2.7 | 2.33 | 40768 | 3.55 | 1.84 | 8.5 | 7
Live | 217399562 |  | 9.5 | 15.5 | 34015 | 35618 | 33400 | 2.62 | 2.14 | 41888 | 3.34 | 1.78 | 8.5 | 7
Live | 217383026 |  | 9.5 | 15 | 34015 | 34958 | 32800 | 2.62 | 2.26 | 41216 | 3.44 | 1.82 | 8.5 | 7
Live | 217399122 |  | 10 | 16 | 35172 | 34629 | 32200 | 2.76 | 2.38 | 40320 | 3.67 | 1.98 | 9 | 7.5
Live | 217398713 |  | 9.8 | 15.2 | 34015 | 34629 | 32600 | 2.7 | 2.31 | 40992 | 3.48 | 1.82 | 8.5 | 7
Live | 217383024 |  | 9.5 | 15 | 34015 | 34958 | 32800 | 2.62 | 2.26 | 41216 | 3.44 | 1.82 | 8.5 | 7
Live | 217399121 |  | 10 | 16 | 34478 | 34629 | 32200 | 2.75 | 2.35 | 40320 | 3.56 | 1.98 | 9 | 7.5
Live | 217398712 |  | 9.8 | 15.2 | 34015 | 34629 | 32600 | 2.7 | 2.31 | 40992 | 3.48 | 1.82 | 8.5 | 7
Live | 217383021 |  | 9 | 14.5 | 33553 | 34958 | 32800 | 2.48 | 2.23 | 41440 | 3.35 | 1.82 | 8.5 | 7
Live | 217399120 |  | 9.8 | 15.5 | 34478 | 34629 | 32400 | 2.7 | 2.33 | 40544 | 3.55 | 1.96 | 9 | 7.5
Live | 217398711 |  | 10 | 15.2 | 34710 | 34629 | 32400 | 2.76 | 2.35 | 40768 | 3.59 | 1.84 | 8.5 | 7
Live | 217383019 |  | 9.5 | 14.5 | 34015 | 34958 | 32800 | 2.62 | 2.26 | 41216 | 3.42 | 1.82 | 8.5 | 7
Live | 217399119 |  | 10 | 15.5 | 35172 | 34299 | 32200 | 2.76 | 2.38 | 40320 | 3.69 | 1.98 | 9 | 7.5
Live | 217383016 |  | 9.8 | 14.5 | 34015 | 34958 | 32800 | 2.7 | 2.26 | 41216 | 3.44 | 1.82 | 8.5 | 7
Live | 217398710 |  | 10 | 15.2 | 34710 | 34629 | 32400 | 2.76 | 2.35 | 40768 | 3.59 | 1.84 | 8.5 | 7
Live | 217399118 |  | 10 | 16 | 34941 | 34299 | 32200 | 2.75 | 2.38 | 40320 | 3.62 | 1.98 | 9 | 7.5
Live | 217383014 |  | 9.8 | 15 | 34478 | 34629 | 32600 | 2.7 | 2.3 | 40992 | 3.54 | 1.82 | 8.5 | 7
Live | 217398709 |  | 10 | 15.5 | 34478 | 34629 | 32400 | 2.75 | 2.33 | 40768 | 3.52 | 1.84 | 8.5 | 7
Live | 217399117 |  | 10 | 16 | 34941 | 34299 | 32200 | 2.75 | 2.38 | 40320 | 3.62 | 1.98 | 9 | 7.5
Live | 217383012 |  | 9.8 | 15 | 34247 | 34629 | 32600 | 2.7 | 2.3 | 40992 | 3.48 | 1.8 | 8.5 | 7
Live | 217398708 |  | 10 | 15.5 | 34478 | 34629 | 32400 | 2.75 | 2.33 | 40768 | 3.52 | 1.84 | 8.5 | 7
Live | 217383010 |  | 9.8 | 15 | 34015 | 34958 | 32800 | 2.7 | 2.26 | 41216 | 3.42 | 1.82 | 8.5 | 7
Live | 217399116 |  | 10 | 15.5 | 34478 | 34299 | 32200 | 2.75 | 2.37 | 40320 | 3.56 | 1.96 | 9 | 7.5
Live | 217398707 |  | 10 | 15.2 | 34941 | 34629 | 32400 | 2.75 | 2.37 | 40768 | 3.64 | 1.86 | 8.5 | 7.5
Live | 217383007 |  | 9.8 | 14.5 | 34247 | 34958 | 32600 | 2.7 | 2.28 | 41216 | 3.48 | 1.82 | 8.5 | 7
Live | 217399115 |  | 10 | 15.5 | 34478 | 34299 | 32200 | 2.75 | 2.37 | 40320 | 3.56 | 1.96 | 9 | 7.5
Live | 217398706 |  | 10 | 15.2 | 34941 | 34629 | 32400 | 2.75 | 2.37 | 40768 | 3.64 | 1.86 | 8.5 | 7.5
Live | 217383005 |  | 9.5 | 14.5 | 33784 | 34958 | 32800 | 2.62 | 2.26 | 41216 | 3.4 | 1.82 | 8.5 | 7
Live | 217399114 |  | 10 | 15.5 | 34941 | 34629 | 32200 | 2.75 | 2.38 | 40320 | 3.65 | 1.98 | 9 | 7.5
Live | 217398705 |  | 10 | 15.2 | 34710 | 34629 | 32400 | 2.76 | 2.35 | 40768 | 3.61 | 1.84 | 8.5 | 7
Live | 217383002 |  | 9.8 | 15 | 34247 | 34629 | 32600 | 2.7 | 2.28 | 41216 | 3.46 | 1.82 | 8.5 | 7
Live | 217399113 |  | 10 | 15.5 | 34941 | 34629 | 32200 | 2.75 | 2.38 | 40320 | 3.65 | 1.98 | 9 | 7.5
Live | 217398704 |  | 10 | 15.2 | 34710 | 34629 | 32400 | 2.76 | 2.35 | 40768 | 3.61 | 1.84 | 8.5 | 7
Live | 217382999 |  | 9.8 | 15 | 34478 | 34629 | 32600 | 2.7 | 2.3 | 40992 | 3.5 | 1.8 | 8.5 | 7
Live | 217399112 |  | 10 | 15.2 | 34941 | 34629 | 32200 | 2.75 | 2.37 | 40320 | 3.62 | 1.98 | 9 | 7.5
Live | 217382996 |  | 9.8 | 15.2 | 34478 | 34629 | 32600 | 2.7 | 2.3 | 40992 | 3.5 | 1.8 | 8.5 | 7
Live | 217398703 |  | 10 | 15.2 | 34710 | 34629 | 32400 | 2.76 | 2.35 | 40768 | 3.61 | 1.84 | 8.5 | 7
Live | 217399111 |  | 10 | 15.2 | 34941 | 34629 | 32200 | 2.75 | 2.37 | 40320 | 3.62 | 1.98 | 9 | 7.5
Live | 217382994 |  | 9.8 | 15.2 | 34247 | 34629 | 32600 | 2.7 | 2.3 | 40992 | 3.5 | 1.8 | 8.5 | 7
Live | 217398702 |  | 10 | 15.2 | 34710 | 34629 | 32400 | 2.76 | 2.33 | 40768 | 3.57 | 1.82 | 8.5 | 7
Live | 217399110 |  | 10 | 16 | 34941 | 34299 | 32200 | 2.75 | 2.38 | 40320 | 3.65 | 1.98 | 9 | 7.5
Live | 217382992 |  | 9.8 | 15.2 | 34015 | 34629 | 32600 | 2.7 | 2.28 | 41216 | 3.44 | 1.82 | 8.5 | 7
Live | 217398701 |  | 10 | 15.2 | 34710 | 34629 | 32400 | 2.76 | 2.33 | 40768 | 3.57 | 1.82 | 8.5 | 7
Live | 217399109 |  | 10 | 16 | 34941 | 34299 | 32200 | 2.75 | 2.38 | 40320 | 3.65 | 1.98 | 9 | 7.5
Live | 217382990 |  | 9.8 | 15 | 34015 | 34629 | 32600 | 2.7 | 2.28 | 41216 | 3.44 | 1.82 | 8.5 | 7
Live | 217398700 |  | 9.8 | 15.2 | 34478 | 34629 | 32400 | 2.7 | 2.33 | 40768 | 3.52 | 1.84 | 8.5 | 7
Live | 217399108 |  | 10 | 16 | 34941 | 34299 | 32200 | 2.75 | 2.38 | 40320 | 3.65 | 1.98 | 9 | 7.5
Live | 217382988 |  | 9.8 | 14.5 | 34247 | 34958 | 32600 | 2.7 | 2.28 | 41216 | 3.48 | 1.82 | 8.5 | 7
Live | 217398699 |  | 9.8 | 15.2 | 34478 | 34629 | 32400 | 2.7 | 2.33 | 40768 | 3.52 | 1.84 | 8.5 | 7
Live | 217382986 |  | 9.8 | 15.2 | 34478 | 34629 | 32600 | 2.7 | 2.3 | 40992 | 3.54 | 1.82 | 8.5 | 7
Live | 217399107 |  | 10 | 16 | 34941 | 34299 | 32200 | 2.75 | 2.38 | 40320 | 3.65 | 1.98 | 9 | 7.5
Live | 217398698 |  | 9.8 | 15.2 | 34247 | 34629 | 32400 | 2.7 | 2.31 | 40768 | 3.52 | 1.82 | 8.5 | 7
Live | 217382983 |  | 9.8 | 15.5 | 34015 | 34629 | 32600 | 2.7 | 2.28 | 41216 | 3.42 | 1.82 | 8.5 | 7
Live | 217399106 |  | 10 | 16 | 34941 | 34299 | 32200 | 2.75 | 2.38 | 40320 | 3.65 | 1.98 | 9 | 7.5
Live | 217398697 |  | 9.8 | 15.2 | 34247 | 34629 | 32400 | 2.7 | 2.31 | 40768 | 3.52 | 1.82 | 8.5 | 7
Live | 217382981 |  | 9.8 | 15.2 | 34247 | 34958 | 32600 | 2.7 | 2.3 | 41216 | 3.5 | 1.82 | 8.5 | 7
Live | 217399105 |  | 10 | 16 | 34478 | 34299 | 32200 | 2.75 | 2.37 | 40320 | 3.58 | 1.96 | 9 | 7.5
Live | 217398696 |  | 10 | 15.2 | 34710 | 34629 | 32400 | 2.76 | 2.33 | 40768 | 3.59 | 1.82 | 8.5 | 7
Live | 217382979 |  | 9.8 | 16 | 34247 | 34958 | 32600 | 2.7 | 2.28 | 41216 | 3.48 | 1.8 | 8.5 | 7
Live | 217399104 |  | 10 | 16 | 34478 | 34299 | 32200 | 2.75 | 2.37 | 40320 | 3.58 | 1.96 | 9 | 7.5
Live | 217382977 |  | 9.8 | 16 | 34247 | 34958 | 32600 | 2.7 | 2.28 | 41216 | 3.48 | 1.82 | 8.5 | 7
Live | 217399103 |  | 10 | 16 | 34478 | 34299 | 32200 | 2.75 | 2.37 | 40320 | 3.58 | 1.96 | 9 | 7.5
Live | 217382974 |  | 9.8 | 16 | 34015 | 34629 | 32600 | 2.7 | 2.28 | 41216 | 3.44 | 1.82 | 8.5 | 7
Live | 217399102 |  | 10 | 16 | 34478 | 34299 | 32200 | 2.75 | 2.37 | 40320 | 3.58 | 1.96 | 9 | 7.5
Live | 217398695 |  | 10 | 15.2 | 34710 | 34629 | 32400 | 2.76 | 2.33 | 40768 | 3.59 | 1.82 | 8.5 | 7
Live | 217382972 |  | 9.8 | 16 | 34247 | 34629 | 32600 | 2.7 | 2.28 | 41216 | 3.48 | 1.82 | 8.5 | 7
Live | 217399101 |  | 10 | 16.5 | 34478 | 34299 | 32200 | 2.75 | 2.37 | 40320 | 3.56 | 1.96 | 9 | 7.5
Live | 217398694 |  | 9.8 | 15.2 | 34478 | 34629 | 32400 | 2.7 | 2.33 | 40768 | 3.52 | 1.84 | 8.5 | 7
Live | 217382970 |  | 9.8 | 15.2 | 34247 | 34958 | 32600 | 2.7 | 2.28 | 41216 | 3.48 | 1.82 | 8.5 | 7
Live | 217399100 |  | 10 | 16.5 | 34478 | 34299 | 32200 | 2.75 | 2.37 | 40320 | 3.56 | 1.96 | 9 | 7.5
Live | 217398693 |  | 9.8 | 15.2 | 34478 | 34629 | 32400 | 2.7 | 2.33 | 40768 | 3.52 | 1.84 | 8.5 | 7
Live | 217382968 |  | 10 | 16 | 34710 | 34629 | 32600 | 2.76 | 2.33 | 40992 | 3.59 | 1.82 | 8.5 | 7
Live | 217399099 |  | 10 | 16 | 34941 | 34299 | 32200 | 2.75 | 2.37 | 40320 | 3.62 | 1.96 | 9 | 7.5
Live | 217398692 |  | 9.8 | 15.2 | 34015 | 34629 | 32600 | 2.7 | 2.31 | 40992 | 3.48 | 1.82 | 8.5 | 7
Live | 217382966 |  | 9.8 | 15.2 | 34247 | 34629 | 32600 | 2.7 | 2.3 | 40992 | 3.48 | 1.8 | 8.5 | 7
Live | 217399543 |  | 9.5 | 16 | 33553 | 35288 | 33400 | 2.62 | 2.12 | 41888 | 3.23 | 1.76 | 8.5 | 7
Live | 217399098 |  | 10 | 16 | 34941 | 34299 | 32200 | 2.75 | 2.37 | 40320 | 3.62 | 1.96 | 9 | 7.5
Live | 217398691 |  | 9.8 | 15.2 | 34015 | 34629 | 32600 | 2.7 | 2.31 | 40992 | 3.48 | 1.82 | 8.5 | 7
Live | 217382963 |  | 9.8 | 15.5 | 33784 | 34629 | 32600 | 2.7 | 2.28 | 41216 | 3.42 | 1.82 | 8.5 | 7
Live | 217399542 |  | 9.5 | 16 | 33553 | 35288 | 33400 | 2.62 | 2.12 | 41888 | 3.23 | 1.76 | 8.5 | 7
Live | 217399097 |  | 10 | 16.5 | 34941 | 34299 | 32200 | 2.75 | 2.38 | 40320 | 3.62 | 1.96 | 9 | 7.5
Live | 217398690 |  | 9.5 | 14.5 | 34247 | 34629 | 32600 | 2.61 | 2.3 | 40992 | 3.48 | 1.82 | 8.5 | 7
Live | 217382962 |  | 9.8 | 15.2 | 34478 | 34629 | 32600 | 2.7 | 2.3 | 40992 | 3.5 | 1.8 | 8.5 | 7
Live | 217399096 |  | 10 | 16.5 | 34941 | 34299 | 32200 | 2.75 | 2.38 | 40320 | 3.62 | 1.96 | 9 | 7.5
Live | 217398689 |  | 9.5 | 14.5 | 34247 | 34629 | 32600 | 2.61 | 2.3 | 40992 | 3.48 | 1.82 | 8.5 | 7
Live | 217382960 |  | 9.8 | 16 | 34710 | 34629 | 32600 | 2.7 | 2.31 | 40992 | 3.56 | 1.82 | 8.5 | 7
Live | 217398688 |  | 9.8 | 15 | 34247 | 34629 | 32600 | 2.7 | 2.31 | 40992 | 3.5 | 1.82 | 8.5 | 7
Live | 217399095 |  | 10 | 16.5 | 34941 | 34299 | 32200 | 2.75 | 2.38 | 40320 | 3.62 | 1.96 | 9 | 7.5
Live | 217382958 |  | 9.8 | 15.2 | 34247 | 34958 | 32600 | 2.7 | 2.3 | 41216 | 3.5 | 1.82 | 8.5 | 7
Live | 217398687 |  | 9.8 | 15 | 34247 | 34629 | 32600 | 2.7 | 2.31 | 40992 | 3.5 | 1.82 | 8.5 | 7
Live | 217399094 |  | 10 | 16.5 | 34941 | 34299 | 32200 | 2.75 | 2.38 | 40320 | 3.62 | 1.96 | 9 | 7.5
Live | 217394801 |  | 9.8 | 15.5 | 33784 | 34629 | 32200 | 2.7 | 2.26 | 41216 | 3.4 | 1.8 | 8.5 | 7.5
Live | 217382955 |  | 9.8 | 16 | 34247 | 34958 | 32600 | 2.7 | 2.28 | 41216 | 3.48 | 1.8 | 8.5 | 7
Live | 217399093 |  | 10 | 16 | 34710 | 34629 | 32200 | 2.76 | 2.37 | 40320 | 3.6 | 1.96 | 9 | 7.5
Live | 217394800 |  | 10 | 15.5 | 35172 | 34958 | 32000 | 2.76 | 2.33 | 40992 | 3.65 | 1.96 | 9 | 7.5
Live | 217382952 |  | 9.8 | 15.2 | 34247 | 34958 | 32600 | 2.7 | 2.28 | 41216 | 3.46 | 1.82 | 8.5 | 7
Live | 217399092 |  | 10 | 16 | 34710 | 34629 | 32200 | 2.76 | 2.37 | 40320 | 3.6 | 1.96 | 9 | 7.5
Live | 217394799 |  | 10 | 15.5 | 35635 | 34629 | 32000 | 2.76 | 2.33 | 40320 | 3.67 | 1.98 | 9 | 7.5
Live | 217382950 |  | 9.8 | 16 | 34015 | 34629 | 32600 | 2.7 | 2.28 | 41216 | 3.44 | 1.82 | 8.5 | 7
Live | 217399091 |  | 10 | 17 | 35404 | 34299 | 32000 | 2.75 | 2.42 | 40096 | 3.73 | 1.98 | 9 | 7.5
Live | 217394766 |  | 10 | 15.5 | 34478 | 34958 | 32200 | 2.75 | 2.24 | 41440 | 3.46 | 1.8 | 8.5 | 7.5
Live | 217382947 |  | 9.8 | 16 | 34247 | 34629 | 32600 | 2.7 | 2.28 | 41216 | 3.48 | 1.82 | 8.5 | 7
Live | 217399090 |  | 10 | 17 | 35404 | 34299 | 32000 | 2.75 | 2.42 | 40096 | 3.73 | 1.98 | 9 | 7.5
Live | 217399534 |  | 9.5 | 15 | 33321 | 35288 | 33400 | 2.62 | 2.12 | 41888 | 3.23 | 1.76 | 8.5 | 7
Live | 217394765 |  | 10 | 17 | 34478 | 34958 | 32800 | 2.75 | 2.24 | 41440 | 3.46 | 1.78 | 8.5 | 7.5
Live | 217382944 |  | 9.8 | 15 | 34710 | 34629 | 32600 | 2.7 | 2.31 | 40992 | 3.56 | 1.82 | 8.5 | 7
Live | 217399089 |  | 10 | 16.5 | 34941 | 34299 | 32200 | 2.75 | 2.38 | 40320 | 3.62 | 1.96 | 9 | 7.5
Live | 217399533 |  | 9.5 | 15 | 33321 | 35288 | 33400 | 2.62 | 2.12 | 41888 | 3.23 | 1.76 | 8.5 | 7
Live | 217382942 |  | 9.8 | 15 | 34478 | 34629 | 32600 | 2.7 | 2.3 | 40992 | 3.52 | 1.8 | 8.5 | 7
Live | 217394764 |  | 10 | 17 | 34478 | 34958 | 32800 | 2.75 | 2.24 | 41440 | 3.46 | 1.78 | 8.5 | 7.5
Live | 217399088 |  | 10 | 16.5 | 34941 | 34299 | 32200 | 2.75 | 2.38 | 40320 | 3.62 | 1.96 | 9 | 7.5
Live | 217382940 |  | 9.8 | 15.2 | 34015 | 34629 | 32600 | 2.7 | 2.28 | 41216 | 3.44 | 1.8 | 8.5 | 7
Live | 217394739 |  | 9.8 | 15.5 | 33784 | 34629 | 32200 | 2.7 | 2.26 | 41216 | 3.4 | 1.8 | 8.5 | 7.5
Live | 217399087 |  | 10 | 16.5 | 35172 | 34299 | 32200 | 2.76 | 2.4 | 40320 | 3.69 | 1.98 | 9 | 7.5
Live | 217382938 |  | 10 | 15.2 | 34710 | 34629 | 32600 | 2.76 | 2.31 | 40992 | 3.56 | 1.82 | 8.5 | 7
Live | 217394738 |  | 9.8 | 15.5 | 33784 | 34629 | 32200 | 2.7 | 2.26 | 41216 | 3.4 | 1.8 | 8.5 | 7.5
Live | 217399086 |  | 10 | 16.5 | 35172 | 34299 | 32200 | 2.76 | 2.4 | 40320 | 3.69 | 1.98 | 9 | 7.5
Live | 217382935 |  | 9.8 | 15 | 34478 | 34629 | 32600 | 2.7 | 2.3 | 40992 | 3.52 | 1.82 | 8.5 | 7
Live | 217394737 |  | 10 | 15.5 | 35172 | 34958 | 32000 | 2.76 | 2.33 | 40992 | 3.65 | 1.96 | 9 | 7.5
Live | 217399085 |  | 10 | 16.5 | 35404 | 34299 | 32200 | 2.75 | 2.4 | 40320 | 3.7 | 1.98 | 9 | 7.5
Live | 217382933 |  | 9.8 | 15 | 34478 | 34629 | 32600 | 2.7 | 2.3 | 40992 | 3.52 | 1.82 | 8.5 | 7
Live | 217394736 |  | 10 | 15.5 | 35172 | 34958 | 32000 | 2.76 | 2.33 | 40992 | 3.65 | 1.96 | 9 | 7.5
Live | 217399084 |  | 10 | 16 | 34941 | 34299 | 32200 | 2.75 | 2.37 | 40320 | 3.62 | 1.96 | 9 | 7.5
Live | 217382930 |  | 9.8 | 15 | 34247 | 34629 | 32600 | 2.7 | 2.3 | 40992 | 3.5 | 1.8 | 8.5 | 7
Live | 217394735 |  | 10 | 15.5 | 35635 | 34629 | 32000 | 2.76 | 2.33 | 40320 | 3.67 | 1.98 | 9 | 7.5
Live | 217399083 |  | 10 | 16.5 | 34941 | 34299 | 32200 | 2.75 | 2.38 | 40320 | 3.62 | 1.96 | 9 | 7.5
Live | 217382929 |  | 9.8 | 15 | 34015 | 34629 | 32600 | 2.7 | 2.28 | 41216 | 3.44 | 1.8 | 8.5 | 7
Live | 217394734 |  | 10 | 15.5 | 35635 | 34629 | 32000 | 2.76 | 2.33 | 40320 | 3.67 | 1.98 | 9 | 7.5
Live | 217382927 |  | 9.8 | 15 | 34015 | 34629 | 32600 | 2.7 | 2.28 | 41216 | 3.44 | 1.8 | 8.5 | 7
Live | 217399082 |  | 10 | 16 | 34941 | 34299 | 32200 | 2.75 | 2.37 | 40320 | 3.62 | 1.96 | 9 | 7.5
Live | 217394724 |  | 10 | 16 | 34710 | 34958 | 32000 | 2.76 | 2.33 | 41888 | 3.57 | 1.88 | 9 | 7.5
Live | 217382925 |  | 9.8 | 15 | 34478 | 34629 | 32600 | 2.7 | 2.3 | 40992 | 3.5 | 1.8 | 8.5 | 7
Live | 217399081 |  | 10 | 16 | 35172 | 34299 | 32200 | 2.76 | 2.4 | 40320 | 3.7 | 1.98 | 9 | 7.5
Live | 217382923 |  | 9.8 | 15 | 34015 | 34629 | 32600 | 2.7 | 2.28 | 41216 | 3.46 | 1.82 | 8.5 | 7
Live | 217394723 |  | 10 | 16 | 34710 | 34958 | 32000 | 2.76 | 2.33 | 41888 | 3.57 | 1.88 | 9 | 7.5
Live | 217399080 |  | 10 | 16 | 35172 | 34299 | 32200 | 2.76 | 2.4 | 40320 | 3.7 | 1.98 | 9 | 7.5
Live | 217382921 |  | 9.8 | 15 | 34247 | 34629 | 32600 | 2.7 | 2.3 | 40992 | 3.48 | 1.82 | 8.5 | 7
Live | 217394713 |  | 10 | 16 | 34710 | 34958 | 32000 | 2.76 | 2.33 | 41888 | 3.57 | 1.88 | 9 | 7.5
Live | 217399522 |  | 9.5 | 15 | 33321 | 35288 | 33400 | 2.62 | 2.12 | 41888 | 3.23 | 1.76 | 8.5 | 7
Live | 217399079 |  | 10 | 16 | 34941 | 34299 | 32200 | 2.75 | 2.38 | 40320 | 3.67 | 1.98 | 9 | 7.5
Live | 217382919 |  | 9.5 | 14.5 | 33784 | 34958 | 32800 | 2.62 | 2.26 | 41216 | 3.42 | 1.82 | 8.5 | 7
Live | 217394712 |  | 10 | 16 | 34710 | 34958 | 32000 | 2.76 | 2.33 | 41888 | 3.57 | 1.88 | 9 | 7.5
Live | 217399521 |  | 9.5 | 15 | 33321 | 35288 | 33400 | 2.62 | 2.12 | 41888 | 3.23 | 1.76 | 8.5 | 7
Live | 217399078 |  | 10 | 16 | 34941 | 34299 | 32200 | 2.75 | 2.38 | 40320 | 3.67 | 1.98 | 9 | 7.5
Live | 217382917 |  | 9.8 | 15 | 34015 | 34958 | 32800 | 2.7 | 2.26 | 41216 | 3.42 | 1.82 | 8.5 | 7
Live | 217399520 |  | 9.8 | 16 | 33321 | 35288 | 33400 | 2.7 | 2.12 | 41888 | 3.23 | 1.76 | 8.5 | 7
Live | 217394702 |  | 9.5 | 14.5 | 34941 | 35288 | 32000 | 2.62 | 2.33 | 42112 | 3.61 | 1.9 | 9 | 7.5
Live | 217399077 |  | 10 | 16 | 34941 | 34299 | 32200 | 2.75 | 2.38 | 40320 | 3.62 | 1.98 | 9 | 7.5
Live | 217382915 |  | 9.8 | 15.2 | 35404 | 34958 | 32400 | 2.7 | 2.35 | 40768 | 3.69 | 1.86 | 8.5 | 7.5
Live | 217394701 |  | 9.5 | 14.5 | 34941 | 35288 | 32000 | 2.62 | 2.33 | 42112 | 3.61 | 1.9 | 9 | 7.5
Live | 217399519 |  | 9.8 | 16 | 33321 | 35288 | 33400 | 2.7 | 2.12 | 41888 | 3.23 | 1.76 | 8.5 | 7
Live | 217399076 |  | 10 | 16 | 34941 | 34299 | 32200 | 2.75 | 2.38 | 40320 | 3.62 | 1.98 | 9 | 7.5
Live | 217382913 |  | 9.8 | 15 | 35635 | 34958 | 32400 | 2.7 | 2.35 | 40768 | 3.73 | 1.86 | 8.5 | 7.5
Live | 217394691 |  | 10.5 | 16.5 | 36098 | 34629 | 32000 | 2.89 | 2.43 | 41664 | 3.88 | 1.92 | 9 | 7.5
Live | 217399518 |  | 9.8 | 16 | 33321 | 35288 | 33400 | 2.7 | 2.12 | 41888 | 3.21 | 1.75 | 8.1 | 7
Live | 217399075 |  | 10 | 16 | 34710 | 34299 | 32200 | 2.76 | 2.37 | 40320 | 3.6 | 1.96 | 9 | 7.5
Live | 217382911 |  | 9.8 | 16 | 34478 | 34629 | 32400 | 2.7 | 2.33 | 40768 | 3.57 | 1.82 | 8.5 | 7
Live | 217394690 |  | 10.5 | 16.5 | 36098 | 34629 | 32000 | 2.89 | 2.43 | 41664 | 3.88 | 1.92 | 9 | 7.5
Live | 217399517 |  | 9.8 | 16 | 33321 | 35288 | 33400 | 2.7 | 2.12 | 41888 | 3.21 | 1.75 | 8.1 | 7
Live | 217382909 |  | 10 | 16 | 34478 | 34629 | 32400 | 2.75 | 2.33 | 40768 | 3.55 | 1.82 | 8.5 | 7
Live | 217399074 |  | 10 | 16 | 34710 | 34299 | 32200 | 2.76 | 2.37 | 40320 | 3.6 | 1.96 | 9 | 7.5
Live | 217394680 |  | 10.5 | 16.5 | 36098 | 34629 | 32000 | 2.89 | 2.43 | 41664 | 3.88 | 1.92 | 9 | 7.5
Live | 217382907 |  | 10 | 16 | 34710 | 34629 | 32400 | 2.76 | 2.33 | 40768 | 3.59 | 1.82 | 8.5 | 7
Live | 217399073 |  | 10 | 16 | 34710 | 34299 | 32200 | 2.76 | 2.37 | 40320 | 3.58 | 1.96 | 9 | 7.5
Live | 217394679 |  | 10.5 | 16.5 | 36098 | 34629 | 32000 | 2.89 | 2.43 | 41664 | 3.88 | 1.92 | 9 | 7.5
Live | 217382904 |  | 9.8 | 16 | 34478 | 34629 | 32400 | 2.7 | 2.33 | 40768 | 3.55 | 1.84 | 8.5 | 7
Live | 217399072 |  | 10 | 16 | 34710 | 34299 | 32200 | 2.76 | 2.37 | 40320 | 3.58 | 1.96 | 9 | 7.5
Live | 217394678 |  | 10 | 17 | 34478 | 34958 | 32800 | 2.75 | 2.24 | 41440 | 3.46 | 1.78 | 8.5 | 7.5
Live | 217382902 |  | 9.8 | 15.2 | 34015 | 34629 | 32600 | 2.7 | 2.3 | 40992 | 3.46 | 1.82 | 8.5 | 7
Live | 217399071 |  | 10 | 15.5 | 34941 | 34299 | 32200 | 2.75 | 2.38 | 40320 | 3.65 | 1.98 | 9 | 7.5
Live | 217394669 |  | 9.8 | 15.5 | 33784 | 34629 | 32200 | 2.7 | 2.26 | 41216 | 3.4 | 1.8 | 8.5 | 7.5
Live | 217382899 |  | 9.8 | 15.2 | 34247 | 34629 | 32600 | 2.7 | 2.31 | 40992 | 3.5 | 1.82 | 8.5 | 7
Live | 217399070 |  | 10 | 15.5 | 34941 | 34299 | 32200 | 2.75 | 2.38 | 40320 | 3.65 | 1.98 | 9 | 7.5
Live | 217399512 |  | 9.8 | 16 | 33321 | 35288 | 33400 | 2.7 | 2.12 | 41888 | 3.21 | 1.75 | 8.1 | 7
Live | 217394668 |  | 9.8 | 15.5 | 33784 | 34629 | 32200 | 2.7 | 2.26 | 41216 | 3.4 | 1.8 | 8.5 | 7.5
Live | 217382894 |  | 9.8 | 16 | 34478 | 34629 | 32400 | 2.7 | 2.33 | 40768 | 3.57 | 1.82 | 8.5 | 7
Live | 217399069 |  | 10 | 16 | 34710 | 34299 | 32200 | 2.76 | 2.38 | 40320 | 3.6 | 1.96 | 9 | 7.5
Live | 217399511 |  | 9.8 | 16 | 33321 | 35288 | 33400 | 2.7 | 2.12 | 41888 | 3.21 | 1.75 | 8.1 | 7
Live | 217394667 |  | 10 | 15.5 | 35172 | 34958 | 32000 | 2.76 | 2.33 | 40992 | 3.65 | 1.96 | 9 | 7.5
Live | 217382892 |  | 10 | 16 | 34478 | 34629 | 32400 | 2.75 | 2.33 | 40768 | 3.55 | 1.82 | 8.5 | 7
Live | 217399068 |  | 10 | 16 | 34710 | 34299 | 32200 | 2.76 | 2.38 | 40320 | 3.6 | 1.96 | 9 | 7.5
Live | 217394666 |  | 10 | 15.5 | 35172 | 34958 | 32000 | 2.76 | 2.33 | 40992 | 3.65 | 1.96 | 9 | 7.5
Live | 217382890 |  | 10 | 16 | 34710 | 34629 | 32400 | 2.76 | 2.33 | 40768 | 3.59 | 1.82 | 8.5 | 7
Live | 217399067 |  | 10 | 15.5 | 34478 | 34629 | 32200 | 2.75 | 2.35 | 40320 | 3.56 | 1.96 | 9 | 7.5
Live | 217394665 |  | 10 | 15.5 | 35635 | 34629 | 32000 | 2.76 | 2.33 | 40320 | 3.67 | 1.98 | 9 | 7.5
Live | 217382888 |  | 9.8 | 16 | 34478 | 34629 | 32400 | 2.7 | 2.33 | 40768 | 3.55 | 1.84 | 8.5 | 7
Live | 217399066 |  | 10 | 15.5 | 34478 | 34629 | 32200 | 2.75 | 2.35 | 40320 | 3.56 | 1.96 | 9 | 7.5
Live | 217399508 |  | 9.5 | 16 | 33321 | 35288 | 33400 | 2.62 | 2.12 | 41888 | 3.23 | 1.76 | 8.5 | 7
Live | 217394664 |  | 10 | 15.5 | 35635 | 34629 | 32000 | 2.76 | 2.33 | 40320 | 3.67 | 1.98 | 9 | 7.5
Live | 217382886 |  | 9.8 | 15.2 | 34015 | 34629 | 32600 | 2.7 | 2.3 | 40992 | 3.46 | 1.82 | 8.5 | 7
Live | 217399065 |  | 9.5 | 15 | 34478 | 35288 | 33000 | 2.62 | 2.26 | 41888 | 3.57 | 1.8 | 8.5 | 7
Live | 217399507 |  | 9.8 | 16 | 33321 | 35288 | 33400 | 2.7 | 2.11 | 41888 | 3.21 | 1.75 | 8.1 | 7
Live | 217394663 |  | 10 | 17 | 34478 | 34958 | 32800 | 2.75 | 2.24 | 41440 | 3.46 | 1.78 | 8.5 | 7.5
Live | 217382883 |  | 9.8 | 15.2 | 34247 | 34629 | 32600 | 2.7 | 2.31 | 40992 | 3.5 | 1.82 | 8.5 | 7
Live | 217399064 |  | 9.5 | 14.5 | 34710 | 35288 | 33000 | 2.62 | 2.28 | 41888 | 3.61 | 1.8 | 8.5 | 7
Live | 217394662 |  | 10 | 17 | 34478 | 34958 | 32800 | 2.75 | 2.24 | 41440 | 3.46 | 1.78 | 8.5 | 7.5
Live | 217382881 |  | 9.5 | 15 | 34247 | 34958 | 32600 | 2.61 | 2.3 | 40992 | 3.5 | 1.82 | 8.5 | 7
Live | 217399063 |  | 9.5 | 15 | 33553 | 35288 | 33200 | 2.62 | 2.22 | 41888 | 3.38 | 1.8 | 8.5 | 7
Live | 217382878 |  | 9.5 | 14.5 | 33784 | 34958 | 32800 | 2.62 | 2.26 | 41216 | 3.44 | 1.82 | 8.5 | 7
Live | 217399062 |  | 9.5 | 15 | 33553 | 35288 | 33200 | 2.62 | 2.22 | 41888 | 3.38 | 1.8 | 8.5 | 7
Live | 217399504 |  | 9.5 | 15.2 | 33321 | 35288 | 33400 | 2.62 | 2.11 | 41888 | 3.19 | 1.75 | 8 | 7
Live | 217382876 |  | 9.5 | 14.5 | 34015 | 34958 | 32800 | 2.62 | 2.26 | 41216 | 3.44 | 1.82 | 8.5 | 7
Live | 217399061 |  | 9.8 | 15.5 | 34247 | 34958 | 33000 | 2.7 | 2.28 | 41664 | 3.52 | 1.8 | 8.5 | 7
Live | 217399503 |  | 9.5 | 15.2 | 33321 | 35288 | 33400 | 2.62 | 2.11 | 41888 | 3.19 | 1.75 | 8 | 7
Live | 217382873 |  | 9.8 | 16 | 34015 | 34629 | 32400 | 2.7 | 2.31 | 40992 | 3.48 | 1.82 | 8.5 | 7
Live | 217399060 |  | 9.5 | 15.2 | 33553 | 34958 | 33000 | 2.62 | 2.24 | 41888 | 3.4 | 1.78 | 8.5 | 7
Live | 217399502 |  | 9.5 | 15.2 | 33553 | 35288 | 33400 | 2.62 | 2.12 | 41888 | 3.23 | 1.76 | 8.5 | 7
Live | 217382870 |  | 9.8 | 15.2 | 34015 | 34629 | 32600 | 2.7 | 2.31 | 40992 | 3.48 | 1.82 | 8.5 | 7
Live | 217399059 |  | 9.5 | 15.2 | 33553 | 34958 | 33000 | 2.62 | 2.24 | 41888 | 3.4 | 1.78 | 8.5 | 7
Live | 217399501 |  | 9.5 | 15.2 | 33553 | 35288 | 33400 | 2.62 | 2.12 | 41888 | 3.23 | 1.76 | 8.5 | 7
Live | 217382868 |  | 9.8 | 15.2 | 34478 | 34629 | 32400 | 2.7 | 2.33 | 40768 | 3.55 | 1.82 | 8.5 | 7
Live | 217399058 |  | 9.5 | 14.5 | 33553 | 34958 | 33200 | 2.62 | 2.23 | 41888 | 3.35 | 1.78 | 8.5 | 7
Live | 217382866 |  | 9.8 | 15.2 | 34478 | 34629 | 32400 | 2.7 | 2.33 | 40768 | 3.57 | 1.82 | 8.5 | 7
Live | 217399057 |  | 9.5 | 14.5 | 33553 | 34958 | 33200 | 2.62 | 2.23 | 41888 | 3.35 | 1.78 | 8.5 | 7
Live | 217399056 |  | 9.5 | 15 | 33784 | 35288 | 33000 | 2.62 | 2.24 | 41888 | 3.42 | 1.78 | 8.5 | 7
Live | 217382863 |  | 9.8 | 15.2 | 34478 | 34958 | 32600 | 2.7 | 2.31 | 40992 | 3.54 | 1.84 | 8.5 | 7
Live | 217399055 |  | 9.5 | 15 | 33784 | 35288 | 33000 | 2.62 | 2.24 | 41888 | 3.42 | 1.78 | 8.5 | 7
Live | 217382860 |  | 10 | 16 | 34710 | 34629 | 32400 | 2.76 | 2.33 | 40768 | 3.59 | 1.82 | 8.5 | 7
Live | 217399054 |  | 9.5 | 14.5 | 33321 | 35288 | 33200 | 2.62 | 2.21 | 41888 | 3.34 | 1.78 | 8.5 | 7
Live | 217382858 |  | 10 | 16 | 34710 | 34629 | 32400 | 2.76 | 2.33 | 40768 | 3.59 | 1.84 | 8.5 | 7
Live | 217399053 |  | 9.5 | 14.5 | 33321 | 35288 | 33200 | 2.62 | 2.21 | 41888 | 3.34 | 1.78 | 8.5 | 7
Live | 217382856 |  | 9.8 | 16 | 34478 | 34629 | 32400 | 2.7 | 2.33 | 40768 | 3.55 | 1.84 | 8.5 | 7
Live | 217399052 |  | 9.5 | 15 | 33553 | 35288 | 33200 | 2.62 | 2.22 | 41888 | 3.38 | 1.8 | 8.5 | 7
Live | 217382853 |  | 9.8 | 15.2 | 34015 | 34629 | 32600 | 2.7 | 2.3 | 40992 | 3.46 | 1.82 | 8.5 | 7
Live | 217399051 |  | 9.5 | 15 | 33553 | 35288 | 33200 | 2.62 | 2.22 | 41888 | 3.38 | 1.8 | 8.5 | 7
Live | 217382850 |  | 9.8 | 15.2 | 34247 | 34629 | 32600 | 2.7 | 2.31 | 40992 | 3.5 | 1.82 | 8.5 | 7
Live | 217399050 |  | 9.5 | 15 | 33553 | 35288 | 33200 | 2.62 | 2.22 | 41888 | 3.38 | 1.8 | 8.5 | 7
Live | 217399492 |  | 9.5 | 16 | 34247 | 35288 | 33000 | 2.61 | 2.19 | 41664 | 3.42 | 1.8 | 8.5 | 7.5
Live | 217382848 |  | 9.5 | 15 | 34247 | 34958 | 32600 | 2.61 | 2.3 | 40992 | 3.5 | 1.82 | 8.5 | 7
Live | 217399049 |  | 9.8 | 15.5 | 34247 | 34958 | 33000 | 2.7 | 2.28 | 41664 | 3.52 | 1.8 | 8.5 | 7
Live | 217399491 |  | 9.5 | 14.5 | 33321 | 35288 | 33200 | 2.62 | 2.14 | 41888 | 3.23 | 1.78 | 8.5 | 7
Live | 217382847 |  | 9.5 | 14.5 | 33784 | 34958 | 32800 | 2.62 | 2.26 | 41216 | 3.44 | 1.82 | 8.5 | 7
Live | 217399048 |  | 9.5 | 15.2 | 33553 | 34958 | 33000 | 2.62 | 2.24 | 41888 | 3.4 | 1.78 | 8.5 | 7
Live | 217399490 |  | 9.5 | 14.3 | 33090 | 35288 | 33400 | 2.61 | 2.14 | 41888 | 3.23 | 1.78 | 8.5 | 7
Live | 217382844 |  | 9.5 | 14.5 | 34015 | 34958 | 32800 | 2.62 | 2.28 | 41216 | 3.46 | 1.84 | 8.5 | 7
Live | 217399047 |  | 9.5 | 15.2 | 33553 | 34958 | 33000 | 2.62 | 2.24 | 41888 | 3.4 | 1.78 | 8.5 | 7
Live | 217383802 |  | 9.5 | 15.5 | 34015 | 35618 | 33400 | 2.62 | 2.14 | 41888 | 3.34 | 1.78 | 8.5 | 7
Live | 217399489 |  | 9.5 | 15.5 | 33090 | 35288 | 33200 | 2.61 | 2.14 | 41664 | 3.21 | 1.78 | 8.5 | 7
Live | 217382842 |  | 9.8 | 15 | 34247 | 34629 | 32600 | 2.7 | 2.31 | 40992 | 3.5 | 1.82 | 8.5 | 7
Live | 217399046 |  | 9.5 | 15.2 | 33553 | 34958 | 33000 | 2.62 | 2.24 | 41888 | 3.4 | 1.78 | 8.5 | 7
Live | 217399488 |  | 9.5 | 15.5 | 33090 | 35288 | 33200 | 2.61 | 2.14 | 41664 | 3.21 | 1.78 | 8.5 | 7
Live | 217382840 |  | 9.8 | 15 | 34247 | 34629 | 32400 | 2.7 | 2.31 | 40992 | 3.52 | 1.82 | 8.5 | 7
Live | 217399045 |  | 9.5 | 14.5 | 33553 | 34958 | 33200 | 2.62 | 2.23 | 41888 | 3.35 | 1.78 | 8.5 | 7
Live | 217382838 |  | 10 | 15.2 | 34941 | 34629 | 32400 | 2.75 | 2.35 | 40768 | 3.63 | 1.84 | 8.5 | 7
Live | 217399487 |  | 9.5 | 15.5 | 33321 | 35288 | 33200 | 2.62 | 2.15 | 41664 | 3.26 | 1.78 | 8.5 | 7
Live | 217399044 |  | 9.5 | 14.5 | 33553 | 34958 | 33200 | 2.62 | 2.23 | 41888 | 3.35 | 1.78 | 8.5 | 7
Live | 217382836 |  | 10 | 15.2 | 34710 | 34629 | 32400 | 2.76 | 2.33 | 40768 | 3.57 | 1.82 | 8.5 | 7
Live | 217399486 |  | 9.5 | 15.5 | 33321 | 35288 | 33200 | 2.62 | 2.15 | 41664 | 3.26 | 1.78 | 8.5 | 7
Live | 217399043 |  | 9.5 | 15 | 33784 | 35288 | 33000 | 2.62 | 2.24 | 41888 | 3.42 | 1.78 | 8.5 | 7
Live | 217382834 |  | 9.8 | 15 | 34247 | 34629 | 32600 | 2.7 | 2.31 | 40992 | 3.5 | 1.82 | 8.5 | 7
Live | 217399485 |  | 9.5 | 15.5 | 33090 | 35288 | 33200 | 2.61 | 2.14 | 41664 | 3.21 | 1.78 | 8.5 | 7
Live | 217399042 |  | 9.5 | 15 | 33784 | 35288 | 33000 | 2.62 | 2.24 | 41888 | 3.42 | 1.78 | 8.5 | 7
Live | 217382831 |  | 9.8 | 14.5 | 34710 | 34629 | 32400 | 2.7 | 2.33 | 40768 | 3.57 | 1.82 | 8.5 | 7
Live | 217399484 |  | 9.5 | 15.5 | 33090 | 35288 | 33200 | 2.61 | 2.14 | 41664 | 3.21 | 1.78 | 8.5 | 7
Live | 217399041 |  | 9.5 | 15 | 33784 | 35288 | 33000 | 2.62 | 2.24 | 41888 | 3.42 | 1.78 | 8.5 | 7
Live | 217382829 |  | 9.8 | 14.5 | 34015 | 34629 | 32600 | 2.7 | 2.3 | 40992 | 3.48 | 1.82 | 8.5 | 7
Live | 217399483 |  | 9.5 | 15.5 | 33090 | 35288 | 33200 | 2.61 | 2.14 | 41664 | 3.21 | 1.78 | 8.5 | 7
Live | 217399040 |  | 9.5 | 14.5 | 33321 | 35288 | 33200 | 2.62 | 2.21 | 41888 | 3.34 | 1.78 | 8.5 | 7
Live | 217383787 |  | 9.5 | 16 | 33553 | 35288 | 33400 | 2.62 | 2.12 | 41888 | 3.23 | 1.76 | 8.5 | 7
Live | 217382827 |  | 9.5 | 14.5 | 34015 | 34958 | 32600 | 2.62 | 2.28 | 40992 | 3.46 | 1.82 | 8.5 | 7
Live | 217399039 |  | 9.5 | 14.5 | 33321 | 35288 | 33200 | 2.62 | 2.21 | 41888 | 3.34 | 1.78 | 8.5 | 7
Live | 217399482 |  | 9.5 | 15.5 | 33321 | 35288 | 33200 | 2.62 | 2.15 | 41664 | 3.26 | 1.78 | 8.5 | 7
Live | 217382825 |  | 9.5 | 14.5 | 34015 | 34958 | 32600 | 2.62 | 2.28 | 40992 | 3.44 | 1.82 | 8.5 | 7
Live | 217399038 |  | 9.5 | 14.5 | 33321 | 35288 | 33200 | 2.62 | 2.21 | 41888 | 3.34 | 1.78 | 8.5 | 7
Live | 217382823 |  | 9.8 | 15 | 34478 | 34629 | 32400 | 2.7 | 2.33 | 40768 | 3.55 | 1.84 | 8.5 | 7
Live | 217399037 |  | 9 | 14.5 | 33321 | 35288 | 33200 | 2.48 | 2.21 | 42112 | 3.35 | 1.78 | 8.5 | 7
Live | 217382821 |  | 10 | 15.2 | 34710 | 34629 | 32400 | 2.76 | 2.33 | 40768 | 3.59 | 1.84 | 8.5 | 7
Live | 217399036 |  | 9 | 14.5 | 33321 | 35288 | 33200 | 2.48 | 2.21 | 42112 | 3.35 | 1.78 | 8.5 | 7
Live | 217382819 |  | 10 | 15.2 | 34710 | 34629 | 32400 | 2.76 | 2.35 | 40768 | 3.59 | 1.84 | 8.5 | 7
Live | 217399035 |  | 9.5 | 15.5 | 33784 | 34958 | 33000 | 2.62 | 2.24 | 41888 | 3.44 | 1.8 | 8.5 | 7
Live | 217382817 |  | 10 | 15.2 | 34710 | 34629 | 32400 | 2.76 | 2.33 | 40768 | 3.59 | 1.82 | 8.5 | 7
Live | 217399034 |  | 9.5 | 15.5 | 34015 | 34958 | 33000 | 2.62 | 2.26 | 41888 | 3.46 | 1.78 | 8.5 | 7
Live | 217383777 |  | 9.5 | 15 | 33321 | 35288 | 33400 | 2.62 | 2.12 | 41888 | 3.23 | 1.76 | 8.5 | 7
Live | 217382815 |  | 9.8 | 15.2 | 34247 | 34629 | 32400 | 2.7 | 2.31 | 40768 | 3.5 | 1.82 | 8.5 | 7
Live | 217399033 |  | 9.5 | 15.5 | 34015 | 34958 | 33000 | 2.62 | 2.26 | 41888 | 3.46 | 1.78 | 8.5 | 7
Live | 217382813 |  | 9.8 | 15 | 34247 | 34629 | 32400 | 2.7 | 2.31 | 40992 | 3.5 | 1.82 | 8.5 | 7
Live | 217399032 |  | 9.5 | 15 | 33553 | 34958 | 33200 | 2.62 | 2.23 | 41888 | 3.38 | 1.8 | 8.5 | 7
Live | 217382811 |  | 9.8 | 15 | 34710 | 34629 | 32400 | 2.7 | 2.33 | 40768 | 3.57 | 1.82 | 8.5 | 7
Live | 217399031 |  | 9.5 | 15 | 33553 | 34958 | 33200 | 2.62 | 2.23 | 41888 | 3.38 | 1.8 | 8.5 | 7
Live | 217382809 |  | 9.8 | 15.2 | 34015 | 34629 | 32600 | 2.7 | 2.3 | 40992 | 3.48 | 1.82 | 8.5 | 7
Live | 217399030 |  | 9.5 | 15 | 33553 | 34958 | 33000 | 2.62 | 2.24 | 41888 | 3.4 | 1.78 | 8.5 | 7
Live | 217382807 |  | 9.8 | 16 | 34247 | 34629 | 32400 | 2.7 | 2.31 | 40992 | 3.5 | 1.82 | 8.5 | 7
Live | 217399029 |  | 9.5 | 15 | 33553 | 34958 | 33000 | 2.62 | 2.24 | 41888 | 3.4 | 1.78 | 8.5 | 7
Live | 217382805 |  | 9.8 | 15.5 | 34710 | 34629 | 32400 | 2.7 | 2.33 | 40768 | 3.57 | 1.82 | 8.5 | 7
Live | 217399028 |  | 9.5 | 15 | 33553 | 35288 | 33200 | 2.62 | 2.22 | 41888 | 3.38 | 1.8 | 8.5 | 7
Live | 217383764 |  | 9.5 | 15 | 33321 | 35288 | 33400 | 2.62 | 2.12 | 41888 | 3.23 | 1.76 | 8.5 | 7
Live | 217399481 |  | 9.5 | 15.5 | 33321 | 35288 | 33200 | 2.62 | 2.15 | 41664 | 3.26 | 1.78 | 8.5 | 7
Live | 217382803 |  | 9.8 | 16 | 34710 | 34629 | 32400 | 2.7 | 2.33 | 40768 | 3.57 | 1.82 | 8.5 | 7
Live | 217399027 |  | 9.5 | 15 | 33553 | 35288 | 33200 | 2.62 | 2.22 | 41888 | 3.38 | 1.8 | 8.5 | 7
Live | 217383762 |  | 9.8 | 16 | 33321 | 35288 | 33400 | 2.7 | 2.12 | 41888 | 3.23 | 1.76 | 8.5 | 7
Live | 217399480 |  | 9.5 | 15.5 | 33321 | 35288 | 33200 | 2.62 | 2.15 | 41664 | 3.26 | 1.78 | 8.5 | 7
Live | 217382801 |  | 9.8 | 16 | 34478 | 34629 | 32400 | 2.7 | 2.33 | 40768 | 3.57 | 1.82 | 8.5 | 7
Live | 217399026 |  | 9.5 | 15 | 33553 | 34958 | 33000 | 2.62 | 2.23 | 41888 | 3.4 | 1.78 | 8.5 | 7
Live | 217383760 |  | 9.8 | 16 | 33321 | 35288 | 33400 | 2.7 | 2.12 | 41888 | 3.21 | 1.75 | 8.1 | 7
Live | 217399479 |  | 9.5 | 15.2 | 33090 | 35288 | 33400 | 2.61 | 2.14 | 41888 | 3.19 | 1.76 | 8.5 | 7
Live | 217399025 |  | 9.5 | 15.2 | 33784 | 34958 | 33000 | 2.62 | 2.24 | 41888 | 3.42 | 1.78 | 8.5 | 7
Live | 217382799 |  | 9.8 | 16 | 34247 | 34629 | 32400 | 2.7 | 2.31 | 40768 | 3.52 | 1.82 | 8.5 | 7
Live | 217399478 |  | 9.5 | 15.2 | 33090 | 35288 | 33400 | 2.61 | 2.14 | 41888 | 3.19 | 1.76 | 8.5 | 7
Live | 217399024 |  | 9.5 | 14.5 | 33553 | 34958 | 33200 | 2.62 | 2.23 | 41888 | 3.35 | 1.78 | 8.5 | 7
Live | 217382797 |  | 9.8 | 16 | 34478 | 34629 | 32400 | 2.7 | 2.33 | 40768 | 3.55 | 1.84 | 8.5 | 7
Live | 217399023 |  | 9.5 | 15 | 33784 | 35288 | 33000 | 2.62 | 2.24 | 41888 | 3.42 | 1.78 | 8.5 | 7
Live | 217382795 |  | 9.8 | 15.2 | 34478 | 34629 | 32400 | 2.7 | 2.33 | 40768 | 3.55 | 1.82 | 8.5 | 7
Live | 217383754 |  | 9.8 | 16 | 33321 | 35288 | 33400 | 2.7 | 2.12 | 41888 | 3.21 | 1.75 | 8.1 | 7
Live | 217399022 |  | 9.5 | 14.5 | 33321 | 35288 | 33200 | 2.62 | 2.21 | 41888 | 3.34 | 1.78 | 8.5 | 7
Live | 217382794 |  | 10 | 16 | 35172 | 34629 | 32400 | 2.76 | 2.37 | 40768 | 3.67 | 1.86 | 8.5 | 7.5
Live | 217399021 |  | 9 | 14.5 | 33321 | 35288 | 33200 | 2.48 | 2.21 | 42112 | 3.35 | 1.78 | 8.5 | 7
Live | 217382792 |  | 10 | 15.2 | 34478 | 34629 | 32400 | 2.75 | 2.33 | 40768 | 3.57 | 1.82 | 8.5 | 7
Live | 217383750 |  | 9.5 | 16 | 33321 | 35288 | 33400 | 2.62 | 2.12 | 41888 | 3.23 | 1.76 | 8.5 | 7
Live | 217399020 |  | 9.5 | 14.5 | 33784 | 34958 | 33000 | 2.62 | 2.24 | 41888 | 3.42 | 1.78 | 8.5 | 7
Live | 217382790 |  | 9.8 | 15.2 | 34247 | 34629 | 32400 | 2.7 | 2.31 | 40768 | 3.5 | 1.82 | 8.5 | 7
Live | 217399019 |  | 9.5 | 14.5 | 33553 | 34958 | 33000 | 2.62 | 2.23 | 41888 | 3.38 | 1.78 | 8.5 | 7
Live | 217383748 |  | 9.8 | 16 | 33321 | 35288 | 33400 | 2.7 | 2.11 | 41888 | 3.21 | 1.75 | 8.1 | 7
Live | 217382788 |  | 10 | 15.5 | 34710 | 34629 | 32400 | 2.76 | 2.33 | 40768 | 3.59 | 1.84 | 8.5 | 7
Live | 217399018 |  | 9.5 | 14.5 | 33553 | 34958 | 33000 | 2.62 | 2.23 | 41888 | 3.38 | 1.78 | 8.5 | 7
Live | 217399472 |  | 9.8 | 16 | 33553 | 34958 | 33200 | 2.7 | 2.18 | 41664 | 3.32 | 1.78 | 8.5 | 7
Live | 217399017 |  | 9.5 | 14.5 | 33321 | 34958 | 33200 | 2.62 | 2.23 | 41888 | 3.35 | 1.78 | 8.5 | 7
Live | 217382786 |  | 10 | 16 | 34941 | 34629 | 32400 | 2.75 | 2.35 | 40768 | 3.64 | 1.86 | 8.5 | 7.5
Live | 217399471 |  | 9.8 | 16 | 33553 | 34958 | 33200 | 2.7 | 2.18 | 41664 | 3.32 | 1.78 | 8.5 | 7
Live | 217399016 |  | 9.5 | 14.5 | 33321 | 34958 | 33200 | 2.62 | 2.23 | 41888 | 3.35 | 1.78 | 8.5 | 7
Live | 217383743 |  | 9.5 | 15.2 | 33321 | 35288 | 33400 | 2.62 | 2.11 | 41888 | 3.19 | 1.75 | 8 | 7
Live | 217382783 |  | 9.8 | 15.5 | 34710 | 34629 | 32400 | 2.7 | 2.33 | 40768 | 3.57 | 1.82 | 8.5 | 7
Live | 217399470 |  | 9.5 | 15.5 | 33090 | 35288 | 33400 | 2.61 | 2.14 | 41888 | 3.21 | 1.76 | 8.5 | 7
Live | 217399015 |  | 9.5 | 14.5 | 33784 | 34958 | 33000 | 2.62 | 2.24 | 41888 | 3.4 | 1.78 | 8.5 | 7
Live | 217383740 |  | 9.5 | 15.2 | 33553 | 35288 | 33400 | 2.62 | 2.12 | 41888 | 3.23 | 1.76 | 8.5 | 7
Live | 217382781 |  | 9.8 | 16 | 34710 | 34629 | 32400 | 2.7 | 2.33 | 40768 | 3.57 | 1.82 | 8.5 | 7
Live | 217399469 |  | 9.5 | 15.5 | 33090 | 35288 | 33400 | 2.61 | 2.14 | 41888 | 3.21 | 1.76 | 8.5 | 7
Live | 217399014 |  | 9.5 | 14.5 | 33553 | 34958 | 33000 | 2.62 | 2.24 | 41888 | 3.4 | 1.78 | 8.5 | 7
Live | 217382779 |  | 9.8 | 16 | 34478 | 34629 | 32400 | 2.7 | 2.33 | 40768 | 3.55 | 1.84 | 8.5 | 7
Live | 217399468 |  | 9.5 | 15.5 | 33090 | 35288 | 33200 | 2.61 | 2.14 | 41664 | 3.21 | 1.78 | 8.5 | 7
Live | 217399013 |  | 9.5 | 14.5 | 33553 | 34958 | 33000 | 2.62 | 2.24 | 41888 | 3.4 | 1.78 | 8.5 | 7
Live | 217382777 |  | 9.8 | 16 | 34247 | 34629 | 32400 | 2.7 | 2.31 | 40768 | 3.52 | 1.82 | 8.5 | 7
Live | 217399467 |  | 9.5 | 15.5 | 33321 | 35288 | 33200 | 2.62 | 2.15 | 41664 | 3.26 | 1.78 | 8.5 | 7
Live | 217399012 |  | 9.5 | 14.5 | 33553 | 34958 | 33000 | 2.62 | 2.24 | 41888 | 3.4 | 1.78 | 8.5 | 7
Live | 217382775 |  | 9.8 | 16 | 34478 | 34629 | 32400 | 2.7 | 2.33 | 40768 | 3.55 | 1.84 | 8.5 | 7
Live | 217399466 |  | 9.5 | 15.2 | 33090 | 35288 | 33400 | 2.61 | 2.14 | 41888 | 3.19 | 1.76 | 8.5 | 7
Live | 217399011 |  | 9.5 | 14.5 | 33553 | 34958 | 33000 | 2.62 | 2.24 | 41888 | 3.4 | 1.78 | 8.5 | 7
Live | 217382773 |  | 9.8 | 15.2 | 34015 | 34629 | 32600 | 2.7 | 2.31 | 40992 | 3.48 | 1.82 | 8.5 | 7
Live | 217399010 |  | 9.5 | 14.5 | 34015 | 34958 | 33000 | 2.62 | 2.26 | 41888 | 3.46 | 1.78 | 8.5 | 7
Live | 217383731 |  | 9.5 | 16 | 34247 | 35288 | 33000 | 2.61 | 2.19 | 41664 | 3.42 | 1.8 | 8.5 | 7.5
Live | 217399009 |  | 9.5 | 14.5 | 34015 | 34958 | 33000 | 2.62 | 2.26 | 41888 | 3.46 | 1.78 | 8.5 | 7
Live | 217382771 |  | 10 | 15.2 | 34710 | 34629 | 32400 | 2.76 | 2.35 | 40768 | 3.59 | 1.84 | 8.5 | 7
Live | 217399464 |  | 9 | 14.5 | 33090 | 35618 | 33400 | 2.48 | 2.12 | 41888 | 3.23 | 1.78 | 8.5 | 7
Live | 217383730 |  | 9.5 | 14.5 | 33321 | 35288 | 33200 | 2.62 | 2.14 | 41888 | 3.23 | 1.78 | 8.5 | 7
Live | 217399008 |  | 9.5 | 14.5 | 33784 | 34958 | 33000 | 2.62 | 2.24 | 41888 | 3.44 | 1.8 | 8.5 | 7
Live | 217382769 |  | 10 | 15.5 | 34478 | 34629 | 32400 | 2.75 | 2.33 | 40768 | 3.52 | 1.84 | 8.5 | 7
Live | 217399463 |  | 9.5 | 15 | 33553 | 35288 | 33200 | 2.62 | 2.17 | 41664 | 3.32 | 1.78 | 8.5 | 7
Live | 217383728 |  | 9.5 | 14.3 | 33090 | 35288 | 33400 | 2.61 | 2.14 | 41888 | 3.23 | 1.78 | 8.5 | 7
Live | 217399007 |  | 9.5 | 14.5 | 33784 | 34958 | 33000 | 2.62 | 2.24 | 41888 | 3.44 | 1.8 | 8.5 | 7
Live | 217399462 |  | 9.5 | 15 | 33553 | 35288 | 33200 | 2.62 | 2.17 | 41664 | 3.32 | 1.78 | 8.5 | 7
Live | 217382767 |  | 10 | 15.2 | 34941 | 34629 | 32400 | 2.75 | 2.37 | 40768 | 3.64 | 1.86 | 8.5 | 7.5
Live | 217383726 |  | 9.5 | 15.5 | 33090 | 35288 | 33200 | 2.61 | 2.14 | 41664 | 3.21 | 1.78 | 8.5 | 7
Live | 217399006 |  | 9.5 | 15 | 33784 | 34958 | 33000 | 2.62 | 2.24 | 41888 | 3.42 | 1.8 | 8.5 | 7
Live | 217399461 |  | 9.5 | 15 | 33090 | 35288 | 33200 | 2.61 | 2.14 | 41888 | 3.23 | 1.78 | 8.5 | 7
Live | 217382765 |  | 10 | 15.2 | 34710 | 34629 | 32400 | 2.76 | 2.35 | 40768 | 3.61 | 1.84 | 8.5 | 7
Live | 217383724 |  | 9.5 | 15.5 | 33321 | 35288 | 33200 | 2.62 | 2.15 | 41664 | 3.26 | 1.78 | 8.5 | 7
Live | 217399005 |  | 9.5 | 15 | 33784 | 34958 | 33000 | 2.62 | 2.24 | 41888 | 3.42 | 1.8 | 8.5 | 7
Live | 217399460 |  | 9.5 | 15 | 33090 | 35288 | 33200 | 2.61 | 2.14 | 41888 | 3.23 | 1.78 | 8.5 | 7
Live | 217382763 |  | 10 | 15.2 | 34710 | 34629 | 32400 | 2.76 | 2.35 | 40768 | 3.61 | 1.84 | 8.5 | 7
Live | 217383722 |  | 9.5 | 15.5 | 33090 | 35288 | 33200 | 2.61 | 2.14 | 41664 | 3.21 | 1.78 | 8.5 | 7
Live | 217399004 |  | 9.5 | 15.2 | 34015 | 34958 | 33000 | 2.62 | 2.24 | 41888 | 3.46 | 1.8 | 8.5 | 7
Live | 217399459 |  | 9.5 | 14.5 | 33090 | 35288 | 33400 | 2.61 | 2.14 | 41888 | 3.21 | 1.78 | 8.5 | 7
Live | 217382761 |  | 10 | 15.2 | 34710 | 34629 | 32400 | 2.76 | 2.33 | 40768 | 3.57 | 1.82 | 8.5 | 7
Live | 217383719 |  | 9.5 | 15.5 | 33321 | 35288 | 33200 | 2.62 | 2.15 | 41664 | 3.26 | 1.78 | 8.5 | 7
Live | 217399003 |  | 9.5 | 15.2 | 34015 | 34958 | 33000 | 2.62 | 2.24 | 41888 | 3.46 | 1.8 | 8.5 | 7
Live | 217399458 |  | 9.5 | 14.5 | 33090 | 35288 | 33400 | 2.61 | 2.14 | 41888 | 3.21 | 1.78 | 8.5 | 7
Live | 217382759 |  | 9.8 | 15.2 | 34478 | 34629 | 32400 | 2.7 | 2.33 | 40768 | 3.52 | 1.84 | 8.5 | 7
Live | 217383717 |  | 9.5 | 15.2 | 33090 | 35288 | 33400 | 2.61 | 2.14 | 41888 | 3.19 | 1.76 | 8.5 | 7
Live | 217399457 |  | 9.5 | 14.5 | 33090 | 35288 | 33400 | 2.61 | 2.14 | 41888 | 3.19 | 1.76 | 8.5 | 7
Live | 217399002 |  | 9.5 | 15 | 33553 | 35288 | 33200 | 2.62 | 2.22 | 41888 | 3.38 | 1.8 | 8.5 | 7
Live | 217382757 |  | 9.8 | 15.2 | 34247 | 34629 | 32400 | 2.7 | 2.31 | 40768 | 3.52 | 1.82 | 8.5 | 7
Live | 217399456 |  | 9.5 | 14.5 | 33090 | 35288 | 33400 | 2.61 | 2.14 | 41888 | 3.19 | 1.76 | 8.5 | 7
Live | 217399001 |  | 9.5 | 15 | 33553 | 35288 | 33200 | 2.62 | 2.22 | 41888 | 3.38 | 1.8 | 8.5 | 7
Live | 217382755 |  | 10 | 15.2 | 34710 | 34629 | 32400 | 2.76 | 2.33 | 40768 | 3.59 | 1.82 | 8.5 | 7
Live | 217399455 |  | 9.8 | 15.5 | 33321 | 34958 | 33200 | 2.7 | 2.16 | 41664 | 3.26 | 1.76 | 8.5 | 7
Live | 217399000 |  | 9.5 | 15 | 33553 | 34958 | 33000 | 2.62 | 2.23 | 41888 | 3.4 | 1.78 | 8.5 | 7
Live | 217382753 |  | 9.8 | 15.2 | 34478 | 34629 | 32400 | 2.7 | 2.33 | 40768 | 3.52 | 1.84 | 8.5 | 7
Live | 217383711 |  | 9.8 | 16 | 33553 | 34958 | 33200 | 2.7 | 2.18 | 41664 | 3.32 | 1.78 | 8.5 | 7
Live | 217398999 |  | 9.5 | 15 | 33553 | 34958 | 33000 | 2.62 | 2.23 | 41888 | 3.4 | 1.78 | 8.5 | 7
Live | 217399454 |  | 9.8 | 15.5 | 33321 | 34958 | 33200 | 2.7 | 2.16 | 41664 | 3.26 | 1.76 | 8.5 | 7
Live | 217382751 |  | 9.8 | 15.2 | 34015 | 34629 | 32600 | 2.7 | 2.31 | 40992 | 3.48 | 1.82 | 8.5 | 7
Live | 217383709 |  | 9.5 | 15.5 | 33090 | 35288 | 33400 | 2.61 | 2.14 | 41888 | 3.21 | 1.76 | 8.5 | 7
Live | 217398998 |  | 9.5 | 15 | 33553 | 35288 | 33000 | 2.62 | 2.22 | 41888 | 3.4 | 1.78 | 8.5 | 7
Live | 217399453 |  | 9.5 | 15.2 | 33321 | 34958 | 33200 | 2.62 | 2.16 | 41664 | 3.26 | 1.76 | 8.5 | 7
Live | 217382749 |  | 9.5 | 14.5 | 34247 | 34629 | 32600 | 2.61 | 2.3 | 40992 | 3.48 | 1.82 | 8.5 | 7
Live | 217398997 |  | 9.5 | 15 | 33553 | 35288 | 33000 | 2.62 | 2.22 | 41888 | 3.4 | 1.78 | 8.5 | 7
Live | 217383707 |  | 9.5 | 15.5 | 33090 | 35288 | 33200 | 2.61 | 2.14 | 41664 | 3.21 | 1.78 | 8.5 | 7
Live | 217399452 |  | 9.5 | 15.2 | 33321 | 34958 | 33200 | 2.62 | 2.16 | 41664 | 3.26 | 1.76 | 8.5 | 7
Live | 217382747 |  | 9.8 | 15 | 34247 | 34629 | 32600 | 2.7 | 2.31 | 40992 | 3.5 | 1.82 | 8.5 | 7
Live | 217398996 |  | 9.5 | 15 | 33553 | 34958 | 33200 | 2.62 | 2.23 | 41888 | 3.35 | 1.78 | 8.5 | 7
Live | 217383705 |  | 9.5 | 15.5 | 33321 | 35288 | 33200 | 2.62 | 2.15 | 41664 | 3.26 | 1.78 | 8.5 | 7
Live | 217399451 |  | 9.5 | 15.2 | 33090 | 35288 | 33200 | 2.61 | 2.14 | 41664 | 3.21 | 1.78 | 8.5 | 7
Live | 217382745 |  | 9.8 | 15.5 | 33784 | 34629 | 32200 | 2.7 | 2.26 | 41216 | 3.4 | 1.8 | 8.5 | 7.5
Live | 217398995 |  | 9.5 | 15 | 33553 | 34958 | 33200 | 2.62 | 2.23 | 41888 | 3.35 | 1.78 | 8.5 | 7
Live | 217383703 |  | 9.5 | 15.2 | 33090 | 35288 | 33400 | 2.61 | 2.14 | 41888 | 3.19 | 1.76 | 8.5 | 7
Live | 217399450 |  | 9.5 | 15.2 | 33090 | 35288 | 33200 | 2.61 | 2.14 | 41664 | 3.21 | 1.78 | 8.5 | 7
Live | 217382744 |  | 10 | 15 | 35172 | 34958 | 32200 | 2.76 | 2.33 | 40992 | 3.65 | 1.96 | 9 | 7.5
Live | 217398994 |  | 9.5 | 15.2 | 33553 | 34958 | 33200 | 2.62 | 2.23 | 41888 | 3.38 | 1.8 | 8.5 | 7
Live | 217399449 |  | 9.8 | 16 | 33090 | 35288 | 33200 | 2.7 | 2.14 | 41664 | 3.21 | 1.78 | 8.5 | 7
Live | 217382742 |  | 10 | 15.5 | 35635 | 34629 | 32200 | 2.76 | 2.33 | 40320 | 3.67 | 1.98 | 9 | 7.5
Live | 217398993 |  | 9.5 | 15.2 | 33553 | 34958 | 33200 | 2.62 | 2.23 | 41888 | 3.38 | 1.8 | 8.5 | 7
Live | 217383699 |  | 9 | 14.5 | 33090 | 35618 | 33400 | 2.48 | 2.12 | 41888 | 3.23 | 1.78 | 8.5 | 7
Live | 217399448 |  | 9.8 | 16 | 33090 | 35288 | 33200 | 2.7 | 2.14 | 41664 | 3.21 | 1.78 | 8.5 | 7
Live | 217382740 |  | 10 | 15.5 | 34478 | 34958 | 32200 | 2.75 | 2.24 | 41440 | 3.46 | 1.8 | 8.5 | 7.5
Live | 217398992 |  | 9.5 | 15 | 33553 | 35288 | 33200 | 2.62 | 2.22 | 41888 | 3.35 | 1.78 | 8.5 | 7
Live | 217383697 |  | 9.5 | 15 | 33553 | 35288 | 33200 | 2.62 | 2.17 | 41664 | 3.32 | 1.78 | 8.5 | 7
Live | 217399447 |  | 9.8 | 16 | 33553 | 35288 | 33200 | 2.7 | 2.17 | 41664 | 3.29 | 1.78 | 8.5 | 7
Live | 217382738 |  | 9.8 | 15.5 | 33784 | 34629 | 32200 | 2.7 | 2.26 | 41216 | 3.4 | 1.8 | 8.5 | 7.5
Live | 217398991 |  | 9.5 | 15 | 33553 | 35288 | 33200 | 2.62 | 2.22 | 41888 | 3.35 | 1.78 | 8.5 | 7
Live | 217383695 |  | 9.5 | 15 | 33090 | 35288 | 33200 | 2.61 | 2.14 | 41888 | 3.23 | 1.78 | 8.5 | 7
Live | 217399446 |  | 9.8 | 16 | 33553 | 35288 | 33200 | 2.7 | 2.17 | 41664 | 3.29 | 1.78 | 8.5 | 7
Live | 217398990 |  | 9.8 | 15.2 | 34015 | 34958 | 33000 | 2.7 | 2.26 | 41664 | 3.48 | 1.78 | 8.5 | 7
Live | 217383693 |  | 9.5 | 14.5 | 33090 | 35288 | 33400 | 2.61 | 2.14 | 41888 | 3.21 | 1.78 | 8.5 | 7
Live | 217382736 |  | 10 | 15.5 | 35172 | 34958 | 32000 | 2.76 | 2.33 | 40992 | 3.65 | 1.96 | 9 | 7.5
Live | 217383691 |  | 9.5 | 14.5 | 33090 | 35288 | 33400 | 2.61 | 2.14 | 41888 | 3.19 | 1.76 | 8.5 | 7
Live | 217399445 |  | 9.5 | 16 | 33321 | 34958 | 33200 | 2.62 | 2.16 | 41664 | 3.26 | 1.78 | 8.5 | 7
Live | 217398989 |  | 9.8 | 15.2 | 34015 | 34958 | 33000 | 2.7 | 2.26 | 41664 | 3.48 | 1.78 | 8.5 | 7
Live | 217382733 |  | 10 | 15.5 | 35635 | 34629 | 32000 | 2.76 | 2.33 | 40320 | 3.67 | 1.98 | 9 | 7.5
Live | 217383689 |  | 9.8 | 15.5 | 33321 | 34958 | 33200 | 2.7 | 2.16 | 41664 | 3.26 | 1.76 | 8.5 | 7
Live | 217399444 |  | 9.5 | 16 | 33321 | 34958 | 33200 | 2.62 | 2.16 | 41664 | 3.26 | 1.78 | 8.5 | 7
Live | 217398988 |  | 9.5 | 15.2 | 33553 | 34958 | 33000 | 2.62 | 2.24 | 41888 | 3.38 | 1.8 | 8.5 | 7
Live | 217382731 |  | 10 | 16 | 34710 | 34958 | 32000 | 2.76 | 2.33 | 41888 | 3.57 | 1.88 | 9 | 7.5
Live | 217383687 |  | 9.5 | 15.2 | 33321 | 34958 | 33200 | 2.62 | 2.16 | 41664 | 3.26 | 1.76 | 8.5 | 7
Live | 217399443 |  | 9.5 | 15.5 | 33090 | 34958 | 33200 | 2.61 | 2.14 | 41664 | 3.21 | 1.78 | 8.5 | 7
Live | 217398987 |  | 9.5 | 15.2 | 33553 | 34958 | 33000 | 2.62 | 2.24 | 41888 | 3.38 | 1.8 | 8.5 | 7
Live | 217382729 |  | 10 | 16 | 34710 | 34958 | 32000 | 2.76 | 2.33 | 41888 | 3.57 | 1.88 | 9 | 7.5
Live | 217383685 |  | 9.5 | 15.2 | 33090 | 35288 | 33200 | 2.61 | 2.14 | 41664 | 3.21 | 1.78 | 8.5 | 7
Live | 217399442 |  | 9.5 | 15.5 | 33090 | 34958 | 33200 | 2.61 | 2.14 | 41664 | 3.21 | 1.78 | 8.5 | 7
Live | 217398986 |  | 9.5 | 15.5 | 33784 | 34958 | 33000 | 2.62 | 2.26 | 41888 | 3.44 | 1.8 | 8.5 | 7
Live | 217382727 |  | 9.5 | 14.5 | 34941 | 35288 | 32000 | 2.62 | 2.33 | 42112 | 3.61 | 1.9 | 9 | 7.5
Live | 217383683 |  | 9.8 | 16 | 33090 | 35288 | 33200 | 2.7 | 2.14 | 41664 | 3.21 | 1.78 | 8.5 | 7
Live | 217399441 |  | 9.8 | 16 | 33553 | 34958 | 33200 | 2.7 | 2.18 | 41664 | 3.29 | 1.78 | 8.5 | 7
Live | 217398985 |  | 9.5 | 15.5 | 33784 | 34958 | 33000 | 2.62 | 2.26 | 41888 | 3.44 | 1.8 | 8.5 | 7
Live | 217382725 |  | 10.5 | 16.5 | 36098 | 34629 | 32000 | 2.89 | 2.43 | 41664 | 3.88 | 1.92 | 9 | 7.5
Live | 217383681 |  | 9.8 | 16 | 33553 | 35288 | 33200 | 2.7 | 2.17 | 41664 | 3.29 | 1.78 | 8.5 | 7
Live | 217399440 |  | 9.8 | 16 | 33553 | 34958 | 33200 | 2.7 | 2.18 | 41664 | 3.29 | 1.78 | 8.5 | 7
Live | 217398984 |  | 9.5 | 15 | 33553 | 35288 | 33000 | 2.62 | 2.22 | 41888 | 3.4 | 1.8 | 8.5 | 7
Live | 217382723 |  | 10.5 | 16.5 | 36098 | 34629 | 32000 | 2.89 | 2.43 | 41664 | 3.88 | 1.92 | 9 | 7.5
Live | 217383680 |  | 9.5 | 16 | 33321 | 34958 | 33200 | 2.62 | 2.16 | 41664 | 3.26 | 1.78 | 8.5 | 7
Live | 217398983 |  | 9.5 | 15.2 | 33784 | 34958 | 33000 | 2.62 | 2.24 | 41888 | 3.44 | 1.8 | 8.5 | 7
Live | 217399439 |  | 9.8 | 16 | 33321 | 34958 | 33200 | 2.7 | 2.16 | 41664 | 3.26 | 1.78 | 8.5 | 7
Live | 217382139 |  | 10 | 17 | 34478 | 34958 | 32800 | 2.75 | 2.24 | 41440 | 3.46 | 1.78 | 8.5 | 7.5
Live | 217383678 |  | 9.5 | 15.5 | 33090 | 34958 | 33200 | 2.61 | 2.14 | 41664 | 3.21 | 1.78 | 8.5 | 7
Live | 217398982 |  | 9.5 | 15 | 33553 | 35288 | 33200 | 2.62 | 2.22 | 41888 | 3.38 | 1.8 | 8.5 | 7
Live | 217399438 |  | 9.8 | 16 | 33321 | 34958 | 33200 | 2.7 | 2.16 | 41664 | 3.26 | 1.78 | 8.5 | 7
Live | 217383676 |  | 9.8 | 16 | 33553 | 34958 | 33200 | 2.7 | 2.18 | 41664 | 3.29 | 1.78 | 8.5 | 7
Live | 217398981 |  | 9.5 | 15 | 33553 | 34958 | 33000 | 2.62 | 2.23 | 41888 | 3.4 | 1.78 | 8.5 | 7
Live | 217399437 |  | 9.8 | 16 | 33090 | 35288 | 33200 | 2.7 | 2.14 | 41664 | 3.21 | 1.78 | 8.5 | 7
Live | 217398980 |  | 9.5 | 15 | 33553 | 35288 | 33200 | 2.62 | 2.22 | 41888 | 3.38 | 1.8 | 8.5 | 7
Live | 217383674 |  | 9.8 | 16 | 33321 | 34958 | 33200 | 2.7 | 2.16 | 41664 | 3.26 | 1.78 | 8.5 | 7
Live | 217399436 |  | 9.8 | 16 | 33553 | 34958 | 33200 | 2.7 | 2.18 | 41664 | 3.29 | 1.78 | 8.5 | 7
Live | 217398979 |  | 9.5 | 15 | 33553 | 34958 | 33200 | 2.62 | 2.23 | 41888 | 3.35 | 1.78 | 8.5 | 7
Live | 217383672 |  | 9.8 | 16 | 33090 | 35288 | 33200 | 2.7 | 2.14 | 41664 | 3.21 | 1.78 | 8.5 | 7
Live | 217399435 |  | 9.5 | 16 | 33321 | 34958 | 33200 | 2.62 | 2.16 | 41664 | 3.26 | 1.78 | 8.5 | 7
Live | 217398978 |  | 9.5 | 15.2 | 33553 | 34958 | 33200 | 2.62 | 2.23 | 41888 | 3.38 | 1.8 | 8.5 | 7
Live | 217383669 |  | 9.8 | 16 | 33553 | 34958 | 33200 | 2.7 | 2.18 | 41664 | 3.29 | 1.78 | 8.5 | 7
Live | 217399434 |  | 9.5 | 15.5 | 33090 | 34958 | 33200 | 2.61 | 2.14 | 41664 | 3.21 | 1.78 | 8.5 | 7
Live | 217398977 |  | 9.5 | 14.5 | 33784 | 34958 | 33000 | 2.62 | 2.24 | 41888 | 3.44 | 1.8 | 8.5 | 7
Live | 217383667 |  | 9.5 | 16 | 33321 | 34958 | 33200 | 2.62 | 2.16 | 41664 | 3.26 | 1.78 | 8.5 | 7
Live | 217399433 |  | 9.8 | 15.5 | 33321 | 34958 | 33200 | 2.7 | 2.18 | 41664 | 3.27 | 1.78 | 8.5 | 7
Live | 217398976 |  | 9.5 | 14.5 | 33784 | 34958 | 33000 | 2.62 | 2.24 | 41888 | 3.44 | 1.8 | 8.5 | 7
Live | 217383665 |  | 9.5 | 15.5 | 33090 | 34958 | 33200 | 2.61 | 2.14 | 41664 | 3.21 | 1.78 | 8.5 | 7
Live | 217398975 |  | 9.5 | 14.5 | 33553 | 34958 | 33000 | 2.62 | 2.23 | 41888 | 3.4 | 1.78 | 8.5 | 7
Live | 217399432 |  | 9.8 | 15.5 | 33321 | 34958 | 33200 | 2.7 | 2.18 | 41664 | 3.27 | 1.78 | 8.5 | 7
Live | 217383663 |  | 9.8 | 15.5 | 33321 | 34958 | 33200 | 2.7 | 2.18 | 41664 | 3.27 | 1.78 | 8.5 | 7
Live | 217398974 |  | 9.5 | 14.5 | 33553 | 34958 | 33000 | 2.62 | 2.23 | 41888 | 3.4 | 1.78 | 8.5 | 7
Live | 217399431 |  | 9.8 | 15.2 | 33553 | 34958 | 33200 | 2.7 | 2.18 | 41664 | 3.32 | 1.78 | 8.5 | 7
Live | 217383661 |  | 9.8 | 15.2 | 33553 | 34958 | 33200 | 2.7 | 2.18 | 41664 | 3.32 | 1.78 | 8.5 | 7
Live | 217398973 |  | 9.5 | 14.5 | 33784 | 34958 | 33000 | 2.62 | 2.26 | 41888 | 3.44 | 1.78 | 8.5 | 7
Live | 217383659 |  | 9.8 | 15.5 | 33553 | 34958 | 33200 | 2.7 | 2.18 | 41664 | 3.27 | 1.78 | 8.5 | 7
Live | 217398972 |  | 9.5 | 14.5 | 33784 | 34958 | 33000 | 2.62 | 2.26 | 41888 | 3.44 | 1.78 | 8.5 | 7
Live | 217399430 |  | 9.8 | 15.2 | 33553 | 34958 | 33200 | 2.7 | 2.18 | 41664 | 3.32 | 1.78 | 8.5 | 7
Live | 217383657 |  | 9.5 | 15.5 | 33090 | 34958 | 33200 | 2.61 | 2.16 | 41664 | 3.23 | 1.78 | 8.5 | 7
Live | 217398971 |  | 9.5 | 14.5 | 33784 | 34958 | 33000 | 2.62 | 2.26 | 41888 | 3.44 | 1.8 | 8.5 | 7
Live | 217399429 |  | 9.8 | 15.5 | 33553 | 34958 | 33200 | 2.7 | 2.18 | 41664 | 3.27 | 1.78 | 8.5 | 7
Live | 217398970 |  | 9.5 | 14.5 | 33784 | 34958 | 33000 | 2.62 | 2.26 | 41888 | 3.44 | 1.8 | 8.5 | 7
Live | 217383655 |  | 9.5 | 14.5 | 33090 | 35288 | 33200 | 2.61 | 2.14 | 41888 | 3.23 | 1.78 | 8.5 | 7
Live | 217399428 |  | 9.8 | 15.5 | 33553 | 34958 | 33200 | 2.7 | 2.18 | 41664 | 3.27 | 1.78 | 8.5 | 7
Live | 217398969 |  | 9.5 | 14.5 | 33784 | 34958 | 33000 | 2.62 | 2.24 | 41888 | 3.4 | 1.78 | 8.5 | 7
Live | 217383653 |  | 9.5 | 15.2 | 33321 | 35288 | 33200 | 2.62 | 2.15 | 41664 | 3.23 | 1.76 | 8.5 | 7
Live | 217398968 |  | 9.5 | 14.5 | 33553 | 34958 | 33000 | 2.62 | 2.24 | 41888 | 3.4 | 1.78 | 8.5 | 7
Live | 217399427 |  | 9.5 | 15.5 | 33090 | 34958 | 33200 | 2.61 | 2.16 | 41664 | 3.23 | 1.78 | 8.5 | 7
Live | 217383651 |  | 9.8 | 15.5 | 35404 | 34958 | 32600 | 2.7 | 2.33 | 40992 | 3.69 | 1.98 | 9 | 7.5
Live | 217398967 |  | 9.5 | 14.5 | 33553 | 34958 | 33000 | 2.62 | 2.24 | 41888 | 3.4 | 1.78 | 8.5 | 7
Live | 217399426 |  | 9.5 | 15.5 | 33090 | 34958 | 33200 | 2.61 | 2.16 | 41664 | 3.23 | 1.78 | 8.5 | 7
Live | 217383649 |  | 9.8 | 14.5 | 34247 | 34958 | 32600 | 2.7 | 2.3 | 40992 | 3.5 | 1.84 | 8.5 | 7.5
Live | 217398966 |  | 9.5 | 14.5 | 33553 | 34958 | 33000 | 2.62 | 2.23 | 41888 | 3.4 | 1.78 | 8.5 | 7
Live | 217383647 |  | 9.8 | 14.5 | 34247 | 34958 | 32600 | 2.7 | 2.3 | 40992 | 3.48 | 1.84 | 8.5 | 7.5
Live | 217399425 |  | 9.5 | 14.5 | 33090 | 35288 | 33200 | 2.61 | 2.14 | 41888 | 3.23 | 1.78 | 8.5 | 7
Live | 217398965 |  | 9.5 | 14.5 | 33553 | 34958 | 33000 | 2.62 | 2.23 | 41888 | 3.4 | 1.78 | 8.5 | 7
Live | 217383645 |  | 10 | 16 | 34478 | 34629 | 32400 | 2.75 | 2.31 | 40768 | 3.55 | 1.94 | 9 | 7.5
Live | 217399424 |  | 9.5 | 14.5 | 33090 | 35288 | 33200 | 2.61 | 2.14 | 41888 | 3.23 | 1.78 | 8.5 | 7
Live | 217398964 |  | 9.5 | 14.5 | 33321 | 34958 | 33200 | 2.62 | 2.23 | 41888 | 3.35 | 1.78 | 8.5 | 7
Live | 217383643 |  | 9.8 | 16 | 34478 | 34629 | 32600 | 2.7 | 2.31 | 40992 | 3.54 | 1.94 | 9 | 7.5
Live | 217399423 |  | 9.5 | 15.2 | 33321 | 35288 | 33200 | 2.62 | 2.15 | 41664 | 3.23 | 1.76 | 8.5 | 7
Live | 217398963 |  | 9.5 | 14.5 | 33321 | 34958 | 33200 | 2.62 | 2.23 | 41888 | 3.35 | 1.78 | 8.5 | 7
Live | 217383641 |  | 10 | 16 | 34478 | 34629 | 32400 | 2.75 | 2.31 | 40768 | 3.55 | 1.94 | 9 | 7.5
Live | 217399422 |  | 9.5 | 15.2 | 33321 | 35288 | 33200 | 2.62 | 2.15 | 41664 | 3.23 | 1.76 | 8.5 | 7
Live | 217398962 |  | 9.5 | 14.5 | 34247 | 34958 | 33000 | 2.61 | 2.26 | 41664 | 3.5 | 1.8 | 8.5 | 7
Live | 217383639 |  | 9.8 | 16 | 34478 | 34629 | 32600 | 2.7 | 2.31 | 40992 | 3.54 | 1.94 | 9 | 7.5
Live | 217399421 |  | 9.8 | 15.5 | 35404 | 34958 | 32600 | 2.7 | 2.33 | 40992 | 3.69 | 1.98 | 9 | 7.5
Live | 217398961 |  | 9.5 | 14.5 | 34247 | 34958 | 33000 | 2.61 | 2.26 | 41664 | 3.5 | 1.8 | 8.5 | 7
Live | 217383637 |  | 9.8 | 15.5 | 34247 | 34958 | 32600 | 2.7 | 2.3 | 40992 | 3.48 | 1.94 | 9 | 7.5
Live | 217398960 |  | 9.5 | 14.5 | 33784 | 34958 | 33000 | 2.62 | 2.24 | 41888 | 3.42 | 1.78 | 8.5 | 7
Live | 217399420 |  | 9.8 | 14.5 | 34247 | 34958 | 32600 | 2.7 | 2.3 | 40992 | 3.5 | 1.84 | 8.5 | 7.5
Live | 217398959 |  | 9.5 | 14.5 | 33784 | 34958 | 33000 | 2.62 | 2.24 | 41888 | 3.42 | 1.78 | 8.5 | 7
Live | 217399419 |  | 9.8 | 14.5 | 34247 | 34958 | 32600 | 2.7 | 2.3 | 40992 | 3.48 | 1.84 | 8.5 | 7.5
Live | 217383636 |  | 9.5 | 15 | 34015 | 34958 | 32600 | 2.62 | 2.28 | 40992 | 3.44 | 1.84 | 8.5 | 7.5
Live | 217398958 |  | 9.5 | 14.5 | 33553 | 34958 | 33200 | 2.62 | 2.23 | 41888 | 3.35 | 1.78 | 8.5 | 7
Live | 217399418 |  | 10 | 16 | 34478 | 34629 | 32400 | 2.75 | 2.31 | 40768 | 3.55 | 1.94 | 9 | 7.5
Live | 217383634 |  | 9.5 | 15 | 34015 | 34958 | 32800 | 2.62 | 2.26 | 41216 | 3.44 | 1.82 | 8.5 | 7.5
Live | 217398957 |  | 9.5 | 14.5 | 33553 | 34958 | 33200 | 2.62 | 2.23 | 41888 | 3.35 | 1.78 | 8.5 | 7
Live | 217399417 |  | 10 | 16 | 34478 | 34629 | 32400 | 2.75 | 2.31 | 40768 | 3.55 | 1.94 | 9 | 7.5
Live | 217383632 |  | 10 | 16 | 34478 | 34629 | 32400 | 2.75 | 2.31 | 40768 | 3.52 | 1.94 | 9 | 7.5
Live | 217398956 |  | 9.5 | 14.5 | 33784 | 34958 | 33000 | 2.62 | 2.24 | 41888 | 3.4 | 1.78 | 8.5 | 7
Live | 217399416 |  | 9.8 | 16 | 34478 | 34629 | 32600 | 2.7 | 2.31 | 40992 | 3.54 | 1.94 | 9 | 7.5
Live | 217383630 |  | 9.8 | 15.5 | 34247 | 34958 | 32600 | 2.7 | 2.3 | 40992 | 3.5 | 1.94 | 9 | 7.5
Live | 217398955 |  | 9.5 | 14.5 | 33784 | 34958 | 33000 | 2.62 | 2.24 | 41888 | 3.4 | 1.78 | 8.5 | 7
Live | 217399415 |  | 9.8 | 16 | 34478 | 34629 | 32600 | 2.7 | 2.31 | 40992 | 3.54 | 1.94 | 9 | 7.5
Live | 217398954 |  | 9.8 | 15.5 | 35172 | 34958 | 32600 | 2.7 | 2.31 | 41216 | 3.63 | 1.84 | 8.5 | 7
Live | 217383628 |  | 10 | 16 | 34478 | 34629 | 32400 | 2.75 | 2.31 | 40768 | 3.55 | 1.94 | 9 | 7.5
Live | 217399414 |  | 10 | 16 | 34478 | 34629 | 32400 | 2.75 | 2.31 | 40768 | 3.55 | 1.94 | 9 | 7.5
Live | 217399413 |  | 10 | 16 | 34478 | 34629 | 32400 | 2.75 | 2.31 | 40768 | 3.55 | 1.94 | 9 | 7.5
Live | 217398953 |  | 9.8 | 15 | 35404 | 34958 | 32600 | 2.7 | 2.31 | 41216 | 3.67 | 1.84 | 8.5 | 7
Live | 217383627 |  | 9.8 | 16 | 34478 | 34629 | 32600 | 2.7 | 2.31 | 40992 | 3.54 | 1.94 | 9 | 7.5
Live | 217399412 |  | 10 | 16 | 34478 | 34629 | 32400 | 2.75 | 2.31 | 40768 | 3.55 | 1.94 | 9 | 7.5
Live | 217398952 |  | 9.8 | 15.2 | 34247 | 34958 | 32600 | 2.7 | 2.28 | 41216 | 3.48 | 1.82 | 8.5 | 7
Live | 217383625 |  | 9.8 | 15.5 | 34247 | 34958 | 32600 | 2.7 | 2.3 | 40992 | 3.48 | 1.94 | 9 | 7.5
Live | 217398951 |  | 9.8 | 15.2 | 34247 | 34958 | 32600 | 2.7 | 2.28 | 41216 | 3.48 | 1.82 | 8.5 | 7
Live | 217399411 |  | 9.8 | 16 | 34478 | 34629 | 32600 | 2.7 | 2.31 | 40992 | 3.54 | 1.94 | 9 | 7.5
Live | 217383623 |  | 9.5 | 15 | 34015 | 34958 | 32600 | 2.62 | 2.28 | 40992 | 3.44 | 1.84 | 8.5 | 7.5
Live | 217398950 |  | 9.8 | 16 | 34247 | 34629 | 32600 | 2.7 | 2.28 | 40992 | 3.46 | 1.82 | 8.5 | 7
Live | 217399410 |  | 9.8 | 16 | 34478 | 34629 | 32600 | 2.7 | 2.31 | 40992 | 3.54 | 1.94 | 9 | 7.5
Live | 217383621 |  | 9.5 | 15 | 34015 | 34958 | 32600 | 2.62 | 2.28 | 41216 | 3.46 | 1.84 | 8.5 | 7.5
Live | 217398949 |  | 9.8 | 15.5 | 34247 | 34629 | 32600 | 2.7 | 2.3 | 40992 | 3.5 | 1.8 | 8.5 | 7
Live | 217399409 |  | 9.8 | 16 | 34478 | 34629 | 32600 | 2.7 | 2.31 | 40992 | 3.54 | 1.94 | 9 | 7.5
Live | 217383618 |  | 10 | 15.2 | 34478 | 34629 | 32400 | 2.75 | 2.31 | 40768 | 3.52 | 1.94 | 9 | 7.5
Live | 217398948 |  | 9.8 | 15.5 | 34247 | 34629 | 32600 | 2.7 | 2.3 | 40992 | 3.5 | 1.8 | 8.5 | 7
Live | 217399408 |  | 9.8 | 15.5 | 34247 | 34958 | 32600 | 2.7 | 2.3 | 40992 | 3.48 | 1.94 | 9 | 7.5
Live | 217383616 |  | 9.8 | 15 | 34478 | 34629 | 32600 | 2.7 | 2.31 | 40992 | 3.52 | 1.94 | 9 | 7.5
Live | 217398947 |  | 9.8 | 16 | 34247 | 34629 | 32600 | 2.7 | 2.28 | 41216 | 3.46 | 1.82 | 8.5 | 7
Live | 217383614 |  | 9.8 | 14.5 | 34247 | 34958 | 32600 | 2.7 | 2.3 | 40992 | 3.5 | 1.94 | 9 | 7.5
Live | 217399407 |  | 9.8 | 15.5 | 34247 | 34958 | 32600 | 2.7 | 2.3 | 40992 | 3.48 | 1.94 | 9 | 7.5
Live | 217398946 |  | 9.8 | 16 | 34247 | 34629 | 32600 | 2.7 | 2.28 | 41216 | 3.46 | 1.82 | 8.5 | 7
Live | 217383612 |  | 9.8 | 14.5 | 34247 | 34958 | 32600 | 2.7 | 2.3 | 40992 | 3.48 | 1.94 | 9 | 7.5
Live | 217399406 |  | 9.5 | 15 | 34015 | 34958 | 32600 | 2.62 | 2.28 | 40992 | 3.44 | 1.84 | 8.5 | 7.5
Live | 217383610 |  | 10 | 15.5 | 34710 | 34629 | 32400 | 2.76 | 2.35 | 40768 | 3.59 | 1.96 | 9 | 7.5
Live | 217398945 |  | 9.8 | 15.2 | 34478 | 34958 | 32600 | 2.7 | 2.28 | 41216 | 3.5 | 1.8 | 8.5 | 7
Live | 217399405 |  | 9.5 | 15 | 34015 | 34958 | 32600 | 2.62 | 2.28 | 40992 | 3.44 | 1.84 | 8.5 | 7.5
Live | 217383608 |  | 10 | 15.5 | 34710 | 34629 | 32400 | 2.76 | 2.33 | 40768 | 3.55 | 1.94 | 9 | 7.5
Live | 217398944 |  | 9.8 | 15.2 | 34478 | 34958 | 32600 | 2.7 | 2.28 | 41216 | 3.5 | 1.8 | 8.5 | 7
Live | 217399404 |  | 9.5 | 15 | 34015 | 34958 | 32800 | 2.62 | 2.26 | 41216 | 3.44 | 1.82 | 8.5 | 7.5
Live | 217398943 |  | 9.5 | 15 | 34015 | 34958 | 32800 | 2.62 | 2.26 | 41216 | 3.44 | 1.82 | 8.5 | 7
Live | 217383606 |  | 10 | 15.2 | 34478 | 34629 | 32400 | 2.75 | 2.31 | 40768 | 3.52 | 1.94 | 9 | 7.5
Live | 217399403 |  | 9.5 | 15 | 34015 | 34958 | 32800 | 2.62 | 2.26 | 41216 | 3.44 | 1.82 | 8.5 | 7.5
Live | 217398942 |  | 9.5 | 15 | 34015 | 34958 | 32800 | 2.62 | 2.26 | 41216 | 3.44 | 1.82 | 8.5 | 7
Live | 217383604 |  | 10 | 16 | 34478 | 34629 | 32400 | 2.75 | 2.31 | 40768 | 3.52 | 1.94 | 9 | 7.5
Live | 217399402 |  | 9.5 | 15 | 34015 | 34958 | 32800 | 2.62 | 2.26 | 41216 | 3.44 | 1.82 | 8.5 | 7.5
Live | 217383602 |  | 10 | 16 | 34478 | 34629 | 32400 | 2.75 | 2.31 | 40768 | 3.52 | 1.94 | 9 | 7.5
Live | 217398941 |  | 9.8 | 15.2 | 34247 | 34958 | 32600 | 2.7 | 2.28 | 41216 | 3.48 | 1.82 | 8.5 | 7
Live | 217399401 |  | 10 | 16 | 34478 | 34629 | 32400 | 2.75 | 2.31 | 40768 | 3.52 | 1.94 | 9 | 7.5
Live | 217383600 |  | 10 | 16 | 34247 | 34629 | 32400 | 2.76 | 2.31 | 40768 | 3.48 | 1.94 | 9 | 7.5
Live | 217398940 |  | 9.8 | 15.2 | 34247 | 34958 | 32600 | 2.7 | 2.28 | 41216 | 3.48 | 1.82 | 8.5 | 7
Live | 217399400 |  | 10 | 16 | 34478 | 34629 | 32400 | 2.75 | 2.31 | 40768 | 3.52 | 1.94 | 9 | 7.5
Live | 217383598 |  | 10 | 16 | 34247 | 34629 | 32400 | 2.76 | 2.31 | 40768 | 3.5 | 1.92 | 9 | 7.5
Live | 217398939 |  | 9.8 | 15.2 | 34247 | 34958 | 32600 | 2.7 | 2.28 | 41216 | 3.48 | 1.82 | 8.5 | 7
Live | 217399399 |  | 9.8 | 15.5 | 34247 | 34958 | 32600 | 2.7 | 2.3 | 40992 | 3.5 | 1.94 | 9 | 7.5
Live | 217383596 |  | 10 | 16 | 34247 | 34629 | 32400 | 2.76 | 2.31 | 40768 | 3.5 | 1.92 | 9 | 7.5
Live | 217398938 |  | 9.8 | 16 | 34247 | 34629 | 32600 | 2.7 | 2.28 | 40992 | 3.46 | 1.82 | 8.5 | 7
Live | 217383594 |  | 10 | 16 | 34710 | 34629 | 32400 | 2.76 | 2.33 | 40768 | 3.57 | 1.94 | 9 | 7.5
Live | 217399398 |  | 9.8 | 15.5 | 34247 | 34958 | 32600 | 2.7 | 2.3 | 40992 | 3.5 | 1.94 | 9 | 7.5
Live | 217398937 |  | 9.8 | 15.5 | 34247 | 34629 | 32600 | 2.7 | 2.3 | 40992 | 3.5 | 1.8 | 8.5 | 7
Live | 217383592 |  | 10 | 16 | 34478 | 34629 | 32400 | 2.75 | 2.31 | 40768 | 3.52 | 1.94 | 9 | 7.5
Live | 217399397 |  | 10 | 16 | 34478 | 34629 | 32400 | 2.75 | 2.31 | 40768 | 3.55 | 1.94 | 9 | 7.5
Live | 217398936 |  | 9.8 | 15.5 | 34247 | 34629 | 32600 | 2.7 | 2.3 | 40992 | 3.5 | 1.8 | 8.5 | 7
Live | 217399396 |  | 9.8 | 16 | 34478 | 34629 | 32600 | 2.7 | 2.31 | 40992 | 3.54 | 1.94 | 9 | 7.5
Live | 217383590 |  | 10 | 16 | 34247 | 34629 | 32400 | 2.76 | 2.31 | 40768 | 3.5 | 1.94 | 9 | 7.5
Live | 217398935 |  | 9.8 | 15.5 | 34247 | 34629 | 32600 | 2.7 | 2.3 | 40992 | 3.5 | 1.8 | 8.5 | 7
Live | 217383588 |  | 10 | 16 | 34247 | 34629 | 32400 | 2.76 | 2.31 | 40768 | 3.48 | 1.94 | 9 | 7.5
Live | 217399395 |  | 9.8 | 15.5 | 34247 | 34958 | 32600 | 2.7 | 2.3 | 40992 | 3.48 | 1.94 | 9 | 7.5
Live | 217398934 |  | 9.8 | 16 | 34247 | 34629 | 32600 | 2.7 | 2.28 | 41216 | 3.46 | 1.82 | 8.5 | 7
Live | 217383586 |  | 10 | 16 | 34247 | 34629 | 32400 | 2.76 | 2.31 | 40768 | 3.5 | 1.92 | 9 | 7.5
Live | 217398933 |  | 9.8 | 16 | 34247 | 34629 | 32600 | 2.7 | 2.28 | 41216 | 3.46 | 1.82 | 8.5 | 7
Live | 217399394 |  | 9.5 | 15 | 34015 | 34958 | 32600 | 2.62 | 2.28 | 40992 | 3.44 | 1.84 | 8.5 | 7.5
Live | 217383584 |  | 10 | 15.5 | 34710 | 34629 | 32400 | 2.76 | 2.33 | 40768 | 3.57 | 1.94 | 9 | 7.5
Live | 217398932 |  | 9.8 | 15.2 | 34478 | 34958 | 32600 | 2.7 | 2.28 | 41216 | 3.5 | 1.8 | 8.5 | 7
Live | 217399393 |  | 9.5 | 15 | 34015 | 34958 | 32600 | 2.62 | 2.28 | 41216 | 3.46 | 1.84 | 8.5 | 7.5
Live | 217383582 |  | 10 | 15.5 | 34478 | 34629 | 32400 | 2.75 | 2.31 | 40768 | 3.52 | 1.94 | 9 | 7.5
Live | 217398931 |  | 9.8 | 15.2 | 34478 | 34958 | 32600 | 2.7 | 2.28 | 41216 | 3.5 | 1.8 | 8.5 | 7
Live | 217399392 |  | 10 | 15.2 | 34478 | 34629 | 32400 | 2.75 | 2.31 | 40768 | 3.52 | 1.94 | 9 | 7.5
Live | 217383581 |  | 10 | 15.5 | 34247 | 34629 | 32400 | 2.76 | 2.31 | 40768 | 3.5 | 1.94 | 9 | 7.5
Live | 217398930 |  | 9.8 | 15.2 | 34478 | 34958 | 32600 | 2.7 | 2.28 | 41216 | 3.5 | 1.8 | 8.5 | 7
Live | 217383579 |  | 10 | 15.5 | 34478 | 34629 | 32400 | 2.75 | 2.31 | 40768 | 3.52 | 1.94 | 9 | 7.5
Live | 217399391 |  | 10 | 15.2 | 34478 | 34629 | 32400 | 2.75 | 2.31 | 40768 | 3.52 | 1.94 | 9 | 7.5
Live | 217383577 |  | 9.8 | 14.5 | 34478 | 34958 | 32600 | 2.7 | 2.31 | 40992 | 3.54 | 1.94 | 9 | 7.5
Live | 217398929 |  | 9.5 | 15 | 34015 | 34958 | 32800 | 2.62 | 2.26 | 41216 | 3.44 | 1.82 | 8.5 | 7
Live | 217399390 |  | 9.8 | 15 | 34478 | 34629 | 32600 | 2.7 | 2.31 | 40992 | 3.52 | 1.94 | 9 | 7.5
Live | 217383575 |  | 10 | 15.2 | 34478 | 34629 | 32400 | 2.75 | 2.31 | 40768 | 3.55 | 1.94 | 9 | 7.5
Live | 217398928 |  | 9.5 | 15 | 34015 | 34958 | 32800 | 2.62 | 2.26 | 41216 | 3.44 | 1.82 | 8.5 | 7
Live | 217399389 |  | 9.8 | 15 | 34478 | 34629 | 32600 | 2.7 | 2.31 | 40992 | 3.52 | 1.94 | 9 | 7.5
Live | 217399388 |  | 9.8 | 14.5 | 34247 | 34958 | 32600 | 2.7 | 2.3 | 40992 | 3.5 | 1.94 | 9 | 7.5
Live | 217398927 |  | 9.5 | 15 | 34015 | 34958 | 32800 | 2.62 | 2.26 | 41216 | 3.44 | 1.82 | 8.5 | 7
Live | 217383573 |  | 10 | 16 | 35867 | 34629 | 32200 | 2.75 | 2.38 | 40320 | 3.78 | 2 | 9 | 7.5
Live | 217399387 |  | 9.8 | 14.5 | 34247 | 34958 | 32600 | 2.7 | 2.3 | 40992 | 3.5 | 1.94 | 9 | 7.5
Live | 217398926 |  | 9.5 | 15 | 34015 | 34958 | 32800 | 2.62 | 2.26 | 41216 | 3.44 | 1.82 | 8.5 | 7
Live | 217383571 |  | 10 | 15 | 34710 | 34629 | 32200 | 2.76 | 2.35 | 40320 | 3.58 | 1.98 | 9 | 7.5
Live | 217399386 |  | 9.8 | 14.5 | 34247 | 34958 | 32600 | 2.7 | 2.3 | 40992 | 3.48 | 1.94 | 9 | 7.5
Live | 217398925 |  | 9.5 | 15 | 34015 | 34958 | 32800 | 2.62 | 2.26 | 41216 | 3.44 | 1.82 | 8.5 | 7
Live | 217383568 |  | 10 | 15.5 | 36098 | 34629 | 32200 | 2.76 | 2.38 | 40544 | 3.81 | 2 | 9 | 7.5
Live | 217399385 |  | 9.8 | 14.5 | 34247 | 34958 | 32600 | 2.7 | 2.3 | 40992 | 3.48 | 1.94 | 9 | 7.5
Live | 217398924 |  | 9 | 14.5 | 33553 | 34958 | 32800 | 2.48 | 2.23 | 41440 | 3.35 | 1.82 | 8.5 | 7
Live | 217399384 |  | 10 | 15.5 | 34710 | 34629 | 32400 | 2.76 | 2.35 | 40768 | 3.59 | 1.96 | 9 | 7.5
Live | 217383566 |  | 10 | 14.5 | 34478 | 34629 | 32200 | 2.75 | 2.35 | 40544 | 3.57 | 1.96 | 9 | 7.5
Live | 217398923 |  | 9 | 14.5 | 33553 | 34958 | 32800 | 2.48 | 2.23 | 41440 | 3.35 | 1.82 | 8.5 | 7
Live | 217383564 |  | 10 | 16.5 | 34710 | 34299 | 32200 | 2.76 | 2.37 | 40320 | 3.58 | 1.96 | 9 | 7.5
Live | 217399383 |  | 10 | 15.5 | 34710 | 34629 | 32400 | 2.76 | 2.35 | 40768 | 3.59 | 1.96 | 9 | 7.5
Live | 217398922 |  | 9.8 | 16 | 34710 | 34629 | 32600 | 2.7 | 2.31 | 40992 | 3.54 | 1.82 | 8.5 | 7
Live | 217383562 |  | 10 | 16.5 | 34941 | 34299 | 32200 | 2.75 | 2.38 | 40320 | 3.62 | 1.96 | 9 | 7.5
Live | 217398921 |  | 9.8 | 15.2 | 34710 | 34629 | 32600 | 2.7 | 2.31 | 40992 | 3.56 | 1.82 | 8.5 | 7
Live | 217399382 |  | 10 | 15.5 | 34710 | 34629 | 32400 | 2.76 | 2.33 | 40768 | 3.55 | 1.94 | 9 | 7.5
Live | 217398920 |  | 9.8 | 15.2 | 34710 | 34629 | 32600 | 2.7 | 2.31 | 40992 | 3.56 | 1.82 | 8.5 | 7
Live | 217383560 |  | 10 | 16.5 | 34710 | 34299 | 32200 | 2.76 | 2.37 | 40320 | 3.6 | 1.96 | 9 | 7.5
Live | 217399381 |  | 10 | 15.5 | 34710 | 34629 | 32400 | 2.76 | 2.33 | 40768 | 3.55 | 1.94 | 9 | 7.5
Live | 217398919 |  | 9.8 | 15.5 | 34247 | 34629 | 32600 | 2.7 | 2.28 | 41216 | 3.48 | 1.82 | 8.5 | 7
Live | 217399380 |  | 10 | 15.2 | 34478 | 34629 | 32400 | 2.75 | 2.31 | 40768 | 3.52 | 1.94 | 9 | 7.5
Live | 217383558 |  | 10 | 16 | 34941 | 34629 | 32200 | 2.75 | 2.38 | 40320 | 3.65 | 1.98 | 9 | 7.5
Live | 217399379 |  | 10 | 15.2 | 34478 | 34629 | 32400 | 2.75 | 2.31 | 40768 | 3.52 | 1.94 | 9 | 7.5
Live | 217398918 |  | 9.8 | 15.5 | 34247 | 34629 | 32600 | 2.7 | 2.28 | 41216 | 3.48 | 1.82 | 8.5 | 7
Live | 217383556 |  | 10 | 16 | 34478 | 34629 | 32200 | 2.75 | 2.35 | 40320 | 3.56 | 1.96 | 9 | 7.5
Live | 217399378 |  | 10 | 16 | 34478 | 34629 | 32400 | 2.75 | 2.31 | 40768 | 3.52 | 1.94 | 9 | 7.5
Live | 217398917 |  | 9.8 | 15.2 | 34247 | 34958 | 32600 | 2.7 | 2.28 | 41216 | 3.5 | 1.8 | 8.5 | 7
Live | 217383554 |  | 10 | 16.5 | 34710 | 34299 | 32200 | 2.76 | 2.37 | 40320 | 3.58 | 1.96 | 9 | 7.5
Live | 217399377 |  | 10 | 16 | 34478 | 34629 | 32400 | 2.75 | 2.31 | 40768 | 3.52 | 1.94 | 9 | 7.5
Live | 217398916 |  | 9.8 | 15.2 | 34247 | 34958 | 32600 | 2.7 | 2.28 | 41216 | 3.5 | 1.8 | 8.5 | 7
Live | 217383552 |  | 10 | 16.5 | 34941 | 34299 | 32200 | 2.75 | 2.38 | 40320 | 3.62 | 1.96 | 9 | 7.5
Live | 217399376 |  | 10 | 16 | 34478 | 34629 | 32400 | 2.75 | 2.31 | 40768 | 3.52 | 1.94 | 9 | 7.5
Live | 217399375 |  | 10 | 16 | 34478 | 34629 | 32400 | 2.75 | 2.31 | 40768 | 3.52 | 1.94 | 9 | 7.5
Live | 217383550 |  | 10 | 16.5 | 34710 | 34299 | 32200 | 2.76 | 2.37 | 40320 | 3.6 | 1.96 | 9 | 7.5
Live | 217398915 |  | 9.5 | 15 | 34247 | 34958 | 32800 | 2.61 | 2.28 | 41216 | 3.46 | 1.82 | 8.5 | 7
Live | 217398914 |  | 9.5 | 15 | 34247 | 34958 | 32800 | 2.61 | 2.28 | 41216 | 3.46 | 1.82 | 8.5 | 7
Live | 217399374 |  | 10 | 16 | 34247 | 34629 | 32400 | 2.76 | 2.31 | 40768 | 3.48 | 1.94 | 9 | 7.5
Live | 217383548 |  | 10 | 16 | 34941 | 34629 | 32200 | 2.75 | 2.38 | 40320 | 3.65 | 1.98 | 9 | 7.5
Live | 217398913 |  | 9.8 | 15.5 | 34478 | 34629 | 32600 | 2.7 | 2.3 | 40992 | 3.5 | 1.8 | 8.5 | 7
Live | 217399373 |  | 10 | 16 | 34247 | 34629 | 32400 | 2.76 | 2.31 | 40768 | 3.48 | 1.94 | 9 | 7.5
Live | 217398912 |  | 9.8 | 15.5 | 34478 | 34629 | 32600 | 2.7 | 2.3 | 40992 | 3.5 | 1.8 | 8.5 | 7
Live | 217383546 |  | 10 | 16 | 34478 | 34629 | 32200 | 2.75 | 2.35 | 40320 | 3.56 | 1.96 | 9 | 7.5
Live | 217399372 |  | 10 | 16 | 34247 | 34629 | 32400 | 2.76 | 2.31 | 40768 | 3.5 | 1.92 | 9 | 7.5
Live | 217383544 |  | 9.8 | 15.5 | 34478 | 34629 | 32400 | 2.7 | 2.33 | 40544 | 3.55 | 1.96 | 9 | 7.5
Live | 217398911 |  | 9.8 | 16 | 34247 | 34629 | 32600 | 2.7 | 2.28 | 41216 | 3.46 | 1.82 | 8.5 | 7
Live | 217399371 |  | 10 | 16 | 34247 | 34629 | 32400 | 2.76 | 2.31 | 40768 | 3.5 | 1.92 | 9 | 7.5
Live | 217383542 |  | 10 | 16.5 | 35172 | 34299 | 32200 | 2.76 | 2.4 | 40320 | 3.69 | 1.98 | 9 | 7.5
Live | 217398910 |  | 9.8 | 15.2 | 34478 | 34958 | 32600 | 2.7 | 2.28 | 41216 | 3.5 | 1.8 | 8.5 | 7
Live | 217399370 |  | 10 | 16 | 34247 | 34629 | 32400 | 2.76 | 2.31 | 40768 | 3.5 | 1.92 | 9 | 7.5
Live | 217383540 |  | 10 | 16.5 | 35172 | 34299 | 32200 | 2.76 | 2.4 | 40320 | 3.69 | 1.98 | 9 | 7.5
Live | 217398909 |  | 9.5 | 15 | 34015 | 34958 | 32800 | 2.62 | 2.26 | 41216 | 3.44 | 1.82 | 8.5 | 7
Live | 217399369 |  | 10 | 16 | 34247 | 34629 | 32400 | 2.76 | 2.31 | 40768 | 3.5 | 1.92 | 9 | 7.5
Live | 217383538 |  | 10 | 16 | 34710 | 34299 | 32200 | 2.76 | 2.37 | 40320 | 3.6 | 1.96 | 9 | 7.5
Live | 217398908 |  | 9.5 | 15 | 34015 | 34958 | 32800 | 2.62 | 2.26 | 41216 | 3.44 | 1.82 | 8.5 | 7
Live | 217399368 |  | 10 | 16 | 34710 | 34629 | 32400 | 2.76 | 2.33 | 40768 | 3.57 | 1.94 | 9 | 7.5
Live | 217383536 |  | 10 | 16 | 34941 | 34299 | 32200 | 2.75 | 2.38 | 40320 | 3.62 | 1.96 | 9 | 7.5
Live | 217398907 |  | 9 | 14.5 | 33553 | 34958 | 32800 | 2.48 | 2.23 | 41440 | 3.35 | 1.82 | 8.5 | 7
Live | 217399367 |  | 10 | 16 | 34710 | 34629 | 32400 | 2.76 | 2.33 | 40768 | 3.57 | 1.94 | 9 | 7.5
Live | 217383534 |  | 10 | 16 | 34941 | 34629 | 32200 | 2.75 | 2.37 | 40320 | 3.6 | 1.98 | 9 | 7.5
Live | 217398906 |  | 9.5 | 14.5 | 34015 | 34958 | 32800 | 2.62 | 2.26 | 41216 | 3.42 | 1.82 | 8.5 | 7
Live | 217383533 |  | 10 | 16.5 | 34941 | 34299 | 32200 | 2.75 | 2.38 | 40320 | 3.65 | 1.98 | 9 | 7.5
Live | 217399366 |  | 10 | 16 | 34478 | 34629 | 32400 | 2.75 | 2.31 | 40768 | 3.52 | 1.94 | 9 | 7.5
Live | 217398905 |  | 9.5 | 14.5 | 34015 | 34958 | 32800 | 2.62 | 2.26 | 41216 | 3.42 | 1.82 | 8.5 | 7
Live | 217399365 |  | 10 | 16 | 34247 | 34629 | 32400 | 2.76 | 2.31 | 40768 | 3.5 | 1.94 | 9 | 7.5
Live | 217383531 |  | 10 | 16.5 | 34710 | 34299 | 32200 | 2.76 | 2.37 | 40320 | 3.6 | 1.96 | 9 | 7.5
Live | 217398904 |  | 9.8 | 14.5 | 34015 | 34958 | 32800 | 2.7 | 2.26 | 41216 | 3.44 | 1.82 | 8.5 | 7
Live | 217399364 |  | 10 | 16 | 34247 | 34629 | 32400 | 2.76 | 2.31 | 40768 | 3.48 | 1.94 | 9 | 7.5
Live | 217383529 |  | 10 | 16 | 34941 | 34629 | 32200 | 2.75 | 2.38 | 40320 | 3.65 | 1.98 | 9 | 7.5
Live | 217398903 |  | 9.8 | 14.5 | 34015 | 34958 | 32800 | 2.7 | 2.26 | 41216 | 3.44 | 1.82 | 8.5 | 7
Live | 217399363 |  | 10 | 16 | 34247 | 34629 | 32400 | 2.76 | 2.31 | 40768 | 3.5 | 1.92 | 9 | 7.5
Live | 217383527 |  | 10 | 16 | 34478 | 34629 | 32200 | 2.75 | 2.35 | 40320 | 3.56 | 1.96 | 9 | 7.5
Live | 217398902 |  | 9.8 | 15 | 34478 | 34629 | 32600 | 2.7 | 2.3 | 40992 | 3.54 | 1.82 | 8.5 | 7
Live | 217399362 |  | 10 | 15.5 | 34710 | 34629 | 32400 | 2.76 | 2.33 | 40768 | 3.57 | 1.94 | 9 | 7.5
Live | 217383525 |  | 9.8 | 15.5 | 34478 | 34629 | 32400 | 2.7 | 2.33 | 40544 | 3.55 | 1.96 | 9 | 7.5
Live | 217398901 |  | 9.8 | 15 | 34247 | 34629 | 32600 | 2.7 | 2.3 | 40992 | 3.48 | 1.8 | 8.5 | 7
Live | 217399361 |  | 10 | 15.5 | 34710 | 34629 | 32400 | 2.76 | 2.33 | 40768 | 3.57 | 1.94 | 9 | 7.5
Live | 217383523 |  | 10 | 15.5 | 35172 | 34299 | 32200 | 2.76 | 2.38 | 40320 | 3.67 | 1.98 | 9 | 7.5
Live | 217398900 |  | 9.8 | 15 | 34247 | 34629 | 32600 | 2.7 | 2.3 | 40992 | 3.48 | 1.8 | 8.5 | 7
Live | 217399360 |  | 10 | 15.5 | 34478 | 34629 | 32400 | 2.75 | 2.31 | 40768 | 3.52 | 1.94 | 9 | 7.5
Live | 217383520 |  | 10 | 16 | 34941 | 34299 | 32200 | 2.75 | 2.38 | 40320 | 3.62 | 1.96 | 9 | 7.5
Live | 217398899 |  | 9.8 | 15 | 34015 | 34958 | 32800 | 2.7 | 2.26 | 41216 | 3.42 | 1.82 | 8.5 | 7
Live | 217399359 |  | 10 | 15.5 | 34478 | 34629 | 32400 | 2.75 | 2.31 | 40768 | 3.52 | 1.94 | 9 | 7.5
Live | 217383518 |  | 10 | 15.5 | 35172 | 34629 | 32200 | 2.76 | 2.38 | 40320 | 3.73 | 1.98 | 9 | 7.5
Live | 217398898 |  | 9.8 | 15 | 34015 | 34958 | 32800 | 2.7 | 2.26 | 41216 | 3.42 | 1.82 | 8.5 | 7
Live | 217383516 |  | 10 | 15.5 | 34941 | 34629 | 32200 | 2.75 | 2.37 | 40320 | 3.62 | 1.96 | 9 | 7.5
Live | 217399358 |  | 10 | 15.5 | 34247 | 34629 | 32400 | 2.76 | 2.31 | 40768 | 3.5 | 1.94 | 9 | 7.5
Live | 217398897 |  | 9.8 | 14.5 | 34247 | 34958 | 32600 | 2.7 | 2.28 | 41216 | 3.48 | 1.82 | 8.5 | 7
Live | 217383514 |  | 10 | 15.2 | 34941 | 34629 | 32200 | 2.75 | 2.37 | 40320 | 3.62 | 1.96 | 9 | 7.5
Live | 217399357 |  | 10 | 15.5 | 34247 | 34629 | 32400 | 2.76 | 2.31 | 40768 | 3.5 | 1.94 | 9 | 7.5
Live | 217398896 |  | 9.8 | 14.5 | 34247 | 34958 | 32600 | 2.7 | 2.28 | 41216 | 3.48 | 1.82 | 8.5 | 7
Live | 217383512 |  | 10 | 16 | 34941 | 34299 | 32200 | 2.75 | 2.38 | 40320 | 3.65 | 1.98 | 9 | 7.5
Live | 217399356 |  | 10 | 15.5 | 34478 | 34629 | 32400 | 2.75 | 2.31 | 40768 | 3.52 | 1.94 | 9 | 7.5
Live | 217398895 |  | 9.5 | 14.5 | 33784 | 34958 | 32800 | 2.62 | 2.26 | 41216 | 3.4 | 1.82 | 8.5 | 7
Live | 217383510 |  | 10 | 16 | 34941 | 34299 | 32200 | 2.75 | 2.38 | 40320 | 3.65 | 1.98 | 9 | 7.5
Live | 217398894 |  | 9.5 | 14.5 | 33784 | 34958 | 32800 | 2.62 | 2.26 | 41216 | 3.4 | 1.82 | 8.5 | 7
Live | 217399355 |  | 10 | 15.5 | 34478 | 34629 | 32400 | 2.75 | 2.31 | 40768 | 3.52 | 1.94 | 9 | 7.5
Live | 217383508 |  | 10 | 16 | 34941 | 34299 | 32200 | 2.75 | 2.38 | 40320 | 3.62 | 1.96 | 9 | 7.5
Live | 217399354 |  | 9.8 | 14.5 | 34478 | 34958 | 32600 | 2.7 | 2.31 | 40992 | 3.54 | 1.94 | 9 | 7.5
Live | 217398893 |  | 9.8 | 15 | 34247 | 34629 | 32600 | 2.7 | 2.28 | 41216 | 3.46 | 1.82 | 8.5 | 7
Live | 217383506 |  | 10 | 16 | 35404 | 34299 | 32200 | 2.75 | 2.4 | 40320 | 3.7 | 1.98 | 9 | 7.5
Live | 217399353 |  | 9.8 | 14.5 | 34478 | 34958 | 32600 | 2.7 | 2.31 | 40992 | 3.54 | 1.94 | 9 | 7.5
Live | 217398892 |  | 9.8 | 15 | 34247 | 34629 | 32600 | 2.7 | 2.28 | 41216 | 3.46 | 1.82 | 8.5 | 7
Live | 217383504 |  | 10 | 16 | 34478 | 34299 | 32200 | 2.75 | 2.37 | 40320 | 3.56 | 1.96 | 9 | 7.5
Live | 217399352 |  | 10 | 15.2 | 34478 | 34629 | 32400 | 2.75 | 2.31 | 40768 | 3.55 | 1.94 | 9 | 7.5
Live | 217398891 |  | 9.8 | 15 | 34478 | 34629 | 32600 | 2.7 | 2.3 | 40992 | 3.5 | 1.8 | 8.5 | 7
Live | 217383502 |  | 10 | 16.5 | 35172 | 34299 | 32200 | 2.76 | 2.4 | 40320 | 3.69 | 1.98 | 9 | 7.5
Live | 217399351 |  | 10 | 15.2 | 34478 | 34629 | 32400 | 2.75 | 2.31 | 40768 | 3.55 | 1.94 | 9 | 7.5
Live | 217398890 |  | 9.8 | 15.2 | 34478 | 34629 | 32600 | 2.7 | 2.3 | 40992 | 3.5 | 1.8 | 8.5 | 7
Live | 217383500 |  | 10 | 16 | 34710 | 34299 | 32200 | 2.76 | 2.37 | 40320 | 3.6 | 1.96 | 9 | 7.5
Live | 217399350 |  | 10 | 16 | 35867 | 34629 | 32200 | 2.75 | 2.38 | 40320 | 3.78 | 2 | 9 | 7.5
Live | 217398889 |  | 9.8 | 15.2 | 34478 | 34629 | 32600 | 2.7 | 2.3 | 40992 | 3.5 | 1.8 | 8.5 | 7
Live | 217383498 |  | 10 | 16.5 | 34941 | 34299 | 32200 | 2.75 | 2.38 | 40320 | 3.62 | 1.96 | 9 | 7.5
Live | 217399349 |  | 10 | 15 | 34710 | 34629 | 32200 | 2.76 | 2.35 | 40320 | 3.58 | 1.98 | 9 | 7.5
Live | 217398888 |  | 9.8 | 15.2 | 34247 | 34629 | 32600 | 2.7 | 2.3 | 40992 | 3.5 | 1.8 | 8.5 | 7
Live | 217399348 |  | 10 | 15.5 | 36098 | 34629 | 32200 | 2.76 | 2.38 | 40544 | 3.81 | 2 | 9 | 7.5
Live | 217398887 |  | 9.8 | 15.2 | 34247 | 34629 | 32600 | 2.7 | 2.3 | 40992 | 3.5 | 1.8 | 8.5 | 7
Live | 217383496 |  | 10 | 16.5 | 34941 | 34299 | 32200 | 2.75 | 2.38 | 40320 | 3.62 | 1.96 | 9 | 7.5
Live | 217398886 |  | 9.8 | 15.2 | 34015 | 34629 | 32600 | 2.7 | 2.28 | 41216 | 3.44 | 1.82 | 8.5 | 7
Live | 217399347 |  | 10 | 14.5 | 34478 | 34629 | 32200 | 2.75 | 2.35 | 40544 | 3.57 | 1.96 | 9 | 7.5
Live | 217383494 |  | 10 | 16 | 34710 | 34629 | 32200 | 2.76 | 2.37 | 40320 | 3.6 | 1.96 | 9 | 7.5
Live | 217398885 |  | 9.8 | 15.2 | 34015 | 34629 | 32600 | 2.7 | 2.28 | 41216 | 3.44 | 1.82 | 8.5 | 7
Live | 217399346 |  | 10 | 16.5 | 34710 | 34299 | 32200 | 2.76 | 2.37 | 40320 | 3.58 | 1.96 | 9 | 7.5
Live | 217383492 |  | 10 | 17 | 35404 | 34299 | 32000 | 2.75 | 2.4 | 40096 | 3.73 | 1.98 | 9 | 7.5
Live | 217398884 |  | 9.8 | 15 | 34015 | 34629 | 32600 | 2.7 | 2.28 | 41216 | 3.44 | 1.82 | 8.5 | 7
Live | 217383490 |  | 10 | 16.5 | 34710 | 34299 | 32200 | 2.76 | 2.38 | 40320 | 3.62 | 1.96 | 9 | 7.5
Live | 217399345 |  | 10 | 16.5 | 34941 | 34299 | 32200 | 2.75 | 2.38 | 40320 | 3.62 | 1.96 | 9 | 7.5
Live | 217398883 |  | 9.8 | 15 | 34015 | 34629 | 32600 | 2.7 | 2.28 | 41216 | 3.44 | 1.82 | 8.5 | 7
Live | 217399344 |  | 10 | 16.5 | 34941 | 34299 | 32200 | 2.75 | 2.38 | 40320 | 3.62 | 1.96 | 9 | 7.5
Live | 217383488 |  | 10 | 16.5 | 35172 | 34299 | 32200 | 2.76 | 2.4 | 40320 | 3.69 | 1.98 | 9 | 7.5
Live | 217398882 |  | 9.8 | 14.5 | 34247 | 34958 | 32600 | 2.7 | 2.28 | 41216 | 3.48 | 1.82 | 8.5 | 7
Live | 217399343 |  | 10 | 16.5 | 34710 | 34299 | 32200 | 2.76 | 2.37 | 40320 | 3.6 | 1.96 | 9 | 7.5
Live | 217383486 |  | 10 | 16.5 | 35172 | 34299 | 32200 | 2.76 | 2.4 | 40320 | 3.69 | 1.98 | 9 | 7.5
Live | 217398881 |  | 9.8 | 14.5 | 34247 | 34958 | 32600 | 2.7 | 2.28 | 41216 | 3.48 | 1.82 | 8.5 | 7
Live | 217383483 |  | 10 | 16 | 34710 | 34299 | 32200 | 2.76 | 2.37 | 40320 | 3.6 | 1.96 | 9 | 7.5
Live | 217399342 |  | 10 | 16.5 | 34710 | 34299 | 32200 | 2.76 | 2.37 | 40320 | 3.6 | 1.96 | 9 | 7.5
Live | 217398880 |  | 9.8 | 15.2 | 34478 | 34629 | 32600 | 2.7 | 2.3 | 40992 | 3.54 | 1.82 | 8.5 | 7
Live | 217383481 |  | 10 | 16.5 | 34941 | 34299 | 32200 | 2.75 | 2.38 | 40320 | 3.62 | 1.96 | 9 | 7.5
Live | 217399341 |  | 10 | 16 | 34941 | 34629 | 32200 | 2.75 | 2.38 | 40320 | 3.65 | 1.98 | 9 | 7.5
Live | 217383479 |  | 10 | 16 | 34710 | 34299 | 32200 | 2.76 | 2.37 | 40320 | 3.6 | 1.96 | 9 | 7.5
Live | 217398879 |  | 9.8 | 15.2 | 34478 | 34629 | 32600 | 2.7 | 2.3 | 40992 | 3.54 | 1.82 | 8.5 | 7
Live | 217383477 |  | 10 | 16 | 35172 | 34299 | 32200 | 2.76 | 2.4 | 40320 | 3.69 | 1.98 | 9 | 7.5
Live | 217399340 |  | 10 | 16 | 34941 | 34629 | 32200 | 2.75 | 2.38 | 40320 | 3.65 | 1.98 | 9 | 7.5
Live | 217398878 |  | 9.8 | 15.5 | 34015 | 34629 | 32600 | 2.7 | 2.28 | 41216 | 3.42 | 1.82 | 8.5 | 7
Live | 217399339 |  | 10 | 16 | 34478 | 34629 | 32200 | 2.75 | 2.35 | 40320 | 3.56 | 1.96 | 9 | 7.5
Live | 217383475 |  | 10 | 16 | 34941 | 34299 | 32200 | 2.75 | 2.38 | 40320 | 3.65 | 1.98 | 9 | 7.5
Live | 217398877 |  | 9.8 | 15.5 | 34015 | 34629 | 32600 | 2.7 | 2.28 | 41216 | 3.42 | 1.82 | 8.5 | 7
Live | 217399338 |  | 10 | 16 | 34478 | 34629 | 32200 | 2.75 | 2.35 | 40320 | 3.56 | 1.96 | 9 | 7.5
Live | 217383474 |  | 10 | 16 | 34941 | 34299 | 32200 | 2.75 | 2.38 | 40320 | 3.62 | 1.96 | 9 | 7.5
Live | 217398876 |  | 9.8 | 15.2 | 34247 | 34958 | 32600 | 2.7 | 2.3 | 41216 | 3.5 | 1.82 | 8.5 | 7
Live | 217399337 |  | 10 | 16.5 | 34710 | 34299 | 32200 | 2.76 | 2.37 | 40320 | 3.58 | 1.96 | 9 | 7.5
Live | 217398875 |  | 9.8 | 15.2 | 34247 | 34958 | 32600 | 2.7 | 2.3 | 41216 | 3.5 | 1.82 | 8.5 | 7
Live | 217383472 |  | 10 | 16 | 34710 | 34299 | 32200 | 2.76 | 2.37 | 40320 | 3.58 | 1.96 | 9 | 7.5
Live | 217399336 |  | 10 | 16.5 | 34941 | 34299 | 32200 | 2.75 | 2.38 | 40320 | 3.62 | 1.96 | 9 | 7.5
Live | 217398874 |  | 9.8 | 16 | 34247 | 34958 | 32600 | 2.7 | 2.28 | 41216 | 3.48 | 1.8 | 8.5 | 7
Live | 217383470 |  | 10 | 16 | 34478 | 34299 | 32200 | 2.75 | 2.37 | 40320 | 3.58 | 1.96 | 9 | 7.5
Live | 217399335 |  | 10 | 16.5 | 34941 | 34299 | 32200 | 2.75 | 2.38 | 40320 | 3.62 | 1.96 | 9 | 7.5
Live | 217398873 |  | 9.8 | 16 | 34247 | 34958 | 32600 | 2.7 | 2.28 | 41216 | 3.48 | 1.8 | 8.5 | 7
Live | 217383467 |  | 10 | 15.5 | 34941 | 34299 | 32200 | 2.75 | 2.38 | 40320 | 3.65 | 1.98 | 9 | 7.5
Live | 217399334 |  | 10 | 16.5 | 34941 | 34299 | 32200 | 2.75 | 2.38 | 40320 | 3.62 | 1.96 | 9 | 7.5
Live | 217398872 |  | 9.8 | 16 | 34247 | 34958 | 32600 | 2.7 | 2.28 | 41216 | 3.48 | 1.82 | 8.5 | 7
Live | 217383465 |  | 10 | 16 | 34710 | 34299 | 32200 | 2.76 | 2.37 | 40320 | 3.6 | 1.96 | 9 | 7.5
Live | 217399333 |  | 10 | 16.5 | 34710 | 34299 | 32200 | 2.76 | 2.37 | 40320 | 3.6 | 1.96 | 9 | 7.5
Live | 217398871 |  | 9.8 | 16 | 34247 | 34958 | 32600 | 2.7 | 2.28 | 41216 | 3.48 | 1.82 | 8.5 | 7
Live | 217383463 |  | 10 | 15.5 | 34478 | 34629 | 32200 | 2.75 | 2.35 | 40320 | 3.55 | 1.96 | 9 | 7.5
Live | 217399332 |  | 10 | 16.5 | 34710 | 34299 | 32200 | 2.76 | 2.37 | 40320 | 3.6 | 1.96 | 9 | 7.5
Live | 217398870 |  | 9.8 | 16 | 34015 | 34629 | 32600 | 2.7 | 2.28 | 41216 | 3.44 | 1.82 | 8.5 | 7
Live | 217383461 |  | 9.8 | 16 | 34478 | 34958 | 32800 | 2.7 | 2.26 | 41216 | 3.52 | 1.82 | 8.5 | 7.5
Live | 217399331 |  | 10 | 16 | 34941 | 34629 | 32200 | 2.75 | 2.38 | 40320 | 3.65 | 1.98 | 9 | 7.5
Live | 217398869 |  | 9.8 | 16 | 34015 | 34629 | 32600 | 2.7 | 2.28 | 41216 | 3.44 | 1.82 | 8.5 | 7
Live | 217383459 |  | 9.5 | 14.5 | 33553 | 34958 | 33000 | 2.62 | 2.21 | 41440 | 3.34 | 1.8 | 8.5 | 7
Live | 217399330 |  | 10 | 16 | 34941 | 34629 | 32200 | 2.75 | 2.38 | 40320 | 3.65 | 1.98 | 9 | 7.5
Live | 217398868 |  | 9.8 | 16 | 34247 | 34629 | 32600 | 2.7 | 2.28 | 41216 | 3.48 | 1.82 | 8.5 | 7
Live | 217383457 |  | 9.5 | 15.5 | 34710 | 35288 | 32800 | 2.62 | 2.26 | 41216 | 3.56 | 1.92 | 9 | 7.5
Live | 217399329 |  | 10 | 16 | 34941 | 34629 | 32200 | 2.75 | 2.38 | 40320 | 3.65 | 1.98 | 9 | 7.5
Live | 217398867 |  | 9.8 | 16 | 34247 | 34629 | 32600 | 2.7 | 2.28 | 41216 | 3.48 | 1.82 | 8.5 | 7
Live | 217383455 |  | 9.5 | 14.5 | 33553 | 34958 | 33000 | 2.62 | 2.19 | 41440 | 3.32 | 1.8 | 8.5 | 7
Live | 217399328 |  | 10 | 16 | 34478 | 34629 | 32200 | 2.75 | 2.35 | 40320 | 3.56 | 1.96 | 9 | 7.5
Live | 217398866 |  | 9.8 | 15.2 | 34247 | 34958 | 32600 | 2.7 | 2.28 | 41216 | 3.48 | 1.82 | 8.5 | 7
Live | 217383453 |  | 9.8 | 16 | 34015 | 34958 | 32800 | 2.7 | 2.24 | 41216 | 3.4 | 1.8 | 8.5 | 7.5
Live | 217399327 |  | 10 | 16 | 34478 | 34629 | 32200 | 2.75 | 2.35 | 40320 | 3.56 | 1.96 | 9 | 7.5
Live | 217398865 |  | 9.8 | 15.2 | 34247 | 34958 | 32600 | 2.7 | 2.28 | 41216 | 3.48 | 1.82 | 8.5 | 7
Live | 217383451 |  | 9.8 | 16.5 | 34015 | 34958 | 32800 | 2.7 | 2.24 | 41216 | 3.44 | 1.8 | 8.5 | 7.5
Live | 217399326 |  | 10 | 16 | 34478 | 34629 | 32200 | 2.75 | 2.35 | 40320 | 3.56 | 1.96 | 9 | 7.5
Live | 217398864 |  | 10 | 16 | 34710 | 34629 | 32600 | 2.76 | 2.33 | 40992 | 3.59 | 1.82 | 8.5 | 7
Live | 217383449 |  | 9.8 | 16 | 34015 | 34958 | 32800 | 2.7 | 2.24 | 41440 | 3.4 | 1.8 | 8.5 | 7.5
Live | 217383447 |  | 9.5 | 15.5 | 33553 | 34958 | 33000 | 2.62 | 2.21 | 41440 | 3.32 | 1.8 | 8.5 | 7.5
Live | 217398863 |  | 10 | 16 | 34710 | 34629 | 32600 | 2.76 | 2.33 | 40992 | 3.59 | 1.82 | 8.5 | 7
Live | 217399325 |  | 9.8 | 15.5 | 34478 | 34629 | 32400 | 2.7 | 2.33 | 40544 | 3.55 | 1.96 | 9 | 7.5
Live | 217383445 |  | 9.8 | 16 | 33784 | 34958 | 33000 | 2.7 | 2.23 | 41440 | 3.35 | 1.8 | 8.5 | 7.5
Live | 217399324 |  | 9.8 | 15.5 | 34478 | 34629 | 32400 | 2.7 | 2.33 | 40544 | 3.55 | 1.96 | 9 | 7.5
Live | 217398862 |  | 9.8 | 15.2 | 34247 | 34629 | 32600 | 2.7 | 2.3 | 40992 | 3.48 | 1.8 | 8.5 | 7
Live | 217383443 |  | 9.8 | 16 | 34015 | 34958 | 32800 | 2.7 | 2.24 | 41216 | 3.4 | 1.8 | 8.5 | 7.5
Live | 217398861 |  | 9.8 | 15.2 | 34247 | 34629 | 32600 | 2.7 | 2.3 | 40992 | 3.48 | 1.8 | 8.5 | 7
Live | 217399323 |  | 10 | 16.5 | 35172 | 34299 | 32200 | 2.76 | 2.4 | 40320 | 3.69 | 1.98 | 9 | 7.5
Live | 217383441 |  | 9.8 | 16.5 | 34015 | 34958 | 32800 | 2.7 | 2.24 | 41216 | 3.44 | 1.8 | 8.5 | 7.5
Live | 217399322 |  | 10 | 16.5 | 35172 | 34299 | 32200 | 2.76 | 2.4 | 40320 | 3.69 | 1.98 | 9 | 7.5
Live | 217398860 |  | 9.8 | 15.5 | 33784 | 34629 | 32600 | 2.7 | 2.28 | 41216 | 3.42 | 1.82 | 8.5 | 7
Live | 217383439 |  | 9.8 | 16 | 34015 | 34958 | 32800 | 2.7 | 2.24 | 41440 | 3.4 | 1.8 | 8.5 | 7.5
Live | 217399321 |  | 10 | 16.5 | 35172 | 34299 | 32200 | 2.76 | 2.4 | 40320 | 3.69 | 1.98 | 9 | 7.5
Live | 217398859 |  | 9.8 | 15.5 | 33784 | 34629 | 32600 | 2.7 | 2.28 | 41216 | 3.42 | 1.82 | 8.5 | 7
Live | 217383437 |  | 9.5 | 15.5 | 33553 | 34958 | 33000 | 2.62 | 2.21 | 41440 | 3.32 | 1.8 | 8.5 | 7.5
Live | 217399320 |  | 10 | 16 | 34710 | 34299 | 32200 | 2.76 | 2.37 | 40320 | 3.6 | 1.96 | 9 | 7.5
Live | 217383435 |  | 9.8 | 16 | 33784 | 34958 | 33000 | 2.7 | 2.23 | 41440 | 3.35 | 1.8 | 8.5 | 7.5
Live | 217398858 |  | 9.8 | 15.2 | 34478 | 34629 | 32600 | 2.7 | 2.3 | 40992 | 3.5 | 1.8 | 8.5 | 7
Live | 217399319 |  | 10 | 16 | 34710 | 34299 | 32200 | 2.76 | 2.37 | 40320 | 3.6 | 1.96 | 9 | 7.5
Live | 217383433 |  | 9.5 | 15 | 33321 | 35288 | 33200 | 2.62 | 2.17 | 41664 | 3.29 | 1.8 | 8.5 | 7
Live | 217398857 |  | 9.8 | 16 | 34710 | 34629 | 32600 | 2.7 | 2.31 | 40992 | 3.56 | 1.82 | 8.5 | 7
Live | 217399318 |  | 10 | 16 | 34941 | 34299 | 32200 | 2.75 | 2.38 | 40320 | 3.62 | 1.96 | 9 | 7.5
Live | 217383430 |  | 9.8 | 16 | 33553 | 34958 | 32800 | 2.7 | 2.23 | 41440 | 3.35 | 1.78 | 8.5 | 7.5
Live | 217398856 |  | 9.8 | 15.2 | 34247 | 34958 | 32600 | 2.7 | 2.3 | 41216 | 3.5 | 1.82 | 8.5 | 7
Live | 217383428 |  | 9.8 | 16 | 33553 | 34958 | 33000 | 2.7 | 2.23 | 41440 | 3.35 | 1.78 | 8.5 | 7.5
Live | 217399317 |  | 10 | 16 | 34941 | 34299 | 32200 | 2.75 | 2.38 | 40320 | 3.62 | 1.96 | 9 | 7.5
Live | 217398855 |  | 9.8 | 16 | 34247 | 34958 | 32600 | 2.7 | 2.28 | 41216 | 3.48 | 1.8 | 8.5 | 7
Live | 217383426 |  | 9.8 | 16 | 34015 | 34958 | 32800 | 2.7 | 2.24 | 41440 | 3.42 | 1.8 | 8.5 | 7.5
Live | 217399316 |  | 10 | 16 | 34941 | 34629 | 32200 | 2.75 | 2.37 | 40320 | 3.6 | 1.98 | 9 | 7.5
Live | 217398854 |  | 9.8 | 15.2 | 34247 | 34958 | 32600 | 2.7 | 2.28 | 41216 | 3.46 | 1.82 | 8.5 | 7
Live | 217383424 |  | 9.8 | 16 | 34015 | 34958 | 32800 | 2.7 | 2.24 | 41440 | 3.42 | 1.8 | 8.5 | 7.5
Live | 217399315 |  | 10 | 16 | 34941 | 34629 | 32200 | 2.75 | 2.37 | 40320 | 3.6 | 1.98 | 9 | 7.5
Live | 217398853 |  | 9.8 | 16 | 34015 | 34629 | 32600 | 2.7 | 2.28 | 41216 | 3.44 | 1.82 | 8.5 | 7
Live | 217383422 |  | 9.5 | 15.5 | 33321 | 34958 | 33000 | 2.62 | 2.19 | 41440 | 3.32 | 1.8 | 8.5 | 7
Live | 217399314 |  | 10 | 16.5 | 34941 | 34299 | 32200 | 2.75 | 2.38 | 40320 | 3.65 | 1.98 | 9 | 7.5
Live | 217398852 |  | 9.8 | 16 | 34247 | 34629 | 32600 | 2.7 | 2.28 | 41216 | 3.48 | 1.82 | 8.5 | 7
Live | 217383420 |  | 9.8 | 16.5 | 34247 | 34958 | 32800 | 2.7 | 2.24 | 41216 | 3.44 | 1.8 | 8.5 | 7.5
Live | 217399313 |  | 10 | 16.5 | 34710 | 34299 | 32200 | 2.76 | 2.37 | 40320 | 3.6 | 1.96 | 9 | 7.5
Live | 217383419 |  | 9.8 | 16 | 34015 | 34958 | 32800 | 2.7 | 2.24 | 41440 | 3.4 | 1.8 | 8.5 | 7.5
Live | 217398851 |  | 9.8 | 15 | 34710 | 34629 | 32600 | 2.7 | 2.31 | 40992 | 3.56 | 1.82 | 8.5 | 7
Live | 217399312 |  | 10 | 16 | 34941 | 34629 | 32200 | 2.75 | 2.38 | 40320 | 3.65 | 1.98 | 9 | 7.5
Live | 217383417 |  | 9.5 | 15.5 | 33553 | 34958 | 33000 | 2.62 | 2.21 | 41440 | 3.32 | 1.8 | 8.5 | 7.5
Live | 217398850 |  | 9.8 | 15 | 34710 | 34629 | 32600 | 2.7 | 2.31 | 40992 | 3.56 | 1.82 | 8.5 | 7
Live | 217399311 |  | 10 | 16 | 34478 | 34629 | 32200 | 2.75 | 2.35 | 40320 | 3.56 | 1.96 | 9 | 7.5
Live | 217398849 |  | 9.8 | 15 | 34478 | 34629 | 32600 | 2.7 | 2.3 | 40992 | 3.52 | 1.8 | 8.5 | 7
Live | 217383415 |  | 9.8 | 16 | 33784 | 34958 | 33000 | 2.7 | 2.23 | 41440 | 3.35 | 1.8 | 8.5 | 7.5
Live | 217398848 |  | 9.8 | 15 | 34478 | 34629 | 32600 | 2.7 | 2.3 | 40992 | 3.52 | 1.8 | 8.5 | 7
Live | 217399310 |  | 9.8 | 15.5 | 34478 | 34629 | 32400 | 2.7 | 2.33 | 40544 | 3.55 | 1.96 | 9 | 7.5
Live | 217383413 |  | 9.5 | 15 | 33321 | 35288 | 33200 | 2.62 | 2.17 | 41664 | 3.29 | 1.8 | 8.5 | 7
Live | 217398847 |  | 9.8 | 15.2 | 34015 | 34629 | 32600 | 2.7 | 2.28 | 41216 | 3.44 | 1.8 | 8.5 | 7
Live | 217383411 |  | 10 | 15.5 | 34247 | 34958 | 32800 | 2.76 | 2.26 | 41216 | 3.48 | 1.82 | 8.5 | 7.5
Live | 217399309 |  | 10 | 15.5 | 35172 | 34299 | 32200 | 2.76 | 2.38 | 40320 | 3.67 | 1.98 | 9 | 7.5
Live | 217398846 |  | 9.8 | 15.2 | 34015 | 34629 | 32600 | 2.7 | 2.28 | 41216 | 3.44 | 1.8 | 8.5 | 7
Live | 217383409 |  | 9.8 | 15.5 | 34015 | 34958 | 32800 | 2.7 | 2.24 | 41216 | 3.44 | 1.8 | 8.5 | 7.5
Live | 217399308 |  | 10 | 16 | 34941 | 34299 | 32200 | 2.75 | 2.38 | 40320 | 3.62 | 1.96 | 9 | 7.5
Live | 217398845 |  | 10 | 15.2 | 34710 | 34629 | 32600 | 2.76 | 2.31 | 40992 | 3.56 | 1.82 | 8.5 | 7
Live | 217383407 |  | 9.8 | 15.5 | 33784 | 34958 | 33000 | 2.7 | 2.23 | 41440 | 3.35 | 1.8 | 8.5 | 7.5
Live | 217399307 |  | 10 | 16 | 34941 | 34299 | 32200 | 2.75 | 2.38 | 40320 | 3.62 | 1.96 | 9 | 7.5
Live | 217398844 |  | 10 | 15.2 | 34710 | 34629 | 32600 | 2.76 | 2.31 | 40992 | 3.56 | 1.82 | 8.5 | 7
Live | 217383405 |  | 9.8 | 15.5 | 33321 | 34958 | 33000 | 2.7 | 2.21 | 41440 | 3.32 | 1.8 | 8.5 | 7.5
Live | 217399306 |  | 10 | 15.5 | 35172 | 34629 | 32200 | 2.76 | 2.38 | 40320 | 3.73 | 1.98 | 9 | 7.5
Live | 217398843 |  | 9.8 | 15 | 34478 | 34629 | 32600 | 2.7 | 2.3 | 40992 | 3.52 | 1.82 | 8.5 | 7
Live | 217383402 |  | 9.5 | 15.2 | 33553 | 34958 | 33000 | 2.62 | 2.21 | 41440 | 3.34 | 1.78 | 8.5 | 7.5
Live | 217399305 |  | 10 | 15.5 | 35172 | 34629 | 32200 | 2.76 | 2.38 | 40320 | 3.73 | 1.98 | 9 | 7.5
Live | 217398842 |  | 9.8 | 15 | 34478 | 34629 | 32600 | 2.7 | 2.3 | 40992 | 3.52 | 1.82 | 8.5 | 7
Live | 217383400 |  | 10 | 15.5 | 34015 | 34958 | 32800 | 2.75 | 2.24 | 41216 | 3.44 | 1.8 | 8.5 | 7.5
Live | 217398841 |  | 9.8 | 15 | 34478 | 34629 | 32600 | 2.7 | 2.3 | 40992 | 3.52 | 1.82 | 8.5 | 7
Live | 217399304 |  | 10 | 15.5 | 34941 | 34629 | 32200 | 2.75 | 2.37 | 40320 | 3.62 | 1.96 | 9 | 7.5
Live | 217383398 |  | 10 | 15.5 | 34015 | 34958 | 32800 | 2.75 | 2.26 | 41216 | 3.44 | 1.8 | 8.5 | 7.5
Live | 217399303 |  | 10 | 15.5 | 34941 | 34629 | 32200 | 2.75 | 2.37 | 40320 | 3.62 | 1.96 | 9 | 7.5
Live | 217398840 |  | 9.8 | 15 | 34247 | 34629 | 32600 | 2.7 | 2.3 | 40992 | 3.5 | 1.8 | 8.5 | 7
Live | 217383396 |  | 10 | 15.5 | 34015 | 34958 | 32800 | 2.75 | 2.24 | 41216 | 3.44 | 1.8 | 8.5 | 7.5
Live | 217399302 |  | 10 | 15.2 | 34941 | 34629 | 32200 | 2.75 | 2.37 | 40320 | 3.62 | 1.96 | 9 | 7.5
Live | 217398839 |  | 9.8 | 15 | 34247 | 34629 | 32600 | 2.7 | 2.3 | 40992 | 3.5 | 1.8 | 8.5 | 7
Live | 217383394 |  | 9.8 | 15.5 | 33784 | 34958 | 32800 | 2.7 | 2.23 | 41440 | 3.35 | 1.8 | 8.5 | 7.5
Live | 217399301 |  | 10 | 15.2 | 34941 | 34629 | 32200 | 2.75 | 2.37 | 40320 | 3.62 | 1.96 | 9 | 7.5
Live | 217398838 |  | 9.8 | 15 | 34015 | 34629 | 32600 | 2.7 | 2.28 | 41216 | 3.44 | 1.8 | 8.5 | 7
Live | 217383392 |  | 9.8 | 15.5 | 33784 | 34958 | 33000 | 2.7 | 2.23 | 41440 | 3.35 | 1.8 | 8.5 | 7.5
Live | 217398837 |  | 9.8 | 15 | 34015 | 34629 | 32600 | 2.7 | 2.28 | 41216 | 3.44 | 1.8 | 8.5 | 7
Live | 217399300 |  | 10 | 16 | 34941 | 34299 | 32200 | 2.75 | 2.38 | 40320 | 3.65 | 1.98 | 9 | 7.5
Live | 217383390 |  | 9.8 | 16 | 33784 | 34958 | 32800 | 2.7 | 2.23 | 41440 | 3.37 | 1.8 | 8.5 | 7.5
Live | 217398836 |  | 9.8 | 15 | 34015 | 34629 | 32600 | 2.7 | 2.28 | 41216 | 3.44 | 1.8 | 8.5 | 7
Live | 217383388 |  | 9.8 | 16 | 34015 | 34958 | 32800 | 2.7 | 2.24 | 41216 | 3.44 | 1.8 | 8.5 | 7.5
Live | 217399299 |  | 10 | 16 | 34941 | 34299 | 32200 | 2.75 | 2.38 | 40320 | 3.65 | 1.98 | 9 | 7.5
Live | 217398835 |  | 9.8 | 15 | 34015 | 34629 | 32600 | 2.7 | 2.28 | 41216 | 3.44 | 1.8 | 8.5 | 7
Live | 217383386 |  | 9.8 | 16 | 33553 | 34958 | 33000 | 2.7 | 2.21 | 41440 | 3.34 | 1.8 | 8.5 | 7.5
Live | 217399298 |  | 10 | 16 | 34941 | 34299 | 32200 | 2.75 | 2.38 | 40320 | 3.65 | 1.98 | 9 | 7.5
Live | 217398834 |  | 9.8 | 15 | 34478 | 34629 | 32600 | 2.7 | 2.3 | 40992 | 3.5 | 1.8 | 8.5 | 7
Live | 217399297 |  | 10 | 16 | 34941 | 34299 | 32200 | 2.75 | 2.38 | 40320 | 3.62 | 1.96 | 9 | 7.5
Live | 217398833 |  | 9.8 | 15 | 34478 | 34629 | 32600 | 2.7 | 2.3 | 40992 | 3.5 | 1.8 | 8.5 | 7
Live | 217383384 |  | 9.8 | 16 | 34015 | 34958 | 32800 | 2.7 | 2.24 | 41440 | 3.42 | 1.8 | 8.5 | 7.5
Live | 217399296 |  | 10 | 16 | 34941 | 34299 | 32200 | 2.75 | 2.38 | 40320 | 3.62 | 1.96 | 9 | 7.5
Live | 217398832 |  | 9.8 | 15 | 34015 | 34629 | 32600 | 2.7 | 2.28 | 41216 | 3.46 | 1.82 | 8.5 | 7
Live | 217383382 |  | 9.8 | 16 | 34015 | 34958 | 32800 | 2.7 | 2.24 | 41440 | 3.42 | 1.8 | 8.5 | 7.5
Live | 217399295 |  | 10 | 16 | 35404 | 34299 | 32200 | 2.75 | 2.4 | 40320 | 3.7 | 1.98 | 9 | 7.5
Live | 217398831 |  | 9.8 | 15 | 34015 | 34629 | 32600 | 2.7 | 2.28 | 41216 | 3.46 | 1.82 | 8.5 | 7
Live | 217383380 |  | 9.8 | 16.5 | 33553 | 34958 | 33000 | 2.7 | 2.23 | 41440 | 3.34 | 1.8 | 8.5 | 7.5
Live | 217399294 |  | 10 | 16 | 35404 | 34299 | 32200 | 2.75 | 2.4 | 40320 | 3.7 | 1.98 | 9 | 7.5
Live | 217383377 |  | 10 | 16.5 | 34015 | 34958 | 32800 | 2.75 | 2.24 | 41216 | 3.42 | 1.8 | 8.5 | 7.5
Live | 217383375 |  | 9.8 | 16 | 33553 | 34958 | 32800 | 2.7 | 2.23 | 41440 | 3.35 | 1.78 | 8.5 | 7.5
Live | 217399293 |  | 10 | 16 | 34478 | 34299 | 32200 | 2.75 | 2.37 | 40320 | 3.56 | 1.96 | 9 | 7.5
Live | 217398830 |  | 9.8 | 15 | 34247 | 34629 | 32600 | 2.7 | 2.3 | 40992 | 3.48 | 1.82 | 8.5 | 7
Live | 217383373 |  | 10 | 16 | 34478 | 34958 | 32800 | 2.75 | 2.26 | 41216 | 3.5 | 1.8 | 8.5 | 7.5
Live | 217399292 |  | 10 | 16 | 34478 | 34299 | 32200 | 2.75 | 2.37 | 40320 | 3.56 | 1.96 | 9 | 7.5
Live | 217398829 |  | 9.8 | 15 | 34247 | 34629 | 32600 | 2.7 | 2.3 | 40992 | 3.48 | 1.82 | 8.5 | 7
Live | 217383371 |  | 9.8 | 16 | 34015 | 34958 | 32800 | 2.7 | 2.24 | 41216 | 3.44 | 1.8 | 8.5 | 7.5
Live | 217399291 |  | 10 | 16.5 | 35172 | 34299 | 32200 | 2.76 | 2.4 | 40320 | 3.69 | 1.98 | 9 | 7.5
Live | 217398828 |  | 9.5 | 14.5 | 33784 | 34958 | 32800 | 2.62 | 2.26 | 41216 | 3.42 | 1.82 | 8.5 | 7
Live | 217399290 |  | 10 | 16.5 | 35172 | 34299 | 32200 | 2.76 | 2.4 | 40320 | 3.69 | 1.98 | 9 | 7.5
Live | 217383370 |  | 9.8 | 16 | 33553 | 34958 | 33000 | 2.7 | 2.21 | 41440 | 3.34 | 1.8 | 8.5 | 7.5
Live | 217398827 |  | 9.5 | 14.5 | 33784 | 34958 | 32800 | 2.62 | 2.26 | 41216 | 3.42 | 1.82 | 8.5 | 7
Live | 217399289 |  | 10 | 16 | 34710 | 34299 | 32200 | 2.76 | 2.37 | 40320 | 3.6 | 1.96 | 9 | 7.5
Live | 217383368 |  | 9.8 | 16 | 33784 | 34958 | 32800 | 2.7 | 2.23 | 41440 | 3.4 | 1.8 | 8.5 | 7.5
Live | 217398826 |  | 9.8 | 15 | 34015 | 34958 | 32800 | 2.7 | 2.26 | 41216 | 3.42 | 1.82 | 8.5 | 7
Live | 217399288 |  | 10 | 16 | 34710 | 34299 | 32200 | 2.76 | 2.37 | 40320 | 3.6 | 1.96 | 9 | 7.5
Live | 217383366 |  | 10 | 15.5 | 34478 | 34958 | 32800 | 2.75 | 2.28 | 41216 | 3.5 | 1.8 | 8.5 | 7.5
Live | 217398825 |  | 9.8 | 15 | 34015 | 34958 | 32800 | 2.7 | 2.26 | 41216 | 3.42 | 1.82 | 8.5 | 7
Live | 217399287 |  | 10 | 16.5 | 34941 | 34299 | 32200 | 2.75 | 2.38 | 40320 | 3.62 | 1.96 | 9 | 7.5
Live | 217383364 |  | 10 | 15.5 | 34247 | 34958 | 32800 | 2.76 | 2.26 | 41216 | 3.46 | 1.8 | 8.5 | 7.5
Live | 217398824 |  | 9.8 | 15.2 | 35404 | 34958 | 32400 | 2.7 | 2.35 | 40768 | 3.69 | 1.86 | 8.5 | 7.5
Live | 217399286 |  | 10 | 16.5 | 34941 | 34299 | 32200 | 2.75 | 2.38 | 40320 | 3.62 | 1.96 | 9 | 7.5
Live | 217383362 |  | 9.8 | 15.5 | 33553 | 34958 | 33000 | 2.7 | 2.21 | 41440 | 3.34 | 1.78 | 8.5 | 7.5
Live | 217399285 |  | 10 | 16.5 | 34941 | 34299 | 32200 | 2.75 | 2.38 | 40320 | 3.62 | 1.96 | 9 | 7.5
Live | 217398823 |  | 9.8 | 15 | 35635 | 34958 | 32400 | 2.7 | 2.35 | 40768 | 3.73 | 1.86 | 8.5 | 7.5
Live | 217383360 |  | 9.8 | 15.5 | 33784 | 34958 | 32800 | 2.7 | 2.24 | 41440 | 3.4 | 1.8 | 8.5 | 7.5
Live | 217399284 |  | 10 | 16.5 | 34941 | 34299 | 32200 | 2.75 | 2.38 | 40320 | 3.62 | 1.96 | 9 | 7.5
Live | 217398822 |  | 9.8 | 16 | 34478 | 34629 | 32400 | 2.7 | 2.33 | 40768 | 3.57 | 1.82 | 8.5 | 7
Live | 217383358 |  | 9.8 | 15.5 | 33784 | 34958 | 32800 | 2.7 | 2.23 | 41440 | 3.37 | 1.8 | 8.5 | 7.5
Live | 217399283 |  | 10 | 16 | 34710 | 34629 | 32200 | 2.76 | 2.37 | 40320 | 3.6 | 1.96 | 9 | 7.5
Live | 217398821 |  | 9.8 | 16 | 34478 | 34629 | 32400 | 2.7 | 2.33 | 40768 | 3.57 | 1.82 | 8.5 | 7
Live | 217383356 |  | 9.8 | 15.5 | 34015 | 34958 | 32800 | 2.7 | 2.24 | 41216 | 3.44 | 1.8 | 8.5 | 7.5
Live | 217383354 |  | 9.8 | 15.5 | 33784 | 34958 | 32800 | 2.7 | 2.23 | 41440 | 3.37 | 1.8 | 8.5 | 7.5
Live | 217398820 |  | 10 | 16 | 34478 | 34629 | 32400 | 2.75 | 2.33 | 40768 | 3.55 | 1.82 | 8.5 | 7
Live | 217399282 |  | 10 | 16 | 34710 | 34629 | 32200 | 2.76 | 2.37 | 40320 | 3.6 | 1.96 | 9 | 7.5
Live | 217383352 |  | 9.5 | 15.2 | 33553 | 34958 | 33000 | 2.62 | 2.21 | 41440 | 3.34 | 1.78 | 8.5 | 7.5
Live | 217398819 |  | 10 | 16 | 34710 | 34629 | 32400 | 2.76 | 2.33 | 40768 | 3.59 | 1.82 | 8.5 | 7
Live | 217399281 |  | 10 | 17 | 35404 | 34299 | 32000 | 2.75 | 2.4 | 40096 | 3.73 | 1.98 | 9 | 7.5
Live | 217383349 |  | 10 | 16 | 35867 | 34629 | 32200 | 2.75 | 2.38 | 40320 | 3.79 | 2 | 9 | 7.5
Live | 217398818 |  | 10 | 16 | 34710 | 34629 | 32400 | 2.76 | 2.33 | 40768 | 3.59 | 1.82 | 8.5 | 7
Live | 217399280 |  | 10 | 17 | 35404 | 34299 | 32000 | 2.75 | 2.4 | 40096 | 3.73 | 1.98 | 9 | 7.5
Live | 217383347 |  | 10 | 15 | 34710 | 34629 | 32200 | 2.76 | 2.35 | 40320 | 3.58 | 1.98 | 9 | 7.5
Live | 217398817 |  | 9.8 | 16 | 34478 | 34629 | 32400 | 2.7 | 2.33 | 40768 | 3.55 | 1.84 | 8.5 | 7
Live | 217383345 |  | 10 | 15.5 | 36098 | 34629 | 32200 | 2.76 | 2.4 | 40320 | 3.81 | 2 | 9 | 7.5
Live | 217399279 |  | 10 | 16.5 | 34710 | 34299 | 32200 | 2.76 | 2.38 | 40320 | 3.62 | 1.96 | 9 | 7.5
Live | 217398816 |  | 9.8 | 16 | 34478 | 34629 | 32400 | 2.7 | 2.33 | 40768 | 3.55 | 1.84 | 8.5 | 7
Live | 217383343 |  | 10 | 14.5 | 34478 | 34629 | 32200 | 2.75 | 2.35 | 40544 | 3.57 | 1.96 | 9 | 7.5
Live | 217398815 |  | 9.8 | 15.2 | 34015 | 34629 | 32600 | 2.7 | 2.3 | 40992 | 3.46 | 1.82 | 8.5 | 7
Live | 217399278 |  | 10 | 16.5 | 34710 | 34299 | 32200 | 2.76 | 2.38 | 40320 | 3.62 | 1.96 | 9 | 7.5
Live | 217383341 |  | 10 | 16.5 | 34710 | 34299 | 32200 | 2.76 | 2.37 | 40320 | 3.58 | 1.96 | 9 | 7.5
Live | 217398814 |  | 9.8 | 15.2 | 34015 | 34629 | 32600 | 2.7 | 2.3 | 40992 | 3.46 | 1.82 | 8.5 | 7
Live | 217398813 |  | 9.8 | 15.2 | 34247 | 34629 | 32600 | 2.7 | 2.31 | 40992 | 3.5 | 1.82 | 8.5 | 7
Live | 217399277 |  | 10 | 16.5 | 35172 | 34299 | 32200 | 2.76 | 2.4 | 40320 | 3.69 | 1.98 | 9 | 7.5
Live | 217383339 |  | 10 | 16.5 | 34941 | 34299 | 32200 | 2.75 | 2.38 | 40320 | 3.65 | 1.98 | 9 | 7.5
Live | 217383337 |  | 10 | 16.5 | 34710 | 34299 | 32200 | 2.76 | 2.37 | 40320 | 3.6 | 1.96 | 9 | 7.5
Live | 217398812 |  | 9.8 | 15.2 | 34247 | 34629 | 32600 | 2.7 | 2.31 | 40992 | 3.5 | 1.82 | 8.5 | 7
Live | 217399276 |  | 10 | 16.5 | 35172 | 34299 | 32200 | 2.76 | 2.4 | 40320 | 3.69 | 1.98 | 9 | 7.5
Live | 217383335 |  | 10 | 16 | 35172 | 34629 | 32200 | 2.76 | 2.38 | 40320 | 3.67 | 1.98 | 9 | 7.5
Live | 217399275 |  | 10 | 16.5 | 35172 | 34299 | 32200 | 2.76 | 2.4 | 40320 | 3.69 | 1.98 | 9 | 7.5
Live | 217398811 |  | 9.8 | 16 | 34478 | 34629 | 32400 | 2.7 | 2.33 | 40768 | 3.57 | 1.82 | 8.5 | 7
Live | 217383333 |  | 10 | 16 | 34478 | 34629 | 32200 | 2.75 | 2.35 | 40320 | 3.56 | 1.98 | 9 | 7.5
Live | 217399274 |  | 10 | 16 | 34710 | 34299 | 32200 | 2.76 | 2.37 | 40320 | 3.6 | 1.96 | 9 | 7.5
Live | 217398810 |  | 9.8 | 16 | 34478 | 34629 | 32400 | 2.7 | 2.33 | 40768 | 3.57 | 1.82 | 8.5 | 7
Live | 217383331 |  | 10 | 16.5 | 34710 | 34299 | 32200 | 2.76 | 2.37 | 40320 | 3.58 | 1.96 | 9 | 7.5
Live | 217399273 |  | 10 | 16.5 | 34941 | 34299 | 32200 | 2.75 | 2.38 | 40320 | 3.62 | 1.96 | 9 | 7.5
Live | 217398809 |  | 9.8 | 16 | 34478 | 34629 | 32400 | 2.7 | 2.33 | 40768 | 3.57 | 1.82 | 8.5 | 7
Live | 217383329 |  | 10 | 16.5 | 34941 | 34299 | 32200 | 2.75 | 2.38 | 40320 | 3.65 | 1.98 | 9 | 7.5
Live | 217399272 |  | 10 | 16 | 34710 | 34299 | 32200 | 2.76 | 2.37 | 40320 | 3.6 | 1.96 | 9 | 7.5
Live | 217399271 |  | 10 | 16 | 35172 | 34299 | 32200 | 2.76 | 2.4 | 40320 | 3.69 | 1.98 | 9 | 7.5
Live | 217398808 |  | 10 | 16 | 34478 | 34629 | 32400 | 2.75 | 2.33 | 40768 | 3.55 | 1.82 | 8.5 | 7
Live | 217383327 |  | 10 | 16.5 | 34710 | 34299 | 32200 | 2.76 | 2.37 | 40320 | 3.6 | 1.96 | 9 | 7.5
Live | 217399270 |  | 10 | 16 | 35172 | 34299 | 32200 | 2.76 | 2.4 | 40320 | 3.69 | 1.98 | 9 | 7.5
Live | 217398807 |  | 10 | 16 | 34710 | 34629 | 32400 | 2.76 | 2.33 | 40768 | 3.59 | 1.82 | 8.5 | 7
Live | 217383324 |  | 10 | 16 | 35172 | 34629 | 32200 | 2.76 | 2.38 | 40320 | 3.67 | 1.98 | 9 | 7.5
Live | 217398806 |  | 10 | 16 | 34710 | 34629 | 32400 | 2.76 | 2.33 | 40768 | 3.59 | 1.82 | 8.5 | 7
Live | 217399269 |  | 10 | 16 | 34941 | 34299 | 32200 | 2.75 | 2.38 | 40320 | 3.65 | 1.98 | 9 | 7.5
Live | 217383322 |  | 10 | 16 | 34478 | 34629 | 32200 | 2.75 | 2.35 | 40320 | 3.56 | 1.98 | 9 | 7.5
Live | 217398805 |  | 10 | 16 | 34710 | 34629 | 32400 | 2.76 | 2.33 | 40768 | 3.59 | 1.82 | 8.5 | 7
Live | 217399268 |  | 10 | 16 | 34941 | 34299 | 32200 | 2.75 | 2.38 | 40320 | 3.65 | 1.98 | 9 | 7.5
Live | 217383320 |  | 9.8 | 15.5 | 34478 | 34629 | 32400 | 2.7 | 2.33 | 40544 | 3.55 | 1.96 | 9 | 7.5
Live | 217398804 |  | 9.8 | 16 | 34478 | 34629 | 32400 | 2.7 | 2.33 | 40768 | 3.55 | 1.84 | 8.5 | 7
Live | 217399267 |  | 10 | 16 | 34941 | 34299 | 32200 | 2.75 | 2.38 | 40320 | 3.62 | 1.96 | 9 | 7.5
Live | 217383318 |  | 10 | 16.5 | 35172 | 34299 | 32200 | 2.76 | 2.4 | 40320 | 3.69 | 1.98 | 9 | 7.5
Live | 217398803 |  | 9.8 | 16 | 34478 | 34629 | 32400 | 2.7 | 2.33 | 40768 | 3.55 | 1.84 | 8.5 | 7
Live | 217399266 |  | 10 | 16 | 34941 | 34299 | 32200 | 2.75 | 2.38 | 40320 | 3.62 | 1.96 | 9 | 7.5
Live | 217383315 |  | 10 | 16.5 | 35404 | 34299 | 32200 | 2.75 | 2.4 | 40320 | 3.7 | 1.98 | 9 | 7.5
Live | 217398802 |  | 9.8 | 15.2 | 34015 | 34629 | 32600 | 2.7 | 2.3 | 40992 | 3.46 | 1.82 | 8.5 | 7
Live | 217399265 |  | 10 | 16 | 34710 | 34299 | 32200 | 2.76 | 2.37 | 40320 | 3.58 | 1.96 | 9 | 7.5
Live | 217383313 |  | 10 | 16 | 34941 | 34299 | 32200 | 2.75 | 2.38 | 40320 | 3.62 | 1.96 | 9 | 7.5
Live | 217398801 |  | 9.8 | 15.2 | 34015 | 34629 | 32600 | 2.7 | 2.3 | 40992 | 3.46 | 1.82 | 8.5 | 7
Live | 217399264 |  | 10 | 16 | 34710 | 34299 | 32200 | 2.76 | 2.37 | 40320 | 3.58 | 1.96 | 9 | 7.5
Live | 217383311 |  | 10 | 16 | 34941 | 34299 | 32200 | 2.75 | 2.38 | 40320 | 3.65 | 1.98 | 9 | 7.5
Live | 217398800 |  | 9.8 | 15.2 | 34015 | 34629 | 32600 | 2.7 | 2.3 | 40992 | 3.46 | 1.82 | 8.5 | 7
Live | 217383308 |  | 10 | 16 | 34941 | 34629 | 32200 | 2.75 | 2.37 | 40320 | 3.6 | 1.96 | 9 | 7.5
Live | 217399263 |  | 10 | 16 | 34478 | 34299 | 32200 | 2.75 | 2.37 | 40320 | 3.58 | 1.96 | 9 | 7.5
Live | 217398799 |  | 9.8 | 15.2 | 34247 | 34629 | 32600 | 2.7 | 2.31 | 40992 | 3.5 | 1.82 | 8.5 | 7
Live | 217383306 |  | 10 | 16.5 | 34941 | 34299 | 32200 | 2.75 | 2.38 | 40320 | 3.65 | 1.98 | 9 | 7.5
Live | 217399262 |  | 10 | 16 | 34478 | 34299 | 32200 | 2.75 | 2.37 | 40320 | 3.58 | 1.96 | 9 | 7.5
Live | 217398798 |  | 9.8 | 15.2 | 34247 | 34629 | 32600 | 2.7 | 2.31 | 40992 | 3.5 | 1.82 | 8.5 | 7
Live | 217383304 |  | 10 | 16.5 | 34710 | 34299 | 32200 | 2.76 | 2.37 | 40320 | 3.6 | 1.96 | 9 | 7.5
Live | 217399261 |  | 10 | 15.5 | 34941 | 34299 | 32200 | 2.75 | 2.38 | 40320 | 3.65 | 1.98 | 9 | 7.5
Live | 217398797 |  | 9.8 | 15.2 | 34247 | 34629 | 32600 | 2.7 | 2.31 | 40992 | 3.5 | 1.82 | 8.5 | 7
Live | 217383302 |  | 10 | 16 | 35172 | 34629 | 32200 | 2.76 | 2.38 | 40320 | 3.67 | 1.98 | 9 | 7.5
Live | 217399260 |  | 10 | 15.5 | 34941 | 34299 | 32200 | 2.75 | 2.38 | 40320 | 3.65 | 1.98 | 9 | 7.5
Live | 217383299 |  | 10 | 16 | 34478 | 34629 | 32200 | 2.75 | 2.35 | 40320 | 3.56 | 1.98 | 9 | 7.5
Live | 217398796 |  | 9.5 | 15 | 34247 | 34958 | 32600 | 2.61 | 2.3 | 40992 | 3.5 | 1.82 | 8.5 | 7
Live | 217399259 |  | 10 | 16 | 34710 | 34299 | 32200 | 2.76 | 2.37 | 40320 | 3.6 | 1.96 | 9 | 7.5
Live | 217398795 |  | 9.5 | 15 | 34247 | 34958 | 32600 | 2.61 | 2.3 | 40992 | 3.5 | 1.82 | 8.5 | 7
Live | 217383297 |  | 9.8 | 15.5 | 34478 | 34629 | 32400 | 2.7 | 2.33 | 40544 | 3.55 | 1.96 | 9 | 7.5
Live | 217398794 |  | 9.5 | 14.5 | 33784 | 34958 | 32800 | 2.62 | 2.26 | 41216 | 3.44 | 1.82 | 8.5 | 7
Live | 217399258 |  | 10 | 16 | 34710 | 34299 | 32200 | 2.76 | 2.37 | 40320 | 3.6 | 1.96 | 9 | 7.5
Live | 217383295 |  | 10 | 15.5 | 35172 | 34299 | 32200 | 2.76 | 2.38 | 40320 | 3.69 | 1.98 | 9 | 7.5
Live | 217398793 |  | 9.5 | 14.5 | 33784 | 34958 | 32800 | 2.62 | 2.26 | 41216 | 3.44 | 1.82 | 8.5 | 7
Live | 217394491 |  | 9.8 | 15.5 | 34015 | 34629 | 32600 | 2.7 | 2.28 | 41216 | 3.42 | 1.82 | 8.5 | 7
Live | 217398792 |  | 9.5 | 14.5 | 34015 | 34958 | 32800 | 2.62 | 2.26 | 41216 | 3.44 | 1.82 | 8.5 | 7
Live | 217383292 |  | 10 | 16 | 34941 | 34299 | 32200 | 2.75 | 2.38 | 40320 | 3.62 | 1.98 | 9 | 7.5
Live | 217394490 |  | 9.8 | 16 | 34247 | 34958 | 32600 | 2.7 | 2.28 | 41216 | 3.48 | 1.8 | 8.5 | 7
Live | 217398791 |  | 9.5 | 14.5 | 34015 | 34958 | 32800 | 2.62 | 2.26 | 41216 | 3.44 | 1.82 | 8.5 | 7
Live | 217383290 |  | 10 | 15.5 | 34478 | 34299 | 32200 | 2.75 | 2.37 | 40320 | 3.56 | 1.96 | 9 | 7.5
Live | 217394489 |  | 9.8 | 16 | 34015 | 34629 | 32600 | 2.7 | 2.28 | 41216 | 3.44 | 1.82 | 8.5 | 7
Live | 217398790 |  | 9.5 | 14.5 | 34015 | 34958 | 32800 | 2.62 | 2.26 | 41216 | 3.44 | 1.82 | 8.5 | 7
Live | 217383287 |  | 10 | 15.5 | 34941 | 34629 | 32200 | 2.75 | 2.38 | 40320 | 3.65 | 1.98 | 9 | 7.5
Live | 217398789 |  | 9.8 | 16 | 34015 | 34629 | 32400 | 2.7 | 2.31 | 40992 | 3.48 | 1.82 | 8.5 | 7
Live | 217383285 |  | 10 | 15.2 | 34941 | 34629 | 32200 | 2.75 | 2.37 | 40320 | 3.62 | 1.98 | 9 | 7.5
Live | 217394488 |  | 9.8 | 16 | 34247 | 34629 | 32600 | 2.7 | 2.28 | 41216 | 3.48 | 1.82 | 8.5 | 7
Live | 217398788 |  | 9.8 | 15.2 | 34015 | 34629 | 32600 | 2.7 | 2.31 | 40992 | 3.48 | 1.82 | 8.5 | 7
Live | 217383283 |  | 10 | 16 | 34941 | 34299 | 32200 | 2.75 | 2.38 | 40320 | 3.65 | 1.98 | 9 | 7.5
Live | 217398787 |  | 9.8 | 15.2 | 34015 | 34629 | 32600 | 2.7 | 2.31 | 40992 | 3.48 | 1.82 | 8.5 | 7
Live | 217394487 |  | 9.8 | 15.2 | 34247 | 34958 | 32600 | 2.7 | 2.28 | 41216 | 3.48 | 1.82 | 8.5 | 7
Live | 217398786 |  | 9.8 | 15.2 | 34478 | 34629 | 32400 | 2.7 | 2.33 | 40768 | 3.55 | 1.82 | 8.5 | 7
Live | 217383280 |  | 10 | 16 | 34941 | 34299 | 32200 | 2.75 | 2.38 | 40320 | 3.65 | 1.98 | 9 | 7.5
Live | 217394486 |  | 10 | 16 | 34710 | 34629 | 32600 | 2.76 | 2.33 | 40992 | 3.59 | 1.82 | 8.5 | 7
Live | 217398785 |  | 9.8 | 15.2 | 34478 | 34629 | 32400 | 2.7 | 2.33 | 40768 | 3.55 | 1.82 | 8.5 | 7
Live | 217383278 |  | 10 | 16 | 34941 | 34299 | 32200 | 2.75 | 2.38 | 40320 | 3.65 | 1.98 | 9 | 7.5
Live | 217394485 |  | 9.8 | 15.2 | 34247 | 34629 | 32600 | 2.7 | 2.3 | 40992 | 3.48 | 1.8 | 8.5 | 7
Live | 217394484 |  | 9.8 | 15.5 | 33784 | 34629 | 32600 | 2.7 | 2.28 | 41216 | 3.42 | 1.82 | 8.5 | 7
Live | 217398784 |  | 9.8 | 15.2 | 34478 | 34629 | 32400 | 2.7 | 2.33 | 40768 | 3.57 | 1.82 | 8.5 | 7
Live | 217383276 |  | 10 | 16 | 34478 | 34299 | 32200 | 2.75 | 2.37 | 40320 | 3.58 | 1.96 | 9 | 7.5
Live | 217394483 |  | 9.8 | 15 | 34478 | 34629 | 32600 | 2.7 | 2.3 | 40992 | 3.52 | 1.8 | 8.5 | 7
Live | 217398783 |  | 9.8 | 15.2 | 34478 | 34629 | 32400 | 2.7 | 2.33 | 40768 | 3.57 | 1.82 | 8.5 | 7
Live | 217383274 |  | 10 | 16 | 34478 | 34299 | 32200 | 2.75 | 2.37 | 40320 | 3.58 | 1.96 | 9 | 7.5
Live | 217398782 |  | 9.8 | 15.2 | 34478 | 34958 | 32600 | 2.7 | 2.31 | 40992 | 3.54 | 1.84 | 8.5 | 7
Live | 217394482 |  | 10 | 15.2 | 34710 | 34629 | 32600 | 2.76 | 2.31 | 40992 | 3.56 | 1.82 | 8.5 | 7
Live | 217383272 |  | 10 | 16.5 | 34478 | 34299 | 32200 | 2.75 | 2.37 | 40320 | 3.56 | 1.96 | 9 | 7.5
Live | 217394481 |  | 9.8 | 15 | 34247 | 34629 | 32600 | 2.7 | 2.3 | 40992 | 3.5 | 1.8 | 8.5 | 7
Live | 217383270 |  | 10 | 16 | 34941 | 34299 | 32200 | 2.75 | 2.37 | 40320 | 3.62 | 1.96 | 9 | 7.5
Live | 217394480 |  | 9.8 | 15 | 34015 | 34629 | 32600 | 2.7 | 2.28 | 41216 | 3.44 | 1.8 | 8.5 | 7
Live | 217394479 |  | 9.8 | 15 | 34478 | 34629 | 32600 | 2.7 | 2.3 | 40992 | 3.5 | 1.8 | 8.5 | 7
Live | 217383268 |  | 10 | 16.5 | 34941 | 34299 | 32200 | 2.75 | 2.38 | 40320 | 3.62 | 1.96 | 9 | 7.5
Live | 217394478 |  | 9.8 | 15 | 34015 | 34629 | 32600 | 2.7 | 2.28 | 41216 | 3.46 | 1.82 | 8.5 | 7
Live | 217394477 |  | 9.8 | 15 | 34247 | 34629 | 32600 | 2.7 | 2.3 | 40992 | 3.48 | 1.82 | 8.5 | 7
Live | 217383266 |  | 10 | 16.5 | 34941 | 34299 | 32200 | 2.75 | 2.38 | 40320 | 3.62 | 1.96 | 9 | 7.5
Live | 217394476 |  | 9.8 | 15 | 34015 | 34958 | 32800 | 2.7 | 2.26 | 41216 | 3.42 | 1.82 | 8.5 | 7
Live | 217383262 |  | 10 | 16 | 34710 | 34629 | 32200 | 2.76 | 2.37 | 40320 | 3.6 | 1.96 | 9 | 7.5
Live | 217394475 |  | 10 | 16 | 34710 | 34629 | 32400 | 2.76 | 2.33 | 40768 | 3.59 | 1.82 | 8.5 | 7
Live | 217383260 |  | 10 | 17 | 35404 | 34299 | 32000 | 2.75 | 2.42 | 40096 | 3.73 | 1.98 | 9 | 7.5
Live | 217383258 |  | 10 | 16.5 | 34941 | 34299 | 32200 | 2.75 | 2.38 | 40320 | 3.62 | 1.96 | 9 | 7.5
Live | 217394474 |  | 9.8 | 15.2 | 34015 | 34629 | 32600 | 2.7 | 2.3 | 40992 | 3.46 | 1.82 | 8.5 | 7
Live | 217383256 |  | 10 | 16.5 | 35172 | 34299 | 32200 | 2.76 | 2.4 | 40320 | 3.69 | 1.98 | 9 | 7.5
Live | 217394473 |  | 9.8 | 15.2 | 34247 | 34629 | 32600 | 2.7 | 2.31 | 40992 | 3.5 | 1.82 | 8.5 | 7
Live | 217383254 |  | 10 | 16.5 | 35404 | 34299 | 32200 | 2.75 | 2.4 | 40320 | 3.7 | 1.98 | 9 | 7.5
Live | 217394472 |  | 10 | 16 | 34710 | 34629 | 32400 | 2.76 | 2.33 | 40768 | 3.59 | 1.82 | 8.5 | 7
Live | 217383252 |  | 10 | 16 | 34941 | 34299 | 32200 | 2.75 | 2.37 | 40320 | 3.62 | 1.96 | 9 | 7.5
Live | 217394471 |  | 9.8 | 15.2 | 34015 | 34629 | 32600 | 2.7 | 2.3 | 40992 | 3.46 | 1.82 | 8.5 | 7
Live | 217383250 |  | 10 | 16.5 | 34941 | 34299 | 32200 | 2.75 | 2.38 | 40320 | 3.62 | 1.96 | 9 | 7.5
Live | 217383248 |  | 10 | 16 | 34941 | 34299 | 32200 | 2.75 | 2.37 | 40320 | 3.62 | 1.96 | 9 | 7.5
Live | 217394470 |  | 9.8 | 15.2 | 34247 | 34629 | 32600 | 2.7 | 2.31 | 40992 | 3.5 | 1.82 | 8.5 | 7
Live | 217383246 |  | 10 | 16 | 35172 | 34299 | 32200 | 2.76 | 2.4 | 40320 | 3.7 | 1.98 | 9 | 7.5
Live | 217394469 |  | 9.5 | 14.5 | 34015 | 34958 | 32800 | 2.62 | 2.26 | 41216 | 3.44 | 1.82 | 8.5 | 7
Live | 217383243 |  | 10 | 16 | 34941 | 34299 | 32200 | 2.75 | 2.38 | 40320 | 3.67 | 1.98 | 9 | 7.5
Live | 217394468 |  | 9.8 | 15.2 | 34015 | 34629 | 32600 | 2.7 | 2.31 | 40992 | 3.48 | 1.82 | 8.5 | 7
Live | 217383241 |  | 10 | 16 | 34941 | 34299 | 32200 | 2.75 | 2.38 | 40320 | 3.62 | 1.98 | 9 | 7.5
Live | 217394467 |  | 9.8 | 15.2 | 34478 | 34629 | 32400 | 2.7 | 2.33 | 40768 | 3.55 | 1.82 | 8.5 | 7
Live | 217383239 |  | 10 | 16 | 34710 | 34299 | 32200 | 2.76 | 2.37 | 40320 | 3.6 | 1.96 | 9 | 7.5
Live | 217394466 |  | 9.8 | 15.2 | 34478 | 34629 | 32400 | 2.7 | 2.33 | 40768 | 3.57 | 1.82 | 8.5 | 7
Live | 217383237 |  | 10 | 16 | 34710 | 34299 | 32200 | 2.76 | 2.37 | 40320 | 3.58 | 1.96 | 9 | 7.5
Live | 217383234 |  | 10 | 15.5 | 34941 | 34299 | 32200 | 2.75 | 2.38 | 40320 | 3.65 | 1.98 | 9 | 7.5
Live | 217394465 |  | 9.8 | 15.2 | 34478 | 34958 | 32600 | 2.7 | 2.31 | 40992 | 3.54 | 1.84 | 8.5 | 7
Live | 217383231 |  | 10 | 16 | 34710 | 34299 | 32200 | 2.76 | 2.38 | 40320 | 3.6 | 1.96 | 9 | 7.5
Live | 217394464 |  | 9.8 | 15 | 34247 | 34629 | 32400 | 2.7 | 2.31 | 40992 | 3.52 | 1.82 | 8.5 | 7
Live | 217394463 |  | 10 | 15.2 | 34710 | 34629 | 32400 | 2.76 | 2.33 | 40768 | 3.57 | 1.82 | 8.5 | 7
Live | 217383229 |  | 10 | 15.5 | 34478 | 34629 | 32200 | 2.75 | 2.35 | 40320 | 3.56 | 1.96 | 9 | 7.5
Live | 217383227 |  | 9.5 | 15 | 34478 | 35288 | 33000 | 2.62 | 2.26 | 41888 | 3.57 | 1.8 | 8.5 | 7
Live | 217394462 |  | 9.8 | 14.5 | 34710 | 34629 | 32400 | 2.7 | 2.33 | 40768 | 3.57 | 1.82 | 8.5 | 7
Live | 217383225 |  | 9.5 | 14.5 | 34710 | 35288 | 33000 | 2.62 | 2.28 | 41888 | 3.61 | 1.8 | 8.5 | 7
Live | 217394461 |  | 9.8 | 14.5 | 34015 | 34629 | 32600 | 2.7 | 2.3 | 40992 | 3.48 | 1.82 | 8.5 | 7
Live | 217394460 |  | 9.8 | 15 | 34478 | 34629 | 32400 | 2.7 | 2.33 | 40768 | 3.55 | 1.84 | 8.5 | 7
Live | 217383223 |  | 9.5 | 15 | 33553 | 35288 | 33200 | 2.62 | 2.22 | 41888 | 3.38 | 1.8 | 8.5 | 7
Live | 217394459 |  | 10 | 15.2 | 34710 | 34629 | 32400 | 2.76 | 2.35 | 40768 | 3.59 | 1.84 | 8.5 | 7
Live | 217383221 |  | 9.8 | 15.5 | 34247 | 34958 | 33000 | 2.7 | 2.28 | 41664 | 3.52 | 1.8 | 8.5 | 7
Live | 217394458 |  | 9.8 | 15.2 | 34247 | 34629 | 32400 | 2.7 | 2.31 | 40768 | 3.5 | 1.82 | 8.5 | 7
Live | 217383218 |  | 9.5 | 15.2 | 33553 | 34958 | 33000 | 2.62 | 2.24 | 41888 | 3.4 | 1.78 | 8.5 | 7
Live | 217383216 |  | 9.5 | 14.5 | 33553 | 34958 | 33200 | 2.62 | 2.23 | 41888 | 3.35 | 1.78 | 8.5 | 7
Live | 217394457 |  | 9.8 | 15 | 34247 | 34629 | 32400 | 2.7 | 2.31 | 40992 | 3.5 | 1.82 | 8.5 | 7
Live | 217394456 |  | 9.8 | 16 | 34247 | 34629 | 32400 | 2.7 | 2.31 | 40992 | 3.5 | 1.82 | 8.5 | 7
Live | 217383214 |  | 9.5 | 15 | 33784 | 35288 | 33000 | 2.62 | 2.24 | 41888 | 3.42 | 1.78 | 8.5 | 7
Live | 217394455 |  | 9.8 | 16 | 34710 | 34629 | 32400 | 2.7 | 2.33 | 40768 | 3.57 | 1.82 | 8.5 | 7
Live | 217383213 |  | 9.5 | 14.5 | 33321 | 35288 | 33200 | 2.62 | 2.21 | 41888 | 3.34 | 1.78 | 8.5 | 7
Live | 217394454 |  | 9.8 | 16 | 34247 | 34629 | 32400 | 2.7 | 2.31 | 40768 | 3.52 | 1.82 | 8.5 | 7
Live | 217383211 |  | 9.5 | 15 | 33553 | 35288 | 33200 | 2.62 | 2.22 | 41888 | 3.38 | 1.8 | 8.5 | 7
Live | 217394453 |  | 9.8 | 16 | 34478 | 34629 | 32400 | 2.7 | 2.33 | 40768 | 3.55 | 1.84 | 8.5 | 7
Live | 217383209 |  | 9.8 | 15.5 | 34247 | 34958 | 33000 | 2.7 | 2.28 | 41664 | 3.52 | 1.8 | 8.5 | 7
Live | 217394452 |  | 9.8 | 15.2 | 34478 | 34629 | 32400 | 2.7 | 2.33 | 40768 | 3.55 | 1.82 | 8.5 | 7
Live | 217383207 |  | 9.5 | 15.2 | 33553 | 34958 | 33000 | 2.62 | 2.24 | 41888 | 3.4 | 1.78 | 8.5 | 7
Live | 217394451 |  | 10 | 16 | 35172 | 34629 | 32400 | 2.76 | 2.37 | 40768 | 3.67 | 1.86 | 8.5 | 7.5
Live | 217383205 |  | 9.5 | 14.5 | 33553 | 34958 | 33200 | 2.62 | 2.23 | 41888 | 3.35 | 1.78 | 8.5 | 7
Live | 217394450 |  | 10 | 15.2 | 34478 | 34629 | 32400 | 2.75 | 2.33 | 40768 | 3.57 | 1.82 | 8.5 | 7
Live | 217394449 |  | 9.8 | 15.2 | 34247 | 34629 | 32400 | 2.7 | 2.31 | 40768 | 3.5 | 1.82 | 8.5 | 7
Live | 217383201 |  | 9.5 | 15 | 33784 | 35288 | 33000 | 2.62 | 2.24 | 41888 | 3.42 | 1.78 | 8.5 | 7
Live | 217394448 |  | 10 | 15.2 | 34710 | 34629 | 32400 | 2.76 | 2.35 | 40768 | 3.59 | 1.84 | 8.5 | 7
Live | 217383198 |  | 9.5 | 14.5 | 33321 | 35288 | 33200 | 2.62 | 2.21 | 41888 | 3.34 | 1.78 | 8.5 | 7
Live | 217394447 |  | 10 | 15.2 | 34941 | 34629 | 32400 | 2.75 | 2.37 | 40768 | 3.64 | 1.86 | 8.5 | 7.5
Live | 217383196 |  | 9 | 14.5 | 33321 | 35288 | 33200 | 2.48 | 2.21 | 42112 | 3.35 | 1.78 | 8.5 | 7
Live | 217394446 |  | 10 | 15.2 | 34710 | 34629 | 32400 | 2.76 | 2.33 | 40768 | 3.57 | 1.82 | 8.5 | 7
Live | 217383193 |  | 9.5 | 15.5 | 33784 | 34958 | 33000 | 2.62 | 2.24 | 41888 | 3.44 | 1.8 | 8.5 | 7
Live | 217383191 |  | 9.5 | 15.5 | 34015 | 34958 | 33000 | 2.62 | 2.26 | 41888 | 3.46 | 1.78 | 8.5 | 7
Live | 217394445 |  | 9.8 | 15.2 | 34478 | 34629 | 32400 | 2.7 | 2.33 | 40768 | 3.52 | 1.84 | 8.5 | 7
Live | 217383189 |  | 9.5 | 15 | 33553 | 34958 | 33200 | 2.62 | 2.23 | 41888 | 3.38 | 1.8 | 8.5 | 7
Live | 217394444 |  | 10 | 15.2 | 34710 | 34629 | 32400 | 2.76 | 2.33 | 40768 | 3.59 | 1.82 | 8.5 | 7
Live | 217383187 |  | 9.5 | 15 | 33553 | 34958 | 33000 | 2.62 | 2.24 | 41888 | 3.4 | 1.78 | 8.5 | 7
Live | 217394443 |  | 9.8 | 15.2 | 34478 | 34629 | 32400 | 2.7 | 2.33 | 40768 | 3.52 | 1.84 | 8.5 | 7
Live | 217394442 |  | 9.8 | 15.2 | 34015 | 34629 | 32600 | 2.7 | 2.31 | 40992 | 3.48 | 1.82 | 8.5 | 7
Live | 217383184 |  | 9.5 | 15 | 33553 | 35288 | 33200 | 2.62 | 2.22 | 41888 | 3.38 | 1.8 | 8.5 | 7
Live | 217394441 |  | 9.8 | 15 | 34247 | 34629 | 32600 | 2.7 | 2.31 | 40992 | 3.5 | 1.82 | 8.5 | 7
Live | 217383181 |  | 9.5 | 15 | 33553 | 34958 | 33000 | 2.62 | 2.23 | 41888 | 3.4 | 1.78 | 8.5 | 7
Live | 217394440 |  | 10 | 17 | 34478 | 34958 | 32800 | 2.75 | 2.24 | 41440 | 3.46 | 1.78 | 8.5 | 7.5
Live | 217383179 |  | 9.5 | 15.2 | 33784 | 34958 | 33000 | 2.62 | 2.24 | 41888 | 3.42 | 1.78 | 8.5 | 7
Live | 217383177 |  | 9.5 | 14.5 | 33553 | 34958 | 33200 | 2.62 | 2.23 | 41888 | 3.35 | 1.78 | 8.5 | 7
Live | 217383175 |  | 9.5 | 15 | 33784 | 35288 | 33000 | 2.62 | 2.24 | 41888 | 3.42 | 1.78 | 8.5 | 7
Live | 217383173 |  | 9.5 | 14.5 | 33321 | 35288 | 33200 | 2.62 | 2.21 | 41888 | 3.34 | 1.78 | 8.5 | 7
Live | 217383171 |  | 9 | 14.5 | 33321 | 35288 | 33200 | 2.48 | 2.21 | 42112 | 3.35 | 1.78 | 8.5 | 7
Live | 217383168 |  | 9.5 | 14.5 | 33784 | 34958 | 33000 | 2.62 | 2.24 | 41888 | 3.42 | 1.78 | 8.5 | 7
Live | 217383166 |  | 9.5 | 14.5 | 33553 | 34958 | 33000 | 2.62 | 2.23 | 41888 | 3.38 | 1.78 | 8.5 | 7
Live | 217383164 |  | 9.5 | 14.5 | 33321 | 34958 | 33200 | 2.62 | 2.23 | 41888 | 3.35 | 1.78 | 8.5 | 7
Live | 217383161 |  | 9.5 | 14.5 | 33784 | 34958 | 33000 | 2.62 | 2.24 | 41888 | 3.4 | 1.78 | 8.5 | 7
Live | 217383158 |  | 9.5 | 14.5 | 33553 | 34958 | 33000 | 2.62 | 2.24 | 41888 | 3.4 | 1.78 | 8.5 | 7
Live | 217383156 |  | 9.5 | 14.5 | 33553 | 34958 | 33000 | 2.62 | 2.24 | 41888 | 3.4 | 1.78 | 8.5 | 7
Live | 217383154 |  | 9.5 | 14.5 | 34015 | 34958 | 33000 | 2.62 | 2.26 | 41888 | 3.46 | 1.78 | 8.5 | 7
Live | 217383152 |  | 9.5 | 14.5 | 33784 | 34958 | 33000 | 2.62 | 2.24 | 41888 | 3.44 | 1.8 | 8.5 | 7
Live | 217383150 |  | 9.5 | 15 | 33784 | 34958 | 33000 | 2.62 | 2.24 | 41888 | 3.42 | 1.8 | 8.5 | 7
Live | 217383147 |  | 9.5 | 15.2 | 34015 | 34958 | 33000 | 2.62 | 2.24 | 41888 | 3.46 | 1.8 | 8.5 | 7
Live | 217383145 |  | 9.5 | 15 | 33553 | 35288 | 33200 | 2.62 | 2.22 | 41888 | 3.38 | 1.8 | 8.5 | 7
Live | 217383143 |  | 9.5 | 15 | 33553 | 34958 | 33000 | 2.62 | 2.23 | 41888 | 3.4 | 1.78 | 8.5 | 7
Live | 217383140 |  | 9.5 | 15 | 33553 | 35288 | 33000 | 2.62 | 2.22 | 41888 | 3.4 | 1.78 | 8.5 | 7
Live | 217383138 |  | 9.5 | 15 | 33553 | 34958 | 33200 | 2.62 | 2.23 | 41888 | 3.35 | 1.78 | 8.5 | 7
Live | 217383136 |  | 9.5 | 15.2 | 33553 | 34958 | 33200 | 2.62 | 2.23 | 41888 | 3.38 | 1.8 | 8.5 | 7
Live | 217383133 |  | 9.5 | 15 | 33553 | 35288 | 33200 | 2.62 | 2.22 | 41888 | 3.35 | 1.78 | 8.5 | 7
Live | 217383131 |  | 9.8 | 15.2 | 34015 | 34958 | 33000 | 2.7 | 2.26 | 41664 | 3.48 | 1.78 | 8.5 | 7
Live | 217383129 |  | 9.5 | 15.2 | 33553 | 34958 | 33000 | 2.62 | 2.24 | 41888 | 3.38 | 1.8 | 8.5 | 7
Live | 217383127 |  | 9.5 | 15.5 | 33784 | 34958 | 33000 | 2.62 | 2.26 | 41888 | 3.44 | 1.8 | 8.5 | 7
Live | 217383125 |  | 9.5 | 15 | 33553 | 35288 | 33000 | 2.62 | 2.22 | 41888 | 3.4 | 1.8 | 8.5 | 7
Live | 217383122 |  | 9.5 | 15.2 | 33784 | 34958 | 33000 | 2.62 | 2.24 | 41888 | 3.44 | 1.8 | 8.5 | 7
Live | 217383120 |  | 9.5 | 15 | 33553 | 35288 | 33200 | 2.62 | 2.22 | 41888 | 3.38 | 1.8 | 8.5 | 7
Live | 217383118 |  | 9.5 | 15 | 33553 | 34958 | 33000 | 2.62 | 2.23 | 41888 | 3.4 | 1.78 | 8.5 | 7
Live | 217383116 |  | 9.5 | 15 | 33553 | 35288 | 33200 | 2.62 | 2.22 | 41888 | 3.38 | 1.8 | 8.5 | 7
Live | 217383114 |  | 9.5 | 15 | 33553 | 34958 | 33200 | 2.62 | 2.23 | 41888 | 3.35 | 1.78 | 8.5 | 7
Live | 217383112 |  | 9.5 | 15.2 | 33553 | 34958 | 33200 | 2.62 | 2.23 | 41888 | 3.38 | 1.8 | 8.5 | 7
Live | 217383109 |  | 9.5 | 14.5 | 33784 | 34958 | 33000 | 2.62 | 2.24 | 41888 | 3.44 | 1.8 | 8.5 | 7
Live | 217383106 |  | 9.5 | 14.5 | 33553 | 34958 | 33000 | 2.62 | 2.23 | 41888 | 3.4 | 1.78 | 8.5 | 7
Live | 216727889 |  | 10 | 14.5 | 26440 | 22797 | 18900 | 2.72 | 2.35 | 27741 | 3.37 | 1.85 | 8.1 | 6.9
Live | 216727882 |  | 10.5 | 16 | 27393 | 23055 | 19000 | 2.86 | 2.43 | 28005 | 3.6 | 1.96 | 8.5 | 7
Live | 216727881 |  | 10.5 | 15.5 | 26678 | 22797 | 18900 | 2.85 | 2.39 | 27741 | 3.46 | 1.85 | 8.1 | 6.85
Live | 216727880 |  | 10.5 | 16 | 27154 | 22926 | 19000 | 2.85 | 2.41 | 28005 | 3.54 | 1.96 | 8.5 | 7
Live | 216727879 |  | 10.5 | 16 | 26678 | 22797 | 18800 | 2.85 | 2.37 | 27741 | 3.43 | 1.85 | 8.1 | 6.8
Live | 216727878 |  | 10.5 | 15.5 | 26678 | 22797 | 18900 | 2.85 | 2.37 | 27741 | 3.44 | 1.85 | 8.1 | 6.85
Live | 216727877 |  | 10.5 | 15.5 | 27154 | 23055 | 19000 | 2.85 | 2.43 | 28005 | 3.55 | 1.96 | 8.5 | 7
Live | 216727876 |  | 10.5 | 15.5 | 27154 | 22926 | 19000 | 2.85 | 2.41 | 28005 | 3.54 | 1.85 | 8.1 | 6.8
Live | 216727875 |  | 10.5 | 15.5 | 26916 | 22797 | 18900 | 2.85 | 2.39 | 27741 | 3.49 | 1.85 | 8.1 | 6.8
Live | 216727874 |  | 10.5 | 16 | 26916 | 22926 | 18900 | 2.85 | 2.39 | 28005 | 3.49 | 1.85 | 8.1 | 6.85
Live | 216727873 |  | 10.5 | 15.5 | 26678 | 22797 | 18800 | 2.85 | 2.37 | 27741 | 3.43 | 1.85 | 8.1 | 6.8
Live | 216727872 |  | 10.5 | 15.2 | 26440 | 22797 | 18800 | 2.85 | 2.37 | 27741 | 3.4 | 1.9 | 8.1 | 6.85
Live | 216727871 |  | 10 | 15.2 | 26678 | 22926 | 19000 | 2.71 | 2.36 | 28005 | 3.42 | 1.85 | 8.1 | 6.8
Live | 216727870 |  | 10 | 15 | 26440 | 22926 | 18900 | 2.72 | 2.36 | 27741 | 3.4 | 1.85 | 8.1 | 6.85
Live | 216727869 |  | 10.5 | 15 | 26678 | 22797 | 18900 | 2.85 | 2.37 | 27741 | 3.43 | 1.9 | 8.1 | 6.85
Live | 216727868 |  | 10.5 | 15 | 26916 | 22926 | 18900 | 2.85 | 2.39 | 28005 | 3.49 | 1.9 | 8.1 | 6.85
Live | 216727867 |  | 10.5 | 15 | 27154 | 23055 | 19000 | 2.85 | 2.41 | 28005 | 3.54 | 1.9 | 8.1 | 6.85
Live | 216727866 |  | 10.5 | 15.2 | 26916 | 22926 | 18900 | 2.85 | 2.41 | 27741 | 3.49 | 1.85 | 8.1 | 6.85
Live | 216727865 |  | 10.5 | 15.2 | 26678 | 22797 | 18800 | 2.85 | 2.37 | 27741 | 3.43 | 1.9 | 8.1 | 6.85
Live | 216727864 |  | 10.5 | 15.2 | 26678 | 22797 | 18900 | 2.85 | 2.39 | 27741 | 3.46 | 1.9 | 8.1 | 6.85
Live | 216727863 |  | 10.5 | 14.5 | 26916 | 22926 | 18900 | 2.85 | 2.39 | 28005 | 3.49 | 1.9 | 8.1 | 6.85
Live | 216727862 |  | 10.5 | 15 | 26678 | 22797 | 18900 | 2.85 | 2.37 | 27741 | 3.43 | 1.9 | 8.1 | 6.85
Live | 216727861 |  | 10.5 | 14.5 | 26678 | 22926 | 18900 | 2.85 | 2.37 | 27741 | 3.43 | 1.9 | 8.1 | 6.85
Live | 216727860 |  | 10.5 | 15.2 | 26916 | 22926 | 18900 | 2.85 | 2.41 | 28005 | 3.51 | 1.85 | 8.1 | 6.85
Live | 216727859 |  | 10.5 | 15.2 | 27154 | 23055 | 19000 | 2.85 | 2.43 | 28005 | 3.55 | 1.85 | 8.1 | 6.8
Live | 216727858 |  | 11 | 16 | 26678 | 22668 | 18800 | 2.98 | 2.39 | 27741 | 3.44 | 1.85 | 8.1 | 6.8
Live | 216727857 |  | 10.5 | 15.5 | 27154 | 22926 | 18900 | 2.85 | 2.43 | 28005 | 3.55 | 1.85 | 8.1 | 6.8
Live | 216727856 |  | 11 | 16 | 26440 | 22668 | 18700 | 2.99 | 2.37 | 27476 | 3.43 | 1.9 | 8.1 | 6.85
Live | 216727855 |  | 10.5 | 15.5 | 26678 | 22797 | 18800 | 2.85 | 2.37 | 27741 | 3.44 | 1.9 | 8.1 | 6.85
Live | 216727854 |  | 10.5 | 15.2 | 26916 | 22926 | 18900 | 2.85 | 2.41 | 28005 | 3.51 | 1.85 | 8.1 | 6.85
Live | 216727844 |  | 10.5 | 14.5 | 26678 | 22797 | 18800 | 2.85 | 2.37 | 27741 | 3.44 | 1.9 | 8.1 | 6.85
Live | 216727843 |  | 10.5 | 15.2 | 26678 | 22797 | 18900 | 2.85 | 2.39 | 27741 | 3.46 | 1.85 | 8.1 | 6.85
Live | 216727842 |  | 10.5 | 15 | 27154 | 23055 | 19000 | 2.85 | 2.41 | 28005 | 3.54 | 1.9 | 8.1 | 6.85
Live | 216727841 |  | 10.5 | 16 | 26916 | 22797 | 18900 | 2.85 | 2.39 | 27741 | 3.49 | 1.85 | 8.1 | 6.8
Live | 216727840 |  | 10.5 | 15.5 | 26678 | 22797 | 18800 | 2.85 | 2.39 | 27741 | 3.44 | 1.85 | 8.1 | 6.85
Live | 216727839 |  | 10.5 | 16 | 26916 | 22797 | 18800 | 2.85 | 2.39 | 27741 | 3.49 | 1.85 | 8.1 | 6.8
Live | 216727838 |  | 10.5 | 15.5 | 26440 | 22668 | 18700 | 2.85 | 2.37 | 27476 | 3.43 | 1.85 | 8.1 | 6.8
Live | 216727829 |  | 10.5 | 15.5 | 26678 | 22926 | 18900 | 2.85 | 2.39 | 27741 | 3.46 | 1.85 | 8.1 | 6.85
Live | 216727828 |  | 10.5 | 16 | 27154 | 22926 | 19000 | 2.85 | 2.43 | 28005 | 3.57 | 1.96 | 8.5 | 7
Live | 216727827 |  | 10.5 | 16 | 27154 | 22926 | 19000 | 2.85 | 2.43 | 28005 | 3.57 | 1.96 | 8.5 | 7
Live | 216727826 |  | 10.5 | 16 | 26678 | 22668 | 18800 | 2.85 | 2.39 | 27741 | 3.44 | 1.85 | 8.1 | 6.85
Live | 216727825 |  | 10.5 | 15 | 27154 | 23055 | 19000 | 2.85 | 2.41 | 28005 | 3.54 | 1.85 | 8.1 | 6.8
Live | 216727824 |  | 10.5 | 15.2 | 27154 | 23055 | 19000 | 2.85 | 2.43 | 28005 | 3.55 | 1.85 | 8.1 | 6.8
Live | 216727823 |  | 10.5 | 15 | 27154 | 23055 | 19000 | 2.85 | 2.41 | 28005 | 3.54 | 1.9 | 8.1 | 6.85
Live | 216727822 |  | 10.5 | 16 | 26916 | 22797 | 18900 | 2.85 | 2.39 | 27741 | 3.49 | 1.85 | 8.1 | 6.8
Live | 216727821 |  | 10.5 | 16 | 26440 | 22668 | 18700 | 2.85 | 2.37 | 27476 | 3.4 | 1.85 | 8.1 | 6.8
Live | 216727820 |  | 10.5 | 16 | 26916 | 22797 | 18800 | 2.85 | 2.39 | 27741 | 3.49 | 1.85 | 8.1 | 6.8
Live | 216727819 |  | 10.5 | 15.5 | 26440 | 22668 | 18700 | 2.85 | 2.37 | 27476 | 3.43 | 1.85 | 8.1 | 6.8
Live | 216727818 |  | 10.5 | 15.2 | 26678 | 22797 | 18800 | 2.85 | 2.37 | 27741 | 3.43 | 1.9 | 8.1 | 6.85
Live | 216727817 |  | 10.5 | 15 | 27154 | 23055 | 19000 | 2.85 | 2.41 | 28005 | 3.55 | 1.9 | 8.1 | 6.85
Live | 216727816 |  | 10.5 | 15.5 | 26916 | 22797 | 18800 | 2.85 | 2.39 | 27741 | 3.49 | 1.85 | 8.1 | 6.85
Live | 216727815 |  | 10.5 | 15.2 | 27154 | 22926 | 19000 | 2.85 | 2.41 | 28005 | 3.55 | 1.9 | 8.1 | 6.85
Live | 216727814 |  | 10.5 | 15.5 | 26440 | 22668 | 18800 | 2.85 | 2.37 | 27741 | 3.43 | 1.9 | 8.1 | 6.85
Live | 216727813 |  | 10.5 | 15 | 27154 | 23055 | 19000 | 2.85 | 2.43 | 28005 | 3.55 | 1.9 | 8.1 | 6.85
Live | 216727812 |  | 10.5 | 15.2 | 26916 | 22797 | 18900 | 2.85 | 2.39 | 27741 | 3.46 | 1.85 | 8.1 | 6.85
Live | 216727811 |  | 10.5 | 15.5 | 26678 | 22668 | 18800 | 2.85 | 2.37 | 27741 | 3.43 | 1.9 | 8.1 | 6.85
Live | 216727810 |  | 10.5 | 15.2 | 26678 | 22797 | 18900 | 2.85 | 2.39 | 27741 | 3.46 | 1.9 | 8.1 | 6.85
Live | 216727809 |  | 10.5 | 15.5 | 26678 | 22797 | 18800 | 2.85 | 2.39 | 27741 | 3.44 | 1.85 | 8.1 | 6.8
Live | 216727808 |  | 10.5 | 15.5 | 26916 | 22797 | 18800 | 2.85 | 2.41 | 27741 | 3.49 | 1.85 | 8.1 | 6.85
Live | 216727807 |  | 11 | 16 | 26678 | 22668 | 18800 | 2.98 | 2.39 | 27476 | 3.44 | 1.9 | 8.1 | 6.85
Live | 216727806 |  | 10.5 | 15 | 26440 | 22797 | 18800 | 2.85 | 2.37 | 27741 | 3.4 | 1.9 | 8.1 | 6.9
Live | 216727805 |  | 10.5 | 15.2 | 26678 | 22797 | 18800 | 2.85 | 2.39 | 27741 | 3.46 | 1.9 | 8.1 | 6.85
Live | 216727800 |  | 10 | 14.5 | 27154 | 23570 | 19400 | 2.72 | 2.39 | 28533 | 3.51 | 1.85 | 8.1 | 6.85
Live | 216727799 |  | 10.5 | 15.2 | 26678 | 23055 | 19100 | 2.85 | 2.37 | 28005 | 3.45 | 1.85 | 8.1 | 6.85
Live | 216727798 |  | 10.5 | 15 | 26440 | 22797 | 19000 | 2.85 | 2.35 | 27741 | 3.4 | 1.9 | 8.1 | 6.85
Live | 216727797 |  | 10.5 | 15.5 | 26678 | 22926 | 19100 | 2.85 | 2.37 | 28005 | 3.46 | 1.85 | 8.1 | 6.85
Live | 216727796 |  | 10.5 | 15.2 | 26440 | 22797 | 19000 | 2.85 | 2.35 | 27741 | 3.37 | 1.9 | 8.1 | 6.85
Live | 216727795 |  | 10.5 | 15 | 26678 | 22926 | 19000 | 2.85 | 2.37 | 28005 | 3.42 | 1.85 | 8.1 | 6.85
Live | 216727794 |  | 10.5 | 15.2 | 26678 | 23055 | 19100 | 2.85 | 2.37 | 28005 | 3.45 | 1.85 | 8.1 | 6.85
Live | 216727792 |  | 10.5 | 15.2 | 26678 | 23055 | 19100 | 2.85 | 2.37 | 28005 | 3.45 | 1.85 | 8.1 | 6.85
Live | 216727791 |  | 10.5 | 15 | 26440 | 22797 | 19000 | 2.85 | 2.35 | 27741 | 3.4 | 1.9 | 8.1 | 6.85
Live | 216727789 |  | 10.5 | 15.5 | 26678 | 22926 | 19100 | 2.85 | 2.37 | 28005 | 3.46 | 1.85 | 8.1 | 6.85
Live | 216727788 |  | 10.5 | 15.2 | 26440 | 22797 | 19000 | 2.85 | 2.35 | 27741 | 3.37 | 1.9 | 8.1 | 6.85
Live | 216727786 |  | 10.5 | 15 | 26678 | 22926 | 19000 | 2.85 | 2.37 | 28005 | 3.42 | 1.85 | 8.1 | 6.85
Live | 216727784 |  | 10.5 | 15.2 | 26678 | 23055 | 19100 | 2.85 | 2.37 | 28005 | 3.45 | 1.85 | 8.1 | 6.85
Live | 216727783 |  | 10.5 | 15.2 | 26678 | 23055 | 19100 | 2.85 | 2.37 | 28005 | 3.45 | 1.9 | 8.1 | 6.85
Live | 216727782 |  | 10 | 14.5 | 26440 | 22926 | 19100 | 2.72 | 2.33 | 28005 | 3.36 | 1.85 | 8.1 | 6.9
Live | 216727777 |  | 10.5 | 16 | 26916 | 23055 | 19100 | 2.85 | 2.39 | 28005 | 3.49 | 1.85 | 8.1 | 6.85
Live | 216727776 |  | 10.5 | 15 | 26440 | 22797 | 18900 | 2.85 | 2.35 | 27741 | 3.37 | 1.9 | 8.1 | 6.9
Live | 216727775 |  | 10.5 | 15.2 | 26678 | 22926 | 19100 | 2.85 | 2.37 | 28005 | 3.45 | 1.85 | 8.1 | 6.85
Live | 216727774 |  | 10.5 | 15.5 | 26916 | 23055 | 19100 | 2.85 | 2.39 | 28005 | 3.51 | 1.85 | 8.1 | 6.8
Live | 216727773 |  | 10.5 | 14.5 | 26440 | 22797 | 19000 | 2.85 | 2.34 | 27741 | 3.37 | 1.85 | 8.1 | 6.9
Live | 216727772 |  | 10.5 | 15.2 | 26678 | 22926 | 19100 | 2.85 | 2.37 | 28005 | 3.46 | 1.85 | 8.1 | 6.85
Live | 216727771 |  | 10.5 | 15.2 | 26678 | 22926 | 19100 | 2.85 | 2.37 | 28005 | 3.45 | 1.85 | 8.1 | 6.85
Live | 216727770 |  | 10.5 | 15.2 | 26440 | 22797 | 19000 | 2.85 | 2.35 | 27741 | 3.37 | 1.9 | 8.1 | 6.85
Live | 216727769 |  | 10.5 | 15 | 26678 | 22926 | 19000 | 2.85 | 2.37 | 28005 | 3.42 | 1.85 | 8.1 | 6.85
Live | 216727768 |  | 10.5 | 15.2 | 26678 | 23055 | 19100 | 2.85 | 2.37 | 28005 | 3.45 | 1.85 | 8.1 | 6.85
Live | 216727767 |  | 10.5 | 15.2 | 26678 | 23055 | 19100 | 2.85 | 2.37 | 28005 | 3.45 | 1.9 | 8.1 | 6.85
Live | 216727766 |  | 10 | 14.5 | 26440 | 22926 | 19100 | 2.72 | 2.33 | 28005 | 3.36 | 1.85 | 8.1 | 6.9
Live | 216727765 |  | 10 | 14.5 | 26440 | 23055 | 19100 | 2.72 | 2.34 | 28005 | 3.41 | 1.9 | 8.1 | 6.85
Live | 216727764 |  | 10.5 | 14.5 | 26440 | 22797 | 19000 | 2.85 | 2.35 | 27741 | 3.37 | 1.9 | 8.1 | 6.95
Live | 216727763 |  | 10.5 | 14.5 | 26678 | 22926 | 19100 | 2.85 | 2.37 | 28005 | 3.45 | 1.9 | 8.1 | 6.9
Live | 216727762 |  | 10.5 | 15 | 26440 | 22797 | 19000 | 2.85 | 2.35 | 27741 | 3.4 | 1.9 | 8.1 | 6.9
Live | 216727761 |  | 10.5 | 14.5 | 26916 | 23184 | 19200 | 2.85 | 2.41 | 28269 | 3.53 | 1.9 | 8.1 | 6.85
Live | 216727760 |  | 10.5 | 15 | 26440 | 22797 | 19000 | 2.85 | 2.35 | 27741 | 3.4 | 1.9 | 8.1 | 6.9
Live | 216727759 |  | 10.5 | 14.5 | 26440 | 22926 | 19000 | 2.85 | 2.36 | 28005 | 3.42 | 1.9 | 8.1 | 6.9
Live | 216727758 |  | 10.5 | 14.5 | 26440 | 22797 | 19000 | 2.85 | 2.35 | 27741 | 3.37 | 1.9 | 8.1 | 6.95
Live | 216727757 |  | 10 | 14.5 | 26202 | 22797 | 19000 | 2.71 | 2.34 | 27741 | 3.36 | 1.9 | 8.1 | 6.9
Live | 216727756 |  | 10.5 | 14.5 | 26440 | 22926 | 19000 | 2.85 | 2.36 | 27741 | 3.43 | 1.9 | 8.1 | 6.85
Live | 216727755 |  | 10.5 | 14.5 | 26916 | 23055 | 19100 | 2.85 | 2.39 | 28005 | 3.49 | 1.9 | 8.1 | 6.85
Live | 216727754 |  | 10.5 | 15 | 26678 | 22926 | 19000 | 2.85 | 2.39 | 28005 | 3.46 | 1.9 | 8.1 | 6.85
Live | 216727753 |  | 10.5 | 15.2 | 26678 | 22926 | 19000 | 2.85 | 2.39 | 28005 | 3.46 | 1.9 | 8.1 | 6.85
Live | 216727752 |  | 10.5 | 15.2 | 26678 | 22926 | 19000 | 2.85 | 2.39 | 28005 | 3.45 | 1.9 | 8.1 | 6.85
Live | 216727751 |  | 10.5 | 14.5 | 26678 | 22926 | 19100 | 2.85 | 2.39 | 28005 | 3.46 | 1.9 | 8.1 | 6.85
Live | 216727750 |  | 10.5 | 14.5 | 26678 | 22926 | 19000 | 2.85 | 2.37 | 27741 | 3.43 | 1.9 | 8.1 | 6.85
Live | 216727744 |  | 10.5 | 14.5 | 26916 | 23055 | 19100 | 2.85 | 2.39 | 28005 | 3.46 | 1.85 | 8.1 | 6.85
Live | 216727743 |  | 10.5 | 14.5 | 26440 | 22797 | 19000 | 2.85 | 2.35 | 27741 | 3.37 | 1.9 | 8.1 | 6.9
Live | 216727742 |  | 10.5 | 14.5 | 26678 | 22926 | 19100 | 2.85 | 2.37 | 28005 | 3.42 | 1.85 | 8.1 | 6.85
Live | 216727741 |  | 10.5 | 15.2 | 26440 | 22797 | 19000 | 2.85 | 2.35 | 27741 | 3.4 | 1.9 | 8.1 | 6.85
Live | 216727740 |  | 10.5 | 15.5 | 26916 | 23055 | 19100 | 2.85 | 2.39 | 28005 | 3.49 | 1.85 | 8.1 | 6.8
Live | 216727739 |  | 10.5 | 15.5 | 26440 | 22797 | 18900 | 2.85 | 2.37 | 27741 | 3.4 | 1.85 | 8.1 | 6.85
Live | 216727738 |  | 10.5 | 15.2 | 26440 | 22797 | 19000 | 2.85 | 2.37 | 27741 | 3.4 | 1.85 | 8.1 | 6.85
Live | 216727733 |  | 10.5 | 15.5 | 27154 | 23312 | 19300 | 2.85 | 2.41 | 28269 | 3.53 | 1.96 | 8.5 | 7
Live | 216727732 |  | 10.5 | 15.5 | 26916 | 22926 | 19100 | 2.85 | 2.39 | 28005 | 3.49 | 1.85 | 8.1 | 6.85
Live | 216727731 |  | 10.5 | 16 | 26916 | 22926 | 19000 | 2.85 | 2.39 | 28005 | 3.49 | 1.85 | 8.1 | 6.8
Live | 216727730 |  | 10.5 | 15.5 | 26678 | 22926 | 19000 | 2.85 | 2.39 | 28005 | 3.46 | 1.85 | 8.1 | 6.85
Live | 216727729 |  | 10.5 | 14.5 | 26678 | 23055 | 19100 | 2.85 | 2.37 | 28005 | 3.45 | 1.9 | 8.1 | 6.85
Live | 216727728 |  | 10.5 | 14.5 | 26678 | 22926 | 19100 | 2.85 | 2.37 | 28005 | 3.46 | 1.9 | 8.1 | 6.85
Live | 216727727 |  | 10.5 | 14.5 | 26678 | 22926 | 19100 | 2.85 | 2.37 | 28005 | 3.42 | 1.85 | 8.1 | 6.85
Live | 216727726 |  | 10.5 | 15.2 | 26440 | 22797 | 19000 | 2.85 | 2.35 | 27741 | 3.4 | 1.9 | 8.1 | 6.85
Live | 216727725 |  | 10.5 | 16 | 26678 | 23055 | 19100 | 2.85 | 2.37 | 28005 | 3.46 | 1.85 | 8.1 | 6.85
Live | 216727724 |  | 10.5 | 16 | 26440 | 22797 | 18900 | 2.85 | 2.37 | 27741 | 3.4 | 1.85 | 8.1 | 6.85
Live | 216727723 |  | 10.5 | 15.2 | 26440 | 22797 | 19000 | 2.85 | 2.37 | 27741 | 3.4 | 1.85 | 8.1 | 6.85
Live | 216727722 |  | 10.5 | 14.5 | 26916 | 23055 | 19100 | 2.85 | 2.39 | 28005 | 3.49 | 1.9 | 8.1 | 6.85
Live | 216727721 |  | 10.5 | 14.5 | 26678 | 22926 | 19100 | 2.85 | 2.37 | 28005 | 3.45 | 1.9 | 8.1 | 6.9
Live | 216727720 |  | 10.5 | 14.5 | 26916 | 23184 | 19100 | 2.85 | 2.41 | 28005 | 3.54 | 1.9 | 8.1 | 6.85
Live | 216727719 |  | 10.5 | 15 | 26678 | 22926 | 19000 | 2.85 | 2.37 | 28005 | 3.45 | 1.9 | 8.1 | 6.85
Live | 216727718 |  | 10.5 | 14.5 | 26678 | 22926 | 19000 | 2.85 | 2.37 | 28005 | 3.45 | 1.9 | 8.1 | 6.9
Live | 216727717 |  | 10.5 | 14.5 | 26678 | 22926 | 19100 | 2.85 | 2.37 | 28005 | 3.46 | 1.9 | 8.1 | 6.85
Live | 216727716 |  | 10.5 | 15 | 26440 | 22797 | 18900 | 2.85 | 2.35 | 27741 | 3.37 | 1.9 | 8.1 | 6.9
Live | 216727715 |  | 10.5 | 15 | 26678 | 22926 | 19000 | 2.85 | 2.37 | 28005 | 3.45 | 1.9 | 8.1 | 6.9
Live | 216727714 |  | 10.5 | 15 | 26440 | 22797 | 19000 | 2.85 | 2.35 | 27741 | 3.37 | 1.9 | 8.1 | 6.9
Live | 216727713 |  | 10.5 | 14.5 | 26916 | 23055 | 19100 | 2.85 | 2.39 | 28005 | 3.51 | 1.9 | 8.1 | 6.85
Live | 216727712 |  | 10.5 | 15.2 | 26440 | 22797 | 18900 | 2.85 | 2.37 | 27741 | 3.43 | 1.9 | 8.1 | 6.85
Live | 216727711 |  | 10.5 | 15.2 | 26678 | 22926 | 19000 | 2.85 | 2.39 | 28005 | 3.46 | 1.85 | 8.1 | 6.85
Live | 216727707 |  | 11 | 16 | 28107 | 23055 | 18800 | 2.98 | 2.43 | 28005 | 3.63 | 1.96 | 8.5 | 7
Live | 216727706 |  | 11 | 15.2 | 27631 | 22540 | 18500 | 2.99 | 2.41 | 27212 | 3.51 | 1.98 | 8.5 | 7
Live | 216727705 |  | 11 | 14.5 | 28345 | 23184 | 18900 | 2.99 | 2.44 | 28269 | 3.7 | 1.98 | 8.5 | 7
Live | 216727704 |  | 11 | 16 | 27631 | 22668 | 18500 | 2.99 | 2.42 | 27476 | 3.58 | 1.96 | 8.5 | 7
Live | 216727703 |  | 11 | 16.5 | 27154 | 22411 | 18300 | 2.99 | 2.39 | 26948 | 3.46 | 1.98 | 8.5 | 7
Live | 216727702 |  | 11 | 16.5 | 27631 | 22540 | 18500 | 2.99 | 2.43 | 27476 | 3.55 | 1.96 | 8.5 | 7
Live | 216727701 |  | 11 | 16.5 | 27631 | 22668 | 18500 | 2.99 | 2.41 | 27476 | 3.55 | 1.96 | 8.5 | 7
Live | 216727700 |  | 11 | 16.5 | 27393 | 22540 | 18400 | 2.98 | 2.39 | 27212 | 3.48 | 1.96 | 8.5 | 7
Live | 216727699 |  | 11 | 16 | 27631 | 22668 | 18500 | 2.99 | 2.42 | 27476 | 3.58 | 1.96 | 8.5 | 7
Live | 216727697 |  | 11 | 16.5 | 27154 | 22411 | 18300 | 2.99 | 2.39 | 26948 | 3.46 | 1.98 | 8.5 | 7
Live | 216727696 |  | 11 | 16.5 | 27631 | 22540 | 18500 | 2.99 | 2.43 | 27476 | 3.55 | 1.96 | 8.5 | 7
Live | 216727694 |  | 11 | 16.5 | 27631 | 22668 | 18500 | 2.99 | 2.41 | 27476 | 3.55 | 1.96 | 8.5 | 7
Live | 216727692 |  | 11 | 16.5 | 27393 | 22540 | 18400 | 2.98 | 2.39 | 27212 | 3.48 | 1.96 | 8.5 | 7
Live | 216727691 |  | 10.5 | 16 | 27393 | 22668 | 18500 | 2.86 | 2.37 | 27476 | 3.49 | 1.96 | 8.5 | 7
Live | 216727686 |  | 11 | 17 | 28107 | 22797 | 18600 | 2.98 | 2.47 | 27741 | 3.66 | 1.96 | 8.5 | 7
Live | 216727685 |  | 11 | 16.5 | 27631 | 22540 | 18400 | 2.99 | 2.41 | 27212 | 3.53 | 1.96 | 8.5 | 7
Live | 216727684 |  | 11 | 16 | 27154 | 22411 | 18300 | 2.99 | 2.39 | 26948 | 3.46 | 1.98 | 8.5 | 7
Live | 216727683 |  | 11 | 16.5 | 27393 | 22411 | 18400 | 2.98 | 2.41 | 27212 | 3.51 | 1.96 | 8.5 | 7
Live | 216727682 |  | 11 | 16.5 | 27393 | 22540 | 18400 | 2.98 | 2.39 | 27212 | 3.51 | 1.9 | 8.5 | 7
Live | 216727681 |  | 11 | 16.5 | 27869 | 22668 | 18500 | 2.99 | 2.42 | 27476 | 3.61 | 1.96 | 8.5 | 7
Live | 216727680 |  | 11 | 16.5 | 27631 | 22540 | 18500 | 2.99 | 2.43 | 27476 | 3.55 | 1.96 | 8.5 | 7
Live | 216727679 |  | 11 | 16.5 | 27631 | 22668 | 18500 | 2.99 | 2.41 | 27476 | 3.55 | 1.96 | 8.5 | 7
Live | 216727678 |  | 11 | 16.5 | 27393 | 22540 | 18400 | 2.98 | 2.39 | 27212 | 3.48 | 1.96 | 8.5 | 7
Live | 216727677 |  | 10.5 | 16 | 27393 | 22668 | 18500 | 2.86 | 2.37 | 27476 | 3.49 | 1.96 | 8.5 | 7
Live | 216727676 |  | 11 | 16 | 27869 | 22668 | 18600 | 2.99 | 2.42 | 27476 | 3.61 | 1.98 | 8.5 | 7
Live | 216727675 |  | 11 | 16 | 27869 | 22668 | 18500 | 2.99 | 2.42 | 27476 | 3.58 | 1.98 | 8.5 | 7
Live | 216727674 |  | 11 | 16 | 27393 | 22540 | 18400 | 2.98 | 2.39 | 27212 | 3.48 | 1.98 | 8.5 | 7
Live | 216727673 |  | 11 | 16 | 27631 | 22540 | 18400 | 2.99 | 2.41 | 27212 | 3.53 | 1.98 | 8.5 | 7
Live | 216727672 |  | 11 | 15.5 | 27631 | 22668 | 18500 | 2.99 | 2.41 | 27476 | 3.55 | 1.98 | 8.5 | 7
Live | 216727671 |  | 11 | 16 | 28107 | 22797 | 18600 | 2.98 | 2.45 | 27741 | 3.65 | 1.96 | 8.5 | 7
Live | 216727670 |  | 11 | 16.5 | 27393 | 22411 | 18400 | 2.98 | 2.41 | 27212 | 3.51 | 1.98 | 8.5 | 7
Live | 216727669 |  | 11 | 16.5 | 28107 | 22668 | 18500 | 2.98 | 2.45 | 27476 | 3.64 | 1.96 | 8.5 | 7
Live | 216727668 |  | 11 | 16.5 | 27393 | 22411 | 18300 | 2.98 | 2.39 | 26948 | 3.49 | 1.98 | 8.5 | 7
Live | 216727667 |  | 11 | 16 | 27393 | 22411 | 18400 | 2.98 | 2.41 | 27212 | 3.51 | 1.98 | 8.5 | 7
Live | 216727666 |  | 10.5 | 14.5 | 27154 | 22668 | 18500 | 2.85 | 2.36 | 27212 | 3.44 | 1.9 | 8.1 | 6.85
Live | 216727657 |  | 11 | 16 | 27631 | 22540 | 18500 | 2.99 | 2.41 | 27212 | 3.56 | 1.96 | 8.5 | 7
Live | 216727656 |  | 11 | 16 | 27869 | 22797 | 18600 | 2.99 | 2.43 | 27476 | 3.61 | 1.98 | 8.5 | 7
Live | 216727655 |  | 11 | 16 | 27154 | 22411 | 18300 | 2.99 | 2.39 | 26948 | 3.46 | 1.98 | 8.5 | 7
Live | 216727654 |  | 11 | 16.5 | 27393 | 22540 | 18400 | 2.98 | 2.41 | 27212 | 3.51 | 1.96 | 8.5 | 7
Live | 216727647 |  | 11 | 16.5 | 27631 | 22668 | 18500 | 2.99 | 2.41 | 27476 | 3.53 | 1.96 | 8.5 | 7
Live | 216727646 |  | 11 | 16.5 | 27154 | 22411 | 18300 | 2.99 | 2.39 | 26948 | 3.46 | 1.98 | 8.5 | 7
Live | 216727645 |  | 11 | 16.5 | 27393 | 22411 | 18300 | 2.98 | 2.39 | 26948 | 3.46 | 1.98 | 8.5 | 7
Live | 216727644 |  | 11 | 17 | 27393 | 22411 | 18400 | 2.98 | 2.41 | 27212 | 3.51 | 1.96 | 8.5 | 7
Live | 216727643 |  | 11 | 15.5 | 27393 | 22411 | 18300 | 2.98 | 2.39 | 27212 | 3.47 | 1.98 | 8.5 | 7
Live | 216727642 |  | 11 | 16 | 27869 | 22797 | 18600 | 2.99 | 2.43 | 27476 | 3.61 | 1.98 | 8.5 | 7
Live | 216727641 |  | 11 | 16 | 27154 | 22411 | 18300 | 2.99 | 2.39 | 26948 | 3.46 | 1.98 | 8.5 | 7
Live | 216727640 |  | 11 | 16.5 | 27393 | 22411 | 18300 | 2.98 | 2.39 | 27212 | 3.48 | 1.96 | 8.5 | 7
Live | 216727639 |  | 11 | 16 | 28107 | 22668 | 18500 | 2.98 | 2.45 | 27476 | 3.64 | 1.96 | 8.5 | 7
Live | 216727638 |  | 11 | 16 | 27631 | 22540 | 18400 | 2.99 | 2.43 | 27212 | 3.56 | 1.96 | 8.5 | 7
Live | 216727637 |  | 11 | 16 | 27393 | 22411 | 18400 | 2.98 | 2.39 | 27212 | 3.48 | 1.98 | 8.5 | 7
Live | 216727636 |  | 11 | 16 | 27631 | 22540 | 18400 | 2.99 | 2.41 | 27212 | 3.53 | 1.98 | 8.5 | 7
Live | 216727635 |  | 11 | 16.5 | 27393 | 22411 | 18400 | 2.98 | 2.41 | 27212 | 3.51 | 1.98 | 8.5 | 7
Live | 216727634 |  | 11 | 16.5 | 27631 | 22540 | 18400 | 2.99 | 2.43 | 27212 | 3.56 | 1.96 | 8.5 | 7
Live | 216727633 |  | 11 | 15.5 | 27393 | 22540 | 18400 | 2.98 | 2.39 | 27212 | 3.47 | 1.98 | 8.5 | 7
Live | 216727628 |  | 10.5 | 15.5 | 27869 | 23184 | 18900 | 2.86 | 2.39 | 28269 | 3.57 | 1.96 | 8.5 | 7
Live | 216727627 |  | 11 | 15 | 27393 | 22668 | 18500 | 2.98 | 2.39 | 27476 | 3.49 | 1.98 | 8.5 | 7
Live | 216727626 |  | 10.5 | 14.5 | 26916 | 22668 | 18500 | 2.85 | 2.36 | 27476 | 3.4 | 1.9 | 8.1 | 6.85
Live | 216727625 |  | 11 | 16.5 | 27393 | 22668 | 18500 | 2.98 | 2.39 | 27476 | 3.49 | 1.96 | 8.5 | 7
Live | 216727624 |  | 11 | 16 | 27154 | 22540 | 18400 | 2.99 | 2.38 | 27212 | 3.42 | 1.96 | 8.5 | 7
Live | 216727622 |  | 11 | 16.5 | 27393 | 22668 | 18500 | 2.98 | 2.39 | 27476 | 3.49 | 1.96 | 8.5 | 7
Live | 216727620 |  | 11 | 16 | 27154 | 22540 | 18400 | 2.99 | 2.38 | 27212 | 3.42 | 1.96 | 8.5 | 7
Live | 216727619 |  | 11 | 16 | 26916 | 22540 | 18400 | 2.99 | 2.38 | 27212 | 3.42 | 1.96 | 8.5 | 7
Live | 216727618 |  | 10.5 | 16 | 27154 | 22797 | 18600 | 2.85 | 2.35 | 27476 | 3.44 | 1.96 | 8.5 | 7
Live | 216727616 |  | 10.5 | 15.5 | 26916 | 22668 | 18500 | 2.85 | 2.33 | 27476 | 3.4 | 1.85 | 8.1 | 6.8
Live | 216727612 |  | 11 | 16.5 | 27154 | 22540 | 18400 | 2.99 | 2.38 | 27212 | 3.44 | 1.96 | 8.5 | 7
Live | 216727611 |  | 11 | 16 | 27154 | 22668 | 18500 | 2.99 | 2.37 | 27476 | 3.44 | 1.96 | 8.5 | 7
Live | 216727610 |  | 11 | 16.5 | 27393 | 22668 | 18500 | 2.98 | 2.39 | 27476 | 3.49 | 1.96 | 8.5 | 7
Live | 216727609 |  | 11 | 16 | 27154 | 22540 | 18400 | 2.99 | 2.38 | 27212 | 3.42 | 1.96 | 8.5 | 7
Live | 216727608 |  | 11 | 16 | 26916 | 22540 | 18400 | 2.99 | 2.38 | 27212 | 3.42 | 1.96 | 8.5 | 7
Live | 216727607 |  | 10.5 | 16 | 27154 | 22797 | 18600 | 2.85 | 2.35 | 27476 | 3.44 | 1.96 | 8.5 | 7
Live | 216727606 |  | 10.5 | 15.5 | 26916 | 22668 | 18500 | 2.85 | 2.36 | 27476 | 3.4 | 1.85 | 8.1 | 6.85
Live | 216727605 |  | 11 | 16 | 27393 | 22668 | 18500 | 2.98 | 2.39 | 27476 | 3.49 | 1.98 | 8.5 | 7
Live | 216727604 |  | 11 | 15.5 | 27393 | 22797 | 18600 | 2.98 | 2.39 | 27476 | 3.49 | 1.98 | 8.5 | 7
Live | 216727603 |  | 11 | 15.5 | 27154 | 22668 | 18500 | 2.99 | 2.37 | 27476 | 3.44 | 1.9 | 8.1 | 6.85
Live | 216727602 |  | 10.5 | 15.2 | 27154 | 22668 | 18500 | 2.85 | 2.36 | 27476 | 3.43 | 1.9 | 8.1 | 6.85
Live | 216727601 |  | 11 | 15.5 | 27154 | 22668 | 18500 | 2.99 | 2.37 | 27476 | 3.44 | 1.9 | 8.1 | 6.85
Live | 216727600 |  | 11 | 16 | 27631 | 22668 | 18500 | 2.99 | 2.41 | 27476 | 3.55 | 1.96 | 8.5 | 7
Live | 216727599 |  | 11 | 16 | 27154 | 22540 | 18400 | 2.99 | 2.38 | 27212 | 3.44 | 1.96 | 8.5 | 7
Live | 216727598 |  | 11 | 15.5 | 27393 | 22668 | 18500 | 2.98 | 2.39 | 27476 | 3.52 | 1.98 | 8.5 | 7
Live | 216727597 |  | 10.5 | 14.5 | 26916 | 22797 | 18500 | 2.85 | 2.34 | 27476 | 3.4 | 1.9 | 8.1 | 6.9
Live | 216727596 |  | 10.5 | 14.5 | 27154 | 22797 | 18600 | 2.85 | 2.35 | 27476 | 3.43 | 1.9 | 8.1 | 6.85
Live | 216727592 |  | 11 | 16.5 | 27393 | 22668 | 18500 | 2.98 | 2.39 | 27476 | 3.49 | 1.96 | 8.5 | 7
Live | 216727591 |  | 11 | 16 | 27154 | 22540 | 18400 | 2.99 | 2.38 | 27476 | 3.47 | 1.96 | 8.5 | 7
Live | 216727590 |  | 11 | 16.5 | 27393 | 22668 | 18500 | 2.98 | 2.39 | 27476 | 3.49 | 1.94 | 8.5 | 7
Live | 216727589 |  | 11 | 16.5 | 27393 | 22668 | 18500 | 2.98 | 2.39 | 27476 | 3.49 | 1.96 | 8.5 | 7
Live | 216727584 |  | 11 | 17 | 27631 | 22797 | 18600 | 2.99 | 2.43 | 27741 | 3.58 | 1.94 | 8.5 | 7
Live | 216727583 |  | 11 | 16.5 | 27154 | 22540 | 18400 | 2.99 | 2.38 | 27212 | 3.44 | 1.96 | 8.5 | 7
Live | 216727582 |  | 11 | 16.5 | 27393 | 22668 | 18500 | 2.98 | 2.39 | 27476 | 3.49 | 1.96 | 8.5 | 7
Live | 216727581 |  | 11 | 16.5 | 27631 | 22797 | 18600 | 2.99 | 2.41 | 27741 | 3.55 | 1.96 | 8.5 | 7
Live | 216727580 |  | 11 | 16.5 | 27393 | 22668 | 18500 | 2.98 | 2.39 | 27476 | 3.49 | 1.94 | 8.5 | 7
Live | 216727579 |  | 11 | 16.5 | 27393 | 22668 | 18500 | 2.98 | 2.39 | 27476 | 3.49 | 1.96 | 8.5 | 7
Live | 216727578 |  | 11 | 16 | 27154 | 22540 | 18400 | 2.99 | 2.38 | 27212 | 3.42 | 1.9 | 8.1 | 6.85
Live | 216727577 |  | 11 | 16 | 27154 | 22540 | 18400 | 2.99 | 2.38 | 27212 | 3.44 | 1.96 | 8.5 | 7
Live | 216727576 |  | 11 | 16.5 | 27393 | 22668 | 18500 | 2.98 | 2.39 | 27476 | 3.49 | 1.98 | 8.5 | 7
Live | 216727575 |  | 11 | 16.5 | 27154 | 22540 | 18400 | 2.99 | 2.39 | 27212 | 3.47 | 1.98 | 8.5 | 7
Live | 216727574 |  | 11 | 15.5 | 27154 | 22668 | 18500 | 2.99 | 2.37 | 27476 | 3.43 | 1.9 | 8.1 | 6.85
Live | 216727573 |  | 11 | 16 | 27154 | 22668 | 18500 | 2.99 | 2.39 | 27476 | 3.47 | 1.98 | 8.5 | 7
Live | 216727570 |  | 10.5 | 16 | 27154 | 23055 | 19000 | 2.85 | 2.37 | 28005 | 3.49 | 1.96 | 8.5 | 7
Live | 216727569 |  | 10.5 | 15.2 | 26678 | 22668 | 18700 | 2.85 | 2.33 | 27476 | 3.4 | 1.9 | 8.1 | 6.85
Live | 216727568 |  | 10.5 | 15 | 26202 | 22668 | 18700 | 2.85 | 2.31 | 27476 | 3.31 | 1.9 | 8.1 | 6.9
Live | 216727567 |  | 10.5 | 16 | 26440 | 22540 | 18700 | 2.85 | 2.33 | 27476 | 3.36 | 1.85 | 8.1 | 6.85
Live | 216727566 |  | 10.5 | 16 | 26678 | 22668 | 18700 | 2.85 | 2.33 | 27476 | 3.38 | 1.96 | 8.5 | 7
Live | 216727564 |  | 10.5 | 16 | 26440 | 22540 | 18700 | 2.85 | 2.33 | 27476 | 3.36 | 1.85 | 8.1 | 6.85
Live | 216727562 |  | 10.5 | 16 | 26678 | 22668 | 18700 | 2.85 | 2.33 | 27476 | 3.38 | 1.96 | 8.5 | 7
Live | 216727561 |  | 10.5 | 16 | 26440 | 22668 | 18700 | 2.85 | 2.33 | 27476 | 3.36 | 1.85 | 8.1 | 6.85
Live | 216727560 |  | 10.5 | 15.5 | 26440 | 22668 | 18700 | 2.85 | 2.31 | 27476 | 3.31 | 1.85 | 8.1 | 6.9
Live | 216727558 |  | 10.5 | 15.5 | 26440 | 22797 | 18800 | 2.85 | 2.32 | 27476 | 3.34 | 1.85 | 8.1 | 6.9
Live | 216727554 |  | 10.5 | 16.5 | 26678 | 22668 | 18700 | 2.85 | 2.36 | 27476 | 3.4 | 1.96 | 8.5 | 7
Live | 216727553 |  | 10.5 | 16 | 26678 | 22797 | 18800 | 2.85 | 2.34 | 27741 | 3.4 | 1.96 | 8.5 | 7
Live | 216727552 |  | 10.5 | 16 | 26440 | 22540 | 18700 | 2.85 | 2.33 | 27476 | 3.36 | 1.85 | 8.1 | 6.85
Live | 216727551 |  | 10.5 | 16 | 26678 | 22668 | 18700 | 2.85 | 2.33 | 27476 | 3.38 | 1.96 | 8.5 | 7
Live | 216727550 |  | 10.5 | 16 | 26440 | 22668 | 18700 | 2.85 | 2.33 | 27476 | 3.36 | 1.85 | 8.1 | 6.85
Live | 216727549 |  | 10.5 | 15.5 | 26440 | 22668 | 18700 | 2.85 | 2.31 | 27476 | 3.31 | 1.85 | 8.1 | 6.9
Live | 216727548 |  | 10.5 | 15.5 | 26440 | 22797 | 18800 | 2.85 | 2.32 | 27741 | 3.36 | 1.85 | 8.1 | 6.9
Live | 216727547 |  | 10.5 | 16 | 26916 | 22797 | 18800 | 2.85 | 2.35 | 27741 | 3.43 | 1.96 | 8.5 | 7
Live | 216727546 |  | 10.5 | 15.5 | 26440 | 22668 | 18700 | 2.85 | 2.33 | 27476 | 3.36 | 1.85 | 8.1 | 6.9
Live | 216727545 |  | 10.5 | 15.5 | 26678 | 22668 | 18800 | 2.85 | 2.33 | 27476 | 3.38 | 1.9 | 8.1 | 6.9
Live | 216727544 |  | 10.5 | 14.5 | 26202 | 22797 | 18800 | 2.85 | 2.3 | 27741 | 3.32 | 1.9 | 8.1 | 6.9
Live | 216727543 |  | 10.5 | 15 | 26440 | 22797 | 18800 | 2.85 | 2.32 | 27741 | 3.36 | 1.9 | 8.1 | 6.9
Live | 216727542 |  | 10.5 | 15.5 | 26440 | 22668 | 18700 | 2.85 | 2.31 | 27476 | 3.34 | 1.9 | 8.1 | 6.9
Live | 216727541 |  | 11 | 16.5 | 26678 | 22540 | 18600 | 2.98 | 2.35 | 27476 | 3.38 | 1.9 | 8.1 | 6.85
Live | 216727540 |  | 10.5 | 16 | 26678 | 22668 | 18700 | 2.85 | 2.36 | 27476 | 3.4 | 1.9 | 8.1 | 6.9
Live | 216727539 |  | 11 | 15.5 | 26916 | 22797 | 18800 | 2.99 | 2.37 | 27741 | 3.46 | 1.98 | 8.5 | 7
Live | 216727538 |  | 10.5 | 14.5 | 26440 | 22797 | 18800 | 2.85 | 2.32 | 27741 | 3.33 | 1.9 | 8.1 | 6.9
Live | 216727537 |  | 10.5 | 14.5 | 26440 | 22797 | 18800 | 2.85 | 2.3 | 27476 | 3.31 | 1.9 | 8.1 | 6.9
Live | 216727533 |  | 10.5 | 16.5 | 26440 | 22668 | 18700 | 2.85 | 2.33 | 27476 | 3.36 | 1.85 | 8.1 | 6.85
Live | 216727532 |  | 10.5 | 16 | 26678 | 22668 | 18700 | 2.85 | 2.36 | 27476 | 3.4 | 1.96 | 8.5 | 7
Live | 216727531 |  | 11 | 16.5 | 26916 | 22668 | 18700 | 2.99 | 2.37 | 27476 | 3.43 | 1.96 | 8.5 | 7
Live | 216727530 |  | 10.5 | 16.5 | 26440 | 22540 | 18700 | 2.85 | 2.33 | 27476 | 3.38 | 1.94 | 8.5 | 7
Live | 216727525 |  | 11 | 16.5 | 26678 | 22540 | 18600 | 2.98 | 2.35 | 27476 | 3.38 | 1.96 | 8.5 | 7
Live | 216727524 |  | 11 | 16.5 | 26678 | 22668 | 18700 | 2.98 | 2.36 | 27476 | 3.4 | 1.96 | 8.5 | 7
Live | 216727523 |  | 10.5 | 16.5 | 26440 | 22668 | 18700 | 2.85 | 2.33 | 27476 | 3.36 | 1.85 | 8.1 | 6.85
Live | 216727522 |  | 10.5 | 16.5 | 26440 | 22668 | 18700 | 2.85 | 2.33 | 27476 | 3.38 | 1.85 | 8.1 | 6.85
Live | 216727521 |  | 11 | 16.5 | 26916 | 22668 | 18700 | 2.99 | 2.37 | 27476 | 3.43 | 1.96 | 8.5 | 7
Live | 216727520 |  | 10.5 | 16.5 | 26440 | 22540 | 18700 | 2.85 | 2.33 | 27476 | 3.38 | 1.94 | 8.5 | 7
Live | 216727519 |  | 11 | 16 | 26678 | 22668 | 18700 | 2.98 | 2.36 | 27476 | 3.4 | 1.9 | 8.1 | 6.9
Live | 216727518 |  | 11 | 16 | 26678 | 22668 | 18700 | 2.98 | 2.36 | 27476 | 3.4 | 1.9 | 8.1 | 6.9
Live | 216727517 |  | 11 | 16.5 | 26440 | 22540 | 18600 | 2.99 | 2.33 | 27476 | 3.38 | 1.85 | 8.1 | 6.85
Live | 216727516 |  | 11 | 16.5 | 26678 | 22668 | 18700 | 2.98 | 2.36 | 27476 | 3.4 | 1.96 | 8.5 | 7
Live | 216727515 |  | 10.5 | 15.5 | 26440 | 22668 | 18700 | 2.85 | 2.33 | 27476 | 3.38 | 1.85 | 8.1 | 6.9
Live | 216727514 |  | 11 | 16 | 26678 | 22668 | 18700 | 2.98 | 2.36 | 27476 | 3.43 | 1.96 | 8.5 | 7
Live | 216727511 |  | 10.5 | 15.5 | 26916 | 23184 | 19100 | 2.85 | 2.35 | 28269 | 3.47 | 1.96 | 8.5 | 7
Live | 216727510 |  | 10.5 | 15 | 26440 | 22797 | 18800 | 2.85 | 2.34 | 27741 | 3.36 | 1.85 | 8.1 | 6.9
Live | 216727509 |  | 10.5 | 14.5 | 26202 | 22668 | 18800 | 2.85 | 2.3 | 27476 | 3.3 | 1.9 | 8.1 | 6.9
Live | 216727508 |  | 10.5 | 16 | 26202 | 22668 | 18800 | 2.85 | 2.31 | 27476 | 3.34 | 1.85 | 8.1 | 6.9
Live | 216727507 |  | 10.5 | 16 | 26440 | 22668 | 18800 | 2.85 | 2.33 | 27476 | 3.36 | 1.85 | 8.1 | 6.85
Live | 216727505 |  | 10.5 | 16 | 26202 | 22668 | 18800 | 2.85 | 2.31 | 27476 | 3.34 | 1.85 | 8.1 | 6.9
Live | 216727503 |  | 10.5 | 16 | 26440 | 22668 | 18800 | 2.85 | 2.33 | 27476 | 3.36 | 1.85 | 8.1 | 6.85
Live | 216727502 |  | 10.5 | 16 | 26440 | 22668 | 18800 | 2.85 | 2.31 | 27476 | 3.34 | 1.85 | 8.1 | 6.9
Live | 216727501 |  | 10.5 | 15.5 | 26202 | 22668 | 18800 | 2.85 | 2.3 | 27476 | 3.3 | 1.9 | 8.1 | 6.9
Live | 216727499 |  | 10.5 | 15.5 | 26202 | 22797 | 18900 | 2.85 | 2.3 | 27741 | 3.32 | 1.85 | 8.1 | 6.9
Live | 216727495 |  | 10.5 | 16.5 | 26440 | 22668 | 18800 | 2.85 | 2.33 | 27476 | 3.38 | 1.94 | 8.5 | 7
Live | 216727494 |  | 10.5 | 16 | 26440 | 22797 | 18900 | 2.85 | 2.34 | 27741 | 3.37 | 1.85 | 8.1 | 6.9
Live | 216727493 |  | 10.5 | 16 | 26202 | 22668 | 18800 | 2.85 | 2.31 | 27476 | 3.34 | 1.85 | 8.1 | 6.9
Live | 216727492 |  | 10.5 | 16 | 26440 | 22668 | 18800 | 2.85 | 2.33 | 27476 | 3.36 | 1.85 | 8.1 | 6.85
Live | 216727491 |  | 10.5 | 16 | 26440 | 22668 | 18800 | 2.85 | 2.31 | 27476 | 3.34 | 1.85 | 8.1 | 6.9
Live | 216727490 |  | 10.5 | 15.5 | 26202 | 22668 | 18800 | 2.85 | 2.3 | 27476 | 3.3 | 1.9 | 8.1 | 6.9
Live | 216727489 |  | 10.5 | 15.5 | 26202 | 22797 | 18900 | 2.85 | 2.3 | 27741 | 3.32 | 1.85 | 8.1 | 6.9
Live | 216727488 |  | 10.5 | 15.5 | 26678 | 22797 | 18900 | 2.85 | 2.34 | 27741 | 3.4 | 1.9 | 8.1 | 6.9
Live | 216727487 |  | 10.5 | 15.5 | 26202 | 22668 | 18800 | 2.85 | 2.31 | 27476 | 3.31 | 1.9 | 8.1 | 6.9
Live | 216727486 |  | 10.5 | 15.5 | 26440 | 22797 | 18800 | 2.85 | 2.32 | 27741 | 3.36 | 1.85 | 8.1 | 6.9
Live | 216727485 |  | 10 | 14.5 | 26202 | 22797 | 18900 | 2.71 | 2.28 | 27741 | 3.28 | 1.9 | 8.1 | 6.9
Live | 216727484 |  | 10.5 | 15 | 26440 | 22797 | 18900 | 2.85 | 2.32 | 27741 | 3.33 | 1.9 | 8.1 | 6.9
Live | 216727483 |  | 10.5 | 16.5 | 26440 | 22540 | 18700 | 2.85 | 2.33 | 27476 | 3.36 | 1.85 | 8.1 | 6.9
Live | 216727482 |  | 10.5 | 16 | 26440 | 22668 | 18800 | 2.85 | 2.33 | 27476 | 3.38 | 1.85 | 8.1 | 6.9
Live | 216727481 |  | 10.5 | 15.5 | 26678 | 22797 | 18900 | 2.85 | 2.35 | 27741 | 3.43 | 1.96 | 8.5 | 7
Live | 216727480 |  | 10.5 | 14.5 | 26202 | 22926 | 18900 | 2.85 | 2.3 | 27741 | 3.32 | 1.9 | 8.1 | 6.9
Live | 216727479 |  | 10.5 | 14.5 | 26202 | 22797 | 18900 | 2.85 | 2.28 | 27476 | 3.3 | 1.9 | 8.1 | 6.95
Live | 216727475 |  | 10.5 | 16 | 26440 | 22668 | 18800 | 2.85 | 2.31 | 27476 | 3.34 | 1.85 | 8.1 | 6.9
Live | 216727474 |  | 10.5 | 16 | 26678 | 22668 | 18800 | 2.85 | 2.33 | 27741 | 3.37 | 1.96 | 8.5 | 7
Live | 216727473 |  | 11 | 16.5 | 26678 | 22668 | 18800 | 2.98 | 2.36 | 27741 | 3.4 | 1.96 | 8.5 | 7
Live | 216727472 |  | 10.5 | 16.5 | 26440 | 22668 | 18700 | 2.85 | 2.33 | 27476 | 3.36 | 1.85 | 8.1 | 6.85
Live | 216727467 |  | 10.5 | 16.5 | 26440 | 22540 | 18700 | 2.85 | 2.33 | 27476 | 3.36 | 1.85 | 8.1 | 6.85
Live | 216727466 |  | 10.5 | 16.5 | 26440 | 22668 | 18800 | 2.85 | 2.33 | 27476 | 3.38 | 1.96 | 8.5 | 7
Live | 216727465 |  | 10.5 | 16 | 26440 | 22668 | 18800 | 2.85 | 2.31 | 27476 | 3.34 | 1.85 | 8.1 | 6.9
Live | 216727464 |  | 10.5 | 16 | 26440 | 22668 | 18800 | 2.85 | 2.33 | 27476 | 3.36 | 1.85 | 8.1 | 6.85
Live | 216727463 |  | 11 | 16.5 | 26678 | 22668 | 18800 | 2.98 | 2.36 | 27741 | 3.4 | 1.96 | 8.5 | 7
Live | 216727462 |  | 10.5 | 16.5 | 26440 | 22668 | 18700 | 2.85 | 2.33 | 27476 | 3.36 | 1.85 | 8.1 | 6.85
Live | 216727461 |  | 10.5 | 16 | 26440 | 22668 | 18800 | 2.85 | 2.33 | 27476 | 3.38 | 1.85 | 8.1 | 6.85
Live | 216727460 |  | 10.5 | 16 | 26440 | 22668 | 18800 | 2.85 | 2.33 | 27476 | 3.38 | 1.85 | 8.1 | 6.85
Live | 216727459 |  | 10.5 | 16.5 | 26440 | 22540 | 18700 | 2.85 | 2.33 | 27476 | 3.34 | 1.85 | 8.1 | 6.9
Live | 216727458 |  | 10.5 | 16.5 | 26440 | 22668 | 18800 | 2.85 | 2.33 | 27476 | 3.38 | 1.85 | 8.1 | 6.85
Live | 216727457 |  | 10.5 | 15.5 | 26440 | 22668 | 18800 | 2.85 | 2.31 | 27476 | 3.36 | 1.9 | 8.1 | 6.9
Live | 216727456 |  | 10.5 | 16 | 26678 | 22668 | 18800 | 2.85 | 2.33 | 27476 | 3.38 | 1.9 | 8.1 | 6.9
Live | 216727453 |  | 10.5 | 16 | 26202 | 22668 | 18800 | 2.85 | 2.3 | 27476 | 3.31 | 1.85 | 8.1 | 6.9
Live | 216727451 |  | 10.5 | 15.5 | 26202 | 22797 | 18900 | 2.85 | 2.28 | 27476 | 3.3 | 1.9 | 8.1 | 6.9
Live | 216727449 |  | 10.5 | 16 | 26202 | 22668 | 18800 | 2.85 | 2.3 | 27476 | 3.31 | 1.85 | 8.1 | 6.9
Live | 216728034 |  | 11 | 17 | 27631 | 22926 | 18900 | 2.99 | 2.43 | 28005 | 3.6 | 1.96 | 8.5 | 7
Live | 216727448 |  | 10.5 | 15.5 | 26202 | 22797 | 18900 | 2.85 | 2.3 | 27741 | 3.32 | 1.85 | 8.1 | 6.9
Live | 216727447 |  | 10.5 | 15.5 | 26440 | 22797 | 18800 | 2.85 | 2.32 | 27476 | 3.34 | 1.9 | 8.1 | 6.9
Live | 216728033 |  | 11 | 17 | 26916 | 23699 | 19500 | 2.99 | 2.53 | 28269 | 3.53 | 2.1 | 9 | 7.5
Live | 216727446 |  | 10.5 | 14.5 | 26202 | 22797 | 18900 | 2.85 | 2.3 | 27741 | 3.32 | 1.9 | 8.1 | 6.9
Live | 216728032 |  | 10.5 | 14.3 | 27154 | 24214 | 19800 | 2.85 | 2.5 | 28797 | 3.58 | 1.98 | 8.5 | 7.5
Live | 216727445 |  | 10.5 | 15.5 | 26678 | 22797 | 18900 | 2.85 | 2.34 | 27741 | 3.4 | 1.9 | 8.1 | 6.9
Live | 216728031 |  | 11 | 17 | 27631 | 23441 | 19300 | 2.99 | 2.54 | 28269 | 3.68 | 2.08 | 9 | 7.5
Live | 216727444 |  | 10 | 14.5 | 26202 | 22926 | 18900 | 2.71 | 2.3 | 27741 | 3.32 | 1.9 | 8.1 | 6.9
Live | 216728030 |  | 11 | 17 | 27631 | 23441 | 19300 | 2.99 | 2.54 | 28269 | 3.68 | 2.08 | 9 | 7.5
Live | 216727443 |  | 10.5 | 16.5 | 26678 | 22668 | 18800 | 2.85 | 2.33 | 27476 | 3.4 | 1.96 | 8.5 | 7
Live | 216728029 |  | 11 | 16.5 | 27154 | 23828 | 19600 | 2.99 | 2.54 | 28533 | 3.59 | 2.08 | 9 | 7.5
Live | 216727442 |  | 10.5 | 16 | 26202 | 22540 | 18700 | 2.85 | 2.32 | 27476 | 3.34 | 1.85 | 8.1 | 6.9
Live | 216728028 |  | 11 | 15.2 | 28584 | 23441 | 19200 | 2.99 | 2.46 | 28797 | 3.78 | 1.98 | 8.5 | 7
Live | 216727440 |  | 11 | 16.5 | 26678 | 22668 | 18800 | 2.98 | 2.33 | 27476 | 3.4 | 1.96 | 8.5 | 7
Live | 216728027 |  | 11 | 16 | 27869 | 22926 | 18800 | 2.99 | 2.43 | 28005 | 3.63 | 1.96 | 8.5 | 7
Live | 216727439 |  | 10.5 | 16 | 26202 | 22540 | 18700 | 2.85 | 2.32 | 27476 | 3.34 | 1.85 | 8.1 | 6.9
Live | 216728026 |  | 11 | 15.5 | 27393 | 23184 | 19200 | 2.98 | 2.41 | 28269 | 3.57 | 1.98 | 8.5 | 7
Live | 216727438 |  | 10.5 | 16 | 26440 | 22668 | 18700 | 2.85 | 2.33 | 27476 | 3.36 | 1.85 | 8.1 | 6.9
Live | 216728025 |  | 11 | 15.2 | 28584 | 23441 | 19200 | 2.99 | 2.46 | 28797 | 3.78 | 1.98 | 8.5 | 7
Live | 216727437 |  | 10.5 | 16 | 26440 | 22668 | 18800 | 2.85 | 2.33 | 27476 | 3.36 | 1.85 | 8.1 | 6.9
Live | 216728024 |  | 11 | 15.5 | 27393 | 22926 | 18700 | 2.98 | 2.41 | 27741 | 3.55 | 1.98 | 8.5 | 7
Live | 216727436 |  | 11 | 16 | 27869 | 23055 | 18800 | 2.99 | 2.41 | 28005 | 3.62 | 1.96 | 8.5 | 7
Live | 216728021 |  | 11 | 14.5 | 28584 | 23312 | 19100 | 2.99 | 2.47 | 28533 | 3.78 | 1.96 | 8.5 | 7
Live | 216727435 |  | 11 | 15.2 | 27393 | 22668 | 18500 | 2.98 | 2.39 | 27476 | 3.52 | 1.98 | 8.5 | 7
Live | 216728020 |  | 10.5 | 15.2 | 27631 | 23055 | 18900 | 2.85 | 2.39 | 28005 | 3.57 | 1.85 | 8.1 | 6.8
Live | 216727434 |  | 11 | 15 | 27154 | 22540 | 18400 | 2.99 | 2.38 | 27212 | 3.42 | 1.9 | 8.1 | 6.8
Live | 216728019 |  | 10.5 | 14.5 | 27154 | 22668 | 18500 | 2.85 | 2.37 | 27476 | 3.47 | 1.85 | 8.1 | 6.8
Live | 216727433 |  | 11 | 16.5 | 27631 | 22668 | 18500 | 2.99 | 2.41 | 27476 | 3.55 | 1.96 | 8.5 | 7
Live | 216728018 |  | 10.5 | 15.2 | 26678 | 22540 | 18400 | 2.85 | 2.35 | 27476 | 3.4 | 1.85 | 8.1 | 6.85
Live | 216727432 |  | 11 | 16.5 | 27393 | 22540 | 18400 | 2.98 | 2.39 | 27212 | 3.47 | 1.98 | 8.5 | 7
Live | 216728017 |  | 11 | 16 | 27393 | 22797 | 18600 | 2.98 | 2.41 | 27741 | 3.53 | 1.85 | 8.1 | 6.8
Live | 216727430 |  | 11 | 16.5 | 27631 | 22668 | 18500 | 2.99 | 2.41 | 27476 | 3.55 | 1.96 | 8.5 | 7
Live | 216728016 |  | 11 | 16 | 26916 | 22540 | 18400 | 2.99 | 2.38 | 27476 | 3.43 | 1.85 | 8.1 | 6.8
Live | 216728015 |  | 11 | 16 | 27154 | 22797 | 18600 | 2.99 | 2.39 | 27741 | 3.5 | 1.85 | 8.1 | 6.8
Live | 216727428 |  | 11 | 16.5 | 27393 | 22540 | 18400 | 2.98 | 2.39 | 27212 | 3.47 | 1.98 | 8.5 | 7
Live | 216728014 |  | 11 | 16 | 26916 | 22540 | 18400 | 2.99 | 2.35 | 27476 | 3.4 | 1.85 | 8.1 | 6.8
Live | 216727427 |  | 11 | 16.5 | 27154 | 22540 | 18400 | 2.99 | 2.38 | 27212 | 3.44 | 1.96 | 8.5 | 7
Live | 216728013 |  | 11 | 16 | 26916 | 22668 | 18500 | 2.99 | 2.37 | 27476 | 3.44 | 1.85 | 8.1 | 6.75
Live | 216727426 |  | 11 | 16 | 27393 | 22797 | 18600 | 2.98 | 2.37 | 27476 | 3.47 | 1.98 | 8.5 | 7
Live | 216727422 |  | 11 | 16.5 | 27393 | 22540 | 18400 | 2.98 | 2.39 | 27212 | 3.48 | 1.96 | 8.5 | 7
Live | 216728011 |  | 10.5 | 15.2 | 26678 | 22540 | 18400 | 2.85 | 2.35 | 27476 | 3.4 | 1.85 | 8.1 | 6.85
Live | 216727421 |  | 11 | 16.5 | 27393 | 22668 | 18500 | 2.98 | 2.39 | 27476 | 3.49 | 1.96 | 8.5 | 7
Live | 216728010 |  | 11 | 15.5 | 27393 | 22797 | 18600 | 2.98 | 2.41 | 27741 | 3.53 | 1.85 | 8.1 | 6.8
Live | 216727420 |  | 11 | 16.5 | 27631 | 22668 | 18500 | 2.99 | 2.41 | 27476 | 3.55 | 1.96 | 8.5 | 7
Live | 216727419 |  | 11 | 16.5 | 27393 | 22540 | 18400 | 2.98 | 2.39 | 27212 | 3.47 | 1.98 | 8.5 | 7
Live | 216728008 |  | 11 | 16 | 26916 | 22540 | 18400 | 2.99 | 2.38 | 27476 | 3.43 | 1.85 | 8.1 | 6.8
Live | 216727418 |  | 11 | 16.5 | 27154 | 22540 | 18400 | 2.99 | 2.38 | 27212 | 3.44 | 1.96 | 8.5 | 7
Live | 216728007 |  | 11 | 16 | 27154 | 22797 | 18600 | 2.99 | 2.39 | 27741 | 3.5 | 1.85 | 8.1 | 6.8
Live | 216727417 |  | 11 | 16 | 27393 | 22797 | 18600 | 2.98 | 2.37 | 27476 | 3.47 | 1.98 | 8.5 | 7
Live | 216727416 |  | 11 | 15.5 | 27154 | 22668 | 18500 | 2.99 | 2.37 | 27476 | 3.44 | 1.96 | 8.5 | 7
Live | 216728005 |  | 11 | 16 | 26916 | 22540 | 18400 | 2.99 | 2.35 | 27476 | 3.4 | 1.85 | 8.1 | 6.8
Live | 216727415 |  | 11 | 16 | 27393 | 22668 | 18500 | 2.98 | 2.41 | 27476 | 3.53 | 1.98 | 8.5 | 7
Live | 216727414 |  | 11 | 15.5 | 27631 | 22797 | 18500 | 2.99 | 2.41 | 27476 | 3.53 | 1.98 | 8.5 | 7
Live | 216728003 |  | 11 | 16 | 26916 | 22668 | 18500 | 2.99 | 2.37 | 27476 | 3.44 | 1.85 | 8.1 | 6.75
Live | 216727413 |  | 11 | 15.5 | 27393 | 22668 | 18500 | 2.98 | 2.39 | 27476 | 3.49 | 1.98 | 8.5 | 7
Live | 216728002 |  | 11 | 16 | 26916 | 22668 | 18500 | 2.99 | 2.36 | 27476 | 3.4 | 1.85 | 8.1 | 6.8
Live | 216727412 |  | 11 | 15.2 | 27154 | 22668 | 18500 | 2.99 | 2.37 | 27476 | 3.44 | 1.9 | 8.1 | 6.85
Live | 216728001 |  | 10.5 | 15.5 | 26916 | 22797 | 18600 | 2.85 | 2.35 | 27741 | 3.44 | 1.85 | 8.1 | 6.8
Live | 216727411 |  | 11 | 15.5 | 27393 | 22668 | 18500 | 2.98 | 2.39 | 27476 | 3.49 | 1.98 | 8.5 | 7
Live | 216727999 |  | 10.5 | 15 | 26678 | 22797 | 18500 | 2.85 | 2.34 | 27476 | 3.38 | 1.85 | 8.1 | 6.85
Live | 216727410 |  | 11 | 16.5 | 27154 | 22411 | 18300 | 2.99 | 2.39 | 27212 | 3.47 | 1.98 | 8.5 | 7
Live | 216727992 |  | 11 | 16 | 27869 | 22926 | 18800 | 2.99 | 2.43 | 28005 | 3.62 | 1.94 | 8.5 | 7
Live | 216727409 |  | 11 | 16 | 27393 | 22540 | 18400 | 2.98 | 2.39 | 27212 | 3.48 | 1.98 | 8.5 | 7
Live | 216727991 |  | 11 | 16 | 27154 | 22668 | 18500 | 2.99 | 2.39 | 27476 | 3.49 | 1.85 | 8.1 | 6.75
Live | 216727408 |  | 11 | 16 | 27631 | 22797 | 18500 | 2.99 | 2.41 | 27476 | 3.55 | 1.96 | 8.5 | 7
Live | 216727990 |  | 11 | 16 | 26916 | 22540 | 18400 | 2.99 | 2.35 | 27476 | 3.43 | 1.85 | 8.1 | 6.8
Live | 216727407 |  | 10.5 | 14.5 | 27154 | 22668 | 18500 | 2.85 | 2.36 | 27476 | 3.43 | 1.9 | 8.1 | 6.85
Live | 216727406 |  | 10.5 | 14.5 | 27154 | 22797 | 18600 | 2.85 | 2.37 | 27476 | 3.47 | 1.9 | 8.1 | 6.85
Live | 216727989 |  | 11 | 16 | 26916 | 22668 | 18500 | 2.99 | 2.37 | 27476 | 3.44 | 1.85 | 8.1 | 6.8
Live | 216727402 |  | 11 | 16.5 | 27631 | 22668 | 18500 | 2.99 | 2.41 | 27476 | 3.53 | 1.96 | 8.5 | 7
Live | 216727988 |  | 11 | 16 | 27154 | 22797 | 18600 | 2.99 | 2.37 | 27476 | 3.44 | 1.85 | 8.1 | 6.8
Live | 216727401 |  | 11 | 16.5 | 27393 | 22540 | 18400 | 2.98 | 2.39 | 27212 | 3.48 | 1.96 | 8.5 | 7
Live | 216727987 |  | 10.5 | 15.5 | 26916 | 22540 | 18400 | 2.85 | 2.35 | 27476 | 3.4 | 1.85 | 8.1 | 6.8
Live | 216727400 |  | 11 | 17 | 27631 | 22540 | 18400 | 2.99 | 2.41 | 27476 | 3.53 | 1.96 | 8.5 | 7
Live | 216727986 |  | 11 | 16 | 27631 | 22926 | 18700 | 2.99 | 2.41 | 27741 | 3.58 | 1.85 | 8.1 | 6.75
Live | 216727399 |  | 11 | 16.5 | 27154 | 22411 | 18400 | 2.99 | 2.39 | 27212 | 3.47 | 1.98 | 8.5 | 7
Live | 216727985 |  | 11 | 16 | 27154 | 22797 | 18600 | 2.99 | 2.39 | 27741 | 3.5 | 1.85 | 8.1 | 6.8
Live | 216727394 |  | 11 | 17 | 27869 | 22797 | 18600 | 2.99 | 2.45 | 27741 | 3.61 | 1.96 | 8.5 | 7
Live | 216727984 |  | 11 | 16 | 26916 | 22540 | 18400 | 2.99 | 2.35 | 27476 | 3.4 | 1.85 | 8.1 | 6.8
Live | 216727983 |  | 11 | 16 | 26916 | 22668 | 18500 | 2.99 | 2.37 | 27476 | 3.44 | 1.85 | 8.1 | 6.75
Live | 216727393 |  | 11 | 17 | 27393 | 22540 | 18400 | 2.98 | 2.39 | 27212 | 3.48 | 1.96 | 8.5 | 7
Live | 216727392 |  | 11 | 16.5 | 27631 | 22668 | 18500 | 2.99 | 2.41 | 27476 | 3.53 | 1.96 | 8.5 | 7
Live | 216727982 |  | 11 | 16 | 26916 | 22668 | 18500 | 2.99 | 2.36 | 27476 | 3.4 | 1.85 | 8.1 | 6.8
Live | 216727391 |  | 11 | 16.5 | 27154 | 22540 | 18400 | 2.99 | 2.39 | 27212 | 3.47 | 1.98 | 8.5 | 7
Live | 216727981 |  | 10.5 | 15.5 | 26916 | 22797 | 18600 | 2.85 | 2.35 | 27741 | 3.44 | 1.85 | 8.1 | 6.8
Live | 216727390 |  | 11 | 17 | 27631 | 22540 | 18400 | 2.99 | 2.41 | 27476 | 3.53 | 1.96 | 8.5 | 7
Live | 216727980 |  | 10.5 | 15 | 26916 | 22797 | 18600 | 2.85 | 2.34 | 27476 | 3.4 | 1.85 | 8.1 | 6.85
Live | 216727389 |  | 11 | 16.5 | 27154 | 22411 | 18400 | 2.99 | 2.39 | 27212 | 3.47 | 1.98 | 8.5 | 7
Live | 216727979 |  | 10.5 | 15.2 | 27154 | 22797 | 18600 | 2.85 | 2.37 | 27476 | 3.47 | 1.85 | 8.1 | 6.85
Live | 216727388 |  | 11 | 16 | 27393 | 22540 | 18400 | 2.98 | 2.39 | 27212 | 3.48 | 1.98 | 8.5 | 7
Live | 216727978 |  | 10.5 | 15.2 | 27393 | 22797 | 18700 | 2.86 | 2.39 | 27741 | 3.5 | 1.9 | 8.1 | 6.8
Live | 216727387 |  | 11 | 16.5 | 27393 | 22540 | 18400 | 2.98 | 2.39 | 27212 | 3.48 | 1.98 | 8.5 | 7
Live | 216727977 |  | 10.5 | 15.5 | 26678 | 22540 | 18400 | 2.85 | 2.35 | 27476 | 3.4 | 1.85 | 8.1 | 6.85
Live | 216727386 |  | 11 | 16.5 | 27631 | 22540 | 18400 | 2.99 | 2.41 | 27476 | 3.53 | 1.96 | 8.5 | 7
Live | 216727976 |  | 10.5 | 15.5 | 27393 | 22797 | 18600 | 2.86 | 2.41 | 27741 | 3.53 | 1.9 | 8.1 | 6.8
Live | 216727975 |  | 10.5 | 15.5 | 27154 | 22668 | 18500 | 2.85 | 2.37 | 27476 | 3.47 | 1.85 | 8.1 | 6.8
Live | 216727385 |  | 11 | 16.5 | 27393 | 22540 | 18400 | 2.98 | 2.39 | 27212 | 3.48 | 1.98 | 8.5 | 7
Live | 216727384 |  | 11 | 15.5 | 27154 | 22540 | 18400 | 2.99 | 2.38 | 27212 | 3.44 | 1.96 | 8.5 | 7
Live | 216727974 |  | 10.5 | 15.2 | 27154 | 22668 | 18600 | 2.85 | 2.39 | 27476 | 3.49 | 1.9 | 8.1 | 6.8
Live | 216727383 |  | 11 | 16 | 27393 | 22540 | 18400 | 2.98 | 2.41 | 27212 | 3.51 | 1.96 | 8.5 | 7
Live | 216727973 |  | 10.5 | 15.2 | 26678 | 22540 | 18400 | 2.85 | 2.35 | 27476 | 3.4 | 1.85 | 8.1 | 6.85
Live | 216727380 |  | 10.5 | 15.5 | 26678 | 23570 | 19500 | 2.85 | 2.39 | 28533 | 3.48 | 1.94 | 8.5 | 7
Live | 216727972 |  | 10.5 | 15 | 26916 | 22668 | 18500 | 2.85 | 2.37 | 27476 | 3.44 | 1.85 | 8.1 | 6.8
Live | 216727379 |  | 10.5 | 14.5 | 26202 | 23312 | 19200 | 2.85 | 2.37 | 28005 | 3.38 | 1.98 | 8.5 | 7
Live | 216727971 |  | 10.5 | 14.5 | 26916 | 22797 | 18600 | 2.85 | 2.35 | 27476 | 3.43 | 1.9 | 8.1 | 6.9
Live | 216727378 |  | 10.5 | 16 | 26440 | 23312 | 19200 | 2.85 | 2.39 | 28005 | 3.42 | 1.96 | 8.5 | 7
Live | 216727970 |  | 10.5 | 15 | 27154 | 22797 | 18600 | 2.85 | 2.37 | 27476 | 3.44 | 1.85 | 8.1 | 6.8
Live | 216727377 |  | 10.5 | 16 | 26202 | 23184 | 19100 | 2.85 | 2.38 | 27741 | 3.36 | 1.96 | 8.5 | 7
Live | 216727969 |  | 10.5 | 15.2 | 27393 | 22797 | 18700 | 2.86 | 2.41 | 27741 | 3.53 | 1.9 | 8.1 | 6.8
Live | 216727968 |  | 11 | 15.2 | 27631 | 22926 | 18800 | 2.99 | 2.43 | 28005 | 3.6 | 1.9 | 8.1 | 6.8
Live | 216727375 |  | 10.5 | 16 | 26440 | 23312 | 19200 | 2.85 | 2.39 | 28005 | 3.42 | 1.96 | 8.5 | 7
Live | 216727967 |  | 11 | 16 | 27154 | 22668 | 18500 | 2.99 | 2.39 | 27476 | 3.47 | 1.85 | 8.1 | 6.8
Live | 216727966 |  | 11 | 15.5 | 27631 | 22797 | 18700 | 2.99 | 2.43 | 27741 | 3.58 | 1.9 | 8.1 | 6.75
Live | 216727373 |  | 10.5 | 16 | 26202 | 23184 | 19100 | 2.85 | 2.38 | 27741 | 3.36 | 1.96 | 8.5 | 7
Live | 216727965 |  | 10.5 | 16 | 26916 | 22540 | 18400 | 2.85 | 2.38 | 27476 | 3.43 | 1.85 | 8.1 | 6.8
Live | 216727372 |  | 10.5 | 16 | 25963 | 23184 | 19200 | 2.85 | 2.38 | 27741 | 3.33 | 1.98 | 8.5 | 7
Live | 216727964 |  | 11 | 16 | 27154 | 22668 | 18500 | 2.99 | 2.37 | 27476 | 3.44 | 1.85 | 8.1 | 6.8
Live | 216727371 |  | 10 | 15.5 | 26202 | 23312 | 19300 | 2.71 | 2.36 | 28005 | 3.36 | 1.98 | 8.5 | 7
Live | 216727963 |  | 10.5 | 15.2 | 27393 | 22797 | 18700 | 2.86 | 2.39 | 27741 | 3.5 | 1.85 | 8.1 | 6.75
Live | 216727953 |  | 10.5 | 14.5 | 27154 | 22668 | 18500 | 2.85 | 2.37 | 27476 | 3.47 | 1.85 | 8.1 | 6.75
Live | 216727369 |  | 10 | 15.2 | 25963 | 23184 | 19200 | 2.72 | 2.33 | 27741 | 3.32 | 1.9 | 8.1 | 7
Live | 216727952 |  | 10.5 | 15.2 | 27154 | 22797 | 18600 | 2.85 | 2.39 | 27741 | 3.49 | 1.85 | 8.1 | 6.75
Live | 216727951 |  | 10.5 | 14.5 | 26678 | 22540 | 18400 | 2.85 | 2.35 | 27476 | 3.4 | 1.85 | 8.1 | 6.8
Live | 216727950 |  | 10.5 | 15.5 | 26916 | 22540 | 18400 | 2.85 | 2.35 | 27212 | 3.41 | 1.85 | 8.1 | 6.8
Live | 216727365 |  | 10.5 | 16 | 26202 | 23184 | 19100 | 2.85 | 2.38 | 27741 | 3.37 | 1.96 | 8.5 | 7
Live | 216727949 |  | 11 | 16 | 27154 | 22668 | 18500 | 2.99 | 2.37 | 27476 | 3.47 | 1.85 | 8.1 | 6.8
Live | 216727948 |  | 11 | 16 | 27154 | 22668 | 18500 | 2.99 | 2.39 | 27476 | 3.49 | 1.85 | 8.1 | 6.8
Live | 216727947 |  | 11 | 16 | 26916 | 22540 | 18400 | 2.99 | 2.38 | 27476 | 3.43 | 1.85 | 8.1 | 6.8
Live | 216727364 |  | 10.5 | 16 | 26202 | 23312 | 19200 | 2.85 | 2.37 | 28005 | 3.38 | 1.96 | 8.5 | 7
Live | 216727938 |  | 11 | 16 | 27154 | 22797 | 18600 | 2.99 | 2.39 | 27741 | 3.49 | 1.85 | 8.1 | 6.75
Live | 216727937 |  | 11 | 16 | 26916 | 22540 | 18400 | 2.99 | 2.38 | 27212 | 3.42 | 1.85 | 8.1 | 6.8
Live | 216727363 |  | 10.5 | 16 | 26440 | 23312 | 19200 | 2.85 | 2.39 | 28005 | 3.42 | 1.96 | 8.5 | 7
Live | 216727936 |  | 10.5 | 16 | 26916 | 22540 | 18400 | 2.85 | 2.38 | 27212 | 3.42 | 1.85 | 8.1 | 6.75
Live | 216727362 |  | 10.5 | 16 | 26202 | 23184 | 19100 | 2.85 | 2.38 | 27741 | 3.36 | 1.96 | 8.5 | 7
Live | 216727935 |  | 10.5 | 16 | 27154 | 22668 | 18500 | 2.85 | 2.39 | 27476 | 3.47 | 1.85 | 8.1 | 6.75
Live | 216727361 |  | 10.5 | 16 | 25963 | 23184 | 19200 | 2.85 | 2.38 | 27741 | 3.33 | 1.98 | 8.5 | 7
Live | 216727934 |  | 10.5 | 14.5 | 26678 | 22540 | 18400 | 2.85 | 2.35 | 27476 | 3.4 | 1.85 | 8.1 | 6.8
Live | 216727933 |  | 10.5 | 15 | 26916 | 22540 | 18400 | 2.85 | 2.38 | 27476 | 3.43 | 1.85 | 8.1 | 6.8
Live | 216727360 |  | 10 | 15.5 | 26202 | 23312 | 19300 | 2.71 | 2.36 | 28005 | 3.36 | 1.98 | 8.5 | 7
Live | 216727932 |  | 10.5 | 14.5 | 26678 | 22540 | 18400 | 2.85 | 2.35 | 27476 | 3.4 | 1.85 | 8.1 | 6.8
Live | 216727931 |  | 10.5 | 15.5 | 26916 | 22540 | 18400 | 2.85 | 2.35 | 27212 | 3.41 | 1.85 | 8.1 | 6.8
Live | 216727359 |  | 10 | 15.5 | 25963 | 23312 | 19200 | 2.72 | 2.36 | 28005 | 3.34 | 1.96 | 8.5 | 7
Live | 216727930 |  | 11 | 16 | 26916 | 22540 | 18400 | 2.99 | 2.38 | 27476 | 3.43 | 1.85 | 8.1 | 6.8
Live | 216727358 |  | 10.5 | 15.5 | 26440 | 23184 | 19200 | 2.85 | 2.39 | 28005 | 3.41 | 1.96 | 8.5 | 7
Live | 216727357 |  | 10.5 | 15.2 | 26440 | 23312 | 19300 | 2.85 | 2.39 | 28005 | 3.42 | 1.98 | 8.5 | 7
Live | 216727929 |  | 11 | 16 | 27154 | 22668 | 18500 | 2.99 | 2.39 | 27476 | 3.49 | 1.85 | 8.1 | 6.8
Live | 216727356 |  | 10.5 | 15.5 | 26202 | 23184 | 19200 | 2.85 | 2.38 | 27741 | 3.36 | 1.98 | 8.5 | 7
Live | 216727928 |  | 11 | 16 | 26916 | 22540 | 18400 | 2.99 | 2.38 | 27476 | 3.43 | 1.85 | 8.1 | 6.8
Live | 216727355 |  | 10 | 14.5 | 26202 | 23312 | 19200 | 2.71 | 2.36 | 28005 | 3.36 | 1.98 | 8.5 | 7
Live | 216727927 |  | 10.5 | 15.5 | 27154 | 22668 | 18500 | 2.85 | 2.37 | 27476 | 3.47 | 1.85 | 8.1 | 6.8
Live | 216727354 |  | 10.5 | 15.2 | 26202 | 23312 | 19200 | 2.85 | 2.37 | 28005 | 3.38 | 1.98 | 8.5 | 7
Live | 216727926 |  | 11 | 15.2 | 27631 | 22926 | 18700 | 2.99 | 2.41 | 28005 | 3.57 | 1.9 | 8.1 | 6.75
Live | 216727353 |  | 10.5 | 16 | 26202 | 23184 | 19100 | 2.85 | 2.38 | 27741 | 3.37 | 1.96 | 8.5 | 7
Live | 216727925 |  | 11 | 16 | 27393 | 22668 | 18600 | 2.98 | 2.39 | 27476 | 3.52 | 1.85 | 8.1 | 6.75
Live | 216727352 |  | 10.5 | 15.5 | 26440 | 23312 | 19200 | 2.85 | 2.39 | 28005 | 3.42 | 1.96 | 8.5 | 7
Live | 216727924 |  | 11 | 16 | 26916 | 22540 | 18400 | 2.99 | 2.35 | 27212 | 3.41 | 1.9 | 8.1 | 6.85
Live | 216727351 |  | 10 | 14.5 | 25963 | 23312 | 19300 | 2.72 | 2.33 | 28005 | 3.31 | 1.9 | 8.1 | 7
Live | 216727923 |  | 11 | 16 | 26916 | 22668 | 18500 | 2.99 | 2.37 | 27476 | 3.44 | 1.85 | 8.1 | 6.8
Live | 216727347 |  | 10.5 | 16 | 25963 | 23055 | 19100 | 2.85 | 2.35 | 27741 | 3.33 | 1.98 | 8.5 | 7
Live | 216727922 |  | 10.5 | 15.5 | 26916 | 22540 | 18400 | 2.85 | 2.35 | 27476 | 3.4 | 1.9 | 8.1 | 6.85
Live | 216727346 |  | 10.5 | 16 | 26202 | 23184 | 19200 | 2.85 | 2.38 | 27741 | 3.37 | 1.96 | 8.5 | 7
Live | 216727921 |  | 11 | 16 | 27154 | 22668 | 18600 | 2.99 | 2.39 | 27476 | 3.52 | 1.85 | 8.1 | 6.75
Live | 216727345 |  | 10.5 | 16.5 | 26440 | 23184 | 19200 | 2.85 | 2.39 | 27741 | 3.43 | 1.96 | 8.5 | 7
Live | 216727920 |  | 11 | 16 | 26916 | 22668 | 18500 | 2.99 | 2.37 | 27476 | 3.44 | 1.85 | 8.1 | 6.8
Live | 216727344 |  | 10.5 | 16 | 26202 | 23055 | 19100 | 2.85 | 2.37 | 27741 | 3.36 | 1.96 | 8.5 | 7
Live | 216727339 |  | 10.5 | 16 | 25963 | 22926 | 19100 | 2.85 | 2.37 | 27741 | 3.36 | 1.98 | 8.5 | 7
Live | 216727919 |  | 10.5 | 15.5 | 27154 | 22668 | 18500 | 2.85 | 2.39 | 27476 | 3.49 | 1.9 | 8.1 | 6.8
Live | 216727918 |  | 11 | 16 | 27154 | 22668 | 18500 | 2.99 | 2.37 | 27476 | 3.44 | 1.85 | 8.1 | 6.8
Live | 216727338 |  | 10.5 | 16.5 | 26202 | 23184 | 19100 | 2.85 | 2.39 | 27741 | 3.37 | 1.94 | 8.5 | 7
Live | 216727337 |  | 10.5 | 16 | 25963 | 23055 | 19100 | 2.85 | 2.35 | 27741 | 3.33 | 1.98 | 8.5 | 7
Live | 216727917 |  | 10.5 | 16 | 26916 | 22540 | 18400 | 2.85 | 2.38 | 27212 | 3.42 | 1.85 | 8.1 | 6.8
Live | 216727336 |  | 10.5 | 16 | 26202 | 23184 | 19100 | 2.85 | 2.38 | 27741 | 3.36 | 1.96 | 8.5 | 7
Live | 216727916 |  | 10.5 | 16 | 26916 | 22540 | 18400 | 2.85 | 2.38 | 27476 | 3.44 | 1.85 | 8.1 | 6.8
Live | 216727335 |  | 10.5 | 16.5 | 26440 | 23184 | 19200 | 2.85 | 2.39 | 27741 | 3.43 | 1.96 | 8.5 | 7
Live | 216727915 |  | 10.5 | 15.2 | 26916 | 22668 | 18500 | 2.85 | 2.36 | 27476 | 3.43 | 1.9 | 8.1 | 6.85
Live | 216727334 |  | 10.5 | 16 | 26202 | 23055 | 19100 | 2.85 | 2.37 | 27741 | 3.36 | 1.96 | 8.5 | 7
Live | 216727333 |  | 10.5 | 16 | 26202 | 23184 | 19100 | 2.85 | 2.38 | 27741 | 3.36 | 1.98 | 8.5 | 7
Live | 216727914 |  | 10.5 | 15.5 | 27154 | 22668 | 18500 | 2.85 | 2.39 | 27476 | 3.47 | 1.9 | 8.1 | 6.8
Live | 216727332 |  | 10.5 | 16 | 26202 | 23184 | 19100 | 2.85 | 2.38 | 27741 | 3.37 | 1.96 | 8.5 | 7
Live | 216727909 |  | 10.5 | 15 | 27154 | 23312 | 19200 | 2.85 | 2.41 | 28533 | 3.56 | 1.96 | 8.5 | 7
Live | 216727331 |  | 10.5 | 16 | 26440 | 23184 | 19200 | 2.85 | 2.39 | 27741 | 3.43 | 1.96 | 8.5 | 7
Live | 216727908 |  | 10.5 | 15.5 | 27154 | 23055 | 19000 | 2.85 | 2.41 | 28005 | 3.54 | 1.85 | 8.1 | 6.8
Live | 216727330 |  | 10.5 | 16 | 26202 | 23055 | 19100 | 2.85 | 2.39 | 27741 | 3.37 | 1.96 | 8.5 | 7
Live | 216727907 |  | 10.5 | 15.2 | 26916 | 22797 | 18900 | 2.85 | 2.41 | 27741 | 3.49 | 1.85 | 8.1 | 6.8
Live | 216727329 |  | 10.5 | 16 | 26202 | 23184 | 19200 | 2.85 | 2.39 | 27741 | 3.4 | 1.96 | 8.5 | 7
Live | 216727326 |  | 10.5 | 15.5 | 25963 | 23055 | 19100 | 2.85 | 2.35 | 27741 | 3.33 | 1.96 | 8.5 | 7
Live | 216727906 |  | 11 | 16 | 27154 | 22926 | 19000 | 2.99 | 2.43 | 28005 | 3.55 | 1.96 | 8.5 | 7
Live | 216727905 |  | 10.5 | 15.5 | 26916 | 22797 | 18900 | 2.85 | 2.39 | 27741 | 3.49 | 1.85 | 8.1 | 6.8
Live | 216727324 |  | 10 | 15.2 | 25963 | 23184 | 19200 | 2.72 | 2.33 | 27741 | 3.29 | 1.9 | 8.1 | 6.95
Live | 216727904 |  | 10.5 | 16 | 26916 | 22926 | 18900 | 2.85 | 2.39 | 28005 | 3.49 | 1.85 | 8.1 | 6.85
Live | 216727322 |  | 10.5 | 15.5 | 25963 | 23055 | 19100 | 2.85 | 2.35 | 27741 | 3.33 | 1.96 | 8.5 | 7
Live | 216727903 |  | 10.5 | 15.5 | 26678 | 22797 | 18800 | 2.85 | 2.37 | 27741 | 3.43 | 1.85 | 8.1 | 6.8
Live | 216727321 |  | 10 | 15.5 | 25963 | 23312 | 19200 | 2.72 | 2.33 | 27741 | 3.32 | 1.96 | 8.5 | 7
Live | 216727901 |  | 10.5 | 15.5 | 27154 | 23055 | 19000 | 2.85 | 2.41 | 28005 | 3.54 | 1.85 | 8.1 | 6.8
Live | 216727320 |  | 10.5 | 15.5 | 26202 | 23184 | 19200 | 2.85 | 2.38 | 27741 | 3.36 | 1.98 | 8.5 | 7
Live | 216727319 |  | 10.5 | 15 | 26202 | 23312 | 19200 | 2.85 | 2.37 | 28005 | 3.36 | 1.98 | 8.5 | 7
Live | 216727900 |  | 10.5 | 15.2 | 26916 | 22797 | 18900 | 2.85 | 2.41 | 27741 | 3.49 | 1.85 | 8.1 | 6.8
Live | 216727318 |  | 10.5 | 15.5 | 26440 | 23312 | 19200 | 2.85 | 2.39 | 28005 | 3.42 | 1.98 | 8.5 | 7
Live | 216727317 |  | 10 | 14.3 | 25963 | 23312 | 19300 | 2.72 | 2.33 | 28005 | 3.34 | 1.9 | 8.1 | 7
Live | 216727898 |  | 11 | 16 | 27154 | 22926 | 19000 | 2.99 | 2.43 | 28005 | 3.55 | 1.96 | 8.5 | 7
Live | 216727316 |  | 10.5 | 16.5 | 26440 | 23184 | 19200 | 2.85 | 2.39 | 27741 | 3.4 | 1.96 | 8.5 | 7
Live | 216727897 |  | 10.5 | 15.5 | 26916 | 22797 | 18900 | 2.85 | 2.39 | 27741 | 3.49 | 1.85 | 8.1 | 6.8
Live | 216727315 |  | 10.5 | 16 | 25963 | 23055 | 19100 | 2.85 | 2.37 | 27741 | 3.33 | 1.98 | 8.5 | 7
Live | 216727313 |  | 10.5 | 16.5 | 26440 | 23184 | 19200 | 2.85 | 2.39 | 27741 | 3.4 | 1.96 | 8.5 | 7
Live | 216727895 |  | 10.5 | 16 | 26916 | 22926 | 18900 | 2.85 | 2.39 | 28005 | 3.49 | 1.85 | 8.1 | 6.85
Live | 216727312 |  | 10.5 | 16 | 25963 | 23055 | 19100 | 2.85 | 2.37 | 27741 | 3.33 | 1.98 | 8.5 | 7
Live | 216727311 |  | 10.5 | 16 | 26202 | 23055 | 19100 | 2.85 | 2.37 | 27741 | 3.36 | 1.96 | 8.5 | 7
Live | 216727893 |  | 10.5 | 15.5 | 26678 | 22797 | 18800 | 2.85 | 2.37 | 27741 | 3.43 | 1.85 | 8.1 | 6.8
Live | 216727310 |  | 10.5 | 15.5 | 26202 | 23184 | 19100 | 2.85 | 2.38 | 27741 | 3.37 | 1.96 | 8.5 | 7
Live | 216727892 |  | 10.5 | 15.2 | 26440 | 22797 | 18800 | 2.85 | 2.37 | 27741 | 3.4 | 1.9 | 8.1 | 6.85
Live | 216727309 |  | 11 | 17 | 27631 | 23184 | 19100 | 2.99 | 2.44 | 28269 | 3.67 | 2 | 9 | 7
Live | 216727891 |  | 10 | 15.2 | 26678 | 22926 | 19000 | 2.71 | 2.36 | 28005 | 3.42 | 1.85 | 8.1 | 6.8
Live | 216737507 |  | 11 | 16 | 26678 | 22668 | 18800 | 2.98 | 2.39 | 27741 | 3.44 | 1.85 | 8.1 | 6.8
Live | 216737487 |  | 11 | 16 | 26440 | 22668 | 18700 | 2.99 | 2.37 | 27476 | 3.43 | 1.9 | 8.1 | 6.85
Live | 216737476 |  | 10.5 | 15.5 | 26678 | 22797 | 18800 | 2.85 | 2.37 | 27741 | 3.44 | 1.9 | 8.1 | 6.85
Live | 216737373 |  | 10.5 | 15.2 | 26678 | 22797 | 18900 | 2.85 | 2.39 | 27741 | 3.46 | 1.85 | 8.1 | 6.85
Live | 216737352 |  | 10.5 | 16 | 26916 | 22797 | 18900 | 2.85 | 2.39 | 27741 | 3.49 | 1.85 | 8.1 | 6.8
Live | 216737339 |  | 10.5 | 16 | 26916 | 22797 | 18800 | 2.85 | 2.39 | 27741 | 3.49 | 1.85 | 8.1 | 6.8
Live | 216737336 |  | 10.5 | 15.5 | 26440 | 22668 | 18700 | 2.85 | 2.37 | 27476 | 3.43 | 1.85 | 8.1 | 6.8
Live | 216737253 |  | 10.5 | 15.5 | 26678 | 22926 | 18900 | 2.85 | 2.39 | 27741 | 3.46 | 1.85 | 8.1 | 6.85
Live | 216737242 |  | 10.5 | 16 | 27154 | 22926 | 19000 | 2.85 | 2.43 | 28005 | 3.57 | 1.96 | 8.5 | 7
Live | 216737231 |  | 10.5 | 16 | 27154 | 22926 | 19000 | 2.85 | 2.43 | 28005 | 3.57 | 1.96 | 8.5 | 7
Live | 216737220 |  | 10.5 | 16 | 26678 | 22668 | 18800 | 2.85 | 2.39 | 27741 | 3.44 | 1.85 | 8.1 | 6.85
Live | 216737137 |  | 10.5 | 15 | 27154 | 23055 | 19000 | 2.85 | 2.41 | 28005 | 3.55 | 1.9 | 8.1 | 6.85
Live | 216737118 |  | 10.5 | 15.2 | 27154 | 22926 | 19000 | 2.85 | 2.41 | 28005 | 3.55 | 1.9 | 8.1 | 6.85
Live | 216737089 |  | 10.5 | 15.2 | 26916 | 22797 | 18900 | 2.85 | 2.39 | 27741 | 3.46 | 1.85 | 8.1 | 6.85
Live | 216737079 |  | 10.5 | 15.5 | 26678 | 22668 | 18800 | 2.85 | 2.37 | 27741 | 3.43 | 1.9 | 8.1 | 6.85
Live | 216737059 |  | 10.5 | 15.5 | 26678 | 22797 | 18800 | 2.85 | 2.39 | 27741 | 3.44 | 1.85 | 8.1 | 6.8
Live | 216737048 |  | 10.5 | 15.5 | 26916 | 22797 | 18800 | 2.85 | 2.41 | 27741 | 3.49 | 1.85 | 8.1 | 6.85
Live | 216737038 |  | 11 | 16 | 26678 | 22668 | 18800 | 2.98 | 2.39 | 27476 | 3.44 | 1.9 | 8.1 | 6.85
Live | 216737018 |  | 10.5 | 15.2 | 26678 | 22797 | 18800 | 2.85 | 2.39 | 27741 | 3.46 | 1.9 | 8.1 | 6.85
Live | 216736943 |  | 10.5 | 15.5 | 26678 | 22926 | 19100 | 2.85 | 2.37 | 28005 | 3.46 | 1.85 | 8.1 | 6.85
Live | 216736922 |  | 10.5 | 15 | 26678 | 22926 | 19000 | 2.85 | 2.37 | 28005 | 3.42 | 1.85 | 8.1 | 6.85
Live | 216736911 |  | 10.5 | 15.2 | 26678 | 23055 | 19100 | 2.85 | 2.37 | 28005 | 3.45 | 1.85 | 8.1 | 6.85
Live | 216736881 |  | 10.5 | 15.5 | 26678 | 22926 | 19100 | 2.85 | 2.37 | 28005 | 3.46 | 1.85 | 8.1 | 6.85
Live | 216736860 |  | 10.5 | 15 | 26678 | 22926 | 19000 | 2.85 | 2.37 | 28005 | 3.42 | 1.85 | 8.1 | 6.85
Live | 216736849 |  | 10.5 | 15.2 | 26678 | 23055 | 19100 | 2.85 | 2.37 | 28005 | 3.45 | 1.85 | 8.1 | 6.85
Live | 216736774 |  | 10.5 | 15 | 26440 | 22797 | 18900 | 2.85 | 2.35 | 27741 | 3.37 | 1.9 | 8.1 | 6.9
Live | 216736763 |  | 10.5 | 15.2 | 26678 | 22926 | 19100 | 2.85 | 2.37 | 28005 | 3.45 | 1.85 | 8.1 | 6.85
Live | 216736752 |  | 10.5 | 15.5 | 26916 | 23055 | 19100 | 2.85 | 2.39 | 28005 | 3.51 | 1.85 | 8.1 | 6.8
Live | 216736741 |  | 10.5 | 14.5 | 26440 | 22797 | 19000 | 2.85 | 2.34 | 27741 | 3.37 | 1.85 | 8.1 | 6.9
Live | 216736658 |  | 10.5 | 14.5 | 26440 | 22797 | 19000 | 2.85 | 2.35 | 27741 | 3.37 | 1.9 | 8.1 | 6.95
Live | 216736639 |  | 10.5 | 15 | 26440 | 22797 | 19000 | 2.85 | 2.35 | 27741 | 3.4 | 1.9 | 8.1 | 6.9
Live | 216736616 |  | 10.5 | 15 | 26440 | 22797 | 19000 | 2.85 | 2.35 | 27741 | 3.4 | 1.9 | 8.1 | 6.9
Live | 216736605 |  | 10.5 | 14.5 | 26440 | 22926 | 19000 | 2.85 | 2.36 | 28005 | 3.42 | 1.9 | 8.1 | 6.9
Live | 216736574 |  | 10.5 | 14.5 | 26440 | 22926 | 19000 | 2.85 | 2.36 | 27741 | 3.43 | 1.9 | 8.1 | 6.85
Live | 216736556 |  | 10.5 | 15 | 26678 | 22926 | 19000 | 2.85 | 2.39 | 28005 | 3.46 | 1.9 | 8.1 | 6.85
Live | 216736536 |  | 10.5 | 15.2 | 26678 | 22926 | 19000 | 2.85 | 2.39 | 28005 | 3.45 | 1.9 | 8.1 | 6.85
Live | 216736525 |  | 10.5 | 14.5 | 26678 | 22926 | 19100 | 2.85 | 2.39 | 28005 | 3.46 | 1.9 | 8.1 | 6.85
Live | 216736458 |  | 10.5 | 14.5 | 26440 | 22797 | 19000 | 2.85 | 2.35 | 27741 | 3.37 | 1.9 | 8.1 | 6.9
Live | 216736437 |  | 10.5 | 15.2 | 26440 | 22797 | 19000 | 2.85 | 2.35 | 27741 | 3.4 | 1.9 | 8.1 | 6.85
Live | 216736424 |  | 10.5 | 15.5 | 26440 | 22797 | 18900 | 2.85 | 2.37 | 27741 | 3.4 | 1.85 | 8.1 | 6.85
Live | 216736421 |  | 10.5 | 15.2 | 26440 | 22797 | 19000 | 2.85 | 2.37 | 27741 | 3.4 | 1.85 | 8.1 | 6.85
Live | 216736374 |  | 10.5 | 15.5 | 27154 | 23312 | 19300 | 2.85 | 2.41 | 28269 | 3.53 | 1.96 | 8.5 | 7
Live | 216736363 |  | 10.5 | 15.5 | 26916 | 22926 | 19100 | 2.85 | 2.39 | 28005 | 3.49 | 1.85 | 8.1 | 6.85
Live | 216736352 |  | 10.5 | 16 | 26916 | 22926 | 19000 | 2.85 | 2.39 | 28005 | 3.49 | 1.85 | 8.1 | 6.8
Live | 216736341 |  | 10.5 | 15.5 | 26678 | 22926 | 19000 | 2.85 | 2.39 | 28005 | 3.46 | 1.85 | 8.1 | 6.85
Live | 216736258 |  | 10.5 | 14.5 | 26678 | 22926 | 19100 | 2.85 | 2.37 | 28005 | 3.45 | 1.9 | 8.1 | 6.9
Live | 216736239 |  | 10.5 | 15 | 26678 | 22926 | 19000 | 2.85 | 2.37 | 28005 | 3.45 | 1.9 | 8.1 | 6.85
Live | 216736210 |  | 10.5 | 15 | 26440 | 22797 | 18900 | 2.85 | 2.35 | 27741 | 3.37 | 1.9 | 8.1 | 6.9
Live | 216736200 |  | 10.5 | 15 | 26678 | 22926 | 19000 | 2.85 | 2.37 | 28005 | 3.45 | 1.9 | 8.1 | 6.9
Live | 216736180 |  | 10.5 | 14.5 | 26916 | 23055 | 19100 | 2.85 | 2.39 | 28005 | 3.51 | 1.9 | 8.1 | 6.85
Live | 216736169 |  | 10.5 | 15.2 | 26440 | 22797 | 18900 | 2.85 | 2.37 | 27741 | 3.43 | 1.9 | 8.1 | 6.85
Live | 216736159 |  | 10.5 | 15.2 | 26678 | 22926 | 19000 | 2.85 | 2.39 | 28005 | 3.46 | 1.85 | 8.1 | 6.85
Live | 216735382 |  | 11 | 16.5 | 27393 | 22668 | 18500 | 2.98 | 2.39 | 27476 | 3.49 | 1.96 | 8.5 | 7
Live | 216735371 |  | 11 | 16 | 27154 | 22540 | 18400 | 2.99 | 2.38 | 27212 | 3.42 | 1.96 | 8.5 | 7
Live | 216735360 |  | 11 | 16.5 | 27393 | 22668 | 18500 | 2.98 | 2.39 | 27476 | 3.49 | 1.96 | 8.5 | 7
Live | 216735349 |  | 11 | 16 | 27154 | 22540 | 18400 | 2.99 | 2.38 | 27212 | 3.42 | 1.96 | 8.5 | 7
Live | 216735318 |  | 10.5 | 15.5 | 26916 | 22668 | 18500 | 2.85 | 2.33 | 27476 | 3.4 | 1.85 | 8.1 | 6.8
Live | 216735280 |  | 11 | 16.5 | 27154 | 22540 | 18400 | 2.99 | 2.38 | 27212 | 3.44 | 1.96 | 8.5 | 7
Live | 216735269 |  | 11 | 16 | 27154 | 22668 | 18500 | 2.99 | 2.37 | 27476 | 3.44 | 1.96 | 8.5 | 7
Live | 216735213 |  | 11 | 16 | 27393 | 22668 | 18500 | 2.98 | 2.39 | 27476 | 3.49 | 1.98 | 8.5 | 7
Live | 216735202 |  | 11 | 15.5 | 27393 | 22797 | 18600 | 2.98 | 2.39 | 27476 | 3.49 | 1.98 | 8.5 | 7
Live | 216735180 |  | 10.5 | 15.2 | 27154 | 22668 | 18500 | 2.85 | 2.36 | 27476 | 3.43 | 1.9 | 8.1 | 6.85
Live | 216735160 |  | 11 | 16 | 27631 | 22668 | 18500 | 2.99 | 2.41 | 27476 | 3.55 | 1.96 | 8.5 | 7
Live | 216735149 |  | 11 | 16 | 27154 | 22540 | 18400 | 2.99 | 2.38 | 27212 | 3.44 | 1.96 | 8.5 | 7
Live | 216735129 |  | 10.5 | 14.5 | 26916 | 22797 | 18500 | 2.85 | 2.34 | 27476 | 3.4 | 1.9 | 8.1 | 6.9
Live | 216735119 |  | 10.5 | 14.5 | 27154 | 22797 | 18600 | 2.85 | 2.35 | 27476 | 3.43 | 1.9 | 8.1 | 6.85
Live | 216735081 |  | 11 | 16.5 | 27393 | 22668 | 18500 | 2.98 | 2.39 | 27476 | 3.49 | 1.96 | 8.5 | 7
Live | 216735068 |  | 11 | 16.5 | 27393 | 22668 | 18500 | 2.98 | 2.39 | 27476 | 3.49 | 1.94 | 8.5 | 7
Live | 216735065 |  | 11 | 16.5 | 27393 | 22668 | 18500 | 2.98 | 2.39 | 27476 | 3.49 | 1.96 | 8.5 | 7
Live | 216735018 |  | 11 | 17 | 27631 | 22797 | 18600 | 2.99 | 2.43 | 27741 | 3.58 | 1.94 | 8.5 | 7
Live | 216735007 |  | 11 | 16.5 | 27154 | 22540 | 18400 | 2.99 | 2.38 | 27212 | 3.44 | 1.96 | 8.5 | 7
Live | 216734960 |  | 11 | 16 | 27154 | 22540 | 18400 | 2.99 | 2.38 | 27212 | 3.42 | 1.9 | 8.1 | 6.85
Live | 216734949 |  | 11 | 16 | 27154 | 22540 | 18400 | 2.99 | 2.38 | 27212 | 3.44 | 1.96 | 8.5 | 7
Live | 216734938 |  | 11 | 16.5 | 27393 | 22668 | 18500 | 2.98 | 2.39 | 27476 | 3.49 | 1.98 | 8.5 | 7
Live | 216734928 |  | 11 | 16.5 | 27154 | 22540 | 18400 | 2.99 | 2.39 | 27212 | 3.47 | 1.98 | 8.5 | 7
Live | 216734908 |  | 11 | 16 | 27154 | 22668 | 18500 | 2.99 | 2.39 | 27476 | 3.47 | 1.98 | 8.5 | 7
Live | 216734852 |  | 10.5 | 16 | 26440 | 22540 | 18700 | 2.85 | 2.33 | 27476 | 3.36 | 1.85 | 8.1 | 6.85
Live | 216734841 |  | 10.5 | 16 | 26678 | 22668 | 18700 | 2.85 | 2.33 | 27476 | 3.38 | 1.96 | 8.5 | 7
Live | 216734830 |  | 10.5 | 16 | 26440 | 22540 | 18700 | 2.85 | 2.33 | 27476 | 3.36 | 1.85 | 8.1 | 6.85
Live | 216734819 |  | 10.5 | 16 | 26678 | 22668 | 18700 | 2.85 | 2.33 | 27476 | 3.38 | 1.96 | 8.5 | 7
Live | 216734788 |  | 10.5 | 15.5 | 26440 | 22797 | 18800 | 2.85 | 2.32 | 27476 | 3.34 | 1.85 | 8.1 | 6.9
Live | 216734750 |  | 10.5 | 16.5 | 26678 | 22668 | 18700 | 2.85 | 2.36 | 27476 | 3.4 | 1.96 | 8.5 | 7
Live | 216734739 |  | 10.5 | 16 | 26678 | 22797 | 18800 | 2.85 | 2.34 | 27741 | 3.4 | 1.96 | 8.5 | 7
Live | 216734683 |  | 10.5 | 16 | 26916 | 22797 | 18800 | 2.85 | 2.35 | 27741 | 3.43 | 1.96 | 8.5 | 7
Live | 216734672 |  | 10.5 | 15.5 | 26440 | 22668 | 18700 | 2.85 | 2.33 | 27476 | 3.36 | 1.85 | 8.1 | 6.9
Live | 216734638 |  | 10.5 | 15 | 26440 | 22797 | 18800 | 2.85 | 2.32 | 27741 | 3.36 | 1.9 | 8.1 | 6.9
Live | 216734618 |  | 11 | 16.5 | 26678 | 22540 | 18600 | 2.98 | 2.35 | 27476 | 3.38 | 1.9 | 8.1 | 6.85
Live | 216734607 |  | 10.5 | 16 | 26678 | 22668 | 18700 | 2.85 | 2.36 | 27476 | 3.4 | 1.9 | 8.1 | 6.9
Live | 216734587 |  | 10.5 | 14.5 | 26440 | 22797 | 18800 | 2.85 | 2.32 | 27741 | 3.33 | 1.9 | 8.1 | 6.9
Live | 216734577 |  | 10.5 | 14.5 | 26440 | 22797 | 18800 | 2.85 | 2.3 | 27476 | 3.31 | 1.9 | 8.1 | 6.9
Live | 216734539 |  | 10.5 | 16.5 | 26440 | 22668 | 18700 | 2.85 | 2.33 | 27476 | 3.36 | 1.85 | 8.1 | 6.85
Live | 216734526 |  | 11 | 16.5 | 26916 | 22668 | 18700 | 2.99 | 2.37 | 27476 | 3.43 | 1.96 | 8.5 | 7
Live | 216734523 |  | 10.5 | 16.5 | 26440 | 22540 | 18700 | 2.85 | 2.33 | 27476 | 3.38 | 1.94 | 8.5 | 7
Live | 216734476 |  | 11 | 16.5 | 26678 | 22540 | 18600 | 2.98 | 2.35 | 27476 | 3.38 | 1.96 | 8.5 | 7
Live | 216734465 |  | 11 | 16.5 | 26678 | 22668 | 18700 | 2.98 | 2.36 | 27476 | 3.4 | 1.96 | 8.5 | 7
Live | 216734418 |  | 11 | 16 | 26678 | 22668 | 18700 | 2.98 | 2.36 | 27476 | 3.4 | 1.9 | 8.1 | 6.9
Live | 216734407 |  | 11 | 16 | 26678 | 22668 | 18700 | 2.98 | 2.36 | 27476 | 3.4 | 1.9 | 8.1 | 6.9
Live | 216734396 |  | 11 | 16.5 | 26440 | 22540 | 18600 | 2.99 | 2.33 | 27476 | 3.38 | 1.85 | 8.1 | 6.85
Live | 216734386 |  | 11 | 16.5 | 26678 | 22668 | 18700 | 2.98 | 2.36 | 27476 | 3.4 | 1.96 | 8.5 | 7
Live | 216734366 |  | 11 | 16 | 26678 | 22668 | 18700 | 2.98 | 2.36 | 27476 | 3.43 | 1.96 | 8.5 | 7
Live | 216734310 |  | 10.5 | 16 | 26202 | 22668 | 18800 | 2.85 | 2.31 | 27476 | 3.34 | 1.85 | 8.1 | 6.9
Live | 216734299 |  | 10.5 | 16 | 26440 | 22668 | 18800 | 2.85 | 2.33 | 27476 | 3.36 | 1.85 | 8.1 | 6.85
Live | 216734288 |  | 10.5 | 16 | 26202 | 22668 | 18800 | 2.85 | 2.31 | 27476 | 3.34 | 1.85 | 8.1 | 6.9
Live | 216734277 |  | 10.5 | 16 | 26440 | 22668 | 18800 | 2.85 | 2.33 | 27476 | 3.36 | 1.85 | 8.1 | 6.85
Live | 216734246 |  | 10.5 | 15.5 | 26202 | 22797 | 18900 | 2.85 | 2.3 | 27741 | 3.32 | 1.85 | 8.1 | 6.9
Live | 216734208 |  | 10.5 | 16.5 | 26440 | 22668 | 18800 | 2.85 | 2.33 | 27476 | 3.38 | 1.94 | 8.5 | 7
Live | 216734197 |  | 10.5 | 16 | 26440 | 22797 | 18900 | 2.85 | 2.34 | 27741 | 3.37 | 1.85 | 8.1 | 6.9
Live | 216734141 |  | 10.5 | 15.5 | 26678 | 22797 | 18900 | 2.85 | 2.34 | 27741 | 3.4 | 1.9 | 8.1 | 6.9
Live | 216734130 |  | 10.5 | 15.5 | 26202 | 22668 | 18800 | 2.85 | 2.31 | 27476 | 3.31 | 1.9 | 8.1 | 6.9
Live | 216734096 |  | 10.5 | 15 | 26440 | 22797 | 18900 | 2.85 | 2.32 | 27741 | 3.33 | 1.9 | 8.1 | 6.9
Live | 216734085 |  | 10.5 | 16.5 | 26440 | 22540 | 18700 | 2.85 | 2.33 | 27476 | 3.36 | 1.85 | 8.1 | 6.9
Live | 216734074 |  | 10.5 | 16 | 26440 | 22668 | 18800 | 2.85 | 2.33 | 27476 | 3.38 | 1.85 | 8.1 | 6.9
Live | 216734054 |  | 10.5 | 14.5 | 26202 | 22926 | 18900 | 2.85 | 2.3 | 27741 | 3.32 | 1.9 | 8.1 | 6.9
Live | 216734044 |  | 10.5 | 14.5 | 26202 | 22797 | 18900 | 2.85 | 2.28 | 27476 | 3.3 | 1.9 | 8.1 | 6.95
Live | 216734006 |  | 10.5 | 16 | 26440 | 22668 | 18800 | 2.85 | 2.31 | 27476 | 3.34 | 1.85 | 8.1 | 6.9
Live | 216733993 |  | 11 | 16.5 | 26678 | 22668 | 18800 | 2.98 | 2.36 | 27741 | 3.4 | 1.96 | 8.5 | 7
Live | 216733990 |  | 10.5 | 16.5 | 26440 | 22668 | 18700 | 2.85 | 2.33 | 27476 | 3.36 | 1.85 | 8.1 | 6.85
Live | 216733943 |  | 10.5 | 16.5 | 26440 | 22540 | 18700 | 2.85 | 2.33 | 27476 | 3.36 | 1.85 | 8.1 | 6.85
Live | 216733932 |  | 10.5 | 16.5 | 26440 | 22668 | 18800 | 2.85 | 2.33 | 27476 | 3.38 | 1.96 | 8.5 | 7
Live | 216733885 |  | 10.5 | 16 | 26440 | 22668 | 18800 | 2.85 | 2.33 | 27476 | 3.38 | 1.85 | 8.1 | 6.85
Live | 216733874 |  | 10.5 | 16 | 26440 | 22668 | 18800 | 2.85 | 2.33 | 27476 | 3.38 | 1.85 | 8.1 | 6.85
Live | 216733863 |  | 10.5 | 16.5 | 26440 | 22540 | 18700 | 2.85 | 2.33 | 27476 | 3.34 | 1.85 | 8.1 | 6.9
Live | 216733853 |  | 10.5 | 16.5 | 26440 | 22668 | 18800 | 2.85 | 2.33 | 27476 | 3.38 | 1.85 | 8.1 | 6.85
Live | 216733833 |  | 10.5 | 16 | 26678 | 22668 | 18800 | 2.85 | 2.33 | 27476 | 3.38 | 1.9 | 8.1 | 6.9
Live | 216733794 |  | 10.5 | 15.5 | 26202 | 22797 | 18900 | 2.85 | 2.28 | 27476 | 3.3 | 1.9 | 8.1 | 6.9
Live | 216733747 |  | 10.5 | 14.5 | 26202 | 22797 | 18900 | 2.85 | 2.3 | 27741 | 3.32 | 1.9 | 8.1 | 6.9
Live | 216733727 |  | 10 | 14.5 | 26202 | 22926 | 18900 | 2.71 | 2.3 | 27741 | 3.32 | 1.9 | 8.1 | 6.9
Live | 216733716 |  | 10.5 | 16.5 | 26678 | 22668 | 18800 | 2.85 | 2.33 | 27476 | 3.4 | 1.96 | 8.5 | 7
Live | 216733713 |  | 10.5 | 16 | 26202 | 22540 | 18700 | 2.85 | 2.32 | 27476 | 3.34 | 1.85 | 8.1 | 6.9
Live | 216733675 |  | 10.5 | 16 | 26440 | 22668 | 18700 | 2.85 | 2.33 | 27476 | 3.36 | 1.85 | 8.1 | 6.9
Live | 216733664 |  | 10.5 | 16 | 26440 | 22668 | 18800 | 2.85 | 2.33 | 27476 | 3.36 | 1.85 | 8.1 | 6.9
Live | 216733626 |  | 11 | 16.5 | 27631 | 22668 | 18500 | 2.99 | 2.41 | 27476 | 3.55 | 1.96 | 8.5 | 7
Live | 216733615 |  | 11 | 16.5 | 27393 | 22540 | 18400 | 2.98 | 2.39 | 27212 | 3.47 | 1.98 | 8.5 | 7
Live | 216733604 |  | 11 | 16.5 | 27631 | 22668 | 18500 | 2.99 | 2.41 | 27476 | 3.55 | 1.96 | 8.5 | 7
Live | 216733593 |  | 11 | 16.5 | 27393 | 22540 | 18400 | 2.98 | 2.39 | 27212 | 3.47 | 1.98 | 8.5 | 7
Live | 216733535 |  | 11 | 16.5 | 27393 | 22540 | 18400 | 2.98 | 2.39 | 27212 | 3.48 | 1.96 | 8.5 | 7
Live | 216733524 |  | 11 | 16.5 | 27393 | 22668 | 18500 | 2.98 | 2.39 | 27476 | 3.49 | 1.96 | 8.5 | 7
Live | 216733468 |  | 11 | 16 | 27393 | 22668 | 18500 | 2.98 | 2.41 | 27476 | 3.53 | 1.98 | 8.5 | 7
Live | 216733457 |  | 11 | 15.5 | 27631 | 22797 | 18500 | 2.99 | 2.41 | 27476 | 3.53 | 1.98 | 8.5 | 7
Live | 216733435 |  | 11 | 15.2 | 27154 | 22668 | 18500 | 2.99 | 2.37 | 27476 | 3.44 | 1.9 | 8.1 | 6.85
Live | 216733415 |  | 11 | 16.5 | 27154 | 22411 | 18300 | 2.99 | 2.39 | 27212 | 3.47 | 1.98 | 8.5 | 7
Live | 216733404 |  | 11 | 16 | 27393 | 22540 | 18400 | 2.98 | 2.39 | 27212 | 3.48 | 1.98 | 8.5 | 7
Live | 216733384 |  | 10.5 | 14.5 | 27154 | 22668 | 18500 | 2.85 | 2.36 | 27476 | 3.43 | 1.9 | 8.1 | 6.85
Live | 216733374 |  | 10.5 | 14.5 | 27154 | 22797 | 18600 | 2.85 | 2.37 | 27476 | 3.47 | 1.9 | 8.1 | 6.85
Live | 216733336 |  | 11 | 16.5 | 27631 | 22668 | 18500 | 2.99 | 2.41 | 27476 | 3.53 | 1.96 | 8.5 | 7
Live | 216733323 |  | 11 | 17 | 27631 | 22540 | 18400 | 2.99 | 2.41 | 27476 | 3.53 | 1.96 | 8.5 | 7
Live | 216733320 |  | 11 | 16.5 | 27154 | 22411 | 18400 | 2.99 | 2.39 | 27212 | 3.47 | 1.98 | 8.5 | 7
Live | 216733273 |  | 11 | 17 | 27869 | 22797 | 18600 | 2.99 | 2.45 | 27741 | 3.61 | 1.96 | 8.5 | 7
Live | 216733262 |  | 11 | 17 | 27393 | 22540 | 18400 | 2.98 | 2.39 | 27212 | 3.48 | 1.96 | 8.5 | 7
Live | 216733215 |  | 11 | 16 | 27393 | 22540 | 18400 | 2.98 | 2.39 | 27212 | 3.48 | 1.98 | 8.5 | 7
Live | 216733204 |  | 11 | 16.5 | 27393 | 22540 | 18400 | 2.98 | 2.39 | 27212 | 3.48 | 1.98 | 8.5 | 7
Live | 216733193 |  | 11 | 16.5 | 27631 | 22540 | 18400 | 2.99 | 2.41 | 27476 | 3.53 | 1.96 | 8.5 | 7
Live | 216733183 |  | 11 | 16.5 | 27393 | 22540 | 18400 | 2.98 | 2.39 | 27212 | 3.48 | 1.98 | 8.5 | 7
Live | 216733163 |  | 11 | 16 | 27393 | 22540 | 18400 | 2.98 | 2.41 | 27212 | 3.51 | 1.96 | 8.5 | 7
Live | 216733116 |  | 10.5 | 16 | 26440 | 23312 | 19200 | 2.85 | 2.39 | 28005 | 3.42 | 1.96 | 8.5 | 7
Live | 216733105 |  | 10.5 | 16 | 26202 | 23184 | 19100 | 2.85 | 2.38 | 27741 | 3.36 | 1.96 | 8.5 | 7
Live | 216733094 |  | 10.5 | 16 | 26440 | 23312 | 19200 | 2.85 | 2.39 | 28005 | 3.42 | 1.96 | 8.5 | 7
Live | 216733083 |  | 10.5 | 16 | 26202 | 23184 | 19100 | 2.85 | 2.38 | 27741 | 3.36 | 1.96 | 8.5 | 7
Live | 216733052 |  | 10 | 15.2 | 25963 | 23184 | 19200 | 2.72 | 2.33 | 27741 | 3.32 | 1.9 | 8.1 | 7
Live | 216733014 |  | 10.5 | 16 | 26202 | 23184 | 19100 | 2.85 | 2.38 | 27741 | 3.37 | 1.96 | 8.5 | 7
Live | 216733003 |  | 10.5 | 16 | 26202 | 23312 | 19200 | 2.85 | 2.37 | 28005 | 3.38 | 1.96 | 8.5 | 7
Live | 216732947 |  | 10.5 | 15.5 | 26440 | 23184 | 19200 | 2.85 | 2.39 | 28005 | 3.41 | 1.96 | 8.5 | 7
Live | 216732936 |  | 10.5 | 15.2 | 26440 | 23312 | 19300 | 2.85 | 2.39 | 28005 | 3.42 | 1.98 | 8.5 | 7
Live | 216732914 |  | 10 | 14.5 | 26202 | 23312 | 19200 | 2.71 | 2.36 | 28005 | 3.36 | 1.98 | 8.5 | 7
Live | 216732894 |  | 10.5 | 16 | 26202 | 23184 | 19100 | 2.85 | 2.38 | 27741 | 3.37 | 1.96 | 8.5 | 7
Live | 216732874 |  | 10 | 14.5 | 25963 | 23312 | 19300 | 2.72 | 2.33 | 28005 | 3.31 | 1.9 | 8.1 | 7
Live | 216732837 |  | 10.5 | 16 | 25963 | 23055 | 19100 | 2.85 | 2.35 | 27741 | 3.33 | 1.98 | 8.5 | 7
Live | 216732824 |  | 10.5 | 16.5 | 26440 | 23184 | 19200 | 2.85 | 2.39 | 27741 | 3.43 | 1.96 | 8.5 | 7
Live | 216732821 |  | 10.5 | 16 | 26202 | 23055 | 19100 | 2.85 | 2.37 | 27741 | 3.36 | 1.96 | 8.5 | 7
Live | 216732774 |  | 10.5 | 16 | 25963 | 22926 | 19100 | 2.85 | 2.37 | 27741 | 3.36 | 1.98 | 8.5 | 7
Live | 216732763 |  | 10.5 | 16.5 | 26202 | 23184 | 19100 | 2.85 | 2.39 | 27741 | 3.37 | 1.94 | 8.5 | 7
Live | 216732716 |  | 10.5 | 16 | 26202 | 23184 | 19100 | 2.85 | 2.38 | 27741 | 3.36 | 1.98 | 8.5 | 7
Live | 216732705 |  | 10.5 | 16 | 26202 | 23184 | 19100 | 2.85 | 2.38 | 27741 | 3.37 | 1.96 | 8.5 | 7
Live | 216732694 |  | 10.5 | 16 | 26440 | 23184 | 19200 | 2.85 | 2.39 | 27741 | 3.43 | 1.96 | 8.5 | 7
Live | 216732684 |  | 10.5 | 16 | 26202 | 23055 | 19100 | 2.85 | 2.39 | 27741 | 3.37 | 1.96 | 8.5 | 7
Live | 216732673 |  | 10.5 | 16 | 26202 | 23184 | 19200 | 2.85 | 2.39 | 27741 | 3.4 | 1.96 | 8.5 | 7
Live | 216732634 |  | 10 | 15.2 | 25963 | 23184 | 19200 | 2.72 | 2.33 | 27741 | 3.29 | 1.9 | 8.1 | 6.95
Live | 216732569 |  | 10 | 14.3 | 25963 | 23312 | 19300 | 2.72 | 2.33 | 28005 | 3.34 | 1.9 | 8.1 | 7
Live | 216732558 |  | 10.5 | 16.5 | 26440 | 23184 | 19200 | 2.85 | 2.39 | 27741 | 3.4 | 1.96 | 8.5 | 7
Live | 216732555 |  | 10.5 | 16 | 25963 | 23055 | 19100 | 2.85 | 2.37 | 27741 | 3.33 | 1.98 | 8.5 | 7
Live | 216732517 |  | 10.5 | 16 | 26202 | 23055 | 19100 | 2.85 | 2.37 | 27741 | 3.36 | 1.96 | 8.5 | 7
Live | 216732506 |  | 10.5 | 15.5 | 26202 | 23184 | 19100 | 2.85 | 2.38 | 27741 | 3.37 | 1.96 | 8.5 | 7
Live | 216728049 |  | 11 | 17 | 27631 | 23184 | 19100 | 2.99 | 2.44 | 28269 | 3.67 | 2 | 9 | 7
Live | 216738597 |  | 10.5 | 15.5 | 26678 | 22540 | 18400 | 2.85 | 2.35 | 27476 | 3.4 | 1.85 | 8.1 | 6.85
Live | 216738596 |  | 10.5 | 15.5 | 26678 | 22540 | 18400 | 2.85 | 2.35 | 27476 | 3.4 | 1.85 | 8.1 | 6.85
Live | 216738595 |  | 10.5 | 15.5 | 26678 | 22540 | 18400 | 2.85 | 2.35 | 27476 | 3.4 | 1.85 | 8.1 | 6.85
Live | 216738594 |  | 10.5 | 15.5 | 26678 | 22540 | 18400 | 2.85 | 2.35 | 27476 | 3.4 | 1.85 | 8.1 | 6.85
Live | 216737732 |  | 10.5 | 15.5 | 26678 | 22797 | 18900 | 2.85 | 2.39 | 27741 | 3.46 | 1.85 | 8.1 | 6.85
Live | 216738593 |  | 10.5 | 15.5 | 26678 | 22540 | 18400 | 2.85 | 2.35 | 27476 | 3.4 | 1.85 | 8.1 | 6.85
Live | 216737731 |  | 10.5 | 15.5 | 26678 | 22797 | 18900 | 2.85 | 2.39 | 27741 | 3.46 | 1.85 | 8.1 | 6.85
Live | 216738592 |  | 10.5 | 15.5 | 26678 | 22540 | 18400 | 2.85 | 2.35 | 27476 | 3.4 | 1.85 | 8.1 | 6.85
Live | 216737730 |  | 10.5 | 15.5 | 26678 | 22797 | 18900 | 2.85 | 2.39 | 27741 | 3.46 | 1.85 | 8.1 | 6.85
Live | 216738589 |  | 10.5 | 15.5 | 27393 | 22797 | 18600 | 2.86 | 2.41 | 27741 | 3.53 | 1.9 | 8.1 | 6.8
Live | 216737729 |  | 10.5 | 15.5 | 26678 | 22797 | 18900 | 2.85 | 2.39 | 27741 | 3.46 | 1.85 | 8.1 | 6.85
Live | 216738588 |  | 10.5 | 15.5 | 27393 | 22797 | 18600 | 2.86 | 2.41 | 27741 | 3.53 | 1.9 | 8.1 | 6.8
Live | 216737728 |  | 10.5 | 15.5 | 26678 | 22797 | 18900 | 2.85 | 2.39 | 27741 | 3.46 | 1.85 | 8.1 | 6.85
Live | 216738587 |  | 10.5 | 15.5 | 27393 | 22797 | 18600 | 2.86 | 2.41 | 27741 | 3.53 | 1.9 | 8.1 | 6.8
Live | 216737727 |  | 10.5 | 15.5 | 26678 | 22797 | 18900 | 2.85 | 2.39 | 27741 | 3.46 | 1.85 | 8.1 | 6.85
Live | 216736204 |  | 10.5 | 15 | 26440 | 22797 | 18900 | 2.85 | 2.35 | 27741 | 3.37 | 1.9 | 8.1 | 6.9
Live | 216738586 |  | 10.5 | 15.5 | 27393 | 22797 | 18600 | 2.86 | 2.41 | 27741 | 3.53 | 1.9 | 8.1 | 6.8
Live | 216737726 |  | 10.5 | 15.5 | 26678 | 22797 | 18900 | 2.85 | 2.39 | 27741 | 3.46 | 1.85 | 8.1 | 6.85
Live | 216736203 |  | 10.5 | 15 | 26440 | 22797 | 18900 | 2.85 | 2.35 | 27741 | 3.37 | 1.9 | 8.1 | 6.9
Live | 216738585 |  | 10.5 | 15.5 | 27393 | 22797 | 18600 | 2.86 | 2.41 | 27741 | 3.53 | 1.9 | 8.1 | 6.8
Live | 216737722 |  | 10.5 | 16 | 27154 | 22926 | 19000 | 2.85 | 2.41 | 28005 | 3.54 | 1.96 | 8.5 | 7
Live | 216736199 |  | 10.5 | 15 | 26678 | 22926 | 19000 | 2.85 | 2.37 | 28005 | 3.45 | 1.9 | 8.1 | 6.9
Live | 216738584 |  | 10.5 | 15.5 | 27393 | 22797 | 18600 | 2.86 | 2.41 | 27741 | 3.53 | 1.9 | 8.1 | 6.8
Live | 216737721 |  | 10.5 | 16 | 27154 | 22926 | 19000 | 2.85 | 2.41 | 28005 | 3.54 | 1.96 | 8.5 | 7
Live | 216736198 |  | 10.5 | 15 | 26678 | 22926 | 19000 | 2.85 | 2.37 | 28005 | 3.45 | 1.9 | 8.1 | 6.9
Live | 216738583 |  | 10.5 | 15.5 | 27393 | 22797 | 18600 | 2.86 | 2.41 | 27741 | 3.53 | 1.9 | 8.1 | 6.8
Live | 216737720 |  | 10.5 | 16 | 27154 | 22926 | 19000 | 2.85 | 2.41 | 28005 | 3.54 | 1.96 | 8.5 | 7
Live | 216736197 |  | 10.5 | 15 | 26678 | 22926 | 19000 | 2.85 | 2.37 | 28005 | 3.45 | 1.9 | 8.1 | 6.9
Live | 216738582 |  | 10.5 | 15.5 | 27393 | 22797 | 18600 | 2.86 | 2.41 | 27741 | 3.53 | 1.9 | 8.1 | 6.8
Live | 216736196 |  | 10.5 | 15 | 26678 | 22926 | 19000 | 2.85 | 2.37 | 28005 | 3.45 | 1.9 | 8.1 | 6.9
Live | 216737719 |  | 10.5 | 16 | 27154 | 22926 | 19000 | 2.85 | 2.41 | 28005 | 3.54 | 1.96 | 8.5 | 7
Live | 216738579 |  | 10.5 | 15.5 | 27154 | 22668 | 18500 | 2.85 | 2.37 | 27476 | 3.47 | 1.85 | 8.1 | 6.8
Live | 216736195 |  | 10.5 | 15 | 26678 | 22926 | 19000 | 2.85 | 2.37 | 28005 | 3.45 | 1.9 | 8.1 | 6.9
Live | 216737718 |  | 10.5 | 16 | 27154 | 22926 | 19000 | 2.85 | 2.41 | 28005 | 3.54 | 1.96 | 8.5 | 7
Live | 216738578 |  | 10.5 | 15.5 | 27154 | 22668 | 18500 | 2.85 | 2.37 | 27476 | 3.47 | 1.85 | 8.1 | 6.8
Live | 216736194 |  | 10.5 | 15 | 26678 | 22926 | 19000 | 2.85 | 2.37 | 28005 | 3.45 | 1.9 | 8.1 | 6.9
Live | 216737717 |  | 10.5 | 16 | 27154 | 22926 | 19000 | 2.85 | 2.41 | 28005 | 3.54 | 1.96 | 8.5 | 7
Live | 216736193 |  | 10.5 | 15 | 26678 | 22926 | 19000 | 2.85 | 2.37 | 28005 | 3.45 | 1.9 | 8.1 | 6.9
Live | 216738577 |  | 10.5 | 15.5 | 27154 | 22668 | 18500 | 2.85 | 2.37 | 27476 | 3.47 | 1.85 | 8.1 | 6.8
Live | 216737716 |  | 10.5 | 16 | 27154 | 22926 | 19000 | 2.85 | 2.41 | 28005 | 3.54 | 1.96 | 8.5 | 7
Live | 216736192 |  | 10.5 | 15 | 26678 | 22926 | 19000 | 2.85 | 2.37 | 28005 | 3.45 | 1.9 | 8.1 | 6.9
Live | 216738576 |  | 10.5 | 15.5 | 27154 | 22668 | 18500 | 2.85 | 2.37 | 27476 | 3.47 | 1.85 | 8.1 | 6.8
Live | 216737715 |  | 10.5 | 16 | 27154 | 22926 | 19000 | 2.85 | 2.41 | 28005 | 3.54 | 1.96 | 8.5 | 7
Live | 216736189 |  | 10.5 | 15 | 26440 | 22797 | 19000 | 2.85 | 2.35 | 27741 | 3.37 | 1.9 | 8.1 | 6.9
Live | 216738575 |  | 10.5 | 15.5 | 27154 | 22668 | 18500 | 2.85 | 2.37 | 27476 | 3.47 | 1.85 | 8.1 | 6.8
Live | 216737711 |  | 10.5 | 16 | 26678 | 22797 | 18800 | 2.85 | 2.37 | 27741 | 3.43 | 1.85 | 8.1 | 6.8
Live | 216736188 |  | 10.5 | 15 | 26440 | 22797 | 19000 | 2.85 | 2.35 | 27741 | 3.37 | 1.9 | 8.1 | 6.9
Live | 216738574 |  | 10.5 | 15.5 | 27154 | 22668 | 18500 | 2.85 | 2.37 | 27476 | 3.47 | 1.85 | 8.1 | 6.8
Live | 216737710 |  | 10.5 | 16 | 26678 | 22797 | 18800 | 2.85 | 2.37 | 27741 | 3.43 | 1.85 | 8.1 | 6.8
Live | 216735390 |  | 10.5 | 14.5 | 26916 | 22668 | 18500 | 2.85 | 2.36 | 27476 | 3.4 | 1.9 | 8.1 | 6.85
Live | 216736187 |  | 10.5 | 15 | 26440 | 22797 | 19000 | 2.85 | 2.35 | 27741 | 3.37 | 1.9 | 8.1 | 6.9
Live | 216738573 |  | 10.5 | 15.5 | 27154 | 22668 | 18500 | 2.85 | 2.37 | 27476 | 3.47 | 1.85 | 8.1 | 6.8
Live | 216735389 |  | 10.5 | 14.5 | 26916 | 22668 | 18500 | 2.85 | 2.36 | 27476 | 3.4 | 1.9 | 8.1 | 6.85
Live | 216737709 |  | 10.5 | 16 | 26678 | 22797 | 18800 | 2.85 | 2.37 | 27741 | 3.43 | 1.85 | 8.1 | 6.8
Live | 216736186 |  | 10.5 | 15 | 26440 | 22797 | 19000 | 2.85 | 2.35 | 27741 | 3.37 | 1.9 | 8.1 | 6.9
Live | 216738572 |  | 10.5 | 15.5 | 27154 | 22668 | 18500 | 2.85 | 2.37 | 27476 | 3.47 | 1.85 | 8.1 | 6.8
Live | 216735388 |  | 10.5 | 14.5 | 26916 | 22668 | 18500 | 2.85 | 2.36 | 27476 | 3.4 | 1.9 | 8.1 | 6.85
Live | 216736185 |  | 10.5 | 15 | 26440 | 22797 | 19000 | 2.85 | 2.35 | 27741 | 3.37 | 1.9 | 8.1 | 6.9
Live | 216737708 |  | 10.5 | 16 | 26678 | 22797 | 18800 | 2.85 | 2.37 | 27741 | 3.43 | 1.85 | 8.1 | 6.8
Live | 216738571 |  | 10.5 | 15.5 | 27154 | 22668 | 18500 | 2.85 | 2.37 | 27476 | 3.47 | 1.85 | 8.1 | 6.8
Live | 216735387 |  | 10.5 | 14.5 | 26916 | 22668 | 18500 | 2.85 | 2.36 | 27476 | 3.4 | 1.9 | 8.1 | 6.85
Live | 216736184 |  | 10.5 | 15 | 26440 | 22797 | 19000 | 2.85 | 2.35 | 27741 | 3.37 | 1.9 | 8.1 | 6.9
Live | 216737707 |  | 10.5 | 16 | 26678 | 22797 | 18800 | 2.85 | 2.37 | 27741 | 3.43 | 1.85 | 8.1 | 6.8
Live | 216735386 |  | 10.5 | 14.5 | 26916 | 22668 | 18500 | 2.85 | 2.36 | 27476 | 3.4 | 1.9 | 8.1 | 6.85
Live | 216738570 |  | 10.5 | 15.5 | 27154 | 22668 | 18500 | 2.85 | 2.37 | 27476 | 3.47 | 1.85 | 8.1 | 6.8
Live | 216736183 |  | 10.5 | 15 | 26440 | 22797 | 19000 | 2.85 | 2.35 | 27741 | 3.37 | 1.9 | 8.1 | 6.9
Live | 216737706 |  | 10.5 | 16 | 26678 | 22797 | 18800 | 2.85 | 2.37 | 27741 | 3.43 | 1.85 | 8.1 | 6.8
Live | 216735385 |  | 10.5 | 14.5 | 26916 | 22668 | 18500 | 2.85 | 2.36 | 27476 | 3.4 | 1.9 | 8.1 | 6.85
Live | 216736179 |  | 10.5 | 14.5 | 26916 | 23055 | 19100 | 2.85 | 2.39 | 28005 | 3.51 | 1.9 | 8.1 | 6.85
Live | 216738566 |  | 10.5 | 15.2 | 27154 | 22668 | 18600 | 2.85 | 2.39 | 27476 | 3.49 | 1.9 | 8.1 | 6.8
Live | 216737705 |  | 10.5 | 16 | 26678 | 22797 | 18800 | 2.85 | 2.37 | 27741 | 3.43 | 1.85 | 8.1 | 6.8
Live | 216735384 |  | 10.5 | 14.5 | 26916 | 22668 | 18500 | 2.85 | 2.36 | 27476 | 3.4 | 1.9 | 8.1 | 6.85
Live | 216736178 |  | 10.5 | 14.5 | 26916 | 23055 | 19100 | 2.85 | 2.39 | 28005 | 3.51 | 1.9 | 8.1 | 6.85
Live | 216738565 |  | 10.5 | 15.2 | 27154 | 22668 | 18600 | 2.85 | 2.39 | 27476 | 3.49 | 1.9 | 8.1 | 6.8
Live | 216737704 |  | 10.5 | 16 | 26678 | 22797 | 18800 | 2.85 | 2.37 | 27741 | 3.43 | 1.85 | 8.1 | 6.8
Live | 216735381 |  | 11 | 16.5 | 27393 | 22668 | 18500 | 2.98 | 2.39 | 27476 | 3.49 | 1.96 | 8.5 | 7
Live | 216736177 |  | 10.5 | 14.5 | 26916 | 23055 | 19100 | 2.85 | 2.39 | 28005 | 3.51 | 1.9 | 8.1 | 6.85
Live | 216738564 |  | 10.5 | 15.2 | 27154 | 22668 | 18600 | 2.85 | 2.39 | 27476 | 3.49 | 1.9 | 8.1 | 6.8
Live | 216737700 |  | 10.5 | 15.5 | 26678 | 22797 | 18900 | 2.85 | 2.37 | 27741 | 3.44 | 1.85 | 8.1 | 6.85
Live | 216736176 |  | 10.5 | 14.5 | 26916 | 23055 | 19100 | 2.85 | 2.39 | 28005 | 3.51 | 1.9 | 8.1 | 6.85
Live | 216735380 |  | 11 | 16.5 | 27393 | 22668 | 18500 | 2.98 | 2.39 | 27476 | 3.49 | 1.96 | 8.5 | 7
Live | 216738563 |  | 10.5 | 15.2 | 27154 | 22668 | 18600 | 2.85 | 2.39 | 27476 | 3.49 | 1.9 | 8.1 | 6.8
Live | 216737699 |  | 10.5 | 15.5 | 26678 | 22797 | 18900 | 2.85 | 2.37 | 27741 | 3.44 | 1.85 | 8.1 | 6.85
Live | 216736175 |  | 10.5 | 14.5 | 26916 | 23055 | 19100 | 2.85 | 2.39 | 28005 | 3.51 | 1.9 | 8.1 | 6.85
Live | 216735379 |  | 11 | 16.5 | 27393 | 22668 | 18500 | 2.98 | 2.39 | 27476 | 3.49 | 1.96 | 8.5 | 7
Live | 216738562 |  | 10.5 | 15.2 | 27154 | 22668 | 18600 | 2.85 | 2.39 | 27476 | 3.49 | 1.9 | 8.1 | 6.8
Live | 216737698 |  | 10.5 | 15.5 | 26678 | 22797 | 18900 | 2.85 | 2.37 | 27741 | 3.44 | 1.85 | 8.1 | 6.85
Live | 216736174 |  | 10.5 | 14.5 | 26916 | 23055 | 19100 | 2.85 | 2.39 | 28005 | 3.51 | 1.9 | 8.1 | 6.85
Live | 216735378 |  | 11 | 16.5 | 27393 | 22668 | 18500 | 2.98 | 2.39 | 27476 | 3.49 | 1.96 | 8.5 | 7
Live | 216738561 |  | 10.5 | 15.2 | 27154 | 22668 | 18600 | 2.85 | 2.39 | 27476 | 3.49 | 1.9 | 8.1 | 6.8
Live | 216736173 |  | 10.5 | 14.5 | 26916 | 23055 | 19100 | 2.85 | 2.39 | 28005 | 3.51 | 1.9 | 8.1 | 6.85
Live | 216737697 |  | 10.5 | 15.5 | 26678 | 22797 | 18900 | 2.85 | 2.37 | 27741 | 3.44 | 1.85 | 8.1 | 6.85
Live | 216735377 |  | 11 | 16.5 | 27393 | 22668 | 18500 | 2.98 | 2.39 | 27476 | 3.49 | 1.96 | 8.5 | 7
Live | 216738560 |  | 10.5 | 15.2 | 27154 | 22668 | 18600 | 2.85 | 2.39 | 27476 | 3.49 | 1.9 | 8.1 | 6.8
Live | 216736172 |  | 10.5 | 14.5 | 26916 | 23055 | 19100 | 2.85 | 2.39 | 28005 | 3.51 | 1.9 | 8.1 | 6.85
Live | 216737696 |  | 10.5 | 15.5 | 26678 | 22797 | 18900 | 2.85 | 2.37 | 27741 | 3.44 | 1.85 | 8.1 | 6.85
Live | 216735376 |  | 11 | 16.5 | 27393 | 22668 | 18500 | 2.98 | 2.39 | 27476 | 3.49 | 1.96 | 8.5 | 7
Live | 216738559 |  | 10.5 | 15.2 | 27154 | 22668 | 18600 | 2.85 | 2.39 | 27476 | 3.49 | 1.9 | 8.1 | 6.8
Live | 216736168 |  | 10.5 | 15.2 | 26440 | 22797 | 18900 | 2.85 | 2.37 | 27741 | 3.43 | 1.9 | 8.1 | 6.85
Live | 216737695 |  | 10.5 | 15.5 | 26678 | 22797 | 18900 | 2.85 | 2.37 | 27741 | 3.44 | 1.85 | 8.1 | 6.85
Live | 216735375 |  | 11 | 16.5 | 27393 | 22668 | 18500 | 2.98 | 2.39 | 27476 | 3.49 | 1.96 | 8.5 | 7
Live | 216738555 |  | 10.5 | 15.2 | 26678 | 22540 | 18400 | 2.85 | 2.35 | 27476 | 3.4 | 1.85 | 8.1 | 6.85
Live | 216736167 |  | 10.5 | 15.2 | 26440 | 22797 | 18900 | 2.85 | 2.37 | 27741 | 3.43 | 1.9 | 8.1 | 6.85
Live | 216737694 |  | 10.5 | 15.5 | 26678 | 22797 | 18900 | 2.85 | 2.37 | 27741 | 3.44 | 1.85 | 8.1 | 6.85
Live | 216735374 |  | 11 | 16.5 | 27393 | 22668 | 18500 | 2.98 | 2.39 | 27476 | 3.49 | 1.96 | 8.5 | 7
Live | 216738554 |  | 10.5 | 15.2 | 26678 | 22540 | 18400 | 2.85 | 2.35 | 27476 | 3.4 | 1.85 | 8.1 | 6.85
Live | 216736166 |  | 10.5 | 15.2 | 26440 | 22797 | 18900 | 2.85 | 2.37 | 27741 | 3.43 | 1.9 | 8.1 | 6.85
Live | 216736931 |  | 10.5 | 15.2 | 26440 | 22797 | 19000 | 2.85 | 2.35 | 27741 | 3.37 | 1.9 | 8.1 | 6.85
Live | 216737693 |  | 10.5 | 15.5 | 26678 | 22797 | 18900 | 2.85 | 2.37 | 27741 | 3.44 | 1.85 | 8.1 | 6.85
Live | 216735370 |  | 11 | 16 | 27154 | 22540 | 18400 | 2.99 | 2.38 | 27212 | 3.42 | 1.96 | 8.5 | 7
Live | 216738553 |  | 10.5 | 15.2 | 26678 | 22540 | 18400 | 2.85 | 2.35 | 27476 | 3.4 | 1.85 | 8.1 | 6.85
Live | 216736165 |  | 10.5 | 15.2 | 26440 | 22797 | 18900 | 2.85 | 2.37 | 27741 | 3.43 | 1.9 | 8.1 | 6.85
Live | 216736930 |  | 10.5 | 15.2 | 26440 | 22797 | 19000 | 2.85 | 2.35 | 27741 | 3.37 | 1.9 | 8.1 | 6.85
Live | 216737690 |  | 10.5 | 15.5 | 27154 | 23055 | 19000 | 2.85 | 2.43 | 28005 | 3.55 | 1.96 | 8.5 | 7
Live | 216735369 |  | 11 | 16 | 27154 | 22540 | 18400 | 2.99 | 2.38 | 27212 | 3.42 | 1.96 | 8.5 | 7
Live | 216738552 |  | 10.5 | 15.2 | 26678 | 22540 | 18400 | 2.85 | 2.35 | 27476 | 3.4 | 1.85 | 8.1 | 6.85
Live | 216736164 |  | 10.5 | 15.2 | 26440 | 22797 | 18900 | 2.85 | 2.37 | 27741 | 3.43 | 1.9 | 8.1 | 6.85
Live | 216736929 |  | 10.5 | 15.2 | 26440 | 22797 | 19000 | 2.85 | 2.35 | 27741 | 3.37 | 1.9 | 8.1 | 6.85
Live | 216737689 |  | 10.5 | 15.5 | 27154 | 23055 | 19000 | 2.85 | 2.43 | 28005 | 3.55 | 1.96 | 8.5 | 7
Live | 216735368 |  | 11 | 16 | 27154 | 22540 | 18400 | 2.99 | 2.38 | 27212 | 3.42 | 1.96 | 8.5 | 7
Live | 216738551 |  | 10.5 | 15.2 | 26678 | 22540 | 18400 | 2.85 | 2.35 | 27476 | 3.4 | 1.85 | 8.1 | 6.85
Live | 216736163 |  | 10.5 | 15.2 | 26440 | 22797 | 18900 | 2.85 | 2.37 | 27741 | 3.43 | 1.9 | 8.1 | 6.85
Live | 216736928 |  | 10.5 | 15.2 | 26440 | 22797 | 19000 | 2.85 | 2.35 | 27741 | 3.37 | 1.9 | 8.1 | 6.85
Live | 216737688 |  | 10.5 | 15.5 | 27154 | 23055 | 19000 | 2.85 | 2.43 | 28005 | 3.55 | 1.96 | 8.5 | 7
Live | 216735367 |  | 11 | 16 | 27154 | 22540 | 18400 | 2.99 | 2.38 | 27212 | 3.42 | 1.96 | 8.5 | 7
Live | 216738550 |  | 10.5 | 15.2 | 26678 | 22540 | 18400 | 2.85 | 2.35 | 27476 | 3.4 | 1.85 | 8.1 | 6.85
Live | 216736162 |  | 10.5 | 15.2 | 26440 | 22797 | 18900 | 2.85 | 2.37 | 27741 | 3.43 | 1.9 | 8.1 | 6.85
Live | 216736927 |  | 10.5 | 15.2 | 26440 | 22797 | 19000 | 2.85 | 2.35 | 27741 | 3.37 | 1.9 | 8.1 | 6.85
Live | 216737687 |  | 10.5 | 15.5 | 27154 | 23055 | 19000 | 2.85 | 2.43 | 28005 | 3.55 | 1.96 | 8.5 | 7
Live | 216735366 |  | 11 | 16 | 27154 | 22540 | 18400 | 2.99 | 2.38 | 27212 | 3.42 | 1.96 | 8.5 | 7
Live | 216738549 |  | 10.5 | 15.2 | 26678 | 22540 | 18400 | 2.85 | 2.35 | 27476 | 3.4 | 1.85 | 8.1 | 6.85
Live | 216736158 |  | 10.5 | 15.2 | 26678 | 22926 | 19000 | 2.85 | 2.39 | 28005 | 3.46 | 1.85 | 8.1 | 6.85
Live | 216736926 |  | 10.5 | 15.2 | 26440 | 22797 | 19000 | 2.85 | 2.35 | 27741 | 3.37 | 1.9 | 8.1 | 6.85
Live | 216737686 |  | 10.5 | 15.5 | 27154 | 23055 | 19000 | 2.85 | 2.43 | 28005 | 3.55 | 1.96 | 8.5 | 7
Live | 216735365 |  | 11 | 16 | 27154 | 22540 | 18400 | 2.99 | 2.38 | 27212 | 3.42 | 1.96 | 8.5 | 7
Live | 216738548 |  | 10.5 | 15.2 | 26678 | 22540 | 18400 | 2.85 | 2.35 | 27476 | 3.4 | 1.85 | 8.1 | 6.85
Live | 216736157 |  | 10.5 | 15.2 | 26678 | 22926 | 19000 | 2.85 | 2.39 | 28005 | 3.46 | 1.85 | 8.1 | 6.85
Live | 216736925 |  | 10.5 | 15.2 | 26440 | 22797 | 19000 | 2.85 | 2.35 | 27741 | 3.37 | 1.9 | 8.1 | 6.85
Live | 216737685 |  | 10.5 | 15.5 | 27154 | 23055 | 19000 | 2.85 | 2.43 | 28005 | 3.55 | 1.96 | 8.5 | 7
Live | 216735364 |  | 11 | 16 | 27154 | 22540 | 18400 | 2.99 | 2.38 | 27212 | 3.42 | 1.96 | 8.5 | 7
Live | 216738547 |  | 10.5 | 15.2 | 26678 | 22540 | 18400 | 2.85 | 2.35 | 27476 | 3.4 | 1.85 | 8.1 | 6.85
Live | 216736156 |  | 10.5 | 15.2 | 26678 | 22926 | 19000 | 2.85 | 2.39 | 28005 | 3.46 | 1.85 | 8.1 | 6.85
Live | 216736921 |  | 10.5 | 15 | 26678 | 22926 | 19000 | 2.85 | 2.37 | 28005 | 3.42 | 1.85 | 8.1 | 6.85
Live | 216737684 |  | 10.5 | 15.5 | 27154 | 23055 | 19000 | 2.85 | 2.43 | 28005 | 3.55 | 1.96 | 8.5 | 7
Live | 216735363 |  | 11 | 16 | 27154 | 22540 | 18400 | 2.99 | 2.38 | 27212 | 3.42 | 1.96 | 8.5 | 7
Live | 216738546 |  | 10.5 | 15.2 | 26678 | 22540 | 18400 | 2.85 | 2.35 | 27476 | 3.4 | 1.85 | 8.1 | 6.85
Live | 216736155 |  | 10.5 | 15.2 | 26678 | 22926 | 19000 | 2.85 | 2.39 | 28005 | 3.46 | 1.85 | 8.1 | 6.85
Live | 216736920 |  | 10.5 | 15 | 26678 | 22926 | 19000 | 2.85 | 2.37 | 28005 | 3.42 | 1.85 | 8.1 | 6.85
Live | 216737683 |  | 10.5 | 15.5 | 27154 | 23055 | 19000 | 2.85 | 2.43 | 28005 | 3.55 | 1.96 | 8.5 | 7
Live | 216735359 |  | 11 | 16.5 | 27393 | 22668 | 18500 | 2.98 | 2.39 | 27476 | 3.49 | 1.96 | 8.5 | 7
Live | 216738543 |  | 10.5 | 15 | 26916 | 22668 | 18500 | 2.85 | 2.37 | 27476 | 3.44 | 1.85 | 8.1 | 6.8
Live | 216736154 |  | 10.5 | 15.2 | 26678 | 22926 | 19000 | 2.85 | 2.39 | 28005 | 3.46 | 1.85 | 8.1 | 6.85
Live | 216736919 |  | 10.5 | 15 | 26678 | 22926 | 19000 | 2.85 | 2.37 | 28005 | 3.42 | 1.85 | 8.1 | 6.85
Live | 216737681 |  | 10.5 | 15.5 | 27154 | 22926 | 19000 | 2.85 | 2.41 | 28005 | 3.54 | 1.85 | 8.1 | 6.8
Live | 216735358 |  | 11 | 16.5 | 27393 | 22668 | 18500 | 2.98 | 2.39 | 27476 | 3.49 | 1.96 | 8.5 | 7
Live | 216738542 |  | 10.5 | 15 | 26916 | 22668 | 18500 | 2.85 | 2.37 | 27476 | 3.44 | 1.85 | 8.1 | 6.8
Live | 216736918 |  | 10.5 | 15 | 26678 | 22926 | 19000 | 2.85 | 2.37 | 28005 | 3.42 | 1.85 | 8.1 | 6.85
Live | 216736153 |  | 10.5 | 15.2 | 26678 | 22926 | 19000 | 2.85 | 2.39 | 28005 | 3.46 | 1.85 | 8.1 | 6.85
Live | 216737680 |  | 10.5 | 15.5 | 27154 | 22926 | 19000 | 2.85 | 2.41 | 28005 | 3.54 | 1.85 | 8.1 | 6.8
Live | 216735357 |  | 11 | 16.5 | 27393 | 22668 | 18500 | 2.98 | 2.39 | 27476 | 3.49 | 1.96 | 8.5 | 7
Live | 216738541 |  | 10.5 | 15 | 26916 | 22668 | 18500 | 2.85 | 2.37 | 27476 | 3.44 | 1.85 | 8.1 | 6.8
Live | 216736917 |  | 10.5 | 15 | 26678 | 22926 | 19000 | 2.85 | 2.37 | 28005 | 3.42 | 1.85 | 8.1 | 6.85
Live | 216736152 |  | 10.5 | 15.2 | 26678 | 22926 | 19000 | 2.85 | 2.39 | 28005 | 3.46 | 1.85 | 8.1 | 6.85
Live | 216737679 |  | 10.5 | 15.5 | 27154 | 22926 | 19000 | 2.85 | 2.41 | 28005 | 3.54 | 1.85 | 8.1 | 6.8
Live | 216735356 |  | 11 | 16.5 | 27393 | 22668 | 18500 | 2.98 | 2.39 | 27476 | 3.49 | 1.96 | 8.5 | 7
Live | 216738540 |  | 10.5 | 15 | 26916 | 22668 | 18500 | 2.85 | 2.37 | 27476 | 3.44 | 1.85 | 8.1 | 6.8
Live | 216736916 |  | 10.5 | 15 | 26678 | 22926 | 19000 | 2.85 | 2.37 | 28005 | 3.42 | 1.85 | 8.1 | 6.85
Live | 216736151 |  | 10.5 | 15.2 | 26678 | 22926 | 19000 | 2.85 | 2.39 | 28005 | 3.46 | 1.85 | 8.1 | 6.85
Live | 216737678 |  | 10.5 | 15.5 | 27154 | 22926 | 19000 | 2.85 | 2.41 | 28005 | 3.54 | 1.85 | 8.1 | 6.8
Live | 216738539 |  | 10.5 | 15 | 26916 | 22668 | 18500 | 2.85 | 2.37 | 27476 | 3.44 | 1.85 | 8.1 | 6.8
Live | 216735355 |  | 11 | 16.5 | 27393 | 22668 | 18500 | 2.98 | 2.39 | 27476 | 3.49 | 1.96 | 8.5 | 7
Live | 216736915 |  | 10.5 | 15 | 26678 | 22926 | 19000 | 2.85 | 2.37 | 28005 | 3.42 | 1.85 | 8.1 | 6.85
Live | 216736121 |  | 11 | 16 | 28107 | 23055 | 18800 | 2.98 | 2.43 | 28005 | 3.63 | 1.96 | 8.5 | 7
Live | 216738538 |  | 10.5 | 15 | 26916 | 22668 | 18500 | 2.85 | 2.37 | 27476 | 3.44 | 1.85 | 8.1 | 6.8
Live | 216737677 |  | 10.5 | 15.5 | 27154 | 22926 | 19000 | 2.85 | 2.41 | 28005 | 3.54 | 1.85 | 8.1 | 6.8
Live | 216735354 |  | 11 | 16.5 | 27393 | 22668 | 18500 | 2.98 | 2.39 | 27476 | 3.49 | 1.96 | 8.5 | 7
Live | 216736914 |  | 10.5 | 15 | 26678 | 22926 | 19000 | 2.85 | 2.37 | 28005 | 3.42 | 1.85 | 8.1 | 6.85
Live | 216736120 |  | 11 | 16 | 28107 | 23055 | 18800 | 2.98 | 2.43 | 28005 | 3.63 | 1.96 | 8.5 | 7
Live | 216738537 |  | 10.5 | 15 | 26916 | 22668 | 18500 | 2.85 | 2.37 | 27476 | 3.44 | 1.85 | 8.1 | 6.8
Live | 216737676 |  | 10.5 | 15.5 | 27154 | 22926 | 19000 | 2.85 | 2.41 | 28005 | 3.54 | 1.85 | 8.1 | 6.8
Live | 216735353 |  | 11 | 16.5 | 27393 | 22668 | 18500 | 2.98 | 2.39 | 27476 | 3.49 | 1.96 | 8.5 | 7
Live | 216736910 |  | 10.5 | 15.2 | 26678 | 23055 | 19100 | 2.85 | 2.37 | 28005 | 3.45 | 1.85 | 8.1 | 6.85
Live | 216736119 |  | 11 | 16 | 28107 | 23055 | 18800 | 2.98 | 2.43 | 28005 | 3.63 | 1.96 | 8.5 | 7
Live | 216738533 |  | 10.5 | 14.5 | 26916 | 22797 | 18600 | 2.85 | 2.35 | 27476 | 3.43 | 1.9 | 8.1 | 6.9
Live | 216737675 |  | 10.5 | 15.5 | 27154 | 22926 | 19000 | 2.85 | 2.41 | 28005 | 3.54 | 1.85 | 8.1 | 6.8
Live | 216735352 |  | 11 | 16.5 | 27393 | 22668 | 18500 | 2.98 | 2.39 | 27476 | 3.49 | 1.96 | 8.5 | 7
Live | 216736909 |  | 10.5 | 15.2 | 26678 | 23055 | 19100 | 2.85 | 2.37 | 28005 | 3.45 | 1.85 | 8.1 | 6.85
Live | 216736118 |  | 11 | 16 | 28107 | 23055 | 18800 | 2.98 | 2.43 | 28005 | 3.63 | 1.96 | 8.5 | 7
Live | 216738532 |  | 10.5 | 14.5 | 26916 | 22797 | 18600 | 2.85 | 2.35 | 27476 | 3.43 | 1.9 | 8.1 | 6.9
Live | 216737674 |  | 10.5 | 15.5 | 27154 | 22926 | 19000 | 2.85 | 2.41 | 28005 | 3.54 | 1.85 | 8.1 | 6.8
Live | 216735348 |  | 11 | 16 | 27154 | 22540 | 18400 | 2.99 | 2.38 | 27212 | 3.42 | 1.96 | 8.5 | 7
Live | 216736908 |  | 10.5 | 15.2 | 26678 | 23055 | 19100 | 2.85 | 2.37 | 28005 | 3.45 | 1.85 | 8.1 | 6.85
Live | 216738531 |  | 10.5 | 14.5 | 26916 | 22797 | 18600 | 2.85 | 2.35 | 27476 | 3.43 | 1.9 | 8.1 | 6.9
Live | 216736117 |  | 11 | 16 | 28107 | 23055 | 18800 | 2.98 | 2.43 | 28005 | 3.63 | 1.96 | 8.5 | 7
Live | 216737672 |  | 10.5 | 15.5 | 26916 | 22797 | 18900 | 2.85 | 2.39 | 27741 | 3.49 | 1.85 | 8.1 | 6.8
Live | 216735347 |  | 11 | 16 | 27154 | 22540 | 18400 | 2.99 | 2.38 | 27212 | 3.42 | 1.96 | 8.5 | 7
Live | 216736907 |  | 10.5 | 15.2 | 26678 | 23055 | 19100 | 2.85 | 2.37 | 28005 | 3.45 | 1.85 | 8.1 | 6.85
Live | 216738530 |  | 10.5 | 14.5 | 26916 | 22797 | 18600 | 2.85 | 2.35 | 27476 | 3.43 | 1.9 | 8.1 | 6.9
Live | 216736116 |  | 11 | 16 | 28107 | 23055 | 18800 | 2.98 | 2.43 | 28005 | 3.63 | 1.96 | 8.5 | 7
Live | 216737671 |  | 10.5 | 15.5 | 26916 | 22797 | 18900 | 2.85 | 2.39 | 27741 | 3.49 | 1.85 | 8.1 | 6.8
Live | 216735346 |  | 11 | 16 | 27154 | 22540 | 18400 | 2.99 | 2.38 | 27212 | 3.42 | 1.96 | 8.5 | 7
Live | 216736906 |  | 10.5 | 15.2 | 26678 | 23055 | 19100 | 2.85 | 2.37 | 28005 | 3.45 | 1.85 | 8.1 | 6.85
Live | 216738529 |  | 10.5 | 14.5 | 26916 | 22797 | 18600 | 2.85 | 2.35 | 27476 | 3.43 | 1.9 | 8.1 | 6.9
Live | 216736115 |  | 11 | 16 | 28107 | 23055 | 18800 | 2.98 | 2.43 | 28005 | 3.63 | 1.96 | 8.5 | 7
Live | 216737670 |  | 10.5 | 15.5 | 26916 | 22797 | 18900 | 2.85 | 2.39 | 27741 | 3.49 | 1.85 | 8.1 | 6.8
Live | 216735345 |  | 11 | 16 | 27154 | 22540 | 18400 | 2.99 | 2.38 | 27212 | 3.42 | 1.96 | 8.5 | 7
Live | 216736905 |  | 10.5 | 15.2 | 26678 | 23055 | 19100 | 2.85 | 2.37 | 28005 | 3.45 | 1.85 | 8.1 | 6.85
Live | 216738528 |  | 10.5 | 14.5 | 26916 | 22797 | 18600 | 2.85 | 2.35 | 27476 | 3.43 | 1.9 | 8.1 | 6.9
Live | 216736114 |  | 11 | 16 | 28107 | 23055 | 18800 | 2.98 | 2.43 | 28005 | 3.63 | 1.96 | 8.5 | 7
Live | 216737669 |  | 10.5 | 15.5 | 26916 | 22797 | 18900 | 2.85 | 2.39 | 27741 | 3.49 | 1.85 | 8.1 | 6.8
Live | 216738527 |  | 10.5 | 14.5 | 26916 | 22797 | 18600 | 2.85 | 2.35 | 27476 | 3.43 | 1.9 | 8.1 | 6.9
Live | 216735344 |  | 11 | 16 | 27154 | 22540 | 18400 | 2.99 | 2.38 | 27212 | 3.42 | 1.96 | 8.5 | 7
Live | 216736904 |  | 10.5 | 15.2 | 26678 | 23055 | 19100 | 2.85 | 2.37 | 28005 | 3.45 | 1.85 | 8.1 | 6.85
Live | 216736112 |  | 11 | 15.2 | 27631 | 22540 | 18500 | 2.99 | 2.41 | 27212 | 3.51 | 1.98 | 8.5 | 7
Live | 216738526 |  | 10.5 | 14.5 | 26916 | 22797 | 18600 | 2.85 | 2.35 | 27476 | 3.43 | 1.9 | 8.1 | 6.9
Live | 216737668 |  | 10.5 | 15.5 | 26916 | 22797 | 18900 | 2.85 | 2.39 | 27741 | 3.49 | 1.85 | 8.1 | 6.8
Live | 216735343 |  | 11 | 16 | 27154 | 22540 | 18400 | 2.99 | 2.38 | 27212 | 3.42 | 1.96 | 8.5 | 7
Live | 216736903 |  | 10.5 | 15.2 | 26678 | 23055 | 19100 | 2.85 | 2.37 | 28005 | 3.45 | 1.85 | 8.1 | 6.85
Live | 216736111 |  | 11 | 15.2 | 27631 | 22540 | 18500 | 2.99 | 2.41 | 27212 | 3.51 | 1.98 | 8.5 | 7
Live | 216738523 |  | 10.5 | 15 | 27154 | 22797 | 18600 | 2.85 | 2.37 | 27476 | 3.44 | 1.85 | 8.1 | 6.8
Live | 216737667 |  | 10.5 | 15.5 | 26916 | 22797 | 18900 | 2.85 | 2.39 | 27741 | 3.49 | 1.85 | 8.1 | 6.8
Live | 216735342 |  | 11 | 16 | 27154 | 22540 | 18400 | 2.99 | 2.38 | 27212 | 3.42 | 1.96 | 8.5 | 7
Live | 216736900 |  | 10.5 | 15.2 | 26678 | 23055 | 19100 | 2.85 | 2.37 | 28005 | 3.45 | 1.85 | 8.1 | 6.85
Live | 216736110 |  | 11 | 15.2 | 27631 | 22540 | 18500 | 2.99 | 2.41 | 27212 | 3.51 | 1.98 | 8.5 | 7
Live | 216738522 |  | 10.5 | 15 | 27154 | 22797 | 18600 | 2.85 | 2.37 | 27476 | 3.44 | 1.85 | 8.1 | 6.8
Live | 216737666 |  | 10.5 | 15.5 | 26916 | 22797 | 18900 | 2.85 | 2.39 | 27741 | 3.49 | 1.85 | 8.1 | 6.8
Live | 216735341 |  | 11 | 16 | 27154 | 22540 | 18400 | 2.99 | 2.38 | 27212 | 3.42 | 1.96 | 8.5 | 7
Live | 216736899 |  | 10.5 | 15.2 | 26678 | 23055 | 19100 | 2.85 | 2.37 | 28005 | 3.45 | 1.85 | 8.1 | 6.85
Live | 216736109 |  | 11 | 15.2 | 27631 | 22540 | 18500 | 2.99 | 2.41 | 27212 | 3.51 | 1.98 | 8.5 | 7
Live | 216738521 |  | 10.5 | 15 | 27154 | 22797 | 18600 | 2.85 | 2.37 | 27476 | 3.44 | 1.85 | 8.1 | 6.8
Live | 216737665 |  | 10.5 | 15.5 | 26916 | 22797 | 18900 | 2.85 | 2.39 | 27741 | 3.49 | 1.85 | 8.1 | 6.8
Live | 216735338 |  | 11 | 16 | 26916 | 22540 | 18400 | 2.99 | 2.38 | 27212 | 3.42 | 1.96 | 8.5 | 7
Live | 216736898 |  | 10.5 | 15.2 | 26678 | 23055 | 19100 | 2.85 | 2.37 | 28005 | 3.45 | 1.85 | 8.1 | 6.85
Live | 216738520 |  | 10.5 | 15 | 27154 | 22797 | 18600 | 2.85 | 2.37 | 27476 | 3.44 | 1.85 | 8.1 | 6.8
Live | 216736108 |  | 11 | 15.2 | 27631 | 22540 | 18500 | 2.99 | 2.41 | 27212 | 3.51 | 1.98 | 8.5 | 7
Live | 216737663 |  | 10.5 | 16 | 26916 | 22926 | 18900 | 2.85 | 2.39 | 28005 | 3.49 | 1.85 | 8.1 | 6.85
Live | 216735337 |  | 11 | 16 | 26916 | 22540 | 18400 | 2.99 | 2.38 | 27212 | 3.42 | 1.96 | 8.5 | 7
Live | 216736897 |  | 10.5 | 15.2 | 26678 | 23055 | 19100 | 2.85 | 2.37 | 28005 | 3.45 | 1.85 | 8.1 | 6.85
Live | 216738519 |  | 10.5 | 15 | 27154 | 22797 | 18600 | 2.85 | 2.37 | 27476 | 3.44 | 1.85 | 8.1 | 6.8
Live | 216736107 |  | 11 | 15.2 | 27631 | 22540 | 18500 | 2.99 | 2.41 | 27212 | 3.51 | 1.98 | 8.5 | 7
Live | 216737662 |  | 10.5 | 16 | 26916 | 22926 | 18900 | 2.85 | 2.39 | 28005 | 3.49 | 1.85 | 8.1 | 6.85
Live | 216735336 |  | 11 | 16 | 26916 | 22540 | 18400 | 2.99 | 2.38 | 27212 | 3.42 | 1.96 | 8.5 | 7
Live | 216736896 |  | 10.5 | 15.2 | 26678 | 23055 | 19100 | 2.85 | 2.37 | 28005 | 3.45 | 1.85 | 8.1 | 6.85
Live | 216738518 |  | 10.5 | 15 | 27154 | 22797 | 18600 | 2.85 | 2.37 | 27476 | 3.44 | 1.85 | 8.1 | 6.8
Live | 216736106 |  | 11 | 15.2 | 27631 | 22540 | 18500 | 2.99 | 2.41 | 27212 | 3.51 | 1.98 | 8.5 | 7
Live | 216737661 |  | 10.5 | 16 | 26916 | 22926 | 18900 | 2.85 | 2.39 | 28005 | 3.49 | 1.85 | 8.1 | 6.85
Live | 216738517 |  | 10.5 | 15 | 27154 | 22797 | 18600 | 2.85 | 2.37 | 27476 | 3.44 | 1.85 | 8.1 | 6.8
Live | 216735335 |  | 11 | 16 | 26916 | 22540 | 18400 | 2.99 | 2.38 | 27212 | 3.42 | 1.96 | 8.5 | 7
Live | 216736895 |  | 10.5 | 15.2 | 26678 | 23055 | 19100 | 2.85 | 2.37 | 28005 | 3.45 | 1.85 | 8.1 | 6.85
Live | 216736105 |  | 11 | 15.2 | 27631 | 22540 | 18500 | 2.99 | 2.41 | 27212 | 3.51 | 1.98 | 8.5 | 7
Live | 216738513 |  | 10.5 | 15.2 | 27393 | 22797 | 18700 | 2.86 | 2.41 | 27741 | 3.53 | 1.9 | 8.1 | 6.8
Live | 216737660 |  | 10.5 | 16 | 26916 | 22926 | 18900 | 2.85 | 2.39 | 28005 | 3.49 | 1.85 | 8.1 | 6.85
Live | 216735334 |  | 11 | 16 | 26916 | 22540 | 18400 | 2.99 | 2.38 | 27212 | 3.42 | 1.96 | 8.5 | 7
Live | 216736894 |  | 10.5 | 15.2 | 26678 | 23055 | 19100 | 2.85 | 2.37 | 28005 | 3.45 | 1.85 | 8.1 | 6.85
Live | 216736103 |  | 11 | 14.5 | 28345 | 23184 | 18900 | 2.99 | 2.44 | 28269 | 3.7 | 1.98 | 8.5 | 7
Live | 216738512 |  | 10.5 | 15.2 | 27393 | 22797 | 18700 | 2.86 | 2.41 | 27741 | 3.53 | 1.9 | 8.1 | 6.8
Live | 216737659 |  | 10.5 | 16 | 26916 | 22926 | 18900 | 2.85 | 2.39 | 28005 | 3.49 | 1.85 | 8.1 | 6.85
Live | 216735333 |  | 11 | 16 | 26916 | 22540 | 18400 | 2.99 | 2.38 | 27212 | 3.42 | 1.96 | 8.5 | 7
Live | 216736893 |  | 10.5 | 15.2 | 26678 | 23055 | 19100 | 2.85 | 2.37 | 28005 | 3.45 | 1.85 | 8.1 | 6.85
Live | 216736102 |  | 11 | 14.5 | 28345 | 23184 | 18900 | 2.99 | 2.44 | 28269 | 3.7 | 1.98 | 8.5 | 7
Live | 216738511 |  | 10.5 | 15.2 | 27393 | 22797 | 18700 | 2.86 | 2.41 | 27741 | 3.53 | 1.9 | 8.1 | 6.8
Live | 216737658 |  | 10.5 | 16 | 26916 | 22926 | 18900 | 2.85 | 2.39 | 28005 | 3.49 | 1.85 | 8.1 | 6.85
Live | 216735332 |  | 11 | 16 | 26916 | 22540 | 18400 | 2.99 | 2.38 | 27212 | 3.42 | 1.96 | 8.5 | 7
Live | 216736890 |  | 10.5 | 15 | 26440 | 22797 | 19000 | 2.85 | 2.35 | 27741 | 3.4 | 1.9 | 8.1 | 6.85
Live | 216736101 |  | 11 | 14.5 | 28345 | 23184 | 18900 | 2.99 | 2.44 | 28269 | 3.7 | 1.98 | 8.5 | 7
Live | 216738510 |  | 10.5 | 15.2 | 27393 | 22797 | 18700 | 2.86 | 2.41 | 27741 | 3.53 | 1.9 | 8.1 | 6.8
Live | 216737657 |  | 10.5 | 16 | 26916 | 22926 | 18900 | 2.85 | 2.39 | 28005 | 3.49 | 1.85 | 8.1 | 6.85
Live | 216736889 |  | 10.5 | 15 | 26440 | 22797 | 19000 | 2.85 | 2.35 | 27741 | 3.4 | 1.9 | 8.1 | 6.85
Live | 216735331 |  | 11 | 16 | 26916 | 22540 | 18400 | 2.99 | 2.38 | 27212 | 3.42 | 1.96 | 8.5 | 7
Live | 216736100 |  | 11 | 14.5 | 28345 | 23184 | 18900 | 2.99 | 2.44 | 28269 | 3.7 | 1.98 | 8.5 | 7
Live | 216738509 |  | 10.5 | 15.2 | 27393 | 22797 | 18700 | 2.86 | 2.41 | 27741 | 3.53 | 1.9 | 8.1 | 6.8
Live | 216736888 |  | 10.5 | 15 | 26440 | 22797 | 19000 | 2.85 | 2.35 | 27741 | 3.4 | 1.9 | 8.1 | 6.85
Live | 216737656 |  | 10.5 | 16 | 26916 | 22926 | 18900 | 2.85 | 2.39 | 28005 | 3.49 | 1.85 | 8.1 | 6.85
Live | 216736099 |  | 11 | 14.5 | 28345 | 23184 | 18900 | 2.99 | 2.44 | 28269 | 3.7 | 1.98 | 8.5 | 7
Live | 216735328 |  | 10.5 | 16 | 27154 | 22797 | 18600 | 2.85 | 2.35 | 27476 | 3.44 | 1.96 | 8.5 | 7
Live | 216736887 |  | 10.5 | 15 | 26440 | 22797 | 19000 | 2.85 | 2.35 | 27741 | 3.4 | 1.9 | 8.1 | 6.85
Live | 216738508 |  | 10.5 | 15.2 | 27393 | 22797 | 18700 | 2.86 | 2.41 | 27741 | 3.53 | 1.9 | 8.1 | 6.8
Live | 216736098 |  | 11 | 14.5 | 28345 | 23184 | 18900 | 2.99 | 2.44 | 28269 | 3.7 | 1.98 | 8.5 | 7
Live | 216737654 |  | 10.5 | 15.5 | 26678 | 22797 | 18800 | 2.85 | 2.37 | 27741 | 3.43 | 1.85 | 8.1 | 6.8
Live | 216735327 |  | 10.5 | 16 | 27154 | 22797 | 18600 | 2.85 | 2.35 | 27476 | 3.44 | 1.96 | 8.5 | 7
Live | 216736097 |  | 11 | 14.5 | 28345 | 23184 | 18900 | 2.99 | 2.44 | 28269 | 3.7 | 1.98 | 8.5 | 7
Live | 216736886 |  | 10.5 | 15 | 26440 | 22797 | 19000 | 2.85 | 2.35 | 27741 | 3.4 | 1.9 | 8.1 | 6.85
Live | 216738507 |  | 10.5 | 15.2 | 27393 | 22797 | 18700 | 2.86 | 2.41 | 27741 | 3.53 | 1.9 | 8.1 | 6.8
Live | 216737653 |  | 10.5 | 15.5 | 26678 | 22797 | 18800 | 2.85 | 2.37 | 27741 | 3.43 | 1.85 | 8.1 | 6.8
Live | 216735326 |  | 10.5 | 16 | 27154 | 22797 | 18600 | 2.85 | 2.35 | 27476 | 3.44 | 1.96 | 8.5 | 7
Live | 216736096 |  | 11 | 14.5 | 28345 | 23184 | 18900 | 2.99 | 2.44 | 28269 | 3.7 | 1.98 | 8.5 | 7
Live | 216736885 |  | 10.5 | 15 | 26440 | 22797 | 19000 | 2.85 | 2.35 | 27741 | 3.4 | 1.9 | 8.1 | 6.85
Live | 216738504 |  | 11 | 15.2 | 27631 | 22926 | 18800 | 2.99 | 2.43 | 28005 | 3.6 | 1.9 | 8.1 | 6.8
Live | 216737652 |  | 10.5 | 15.5 | 26678 | 22797 | 18800 | 2.85 | 2.37 | 27741 | 3.43 | 1.85 | 8.1 | 6.8
Live | 216735325 |  | 10.5 | 16 | 27154 | 22797 | 18600 | 2.85 | 2.35 | 27476 | 3.44 | 1.96 | 8.5 | 7
Live | 216736094 |  | 11 | 16 | 27631 | 22668 | 18500 | 2.99 | 2.42 | 27476 | 3.58 | 1.96 | 8.5 | 7
Live | 216736884 |  | 10.5 | 15 | 26440 | 22797 | 19000 | 2.85 | 2.35 | 27741 | 3.4 | 1.9 | 8.1 | 6.85
Live | 216738503 |  | 11 | 15.2 | 27631 | 22926 | 18800 | 2.99 | 2.43 | 28005 | 3.6 | 1.9 | 8.1 | 6.8
Live | 216737651 |  | 10.5 | 15.5 | 26678 | 22797 | 18800 | 2.85 | 2.37 | 27741 | 3.43 | 1.85 | 8.1 | 6.8
Live | 216735324 |  | 10.5 | 16 | 27154 | 22797 | 18600 | 2.85 | 2.35 | 27476 | 3.44 | 1.96 | 8.5 | 7
Live | 216736883 |  | 10.5 | 15 | 26440 | 22797 | 19000 | 2.85 | 2.35 | 27741 | 3.4 | 1.9 | 8.1 | 6.85
Live | 216736093 |  | 11 | 16 | 27631 | 22668 | 18500 | 2.99 | 2.42 | 27476 | 3.58 | 1.96 | 8.5 | 7
Live | 216738502 |  | 11 | 15.2 | 27631 | 22926 | 18800 | 2.99 | 2.43 | 28005 | 3.6 | 1.9 | 8.1 | 6.8
Live | 216737650 |  | 10.5 | 15.5 | 26678 | 22797 | 18800 | 2.85 | 2.37 | 27741 | 3.43 | 1.85 | 8.1 | 6.8
Live | 216735323 |  | 10.5 | 16 | 27154 | 22797 | 18600 | 2.85 | 2.35 | 27476 | 3.44 | 1.96 | 8.5 | 7
Live | 216736880 |  | 10.5 | 15.5 | 26678 | 22926 | 19100 | 2.85 | 2.37 | 28005 | 3.46 | 1.85 | 8.1 | 6.85
Live | 216736092 |  | 11 | 16 | 27631 | 22668 | 18500 | 2.99 | 2.42 | 27476 | 3.58 | 1.96 | 8.5 | 7
Live | 216738501 |  | 11 | 15.2 | 27631 | 22926 | 18800 | 2.99 | 2.43 | 28005 | 3.6 | 1.9 | 8.1 | 6.8
Live | 216737649 |  | 10.5 | 15.5 | 26678 | 22797 | 18800 | 2.85 | 2.37 | 27741 | 3.43 | 1.85 | 8.1 | 6.8
Live | 216735322 |  | 10.5 | 16 | 27154 | 22797 | 18600 | 2.85 | 2.35 | 27476 | 3.44 | 1.96 | 8.5 | 7
Live | 216736879 |  | 10.5 | 15.5 | 26678 | 22926 | 19100 | 2.85 | 2.37 | 28005 | 3.46 | 1.85 | 8.1 | 6.85
Live | 216736091 |  | 11 | 16 | 27631 | 22668 | 18500 | 2.99 | 2.42 | 27476 | 3.58 | 1.96 | 8.5 | 7
Live | 216738500 |  | 11 | 15.2 | 27631 | 22926 | 18800 | 2.99 | 2.43 | 28005 | 3.6 | 1.9 | 8.1 | 6.8
Live | 216737648 |  | 10.5 | 15.5 | 26678 | 22797 | 18800 | 2.85 | 2.37 | 27741 | 3.43 | 1.85 | 8.1 | 6.8
Live | 216735321 |  | 10.5 | 16 | 27154 | 22797 | 18600 | 2.85 | 2.35 | 27476 | 3.44 | 1.96 | 8.5 | 7
Live | 216736878 |  | 10.5 | 15.5 | 26678 | 22926 | 19100 | 2.85 | 2.37 | 28005 | 3.46 | 1.85 | 8.1 | 6.85
Live | 216736090 |  | 11 | 16 | 27631 | 22668 | 18500 | 2.99 | 2.42 | 27476 | 3.58 | 1.96 | 8.5 | 7
Live | 216738499 |  | 11 | 15.2 | 27631 | 22926 | 18800 | 2.99 | 2.43 | 28005 | 3.6 | 1.9 | 8.1 | 6.8
Live | 216737647 |  | 10.5 | 15.5 | 26678 | 22797 | 18800 | 2.85 | 2.37 | 27741 | 3.43 | 1.85 | 8.1 | 6.8
Live | 216735317 |  | 10.5 | 15.5 | 26916 | 22668 | 18500 | 2.85 | 2.33 | 27476 | 3.4 | 1.85 | 8.1 | 6.8
Live | 216736877 |  | 10.5 | 15.5 | 26678 | 22926 | 19100 | 2.85 | 2.37 | 28005 | 3.46 | 1.85 | 8.1 | 6.85
Live | 216736089 |  | 11 | 16 | 27631 | 22668 | 18500 | 2.99 | 2.42 | 27476 | 3.58 | 1.96 | 8.5 | 7
Live | 216738498 |  | 11 | 15.2 | 27631 | 22926 | 18800 | 2.99 | 2.43 | 28005 | 3.6 | 1.9 | 8.1 | 6.8
Live | 216737645 |  | 10.5 | 15.2 | 26440 | 22797 | 18800 | 2.85 | 2.37 | 27741 | 3.4 | 1.9 | 8.1 | 6.85
Live | 216735316 |  | 10.5 | 15.5 | 26916 | 22668 | 18500 | 2.85 | 2.33 | 27476 | 3.4 | 1.85 | 8.1 | 6.8
Live | 216736876 |  | 10.5 | 15.5 | 26678 | 22926 | 19100 | 2.85 | 2.37 | 28005 | 3.46 | 1.85 | 8.1 | 6.85
Live | 216736088 |  | 11 | 16 | 27631 | 22668 | 18500 | 2.99 | 2.42 | 27476 | 3.58 | 1.96 | 8.5 | 7
Live | 216738495 |  | 11 | 16 | 27154 | 22668 | 18500 | 2.99 | 2.39 | 27476 | 3.47 | 1.85 | 8.1 | 6.8
Live | 216737644 |  | 10.5 | 15.2 | 26440 | 22797 | 18800 | 2.85 | 2.37 | 27741 | 3.4 | 1.9 | 8.1 | 6.85
Live | 216735315 |  | 10.5 | 15.5 | 26916 | 22668 | 18500 | 2.85 | 2.33 | 27476 | 3.4 | 1.85 | 8.1 | 6.8
Live | 216736875 |  | 10.5 | 15.5 | 26678 | 22926 | 19100 | 2.85 | 2.37 | 28005 | 3.46 | 1.85 | 8.1 | 6.85
Live | 216736087 |  | 11 | 16 | 27631 | 22668 | 18500 | 2.99 | 2.42 | 27476 | 3.58 | 1.96 | 8.5 | 7
Live | 216738494 |  | 11 | 16 | 27154 | 22668 | 18500 | 2.99 | 2.39 | 27476 | 3.47 | 1.85 | 8.1 | 6.8
Live | 216737643 |  | 10.5 | 15.2 | 26440 | 22797 | 18800 | 2.85 | 2.37 | 27741 | 3.4 | 1.9 | 8.1 | 6.85
Live | 216735314 |  | 10.5 | 15.5 | 26916 | 22668 | 18500 | 2.85 | 2.33 | 27476 | 3.4 | 1.85 | 8.1 | 6.8
Live | 216736874 |  | 10.5 | 15.5 | 26678 | 22926 | 19100 | 2.85 | 2.37 | 28005 | 3.46 | 1.85 | 8.1 | 6.85
Live | 216736085 |  | 11 | 16.5 | 27154 | 22411 | 18300 | 2.99 | 2.39 | 26948 | 3.46 | 1.98 | 8.5 | 7
Live | 216738493 |  | 11 | 16 | 27154 | 22668 | 18500 | 2.99 | 2.39 | 27476 | 3.47 | 1.85 | 8.1 | 6.8
Live | 216737642 |  | 10.5 | 15.2 | 26440 | 22797 | 18800 | 2.85 | 2.37 | 27741 | 3.4 | 1.9 | 8.1 | 6.85
Live | 216735313 |  | 10.5 | 15.5 | 26916 | 22668 | 18500 | 2.85 | 2.33 | 27476 | 3.4 | 1.85 | 8.1 | 6.8
Live | 216736873 |  | 10.5 | 15.5 | 26678 | 22926 | 19100 | 2.85 | 2.37 | 28005 | 3.46 | 1.85 | 8.1 | 6.85
Live | 216736084 |  | 11 | 16.5 | 27154 | 22411 | 18300 | 2.99 | 2.39 | 26948 | 3.46 | 1.98 | 8.5 | 7
Live | 216738492 |  | 11 | 16 | 27154 | 22668 | 18500 | 2.99 | 2.39 | 27476 | 3.47 | 1.85 | 8.1 | 6.8
Live | 216737641 |  | 10.5 | 15.2 | 26440 | 22797 | 18800 | 2.85 | 2.37 | 27741 | 3.4 | 1.9 | 8.1 | 6.85
Live | 216735312 |  | 10.5 | 15.5 | 26916 | 22668 | 18500 | 2.85 | 2.33 | 27476 | 3.4 | 1.85 | 8.1 | 6.8
Live | 216736870 |  | 10.5 | 15.2 | 26440 | 22797 | 19000 | 2.85 | 2.35 | 27741 | 3.37 | 1.9 | 8.1 | 6.85
Live | 216736083 |  | 11 | 16.5 | 27154 | 22411 | 18300 | 2.99 | 2.39 | 26948 | 3.46 | 1.98 | 8.5 | 7
Live | 216738491 |  | 11 | 16 | 27154 | 22668 | 18500 | 2.99 | 2.39 | 27476 | 3.47 | 1.85 | 8.1 | 6.8
Live | 216737640 |  | 10.5 | 15.2 | 26440 | 22797 | 18800 | 2.85 | 2.37 | 27741 | 3.4 | 1.9 | 8.1 | 6.85
Live | 216735311 |  | 10.5 | 15.5 | 26916 | 22668 | 18500 | 2.85 | 2.33 | 27476 | 3.4 | 1.85 | 8.1 | 6.8
Live | 216736869 |  | 10.5 | 15.2 | 26440 | 22797 | 19000 | 2.85 | 2.35 | 27741 | 3.37 | 1.9 | 8.1 | 6.85
Live | 216736082 |  | 11 | 16.5 | 27154 | 22411 | 18300 | 2.99 | 2.39 | 26948 | 3.46 | 1.98 | 8.5 | 7
Live | 216738490 |  | 11 | 16 | 27154 | 22668 | 18500 | 2.99 | 2.39 | 27476 | 3.47 | 1.85 | 8.1 | 6.8
Live | 216737639 |  | 10.5 | 15.2 | 26440 | 22797 | 18800 | 2.85 | 2.37 | 27741 | 3.4 | 1.9 | 8.1 | 6.85
Live | 216735310 |  | 10.5 | 15.5 | 26916 | 22668 | 18500 | 2.85 | 2.33 | 27476 | 3.4 | 1.85 | 8.1 | 6.8
Live | 216736868 |  | 10.5 | 15.2 | 26440 | 22797 | 19000 | 2.85 | 2.35 | 27741 | 3.37 | 1.9 | 8.1 | 6.85
Live | 216736081 |  | 11 | 16.5 | 27154 | 22411 | 18300 | 2.99 | 2.39 | 26948 | 3.46 | 1.98 | 8.5 | 7
Live | 216738489 |  | 11 | 16 | 27154 | 22668 | 18500 | 2.99 | 2.39 | 27476 | 3.47 | 1.85 | 8.1 | 6.8
Live | 216737638 |  | 10.5 | 15.2 | 26440 | 22797 | 18800 | 2.85 | 2.37 | 27741 | 3.4 | 1.9 | 8.1 | 6.85
Live | 216735279 |  | 11 | 16.5 | 27154 | 22540 | 18400 | 2.99 | 2.38 | 27212 | 3.44 | 1.96 | 8.5 | 7
Live | 216736867 |  | 10.5 | 15.2 | 26440 | 22797 | 19000 | 2.85 | 2.35 | 27741 | 3.37 | 1.9 | 8.1 | 6.85
Live | 216736080 |  | 11 | 16.5 | 27154 | 22411 | 18300 | 2.99 | 2.39 | 26948 | 3.46 | 1.98 | 8.5 | 7
Live | 216738488 |  | 11 | 16 | 27154 | 22668 | 18500 | 2.99 | 2.39 | 27476 | 3.47 | 1.85 | 8.1 | 6.8
Live | 216737636 |  | 10 | 15.2 | 26678 | 22926 | 19000 | 2.71 | 2.36 | 28005 | 3.42 | 1.85 | 8.1 | 6.8
Live | 216735278 |  | 11 | 16.5 | 27154 | 22540 | 18400 | 2.99 | 2.38 | 27212 | 3.44 | 1.96 | 8.5 | 7
Live | 216736866 |  | 10.5 | 15.2 | 26440 | 22797 | 19000 | 2.85 | 2.35 | 27741 | 3.37 | 1.9 | 8.1 | 6.85
Live | 216736079 |  | 11 | 16.5 | 27154 | 22411 | 18300 | 2.99 | 2.39 | 26948 | 3.46 | 1.98 | 8.5 | 7
Live | 216738485 |  | 11 | 15.5 | 27631 | 22797 | 18700 | 2.99 | 2.43 | 27741 | 3.58 | 1.9 | 8.1 | 6.75
Live | 216737635 |  | 10 | 15.2 | 26678 | 22926 | 19000 | 2.71 | 2.36 | 28005 | 3.42 | 1.85 | 8.1 | 6.8
Live | 216735277 |  | 11 | 16.5 | 27154 | 22540 | 18400 | 2.99 | 2.38 | 27212 | 3.44 | 1.96 | 8.5 | 7
Live | 216736865 |  | 10.5 | 15.2 | 26440 | 22797 | 19000 | 2.85 | 2.35 | 27741 | 3.37 | 1.9 | 8.1 | 6.85
Live | 216736078 |  | 11 | 16.5 | 27154 | 22411 | 18300 | 2.99 | 2.39 | 26948 | 3.46 | 1.98 | 8.5 | 7
Live | 216738484 |  | 11 | 15.5 | 27631 | 22797 | 18700 | 2.99 | 2.43 | 27741 | 3.58 | 1.9 | 8.1 | 6.75
Live | 216737634 |  | 10 | 15.2 | 26678 | 22926 | 19000 | 2.71 | 2.36 | 28005 | 3.42 | 1.85 | 8.1 | 6.8
Live | 216735276 |  | 11 | 16.5 | 27154 | 22540 | 18400 | 2.99 | 2.38 | 27212 | 3.44 | 1.96 | 8.5 | 7
Live | 216736864 |  | 10.5 | 15.2 | 26440 | 22797 | 19000 | 2.85 | 2.35 | 27741 | 3.37 | 1.9 | 8.1 | 6.85
Live | 216739150 |  | 11 | 17 | 27631 | 22926 | 18900 | 2.99 | 2.43 | 28005 | 3.6 | 1.96 | 8.5 | 7
Live | 216736075 |  | 11 | 16.5 | 27631 | 22540 | 18500 | 2.99 | 2.43 | 27476 | 3.55 | 1.96 | 8.5 | 7
Live | 216738483 |  | 11 | 15.5 | 27631 | 22797 | 18700 | 2.99 | 2.43 | 27741 | 3.58 | 1.9 | 8.1 | 6.75
Live | 216737633 |  | 10 | 15.2 | 26678 | 22926 | 19000 | 2.71 | 2.36 | 28005 | 3.42 | 1.85 | 8.1 | 6.8
Live | 216735275 |  | 11 | 16.5 | 27154 | 22540 | 18400 | 2.99 | 2.38 | 27212 | 3.44 | 1.96 | 8.5 | 7
Live | 216736863 |  | 10.5 | 15.2 | 26440 | 22797 | 19000 | 2.85 | 2.35 | 27741 | 3.37 | 1.9 | 8.1 | 6.85
Live | 216739149 |  | 11 | 17 | 27631 | 22926 | 18900 | 2.99 | 2.43 | 28005 | 3.6 | 1.96 | 8.5 | 7
Live | 216736074 |  | 11 | 16.5 | 27631 | 22540 | 18500 | 2.99 | 2.43 | 27476 | 3.55 | 1.96 | 8.5 | 7
Live | 216738482 |  | 11 | 15.5 | 27631 | 22797 | 18700 | 2.99 | 2.43 | 27741 | 3.58 | 1.9 | 8.1 | 6.75
Live | 216737632 |  | 10 | 15.2 | 26678 | 22926 | 19000 | 2.71 | 2.36 | 28005 | 3.42 | 1.85 | 8.1 | 6.8
Live | 216735274 |  | 11 | 16.5 | 27154 | 22540 | 18400 | 2.99 | 2.38 | 27212 | 3.44 | 1.96 | 8.5 | 7
Live | 216736859 |  | 10.5 | 15 | 26678 | 22926 | 19000 | 2.85 | 2.37 | 28005 | 3.42 | 1.85 | 8.1 | 6.85
Live | 216739148 |  | 11 | 17 | 27631 | 22926 | 18900 | 2.99 | 2.43 | 28005 | 3.6 | 1.96 | 8.5 | 7
Live | 216736073 |  | 11 | 16.5 | 27631 | 22540 | 18500 | 2.99 | 2.43 | 27476 | 3.55 | 1.96 | 8.5 | 7
Live | 216738481 |  | 11 | 15.5 | 27631 | 22797 | 18700 | 2.99 | 2.43 | 27741 | 3.58 | 1.9 | 8.1 | 6.75
Live | 216737631 |  | 10 | 15.2 | 26678 | 22926 | 19000 | 2.71 | 2.36 | 28005 | 3.42 | 1.85 | 8.1 | 6.8
Live | 216735273 |  | 11 | 16.5 | 27154 | 22540 | 18400 | 2.99 | 2.38 | 27212 | 3.44 | 1.96 | 8.5 | 7
Live | 216736858 |  | 10.5 | 15 | 26678 | 22926 | 19000 | 2.85 | 2.37 | 28005 | 3.42 | 1.85 | 8.1 | 6.85
Live | 216739147 |  | 11 | 17 | 27631 | 22926 | 18900 | 2.99 | 2.43 | 28005 | 3.6 | 1.96 | 8.5 | 7
Live | 216736072 |  | 11 | 16.5 | 27631 | 22540 | 18500 | 2.99 | 2.43 | 27476 | 3.55 | 1.96 | 8.5 | 7
Live | 216738480 |  | 11 | 15.5 | 27631 | 22797 | 18700 | 2.99 | 2.43 | 27741 | 3.58 | 1.9 | 8.1 | 6.75
Live | 216737630 |  | 10 | 15.2 | 26678 | 22926 | 19000 | 2.71 | 2.36 | 28005 | 3.42 | 1.85 | 8.1 | 6.8
Live | 216735272 |  | 11 | 16.5 | 27154 | 22540 | 18400 | 2.99 | 2.38 | 27212 | 3.44 | 1.96 | 8.5 | 7
Live | 216736857 |  | 10.5 | 15 | 26678 | 22926 | 19000 | 2.85 | 2.37 | 28005 | 3.42 | 1.85 | 8.1 | 6.85
Live | 216739146 |  | 11 | 17 | 27631 | 22926 | 18900 | 2.99 | 2.43 | 28005 | 3.6 | 1.96 | 8.5 | 7
Live | 216738479 |  | 11 | 15.5 | 27631 | 22797 | 18700 | 2.99 | 2.43 | 27741 | 3.58 | 1.9 | 8.1 | 6.75
Live | 216736071 |  | 11 | 16.5 | 27631 | 22540 | 18500 | 2.99 | 2.43 | 27476 | 3.55 | 1.96 | 8.5 | 7
Live | 216737629 |  | 10 | 15.2 | 26678 | 22926 | 19000 | 2.71 | 2.36 | 28005 | 3.42 | 1.85 | 8.1 | 6.8
Live | 216735268 |  | 11 | 16 | 27154 | 22668 | 18500 | 2.99 | 2.37 | 27476 | 3.44 | 1.96 | 8.5 | 7
Live | 216736856 |  | 10.5 | 15 | 26678 | 22926 | 19000 | 2.85 | 2.37 | 28005 | 3.42 | 1.85 | 8.1 | 6.85
Live | 216739145 |  | 11 | 17 | 27631 | 22926 | 18900 | 2.99 | 2.43 | 28005 | 3.6 | 1.96 | 8.5 | 7
Live | 216738475 |  | 10.5 | 16 | 26916 | 22540 | 18400 | 2.85 | 2.38 | 27476 | 3.43 | 1.85 | 8.1 | 6.8
Live | 216736070 |  | 11 | 16.5 | 27631 | 22540 | 18500 | 2.99 | 2.43 | 27476 | 3.55 | 1.96 | 8.5 | 7
Live | 216737627 |  | 10 | 15 | 26440 | 22926 | 18900 | 2.72 | 2.36 | 27741 | 3.4 | 1.85 | 8.1 | 6.85
Live | 216735267 |  | 11 | 16 | 27154 | 22668 | 18500 | 2.99 | 2.37 | 27476 | 3.44 | 1.96 | 8.5 | 7
Live | 216736855 |  | 10.5 | 15 | 26678 | 22926 | 19000 | 2.85 | 2.37 | 28005 | 3.42 | 1.85 | 8.1 | 6.85
Live | 216739144 |  | 11 | 17 | 27631 | 22926 | 18900 | 2.99 | 2.43 | 28005 | 3.6 | 1.96 | 8.5 | 7
Live | 216738474 |  | 10.5 | 16 | 26916 | 22540 | 18400 | 2.85 | 2.38 | 27476 | 3.43 | 1.85 | 8.1 | 6.8
Live | 216736069 |  | 11 | 16.5 | 27631 | 22540 | 18500 | 2.99 | 2.43 | 27476 | 3.55 | 1.96 | 8.5 | 7
Live | 216737626 |  | 10 | 15 | 26440 | 22926 | 18900 | 2.72 | 2.36 | 27741 | 3.4 | 1.85 | 8.1 | 6.85
Live | 216735266 |  | 11 | 16 | 27154 | 22668 | 18500 | 2.99 | 2.37 | 27476 | 3.44 | 1.96 | 8.5 | 7
Live | 216736854 |  | 10.5 | 15 | 26678 | 22926 | 19000 | 2.85 | 2.37 | 28005 | 3.42 | 1.85 | 8.1 | 6.85
Live | 216739143 |  | 11 | 17 | 27631 | 22926 | 18900 | 2.99 | 2.43 | 28005 | 3.6 | 1.96 | 8.5 | 7
Live | 216737625 |  | 10 | 15 | 26440 | 22926 | 18900 | 2.72 | 2.36 | 27741 | 3.4 | 1.85 | 8.1 | 6.85
Live | 216738473 |  | 10.5 | 16 | 26916 | 22540 | 18400 | 2.85 | 2.38 | 27476 | 3.43 | 1.85 | 8.1 | 6.8
Live | 216736068 |  | 11 | 16.5 | 27631 | 22540 | 18500 | 2.99 | 2.43 | 27476 | 3.55 | 1.96 | 8.5 | 7
Live | 216736853 |  | 10.5 | 15 | 26678 | 22926 | 19000 | 2.85 | 2.37 | 28005 | 3.42 | 1.85 | 8.1 | 6.85
Live | 216735265 |  | 11 | 16 | 27154 | 22668 | 18500 | 2.99 | 2.37 | 27476 | 3.44 | 1.96 | 8.5 | 7
Live | 216739137 |  | 11 | 17 | 26916 | 23699 | 19500 | 2.99 | 2.53 | 28269 | 3.53 | 2.1 | 9 | 7.5
Live | 216737624 |  | 10 | 15 | 26440 | 22926 | 18900 | 2.72 | 2.36 | 27741 | 3.4 | 1.85 | 8.1 | 6.85
Live | 216738472 |  | 10.5 | 16 | 26916 | 22540 | 18400 | 2.85 | 2.38 | 27476 | 3.43 | 1.85 | 8.1 | 6.8
Live | 216736065 |  | 11 | 16.5 | 27631 | 22668 | 18500 | 2.99 | 2.41 | 27476 | 3.55 | 1.96 | 8.5 | 7
Live | 216736852 |  | 10.5 | 15 | 26678 | 22926 | 19000 | 2.85 | 2.37 | 28005 | 3.42 | 1.85 | 8.1 | 6.85
Live | 216735264 |  | 11 | 16 | 27154 | 22668 | 18500 | 2.99 | 2.37 | 27476 | 3.44 | 1.96 | 8.5 | 7
Live | 216737623 |  | 10 | 15 | 26440 | 22926 | 18900 | 2.72 | 2.36 | 27741 | 3.4 | 1.85 | 8.1 | 6.85
Live | 216739136 |  | 11 | 17 | 26916 | 23699 | 19500 | 2.99 | 2.53 | 28269 | 3.53 | 2.1 | 9 | 7.5
Live | 216738471 |  | 10.5 | 16 | 26916 | 22540 | 18400 | 2.85 | 2.38 | 27476 | 3.43 | 1.85 | 8.1 | 6.8
Live | 216736848 |  | 10.5 | 15.2 | 26678 | 23055 | 19100 | 2.85 | 2.37 | 28005 | 3.45 | 1.85 | 8.1 | 6.85
Live | 216736064 |  | 11 | 16.5 | 27631 | 22668 | 18500 | 2.99 | 2.41 | 27476 | 3.55 | 1.96 | 8.5 | 7
Live | 216735263 |  | 11 | 16 | 27154 | 22668 | 18500 | 2.99 | 2.37 | 27476 | 3.44 | 1.96 | 8.5 | 7
Live | 216737622 |  | 10 | 15 | 26440 | 22926 | 18900 | 2.72 | 2.36 | 27741 | 3.4 | 1.85 | 8.1 | 6.85
Live | 216739135 |  | 11 | 17 | 26916 | 23699 | 19500 | 2.99 | 2.53 | 28269 | 3.53 | 2.1 | 9 | 7.5
Live | 216738470 |  | 10.5 | 16 | 26916 | 22540 | 18400 | 2.85 | 2.38 | 27476 | 3.43 | 1.85 | 8.1 | 6.8
Live | 216736847 |  | 10.5 | 15.2 | 26678 | 23055 | 19100 | 2.85 | 2.37 | 28005 | 3.45 | 1.85 | 8.1 | 6.85
Live | 216736063 |  | 11 | 16.5 | 27631 | 22668 | 18500 | 2.99 | 2.41 | 27476 | 3.55 | 1.96 | 8.5 | 7
Live | 216735262 |  | 11 | 16 | 27154 | 22668 | 18500 | 2.99 | 2.37 | 27476 | 3.44 | 1.96 | 8.5 | 7
Live | 216737621 |  | 10 | 15 | 26440 | 22926 | 18900 | 2.72 | 2.36 | 27741 | 3.4 | 1.85 | 8.1 | 6.85
Live | 216739134 |  | 11 | 17 | 26916 | 23699 | 19500 | 2.99 | 2.53 | 28269 | 3.53 | 2.1 | 9 | 7.5
Live | 216738469 |  | 10.5 | 16 | 26916 | 22540 | 18400 | 2.85 | 2.38 | 27476 | 3.43 | 1.85 | 8.1 | 6.8
Live | 216736846 |  | 10.5 | 15.2 | 26678 | 23055 | 19100 | 2.85 | 2.37 | 28005 | 3.45 | 1.85 | 8.1 | 6.85
Live | 216736062 |  | 11 | 16.5 | 27631 | 22668 | 18500 | 2.99 | 2.41 | 27476 | 3.55 | 1.96 | 8.5 | 7
Live | 216735261 |  | 11 | 16 | 27154 | 22668 | 18500 | 2.99 | 2.37 | 27476 | 3.44 | 1.96 | 8.5 | 7
Live | 216737620 |  | 10 | 15 | 26440 | 22926 | 18900 | 2.72 | 2.36 | 27741 | 3.4 | 1.85 | 8.1 | 6.85
Live | 216739133 |  | 11 | 17 | 26916 | 23699 | 19500 | 2.99 | 2.53 | 28269 | 3.53 | 2.1 | 9 | 7.5
Live | 216738468 |  | 10.5 | 16 | 26916 | 22540 | 18400 | 2.85 | 2.38 | 27476 | 3.43 | 1.85 | 8.1 | 6.8
Live | 216736845 |  | 10.5 | 15.2 | 26678 | 23055 | 19100 | 2.85 | 2.37 | 28005 | 3.45 | 1.85 | 8.1 | 6.85
Live | 216736061 |  | 11 | 16.5 | 27631 | 22668 | 18500 | 2.99 | 2.41 | 27476 | 3.55 | 1.96 | 8.5 | 7
Live | 216735258 |  | 11 | 16.5 | 27393 | 22668 | 18500 | 2.98 | 2.39 | 27476 | 3.49 | 1.96 | 8.5 | 7
Live | 216737618 |  | 10.5 | 15 | 26678 | 22797 | 18900 | 2.85 | 2.37 | 27741 | 3.43 | 1.9 | 8.1 | 6.85
Live | 216738464 |  | 11 | 16 | 27154 | 22668 | 18500 | 2.99 | 2.37 | 27476 | 3.44 | 1.85 | 8.1 | 6.8
Live | 216739132 |  | 11 | 17 | 26916 | 23699 | 19500 | 2.99 | 2.53 | 28269 | 3.53 | 2.1 | 9 | 7.5
Live | 216736844 |  | 10.5 | 15.2 | 26678 | 23055 | 19100 | 2.85 | 2.37 | 28005 | 3.45 | 1.85 | 8.1 | 6.85
Live | 216736060 |  | 11 | 16.5 | 27631 | 22668 | 18500 | 2.99 | 2.41 | 27476 | 3.55 | 1.96 | 8.5 | 7
Live | 216735257 |  | 11 | 16.5 | 27393 | 22668 | 18500 | 2.98 | 2.39 | 27476 | 3.49 | 1.96 | 8.5 | 7
Live | 216737617 |  | 10.5 | 15 | 26678 | 22797 | 18900 | 2.85 | 2.37 | 27741 | 3.43 | 1.9 | 8.1 | 6.85
Live | 216738463 |  | 11 | 16 | 27154 | 22668 | 18500 | 2.99 | 2.37 | 27476 | 3.44 | 1.85 | 8.1 | 6.8
Live | 216739131 |  | 11 | 17 | 26916 | 23699 | 19500 | 2.99 | 2.53 | 28269 | 3.53 | 2.1 | 9 | 7.5
Live | 216736843 |  | 10.5 | 15.2 | 26678 | 23055 | 19100 | 2.85 | 2.37 | 28005 | 3.45 | 1.85 | 8.1 | 6.85
Live | 216736059 |  | 11 | 16.5 | 27631 | 22668 | 18500 | 2.99 | 2.41 | 27476 | 3.55 | 1.96 | 8.5 | 7
Live | 216735256 |  | 11 | 16.5 | 27393 | 22668 | 18500 | 2.98 | 2.39 | 27476 | 3.49 | 1.96 | 8.5 | 7
Live | 216737616 |  | 10.5 | 15 | 26678 | 22797 | 18900 | 2.85 | 2.37 | 27741 | 3.43 | 1.9 | 8.1 | 6.85
Live | 216738462 |  | 11 | 16 | 27154 | 22668 | 18500 | 2.99 | 2.37 | 27476 | 3.44 | 1.85 | 8.1 | 6.8
Live | 216736842 |  | 10.5 | 15.2 | 26678 | 23055 | 19100 | 2.85 | 2.37 | 28005 | 3.45 | 1.85 | 8.1 | 6.85
Live | 216739130 |  | 11 | 17 | 26916 | 23699 | 19500 | 2.99 | 2.53 | 28269 | 3.53 | 2.1 | 9 | 7.5
Live | 216735255 |  | 11 | 16.5 | 27393 | 22668 | 18500 | 2.98 | 2.39 | 27476 | 3.49 | 1.96 | 8.5 | 7
Live | 216736058 |  | 11 | 16.5 | 27631 | 22668 | 18500 | 2.99 | 2.41 | 27476 | 3.55 | 1.96 | 8.5 | 7
Live | 216737615 |  | 10.5 | 15 | 26678 | 22797 | 18900 | 2.85 | 2.37 | 27741 | 3.43 | 1.9 | 8.1 | 6.85
Live | 216739126 |  | 10.5 | 14.3 | 27154 | 24214 | 19800 | 2.85 | 2.5 | 28797 | 3.58 | 1.98 | 8.5 | 7.5
Live | 216736055 |  | 11 | 16.5 | 27393 | 22540 | 18400 | 2.98 | 2.39 | 27212 | 3.48 | 1.96 | 8.5 | 7
Live | 216738461 |  | 11 | 16 | 27154 | 22668 | 18500 | 2.99 | 2.37 | 27476 | 3.44 | 1.85 | 8.1 | 6.8
Live | 216736841 |  | 10.5 | 15.2 | 26678 | 23055 | 19100 | 2.85 | 2.37 | 28005 | 3.45 | 1.85 | 8.1 | 6.85
Live | 216735254 |  | 11 | 16.5 | 27393 | 22668 | 18500 | 2.98 | 2.39 | 27476 | 3.49 | 1.96 | 8.5 | 7
Live | 216737614 |  | 10.5 | 15 | 26678 | 22797 | 18900 | 2.85 | 2.37 | 27741 | 3.43 | 1.9 | 8.1 | 6.85
Live | 216738460 |  | 11 | 16 | 27154 | 22668 | 18500 | 2.99 | 2.37 | 27476 | 3.44 | 1.85 | 8.1 | 6.8
Live | 216739125 |  | 10.5 | 14.3 | 27154 | 24214 | 19800 | 2.85 | 2.5 | 28797 | 3.58 | 1.98 | 8.5 | 7.5
Live | 216736054 |  | 11 | 16.5 | 27393 | 22540 | 18400 | 2.98 | 2.39 | 27212 | 3.48 | 1.96 | 8.5 | 7
Live | 216735253 |  | 11 | 16.5 | 27393 | 22668 | 18500 | 2.98 | 2.39 | 27476 | 3.49 | 1.96 | 8.5 | 7
Live | 216736838 |  | 10.5 | 15.2 | 26678 | 23055 | 19100 | 2.85 | 2.37 | 28005 | 3.45 | 1.9 | 8.1 | 6.85
Live | 216737613 |  | 10.5 | 15 | 26678 | 22797 | 18900 | 2.85 | 2.37 | 27741 | 3.43 | 1.9 | 8.1 | 6.85
Live | 216739124 |  | 10.5 | 14.3 | 27154 | 24214 | 19800 | 2.85 | 2.5 | 28797 | 3.58 | 1.98 | 8.5 | 7.5
Live | 216738459 |  | 11 | 16 | 27154 | 22668 | 18500 | 2.99 | 2.37 | 27476 | 3.44 | 1.85 | 8.1 | 6.8
Live | 216736837 |  | 10.5 | 15.2 | 26678 | 23055 | 19100 | 2.85 | 2.37 | 28005 | 3.45 | 1.9 | 8.1 | 6.85
Live | 216737612 |  | 10.5 | 15 | 26678 | 22797 | 18900 | 2.85 | 2.37 | 27741 | 3.43 | 1.9 | 8.1 | 6.85
Live | 216735252 |  | 11 | 16.5 | 27393 | 22668 | 18500 | 2.98 | 2.39 | 27476 | 3.49 | 1.96 | 8.5 | 7
Live | 216736053 |  | 11 | 16.5 | 27393 | 22540 | 18400 | 2.98 | 2.39 | 27212 | 3.48 | 1.96 | 8.5 | 7
Live | 216739123 |  | 10.5 | 14.3 | 27154 | 24214 | 19800 | 2.85 | 2.5 | 28797 | 3.58 | 1.98 | 8.5 | 7.5
Live | 216738458 |  | 11 | 16 | 27154 | 22668 | 18500 | 2.99 | 2.37 | 27476 | 3.44 | 1.85 | 8.1 | 6.8
Live | 216736836 |  | 10.5 | 15.2 | 26678 | 23055 | 19100 | 2.85 | 2.37 | 28005 | 3.45 | 1.9 | 8.1 | 6.85
Live | 216735251 |  | 11 | 16.5 | 27393 | 22668 | 18500 | 2.98 | 2.39 | 27476 | 3.49 | 1.96 | 8.5 | 7
Live | 216739122 |  | 10.5 | 14.3 | 27154 | 24214 | 19800 | 2.85 | 2.5 | 28797 | 3.58 | 1.98 | 8.5 | 7.5
Live | 216737608 |  | 10.5 | 15 | 26916 | 22926 | 18900 | 2.85 | 2.39 | 28005 | 3.49 | 1.9 | 8.1 | 6.85
Live | 216738457 |  | 11 | 16 | 27154 | 22668 | 18500 | 2.99 | 2.37 | 27476 | 3.44 | 1.85 | 8.1 | 6.8
Live | 216736052 |  | 11 | 16.5 | 27393 | 22540 | 18400 | 2.98 | 2.39 | 27212 | 3.48 | 1.96 | 8.5 | 7
Live | 216736835 |  | 10.5 | 15.2 | 26678 | 23055 | 19100 | 2.85 | 2.37 | 28005 | 3.45 | 1.9 | 8.1 | 6.85
Live | 216735249 |  | 11 | 16 | 27154 | 22540 | 18400 | 2.99 | 2.38 | 27212 | 3.42 | 1.96 | 8.5 | 7
Live | 216739121 |  | 10.5 | 14.3 | 27154 | 24214 | 19800 | 2.85 | 2.5 | 28797 | 3.58 | 1.98 | 8.5 | 7.5
Live | 216737607 |  | 10.5 | 15 | 26916 | 22926 | 18900 | 2.85 | 2.39 | 28005 | 3.49 | 1.9 | 8.1 | 6.85
Live | 216737606 |  | 10.5 | 15 | 26916 | 22926 | 18900 | 2.85 | 2.39 | 28005 | 3.49 | 1.9 | 8.1 | 6.85
Live | 216736051 |  | 11 | 16.5 | 27393 | 22540 | 18400 | 2.98 | 2.39 | 27212 | 3.48 | 1.96 | 8.5 | 7
Live | 216738454 |  | 10.5 | 15.2 | 27393 | 22797 | 18700 | 2.86 | 2.39 | 27741 | 3.5 | 1.85 | 8.1 | 6.75
Live | 216735248 |  | 11 | 16 | 27154 | 22540 | 18400 | 2.99 | 2.38 | 27212 | 3.42 | 1.96 | 8.5 | 7
Live | 216736834 |  | 10.5 | 15.2 | 26678 | 23055 | 19100 | 2.85 | 2.37 | 28005 | 3.45 | 1.9 | 8.1 | 6.85
Live | 216737605 |  | 10.5 | 15 | 26916 | 22926 | 18900 | 2.85 | 2.39 | 28005 | 3.49 | 1.9 | 8.1 | 6.85
Live | 216739120 |  | 10.5 | 14.3 | 27154 | 24214 | 19800 | 2.85 | 2.5 | 28797 | 3.58 | 1.98 | 8.5 | 7.5
Live | 216738453 |  | 10.5 | 15.2 | 27393 | 22797 | 18700 | 2.86 | 2.39 | 27741 | 3.5 | 1.85 | 8.1 | 6.75
Live | 216736050 |  | 11 | 16.5 | 27393 | 22540 | 18400 | 2.98 | 2.39 | 27212 | 3.48 | 1.96 | 8.5 | 7
Live | 216735247 |  | 11 | 16 | 27154 | 22540 | 18400 | 2.99 | 2.38 | 27212 | 3.42 | 1.96 | 8.5 | 7
Live | 216739119 |  | 10.5 | 14.3 | 27154 | 24214 | 19800 | 2.85 | 2.5 | 28797 | 3.58 | 1.98 | 8.5 | 7.5
Live | 216737604 |  | 10.5 | 15 | 26916 | 22926 | 18900 | 2.85 | 2.39 | 28005 | 3.49 | 1.9 | 8.1 | 6.85
Live | 216736833 |  | 10.5 | 15.2 | 26678 | 23055 | 19100 | 2.85 | 2.37 | 28005 | 3.45 | 1.9 | 8.1 | 6.85
Live | 216735246 |  | 11 | 16 | 27154 | 22540 | 18400 | 2.99 | 2.38 | 27212 | 3.42 | 1.96 | 8.5 | 7
Live | 216738452 |  | 10.5 | 15.2 | 27393 | 22797 | 18700 | 2.86 | 2.39 | 27741 | 3.5 | 1.85 | 8.1 | 6.75
Live | 216739115 |  | 11 | 17 | 27631 | 23441 | 19300 | 2.99 | 2.54 | 28269 | 3.68 | 2.08 | 9 | 7.5
Live | 216737603 |  | 10.5 | 15 | 26916 | 22926 | 18900 | 2.85 | 2.39 | 28005 | 3.49 | 1.9 | 8.1 | 6.85
Live | 216736049 |  | 11 | 16.5 | 27393 | 22540 | 18400 | 2.98 | 2.39 | 27212 | 3.48 | 1.96 | 8.5 | 7
Live | 216736832 |  | 10.5 | 15.2 | 26678 | 23055 | 19100 | 2.85 | 2.37 | 28005 | 3.45 | 1.9 | 8.1 | 6.85
Live | 216735245 |  | 11 | 16 | 27154 | 22540 | 18400 | 2.99 | 2.38 | 27212 | 3.42 | 1.96 | 8.5 | 7
Live | 216739114 |  | 11 | 17 | 27631 | 23441 | 19300 | 2.99 | 2.54 | 28269 | 3.68 | 2.08 | 9 | 7.5
Live | 216737602 |  | 10.5 | 15 | 26916 | 22926 | 18900 | 2.85 | 2.39 | 28005 | 3.49 | 1.9 | 8.1 | 6.85
Live | 216738451 |  | 10.5 | 15.2 | 27393 | 22797 | 18700 | 2.86 | 2.39 | 27741 | 3.5 | 1.85 | 8.1 | 6.75
Live | 216735244 |  | 11 | 16 | 27154 | 22540 | 18400 | 2.99 | 2.38 | 27212 | 3.42 | 1.96 | 8.5 | 7
Live | 216736048 |  | 11 | 16.5 | 27393 | 22540 | 18400 | 2.98 | 2.39 | 27212 | 3.48 | 1.96 | 8.5 | 7
Live | 216739113 |  | 11 | 17 | 27631 | 23441 | 19300 | 2.99 | 2.54 | 28269 | 3.68 | 2.08 | 9 | 7.5
Live | 216736831 |  | 10.5 | 15.2 | 26678 | 23055 | 19100 | 2.85 | 2.37 | 28005 | 3.45 | 1.9 | 8.1 | 6.85
Live | 216737601 |  | 10.5 | 15 | 26916 | 22926 | 18900 | 2.85 | 2.39 | 28005 | 3.49 | 1.9 | 8.1 | 6.85
Live | 216738450 |  | 10.5 | 15.2 | 27393 | 22797 | 18700 | 2.86 | 2.39 | 27741 | 3.5 | 1.85 | 8.1 | 6.75
Live | 216736045 |  | 11 | 16 | 27631 | 22668 | 18500 | 2.99 | 2.42 | 27476 | 3.58 | 1.96 | 8.5 | 7
Live | 216735243 |  | 11 | 16 | 27154 | 22540 | 18400 | 2.99 | 2.38 | 27212 | 3.42 | 1.96 | 8.5 | 7
Live | 216739112 |  | 11 | 17 | 27631 | 23441 | 19300 | 2.99 | 2.54 | 28269 | 3.68 | 2.08 | 9 | 7.5
Live | 216737598 |  | 10.5 | 15 | 27154 | 23055 | 19000 | 2.85 | 2.41 | 28005 | 3.54 | 1.9 | 8.1 | 6.85
Live | 216736828 |  | 10 | 14.5 | 26440 | 22926 | 19100 | 2.72 | 2.33 | 28005 | 3.36 | 1.85 | 8.1 | 6.9
Live | 216736044 |  | 11 | 16 | 27631 | 22668 | 18500 | 2.99 | 2.42 | 27476 | 3.58 | 1.96 | 8.5 | 7
Live | 216738449 |  | 10.5 | 15.2 | 27393 | 22797 | 18700 | 2.86 | 2.39 | 27741 | 3.5 | 1.85 | 8.1 | 6.75
Live | 216739111 |  | 11 | 17 | 27631 | 23441 | 19300 | 2.99 | 2.54 | 28269 | 3.68 | 2.08 | 9 | 7.5
Live | 216735242 |  | 11 | 16 | 27154 | 22540 | 18400 | 2.99 | 2.38 | 27212 | 3.42 | 1.96 | 8.5 | 7
Live | 216736827 |  | 10 | 14.5 | 26440 | 22926 | 19100 | 2.72 | 2.33 | 28005 | 3.36 | 1.85 | 8.1 | 6.9
Live | 216737597 |  | 10.5 | 15 | 27154 | 23055 | 19000 | 2.85 | 2.41 | 28005 | 3.54 | 1.9 | 8.1 | 6.85
Live | 216736043 |  | 11 | 16 | 27631 | 22668 | 18500 | 2.99 | 2.42 | 27476 | 3.58 | 1.96 | 8.5 | 7
Live | 216735240 |  | 11 | 16 | 26916 | 22540 | 18400 | 2.99 | 2.38 | 27212 | 3.42 | 1.96 | 8.5 | 7
Live | 216736826 |  | 10 | 14.5 | 26440 | 22926 | 19100 | 2.72 | 2.33 | 28005 | 3.36 | 1.85 | 8.1 | 6.9
Live | 216738448 |  | 10.5 | 15.2 | 27393 | 22797 | 18700 | 2.86 | 2.39 | 27741 | 3.5 | 1.85 | 8.1 | 6.75
Live | 216737596 |  | 10.5 | 15 | 27154 | 23055 | 19000 | 2.85 | 2.41 | 28005 | 3.54 | 1.9 | 8.1 | 6.85
Live | 216739110 |  | 11 | 17 | 27631 | 23441 | 19300 | 2.99 | 2.54 | 28269 | 3.68 | 2.08 | 9 | 7.5
Live | 216736042 |  | 11 | 16 | 27631 | 22668 | 18500 | 2.99 | 2.42 | 27476 | 3.58 | 1.96 | 8.5 | 7
Live | 216735239 |  | 11 | 16 | 26916 | 22540 | 18400 | 2.99 | 2.38 | 27212 | 3.42 | 1.96 | 8.5 | 7
Live | 216738361 |  | 10.5 | 15.2 | 27154 | 22797 | 18600 | 2.85 | 2.39 | 27741 | 3.49 | 1.85 | 8.1 | 6.75
Live | 216737595 |  | 10.5 | 15 | 27154 | 23055 | 19000 | 2.85 | 2.41 | 28005 | 3.54 | 1.9 | 8.1 | 6.85
Live | 216736825 |  | 10 | 14.5 | 26440 | 22926 | 19100 | 2.72 | 2.33 | 28005 | 3.36 | 1.85 | 8.1 | 6.9
Live | 216739109 |  | 11 | 17 | 27631 | 23441 | 19300 | 2.99 | 2.54 | 28269 | 3.68 | 2.08 | 9 | 7.5
Live | 216736041 |  | 11 | 16 | 27631 | 22668 | 18500 | 2.99 | 2.42 | 27476 | 3.58 | 1.96 | 8.5 | 7
Live | 216735238 |  | 11 | 16 | 26916 | 22540 | 18400 | 2.99 | 2.38 | 27212 | 3.42 | 1.96 | 8.5 | 7
Live | 216737594 |  | 10.5 | 15 | 27154 | 23055 | 19000 | 2.85 | 2.41 | 28005 | 3.54 | 1.9 | 8.1 | 6.85
Live | 216738360 |  | 10.5 | 15.2 | 27154 | 22797 | 18600 | 2.85 | 2.39 | 27741 | 3.49 | 1.85 | 8.1 | 6.75
Live | 216736040 |  | 11 | 16 | 27631 | 22668 | 18500 | 2.99 | 2.42 | 27476 | 3.58 | 1.96 | 8.5 | 7
Live | 216736824 |  | 10 | 14.5 | 26440 | 22926 | 19100 | 2.72 | 2.33 | 28005 | 3.36 | 1.85 | 8.1 | 6.9
Live | 216739108 |  | 11 | 17 | 27631 | 23441 | 19300 | 2.99 | 2.54 | 28269 | 3.68 | 2.08 | 9 | 7.5
Live | 216737593 |  | 10.5 | 15 | 27154 | 23055 | 19000 | 2.85 | 2.41 | 28005 | 3.54 | 1.9 | 8.1 | 6.85
Live | 216735237 |  | 11 | 16 | 26916 | 22540 | 18400 | 2.99 | 2.38 | 27212 | 3.42 | 1.96 | 8.5 | 7
Live | 216738359 |  | 10.5 | 15.2 | 27154 | 22797 | 18600 | 2.85 | 2.39 | 27741 | 3.49 | 1.85 | 8.1 | 6.75
Live | 216736039 |  | 11 | 16 | 27631 | 22668 | 18500 | 2.99 | 2.42 | 27476 | 3.58 | 1.96 | 8.5 | 7
Live | 216736823 |  | 10 | 14.5 | 26440 | 22926 | 19100 | 2.72 | 2.33 | 28005 | 3.36 | 1.85 | 8.1 | 6.9
Live | 216739104 |  | 11 | 17 | 27631 | 23441 | 19300 | 2.99 | 2.54 | 28269 | 3.68 | 2.08 | 9 | 7.5
Live | 216737592 |  | 10.5 | 15 | 27154 | 23055 | 19000 | 2.85 | 2.41 | 28005 | 3.54 | 1.9 | 8.1 | 6.85
Live | 216736822 |  | 10 | 14.5 | 26440 | 22926 | 19100 | 2.72 | 2.33 | 28005 | 3.36 | 1.85 | 8.1 | 6.9
Live | 216735236 |  | 11 | 16 | 26916 | 22540 | 18400 | 2.99 | 2.38 | 27212 | 3.42 | 1.96 | 8.5 | 7
Live | 216738358 |  | 10.5 | 15.2 | 27154 | 22797 | 18600 | 2.85 | 2.39 | 27741 | 3.49 | 1.85 | 8.1 | 6.75
Live | 216737589 |  | 10.5 | 15.2 | 26916 | 22926 | 18900 | 2.85 | 2.41 | 27741 | 3.49 | 1.85 | 8.1 | 6.85
Live | 216736038 |  | 11 | 16 | 27631 | 22668 | 18500 | 2.99 | 2.42 | 27476 | 3.58 | 1.96 | 8.5 | 7
Live | 216736821 |  | 10 | 14.5 | 26440 | 22926 | 19100 | 2.72 | 2.33 | 28005 | 3.36 | 1.85 | 8.1 | 6.9
Live | 216739103 |  | 11 | 17 | 27631 | 23441 | 19300 | 2.99 | 2.54 | 28269 | 3.68 | 2.08 | 9 | 7.5
Live | 216735235 |  | 11 | 16 | 26916 | 22540 | 18400 | 2.99 | 2.38 | 27212 | 3.42 | 1.96 | 8.5 | 7
Live | 216738357 |  | 10.5 | 15.2 | 27154 | 22797 | 18600 | 2.85 | 2.39 | 27741 | 3.49 | 1.85 | 8.1 | 6.75
Live | 216737588 |  | 10.5 | 15.2 | 26916 | 22926 | 18900 | 2.85 | 2.41 | 27741 | 3.49 | 1.85 | 8.1 | 6.85
Live | 216736782 |  | 10.5 | 16 | 26916 | 23055 | 19100 | 2.85 | 2.39 | 28005 | 3.49 | 1.85 | 8.1 | 6.85
Live | 216736036 |  | 11 | 16.5 | 27154 | 22411 | 18300 | 2.99 | 2.39 | 26948 | 3.46 | 1.98 | 8.5 | 7
Live | 216739102 |  | 11 | 17 | 27631 | 23441 | 19300 | 2.99 | 2.54 | 28269 | 3.68 | 2.08 | 9 | 7.5
Live | 216738356 |  | 10.5 | 15.2 | 27154 | 22797 | 18600 | 2.85 | 2.39 | 27741 | 3.49 | 1.85 | 8.1 | 6.75
Live | 216735234 |  | 11 | 16 | 26916 | 22540 | 18400 | 2.99 | 2.38 | 27212 | 3.42 | 1.96 | 8.5 | 7
Live | 216737587 |  | 10.5 | 15.2 | 26916 | 22926 | 18900 | 2.85 | 2.41 | 27741 | 3.49 | 1.85 | 8.1 | 6.85
Live | 216736781 |  | 10.5 | 16 | 26916 | 23055 | 19100 | 2.85 | 2.39 | 28005 | 3.49 | 1.85 | 8.1 | 6.85
Live | 216739101 |  | 11 | 17 | 27631 | 23441 | 19300 | 2.99 | 2.54 | 28269 | 3.68 | 2.08 | 9 | 7.5
Live | 216738355 |  | 10.5 | 15.2 | 27154 | 22797 | 18600 | 2.85 | 2.39 | 27741 | 3.49 | 1.85 | 8.1 | 6.75
Live | 216735233 |  | 11 | 16 | 26916 | 22540 | 18400 | 2.99 | 2.38 | 27212 | 3.42 | 1.96 | 8.5 | 7
Live | 216736035 |  | 11 | 16.5 | 27154 | 22411 | 18300 | 2.99 | 2.39 | 26948 | 3.46 | 1.98 | 8.5 | 7
Live | 216737586 |  | 10.5 | 15.2 | 26916 | 22926 | 18900 | 2.85 | 2.41 | 27741 | 3.49 | 1.85 | 8.1 | 6.85
Live | 216736780 |  | 10.5 | 16 | 26916 | 23055 | 19100 | 2.85 | 2.39 | 28005 | 3.49 | 1.85 | 8.1 | 6.85
Live | 216736034 |  | 11 | 16.5 | 27154 | 22411 | 18300 | 2.99 | 2.39 | 26948 | 3.46 | 1.98 | 8.5 | 7
Live | 216739100 |  | 11 | 17 | 27631 | 23441 | 19300 | 2.99 | 2.54 | 28269 | 3.68 | 2.08 | 9 | 7.5
Live | 216735231 |  | 10.5 | 16 | 27154 | 22797 | 18600 | 2.85 | 2.35 | 27476 | 3.44 | 1.96 | 8.5 | 7
Live | 216736779 |  | 10.5 | 16 | 26916 | 23055 | 19100 | 2.85 | 2.39 | 28005 | 3.49 | 1.85 | 8.1 | 6.85
Live | 216737585 |  | 10.5 | 15.2 | 26916 | 22926 | 18900 | 2.85 | 2.41 | 27741 | 3.49 | 1.85 | 8.1 | 6.85
Live | 216738354 |  | 10.5 | 15.2 | 27154 | 22797 | 18600 | 2.85 | 2.39 | 27741 | 3.49 | 1.85 | 8.1 | 6.75
Live | 216736033 |  | 11 | 16.5 | 27154 | 22411 | 18300 | 2.99 | 2.39 | 26948 | 3.46 | 1.98 | 8.5 | 7
Live | 216735230 |  | 10.5 | 16 | 27154 | 22797 | 18600 | 2.85 | 2.35 | 27476 | 3.44 | 1.96 | 8.5 | 7
Live | 216739099 |  | 11 | 17 | 27631 | 23441 | 19300 | 2.99 | 2.54 | 28269 | 3.68 | 2.08 | 9 | 7.5
Live | 216736778 |  | 10.5 | 16 | 26916 | 23055 | 19100 | 2.85 | 2.39 | 28005 | 3.49 | 1.85 | 8.1 | 6.85
Live | 216737584 |  | 10.5 | 15.2 | 26916 | 22926 | 18900 | 2.85 | 2.41 | 27741 | 3.49 | 1.85 | 8.1 | 6.85
Live | 216738351 |  | 10.5 | 14.5 | 26678 | 22540 | 18400 | 2.85 | 2.35 | 27476 | 3.4 | 1.85 | 8.1 | 6.8
Live | 216736032 |  | 11 | 16.5 | 27154 | 22411 | 18300 | 2.99 | 2.39 | 26948 | 3.46 | 1.98 | 8.5 | 7
Live | 216735229 |  | 10.5 | 16 | 27154 | 22797 | 18600 | 2.85 | 2.35 | 27476 | 3.44 | 1.96 | 8.5 | 7
Live | 216737583 |  | 10.5 | 15.2 | 26916 | 22926 | 18900 | 2.85 | 2.41 | 27741 | 3.49 | 1.85 | 8.1 | 6.85
Live | 216739098 |  | 11 | 17 | 27631 | 23441 | 19300 | 2.99 | 2.54 | 28269 | 3.68 | 2.08 | 9 | 7.5
Live | 216736777 |  | 10.5 | 16 | 26916 | 23055 | 19100 | 2.85 | 2.39 | 28005 | 3.49 | 1.85 | 8.1 | 6.85
Live | 216737582 |  | 10.5 | 15.2 | 26916 | 22926 | 18900 | 2.85 | 2.41 | 27741 | 3.49 | 1.85 | 8.1 | 6.85
Live | 216738350 |  | 10.5 | 14.5 | 26678 | 22540 | 18400 | 2.85 | 2.35 | 27476 | 3.4 | 1.85 | 8.1 | 6.8
Live | 216736031 |  | 11 | 16.5 | 27154 | 22411 | 18300 | 2.99 | 2.39 | 26948 | 3.46 | 1.98 | 8.5 | 7
Live | 216736776 |  | 10.5 | 16 | 26916 | 23055 | 19100 | 2.85 | 2.39 | 28005 | 3.49 | 1.85 | 8.1 | 6.85
Live | 216735228 |  | 10.5 | 16 | 27154 | 22797 | 18600 | 2.85 | 2.35 | 27476 | 3.44 | 1.96 | 8.5 | 7
Live | 216739097 |  | 11 | 17 | 27631 | 23441 | 19300 | 2.99 | 2.54 | 28269 | 3.68 | 2.08 | 9 | 7.5
Live | 216736030 |  | 11 | 16.5 | 27154 | 22411 | 18300 | 2.99 | 2.39 | 26948 | 3.46 | 1.98 | 8.5 | 7
Live | 216738349 |  | 10.5 | 14.5 | 26678 | 22540 | 18400 | 2.85 | 2.35 | 27476 | 3.4 | 1.85 | 8.1 | 6.8
Live | 216737579 |  | 10.5 | 15.2 | 26678 | 22797 | 18800 | 2.85 | 2.37 | 27741 | 3.43 | 1.9 | 8.1 | 6.85
Live | 216736773 |  | 10.5 | 15 | 26440 | 22797 | 18900 | 2.85 | 2.35 | 27741 | 3.37 | 1.9 | 8.1 | 6.9
Live | 216735227 |  | 10.5 | 16 | 27154 | 22797 | 18600 | 2.85 | 2.35 | 27476 | 3.44 | 1.96 | 8.5 | 7
Live | 216737578 |  | 10.5 | 15.2 | 26678 | 22797 | 18800 | 2.85 | 2.37 | 27741 | 3.43 | 1.9 | 8.1 | 6.85
Live | 216736029 |  | 11 | 16.5 | 27154 | 22411 | 18300 | 2.99 | 2.39 | 26948 | 3.46 | 1.98 | 8.5 | 7
Live | 216739093 |  | 11 | 16.5 | 27154 | 23828 | 19600 | 2.99 | 2.54 | 28533 | 3.59 | 2.08 | 9 | 7.5
Live | 216738348 |  | 10.5 | 14.5 | 26678 | 22540 | 18400 | 2.85 | 2.35 | 27476 | 3.4 | 1.85 | 8.1 | 6.8
Live | 216736772 |  | 10.5 | 15 | 26440 | 22797 | 18900 | 2.85 | 2.35 | 27741 | 3.37 | 1.9 | 8.1 | 6.9
Live | 216738347 |  | 10.5 | 14.5 | 26678 | 22540 | 18400 | 2.85 | 2.35 | 27476 | 3.4 | 1.85 | 8.1 | 6.8
Live | 216735226 |  | 10.5 | 16 | 27154 | 22797 | 18600 | 2.85 | 2.35 | 27476 | 3.44 | 1.96 | 8.5 | 7
Live | 216737577 |  | 10.5 | 15.2 | 26678 | 22797 | 18800 | 2.85 | 2.37 | 27741 | 3.43 | 1.9 | 8.1 | 6.85
Live | 216736771 |  | 10.5 | 15 | 26440 | 22797 | 18900 | 2.85 | 2.35 | 27741 | 3.37 | 1.9 | 8.1 | 6.9
Live | 216736026 |  | 11 | 16.5 | 27631 | 22540 | 18500 | 2.99 | 2.43 | 27476 | 3.55 | 1.96 | 8.5 | 7
Live | 216738346 |  | 10.5 | 14.5 | 26678 | 22540 | 18400 | 2.85 | 2.35 | 27476 | 3.4 | 1.85 | 8.1 | 6.8
Live | 216739092 |  | 11 | 16.5 | 27154 | 23828 | 19600 | 2.99 | 2.54 | 28533 | 3.59 | 2.08 | 9 | 7.5
Live | 216735225 |  | 10.5 | 16 | 27154 | 22797 | 18600 | 2.85 | 2.35 | 27476 | 3.44 | 1.96 | 8.5 | 7
Live | 216738345 |  | 10.5 | 14.5 | 26678 | 22540 | 18400 | 2.85 | 2.35 | 27476 | 3.4 | 1.85 | 8.1 | 6.8
Live | 216737576 |  | 10.5 | 15.2 | 26678 | 22797 | 18800 | 2.85 | 2.37 | 27741 | 3.43 | 1.9 | 8.1 | 6.85
Live | 216736025 |  | 11 | 16.5 | 27631 | 22540 | 18500 | 2.99 | 2.43 | 27476 | 3.55 | 1.96 | 8.5 | 7
Live | 216736770 |  | 10.5 | 15 | 26440 | 22797 | 18900 | 2.85 | 2.35 | 27741 | 3.37 | 1.9 | 8.1 | 6.9
Live | 216739091 |  | 11 | 16.5 | 27154 | 23828 | 19600 | 2.99 | 2.54 | 28533 | 3.59 | 2.08 | 9 | 7.5
Live | 216735224 |  | 10.5 | 16 | 27154 | 22797 | 18600 | 2.85 | 2.35 | 27476 | 3.44 | 1.96 | 8.5 | 7
Live | 216736769 |  | 10.5 | 15 | 26440 | 22797 | 18900 | 2.85 | 2.35 | 27741 | 3.37 | 1.9 | 8.1 | 6.9
Live | 216737575 |  | 10.5 | 15.2 | 26678 | 22797 | 18800 | 2.85 | 2.37 | 27741 | 3.43 | 1.9 | 8.1 | 6.85
Live | 216738344 |  | 10.5 | 14.5 | 26678 | 22540 | 18400 | 2.85 | 2.35 | 27476 | 3.4 | 1.85 | 8.1 | 6.8
Live | 216736024 |  | 11 | 16.5 | 27631 | 22540 | 18500 | 2.99 | 2.43 | 27476 | 3.55 | 1.96 | 8.5 | 7
Live | 216735222 |  | 10.5 | 15.5 | 26916 | 22668 | 18500 | 2.85 | 2.36 | 27476 | 3.4 | 1.85 | 8.1 | 6.85
Live | 216739090 |  | 11 | 16.5 | 27154 | 23828 | 19600 | 2.99 | 2.54 | 28533 | 3.59 | 2.08 | 9 | 7.5
Live | 216737574 |  | 10.5 | 15.2 | 26678 | 22797 | 18800 | 2.85 | 2.37 | 27741 | 3.43 | 1.9 | 8.1 | 6.85
Live | 216738338 |  | 11 | 16 | 27154 | 22668 | 18500 | 2.99 | 2.37 | 27476 | 3.47 | 1.85 | 8.1 | 6.8
Live | 216736023 |  | 11 | 16.5 | 27631 | 22540 | 18500 | 2.99 | 2.43 | 27476 | 3.55 | 1.96 | 8.5 | 7
Live | 216736768 |  | 10.5 | 15 | 26440 | 22797 | 18900 | 2.85 | 2.35 | 27741 | 3.37 | 1.9 | 8.1 | 6.9
Live | 216735221 |  | 10.5 | 15.5 | 26916 | 22668 | 18500 | 2.85 | 2.36 | 27476 | 3.4 | 1.85 | 8.1 | 6.85
Live | 216739089 |  | 11 | 16.5 | 27154 | 23828 | 19600 | 2.99 | 2.54 | 28533 | 3.59 | 2.08 | 9 | 7.5
Live | 216736022 |  | 11 | 16.5 | 27631 | 22540 | 18500 | 2.99 | 2.43 | 27476 | 3.55 | 1.96 | 8.5 | 7
Live | 216735220 |  | 10.5 | 15.5 | 26916 | 22668 | 18500 | 2.85 | 2.36 | 27476 | 3.4 | 1.85 | 8.1 | 6.85
Live | 216738337 |  | 11 | 16 | 27154 | 22668 | 18500 | 2.99 | 2.37 | 27476 | 3.47 | 1.85 | 8.1 | 6.8
Live | 216736767 |  | 10.5 | 15 | 26440 | 22797 | 18900 | 2.85 | 2.35 | 27741 | 3.37 | 1.9 | 8.1 | 6.9
Live | 216737573 |  | 10.5 | 15.2 | 26678 | 22797 | 18800 | 2.85 | 2.37 | 27741 | 3.43 | 1.9 | 8.1 | 6.85
Live | 216739088 |  | 11 | 16.5 | 27154 | 23828 | 19600 | 2.99 | 2.54 | 28533 | 3.59 | 2.08 | 9 | 7.5
Live | 216736021 |  | 11 | 16.5 | 27631 | 22540 | 18500 | 2.99 | 2.43 | 27476 | 3.55 | 1.96 | 8.5 | 7
Live | 216735219 |  | 10.5 | 15.5 | 26916 | 22668 | 18500 | 2.85 | 2.36 | 27476 | 3.4 | 1.85 | 8.1 | 6.85
Live | 216736766 |  | 10.5 | 15 | 26440 | 22797 | 18900 | 2.85 | 2.35 | 27741 | 3.37 | 1.9 | 8.1 | 6.9
Live | 216738336 |  | 11 | 16 | 27154 | 22668 | 18500 | 2.99 | 2.37 | 27476 | 3.47 | 1.85 | 8.1 | 6.8
Live | 216737572 |  | 10.5 | 15.2 | 26678 | 22797 | 18800 | 2.85 | 2.37 | 27741 | 3.43 | 1.9 | 8.1 | 6.85
Live | 216739087 |  | 11 | 16.5 | 27154 | 23828 | 19600 | 2.99 | 2.54 | 28533 | 3.59 | 2.08 | 9 | 7.5
Live | 216735218 |  | 10.5 | 15.5 | 26916 | 22668 | 18500 | 2.85 | 2.36 | 27476 | 3.4 | 1.85 | 8.1 | 6.85
Live | 216736762 |  | 10.5 | 15.2 | 26678 | 22926 | 19100 | 2.85 | 2.37 | 28005 | 3.45 | 1.85 | 8.1 | 6.85
Live | 216736020 |  | 11 | 16.5 | 27631 | 22540 | 18500 | 2.99 | 2.43 | 27476 | 3.55 | 1.96 | 8.5 | 7
Live | 216738335 |  | 11 | 16 | 27154 | 22668 | 18500 | 2.99 | 2.37 | 27476 | 3.47 | 1.85 | 8.1 | 6.8
Live | 216737571 |  | 10.5 | 15.2 | 26678 | 22797 | 18800 | 2.85 | 2.37 | 27741 | 3.43 | 1.9 | 8.1 | 6.85
Live | 216736761 |  | 10.5 | 15.2 | 26678 | 22926 | 19100 | 2.85 | 2.37 | 28005 | 3.45 | 1.85 | 8.1 | 6.85
Live | 216735217 |  | 10.5 | 15.5 | 26916 | 22668 | 18500 | 2.85 | 2.36 | 27476 | 3.4 | 1.85 | 8.1 | 6.85
Live | 216736019 |  | 11 | 16.5 | 27631 | 22540 | 18500 | 2.99 | 2.43 | 27476 | 3.55 | 1.96 | 8.5 | 7
Live | 216739086 |  | 11 | 16.5 | 27154 | 23828 | 19600 | 2.99 | 2.54 | 28533 | 3.59 | 2.08 | 9 | 7.5
Live | 216738334 |  | 11 | 16 | 27154 | 22668 | 18500 | 2.99 | 2.37 | 27476 | 3.47 | 1.85 | 8.1 | 6.8
Live | 216739082 |  | 11 | 15.2 | 28584 | 23441 | 19200 | 2.99 | 2.46 | 28797 | 3.78 | 1.98 | 8.5 | 7
Live | 216738333 |  | 11 | 16 | 27154 | 22668 | 18500 | 2.99 | 2.37 | 27476 | 3.47 | 1.85 | 8.1 | 6.8
Live | 216736760 |  | 10.5 | 15.2 | 26678 | 22926 | 19100 | 2.85 | 2.37 | 28005 | 3.45 | 1.85 | 8.1 | 6.85
Live | 216737570 |  | 10.5 | 15.2 | 26678 | 22797 | 18800 | 2.85 | 2.37 | 27741 | 3.43 | 1.9 | 8.1 | 6.85
Live | 216735216 |  | 10.5 | 15.5 | 26916 | 22668 | 18500 | 2.85 | 2.36 | 27476 | 3.4 | 1.85 | 8.1 | 6.85
Live | 216736016 |  | 11 | 16.5 | 27631 | 22668 | 18500 | 2.99 | 2.41 | 27476 | 3.55 | 1.96 | 8.5 | 7
Live | 216738332 |  | 11 | 16 | 27154 | 22668 | 18500 | 2.99 | 2.37 | 27476 | 3.47 | 1.85 | 8.1 | 6.8
Live | 216739081 |  | 11 | 15.2 | 28584 | 23441 | 19200 | 2.99 | 2.46 | 28797 | 3.78 | 1.98 | 8.5 | 7
Live | 216737566 |  | 10.5 | 15.2 | 26678 | 22797 | 18900 | 2.85 | 2.39 | 27741 | 3.46 | 1.9 | 8.1 | 6.85
Live | 216736759 |  | 10.5 | 15.2 | 26678 | 22926 | 19100 | 2.85 | 2.37 | 28005 | 3.45 | 1.85 | 8.1 | 6.85
Live | 216735215 |  | 10.5 | 15.5 | 26916 | 22668 | 18500 | 2.85 | 2.36 | 27476 | 3.4 | 1.85 | 8.1 | 6.85
Live | 216736015 |  | 11 | 16.5 | 27631 | 22668 | 18500 | 2.99 | 2.41 | 27476 | 3.55 | 1.96 | 8.5 | 7
Live | 216738331 |  | 11 | 16 | 27154 | 22668 | 18500 | 2.99 | 2.37 | 27476 | 3.47 | 1.85 | 8.1 | 6.8
Live | 216739080 |  | 11 | 15.2 | 28584 | 23441 | 19200 | 2.99 | 2.46 | 28797 | 3.78 | 1.98 | 8.5 | 7
Live | 216736758 |  | 10.5 | 15.2 | 26678 | 22926 | 19100 | 2.85 | 2.37 | 28005 | 3.45 | 1.85 | 8.1 | 6.85
Live | 216737565 |  | 10.5 | 15.2 | 26678 | 22797 | 18900 | 2.85 | 2.39 | 27741 | 3.46 | 1.9 | 8.1 | 6.85
Live | 216735212 |  | 11 | 16 | 27393 | 22668 | 18500 | 2.98 | 2.39 | 27476 | 3.49 | 1.98 | 8.5 | 7
Live | 216738324 |  | 11 | 16 | 26916 | 22540 | 18400 | 2.99 | 2.38 | 27476 | 3.43 | 1.85 | 8.1 | 6.8
Live | 216736014 |  | 11 | 16.5 | 27631 | 22668 | 18500 | 2.99 | 2.41 | 27476 | 3.55 | 1.96 | 8.5 | 7
Live | 216739079 |  | 11 | 15.2 | 28584 | 23441 | 19200 | 2.99 | 2.46 | 28797 | 3.78 | 1.98 | 8.5 | 7
Live | 216736757 |  | 10.5 | 15.2 | 26678 | 22926 | 19100 | 2.85 | 2.37 | 28005 | 3.45 | 1.85 | 8.1 | 6.85
Live | 216737564 |  | 10.5 | 15.2 | 26678 | 22797 | 18900 | 2.85 | 2.39 | 27741 | 3.46 | 1.9 | 8.1 | 6.85
Live | 216738323 |  | 11 | 16 | 26916 | 22540 | 18400 | 2.99 | 2.38 | 27476 | 3.43 | 1.85 | 8.1 | 6.8
Live | 216735211 |  | 11 | 16 | 27393 | 22668 | 18500 | 2.98 | 2.39 | 27476 | 3.49 | 1.98 | 8.5 | 7
Live | 216736013 |  | 11 | 16.5 | 27631 | 22668 | 18500 | 2.99 | 2.41 | 27476 | 3.55 | 1.96 | 8.5 | 7
Live | 216738322 |  | 11 | 16 | 26916 | 22540 | 18400 | 2.99 | 2.38 | 27476 | 3.43 | 1.85 | 8.1 | 6.8
Live | 216739078 |  | 11 | 15.2 | 28584 | 23441 | 19200 | 2.99 | 2.46 | 28797 | 3.78 | 1.98 | 8.5 | 7
Live | 216736756 |  | 10.5 | 15.2 | 26678 | 22926 | 19100 | 2.85 | 2.37 | 28005 | 3.45 | 1.85 | 8.1 | 6.85
Live | 216737563 |  | 10.5 | 15.2 | 26678 | 22797 | 18900 | 2.85 | 2.39 | 27741 | 3.46 | 1.9 | 8.1 | 6.85
Live | 216735210 |  | 11 | 16 | 27393 | 22668 | 18500 | 2.98 | 2.39 | 27476 | 3.49 | 1.98 | 8.5 | 7
Live | 216736012 |  | 11 | 16.5 | 27631 | 22668 | 18500 | 2.99 | 2.41 | 27476 | 3.55 | 1.96 | 8.5 | 7
Live | 216739077 |  | 11 | 15.2 | 28584 | 23441 | 19200 | 2.99 | 2.46 | 28797 | 3.78 | 1.98 | 8.5 | 7
Live | 216736755 |  | 10.5 | 15.2 | 26678 | 22926 | 19100 | 2.85 | 2.37 | 28005 | 3.45 | 1.85 | 8.1 | 6.85
Live | 216738321 |  | 11 | 16 | 26916 | 22540 | 18400 | 2.99 | 2.38 | 27476 | 3.43 | 1.85 | 8.1 | 6.8
Live | 216737562 |  | 10.5 | 15.2 | 26678 | 22797 | 18900 | 2.85 | 2.39 | 27741 | 3.46 | 1.9 | 8.1 | 6.85
Live | 216735209 |  | 11 | 16 | 27393 | 22668 | 18500 | 2.98 | 2.39 | 27476 | 3.49 | 1.98 | 8.5 | 7
Live | 216739076 |  | 11 | 15.2 | 28584 | 23441 | 19200 | 2.99 | 2.46 | 28797 | 3.78 | 1.98 | 8.5 | 7
Live | 216736751 |  | 10.5 | 15.5 | 26916 | 23055 | 19100 | 2.85 | 2.39 | 28005 | 3.51 | 1.85 | 8.1 | 6.8
Live | 216736011 |  | 11 | 16.5 | 27631 | 22668 | 18500 | 2.99 | 2.41 | 27476 | 3.55 | 1.96 | 8.5 | 7
Live | 216738320 |  | 11 | 16 | 26916 | 22540 | 18400 | 2.99 | 2.38 | 27476 | 3.43 | 1.85 | 8.1 | 6.8
Live | 216737561 |  | 10.5 | 15.2 | 26678 | 22797 | 18900 | 2.85 | 2.39 | 27741 | 3.46 | 1.9 | 8.1 | 6.85
Live | 216735208 |  | 11 | 16 | 27393 | 22668 | 18500 | 2.98 | 2.39 | 27476 | 3.49 | 1.98 | 8.5 | 7
Live | 216736750 |  | 10.5 | 15.5 | 26916 | 23055 | 19100 | 2.85 | 2.39 | 28005 | 3.51 | 1.85 | 8.1 | 6.8
Live | 216736010 |  | 11 | 16.5 | 27631 | 22668 | 18500 | 2.99 | 2.41 | 27476 | 3.55 | 1.96 | 8.5 | 7
Live | 216735207 |  | 11 | 16 | 27393 | 22668 | 18500 | 2.98 | 2.39 | 27476 | 3.49 | 1.98 | 8.5 | 7
Live | 216737560 |  | 10.5 | 15.2 | 26678 | 22797 | 18900 | 2.85 | 2.39 | 27741 | 3.46 | 1.9 | 8.1 | 6.85
Live | 216739075 |  | 11 | 15.2 | 28584 | 23441 | 19200 | 2.99 | 2.46 | 28797 | 3.78 | 1.98 | 8.5 | 7
Live | 216738319 |  | 11 | 16 | 26916 | 22540 | 18400 | 2.99 | 2.38 | 27476 | 3.43 | 1.85 | 8.1 | 6.8
Live | 216737559 |  | 10.5 | 15.2 | 26678 | 22797 | 18900 | 2.85 | 2.39 | 27741 | 3.46 | 1.9 | 8.1 | 6.85
Live | 216736749 |  | 10.5 | 15.5 | 26916 | 23055 | 19100 | 2.85 | 2.39 | 28005 | 3.51 | 1.85 | 8.1 | 6.8
Live | 216736009 |  | 11 | 16.5 | 27631 | 22668 | 18500 | 2.99 | 2.41 | 27476 | 3.55 | 1.96 | 8.5 | 7
Live | 216735206 |  | 11 | 16 | 27393 | 22668 | 18500 | 2.98 | 2.39 | 27476 | 3.49 | 1.98 | 8.5 | 7
Live | 216739074 |  | 11 | 15.2 | 28584 | 23441 | 19200 | 2.99 | 2.46 | 28797 | 3.78 | 1.98 | 8.5 | 7
Live | 216738318 |  | 11 | 16 | 26916 | 22540 | 18400 | 2.99 | 2.38 | 27476 | 3.43 | 1.85 | 8.1 | 6.8
Live | 216737555 |  | 10.5 | 14.5 | 26916 | 22926 | 18900 | 2.85 | 2.39 | 28005 | 3.49 | 1.9 | 8.1 | 6.85
Live | 216736006 |  | 11 | 16.5 | 27393 | 22540 | 18400 | 2.98 | 2.39 | 27212 | 3.48 | 1.96 | 8.5 | 7
Live | 216736748 |  | 10.5 | 15.5 | 26916 | 23055 | 19100 | 2.85 | 2.39 | 28005 | 3.51 | 1.85 | 8.1 | 6.8
Live | 216738317 |  | 11 | 16 | 26916 | 22540 | 18400 | 2.99 | 2.38 | 27476 | 3.43 | 1.85 | 8.1 | 6.8
Live | 216735205 |  | 11 | 16 | 27393 | 22668 | 18500 | 2.98 | 2.39 | 27476 | 3.49 | 1.98 | 8.5 | 7
Live | 216739073 |  | 11 | 15.2 | 28584 | 23441 | 19200 | 2.99 | 2.46 | 28797 | 3.78 | 1.98 | 8.5 | 7
Live | 216736005 |  | 11 | 16.5 | 27393 | 22540 | 18400 | 2.98 | 2.39 | 27212 | 3.48 | 1.96 | 8.5 | 7
Live | 216737554 |  | 10.5 | 14.5 | 26916 | 22926 | 18900 | 2.85 | 2.39 | 28005 | 3.49 | 1.9 | 8.1 | 6.85
Live | 216736747 |  | 10.5 | 15.5 | 26916 | 23055 | 19100 | 2.85 | 2.39 | 28005 | 3.51 | 1.85 | 8.1 | 6.8
Live | 216735201 |  | 11 | 15.5 | 27393 | 22797 | 18600 | 2.98 | 2.39 | 27476 | 3.49 | 1.98 | 8.5 | 7
Live | 216739072 |  | 11 | 15.2 | 28584 | 23441 | 19200 | 2.99 | 2.46 | 28797 | 3.78 | 1.98 | 8.5 | 7
Live | 216738241 |  | 11 | 16 | 27154 | 22797 | 18600 | 2.99 | 2.39 | 27741 | 3.49 | 1.85 | 8.1 | 6.75
Live | 216737553 |  | 10.5 | 14.5 | 26916 | 22926 | 18900 | 2.85 | 2.39 | 28005 | 3.49 | 1.9 | 8.1 | 6.85
Live | 216736004 |  | 11 | 16.5 | 27393 | 22540 | 18400 | 2.98 | 2.39 | 27212 | 3.48 | 1.96 | 8.5 | 7
Live | 216735200 |  | 11 | 15.5 | 27393 | 22797 | 18600 | 2.98 | 2.39 | 27476 | 3.49 | 1.98 | 8.5 | 7
Live | 216736746 |  | 10.5 | 15.5 | 26916 | 23055 | 19100 | 2.85 | 2.39 | 28005 | 3.51 | 1.85 | 8.1 | 6.8
Live | 216739071 |  | 11 | 15.2 | 28584 | 23441 | 19200 | 2.99 | 2.46 | 28797 | 3.78 | 1.98 | 8.5 | 7
Live | 216737552 |  | 10.5 | 14.5 | 26916 | 22926 | 18900 | 2.85 | 2.39 | 28005 | 3.49 | 1.9 | 8.1 | 6.85
Live | 216738240 |  | 11 | 16 | 27154 | 22797 | 18600 | 2.99 | 2.39 | 27741 | 3.49 | 1.85 | 8.1 | 6.75
Live | 216736745 |  | 10.5 | 15.5 | 26916 | 23055 | 19100 | 2.85 | 2.39 | 28005 | 3.51 | 1.85 | 8.1 | 6.8
Live | 216735199 |  | 11 | 15.5 | 27393 | 22797 | 18600 | 2.98 | 2.39 | 27476 | 3.49 | 1.98 | 8.5 | 7
Live | 216739070 |  | 11 | 15.2 | 28584 | 23441 | 19200 | 2.99 | 2.46 | 28797 | 3.78 | 1.98 | 8.5 | 7
Live | 216736003 |  | 11 | 16.5 | 27393 | 22540 | 18400 | 2.98 | 2.39 | 27212 | 3.48 | 1.96 | 8.5 | 7
Live | 216737551 |  | 10.5 | 14.5 | 26916 | 22926 | 18900 | 2.85 | 2.39 | 28005 | 3.49 | 1.9 | 8.1 | 6.85
Live | 216738239 |  | 11 | 16 | 27154 | 22797 | 18600 | 2.99 | 2.39 | 27741 | 3.49 | 1.85 | 8.1 | 6.75
Live | 216736744 |  | 10.5 | 15.5 | 26916 | 23055 | 19100 | 2.85 | 2.39 | 28005 | 3.51 | 1.85 | 8.1 | 6.8
Live | 216737550 |  | 10.5 | 14.5 | 26916 | 22926 | 18900 | 2.85 | 2.39 | 28005 | 3.49 | 1.9 | 8.1 | 6.85
Live | 216736002 |  | 11 | 16.5 | 27393 | 22540 | 18400 | 2.98 | 2.39 | 27212 | 3.48 | 1.96 | 8.5 | 7
Live | 216739069 |  | 11 | 15.2 | 28584 | 23441 | 19200 | 2.99 | 2.46 | 28797 | 3.78 | 1.98 | 8.5 | 7
Live | 216735198 |  | 11 | 15.5 | 27393 | 22797 | 18600 | 2.98 | 2.39 | 27476 | 3.49 | 1.98 | 8.5 | 7
Live | 216737549 |  | 10.5 | 14.5 | 26916 | 22926 | 18900 | 2.85 | 2.39 | 28005 | 3.49 | 1.9 | 8.1 | 6.85
Live | 216738238 |  | 11 | 16 | 27154 | 22797 | 18600 | 2.99 | 2.39 | 27741 | 3.49 | 1.85 | 8.1 | 6.75
Live | 216736740 |  | 10.5 | 14.5 | 26440 | 22797 | 19000 | 2.85 | 2.34 | 27741 | 3.37 | 1.85 | 8.1 | 6.9
Live | 216739068 |  | 11 | 15.2 | 28584 | 23441 | 19200 | 2.99 | 2.46 | 28797 | 3.78 | 1.98 | 8.5 | 7
Live | 216736001 |  | 11 | 16.5 | 27393 | 22540 | 18400 | 2.98 | 2.39 | 27212 | 3.48 | 1.96 | 8.5 | 7
Live | 216735197 |  | 11 | 15.5 | 27393 | 22797 | 18600 | 2.98 | 2.39 | 27476 | 3.49 | 1.98 | 8.5 | 7
Live | 216736739 |  | 10.5 | 14.5 | 26440 | 22797 | 19000 | 2.85 | 2.34 | 27741 | 3.37 | 1.85 | 8.1 | 6.9
Live | 216738237 |  | 11 | 16 | 27154 | 22797 | 18600 | 2.99 | 2.39 | 27741 | 3.49 | 1.85 | 8.1 | 6.75
Live | 216736000 |  | 11 | 16.5 | 27393 | 22540 | 18400 | 2.98 | 2.39 | 27212 | 3.48 | 1.96 | 8.5 | 7
Live | 216737548 |  | 10.5 | 14.5 | 26916 | 22926 | 18900 | 2.85 | 2.39 | 28005 | 3.49 | 1.9 | 8.1 | 6.85
Live | 216739061 |  | 11 | 16 | 27869 | 22926 | 18800 | 2.99 | 2.43 | 28005 | 3.63 | 1.96 | 8.5 | 7
Live | 216735196 |  | 11 | 15.5 | 27393 | 22797 | 18600 | 2.98 | 2.39 | 27476 | 3.49 | 1.98 | 8.5 | 7
Live | 216737547 |  | 10.5 | 14.5 | 26916 | 22926 | 18900 | 2.85 | 2.39 | 28005 | 3.49 | 1.9 | 8.1 | 6.85
Live | 216736738 |  | 10.5 | 14.5 | 26440 | 22797 | 19000 | 2.85 | 2.34 | 27741 | 3.37 | 1.85 | 8.1 | 6.9
Live | 216739060 |  | 11 | 16 | 27869 | 22926 | 18800 | 2.99 | 2.43 | 28005 | 3.63 | 1.96 | 8.5 | 7
Live | 216738236 |  | 11 | 16 | 27154 | 22797 | 18600 | 2.99 | 2.39 | 27741 | 3.49 | 1.85 | 8.1 | 6.75
Live | 216735999 |  | 11 | 16.5 | 27393 | 22540 | 18400 | 2.98 | 2.39 | 27212 | 3.48 | 1.96 | 8.5 | 7
Live | 216737546 |  | 10.5 | 14.5 | 26916 | 22926 | 18900 | 2.85 | 2.39 | 28005 | 3.49 | 1.9 | 8.1 | 6.85
Live | 216735195 |  | 11 | 15.5 | 27393 | 22797 | 18600 | 2.98 | 2.39 | 27476 | 3.49 | 1.98 | 8.5 | 7
Live | 216736737 |  | 10.5 | 14.5 | 26440 | 22797 | 19000 | 2.85 | 2.34 | 27741 | 3.37 | 1.85 | 8.1 | 6.9
Live | 216739059 |  | 11 | 16 | 27869 | 22926 | 18800 | 2.99 | 2.43 | 28005 | 3.63 | 1.96 | 8.5 | 7
Live | 216738235 |  | 11 | 16 | 27154 | 22797 | 18600 | 2.99 | 2.39 | 27741 | 3.49 | 1.85 | 8.1 | 6.75
Live | 216735996 |  | 10.5 | 16 | 27393 | 22668 | 18500 | 2.86 | 2.37 | 27476 | 3.49 | 1.96 | 8.5 | 7
Live | 216735194 |  | 11 | 15.5 | 27393 | 22797 | 18600 | 2.98 | 2.39 | 27476 | 3.49 | 1.98 | 8.5 | 7
Live | 216736736 |  | 10.5 | 14.5 | 26440 | 22797 | 19000 | 2.85 | 2.34 | 27741 | 3.37 | 1.85 | 8.1 | 6.9
Live | 216737543 |  | 10.5 | 15 | 26678 | 22797 | 18900 | 2.85 | 2.37 | 27741 | 3.43 | 1.9 | 8.1 | 6.85
Live | 216739058 |  | 11 | 16 | 27869 | 22926 | 18800 | 2.99 | 2.43 | 28005 | 3.63 | 1.96 | 8.5 | 7
Live | 216736735 |  | 10.5 | 14.5 | 26440 | 22797 | 19000 | 2.85 | 2.34 | 27741 | 3.37 | 1.85 | 8.1 | 6.9
Live | 216737542 |  | 10.5 | 15 | 26678 | 22797 | 18900 | 2.85 | 2.37 | 27741 | 3.43 | 1.9 | 8.1 | 6.85
Live | 216738234 |  | 11 | 16 | 27154 | 22797 | 18600 | 2.99 | 2.39 | 27741 | 3.49 | 1.85 | 8.1 | 6.75
Live | 216735995 |  | 10.5 | 16 | 27393 | 22668 | 18500 | 2.86 | 2.37 | 27476 | 3.49 | 1.96 | 8.5 | 7
Live | 216735193 |  | 11 | 15.5 | 27393 | 22797 | 18600 | 2.98 | 2.39 | 27476 | 3.49 | 1.98 | 8.5 | 7
Live | 216739057 |  | 11 | 16 | 27869 | 22926 | 18800 | 2.99 | 2.43 | 28005 | 3.63 | 1.96 | 8.5 | 7
Live | 216735994 |  | 10.5 | 16 | 27393 | 22668 | 18500 | 2.86 | 2.37 | 27476 | 3.49 | 1.96 | 8.5 | 7
Live | 216736734 |  | 10.5 | 14.5 | 26440 | 22797 | 19000 | 2.85 | 2.34 | 27741 | 3.37 | 1.85 | 8.1 | 6.9
Live | 216737541 |  | 10.5 | 15 | 26678 | 22797 | 18900 | 2.85 | 2.37 | 27741 | 3.43 | 1.9 | 8.1 | 6.85
Live | 216738230 |  | 11 | 16 | 26916 | 22540 | 18400 | 2.99 | 2.38 | 27212 | 3.42 | 1.85 | 8.1 | 6.8
Live | 216735993 |  | 10.5 | 16 | 27393 | 22668 | 18500 | 2.86 | 2.37 | 27476 | 3.49 | 1.96 | 8.5 | 7
Live | 216735192 |  | 11 | 15.5 | 27393 | 22797 | 18600 | 2.98 | 2.39 | 27476 | 3.49 | 1.98 | 8.5 | 7
Live | 216739056 |  | 11 | 16 | 27869 | 22926 | 18800 | 2.99 | 2.43 | 28005 | 3.63 | 1.96 | 8.5 | 7
Live | 216738229 |  | 11 | 16 | 26916 | 22540 | 18400 | 2.99 | 2.38 | 27212 | 3.42 | 1.85 | 8.1 | 6.8
Live | 216737540 |  | 10.5 | 15 | 26678 | 22797 | 18900 | 2.85 | 2.37 | 27741 | 3.43 | 1.9 | 8.1 | 6.85
Live | 216736733 |  | 10.5 | 14.5 | 26440 | 22797 | 19000 | 2.85 | 2.34 | 27741 | 3.37 | 1.85 | 8.1 | 6.9
Live | 216735992 |  | 10.5 | 16 | 27393 | 22668 | 18500 | 2.86 | 2.37 | 27476 | 3.49 | 1.96 | 8.5 | 7
Live | 216735189 |  | 11 | 15.5 | 27154 | 22668 | 18500 | 2.99 | 2.37 | 27476 | 3.44 | 1.9 | 8.1 | 6.85
Live | 216736730 |  | 10.5 | 15.2 | 26678 | 22926 | 19100 | 2.85 | 2.37 | 28005 | 3.46 | 1.85 | 8.1 | 6.85
Live | 216737539 |  | 10.5 | 15 | 26678 | 22797 | 18900 | 2.85 | 2.37 | 27741 | 3.43 | 1.9 | 8.1 | 6.85
Live | 216739055 |  | 11 | 16 | 27869 | 22926 | 18800 | 2.99 | 2.43 | 28005 | 3.63 | 1.96 | 8.5 | 7
Live | 216738228 |  | 11 | 16 | 26916 | 22540 | 18400 | 2.99 | 2.38 | 27212 | 3.42 | 1.85 | 8.1 | 6.8
Live | 216735991 |  | 10.5 | 16 | 27393 | 22668 | 18500 | 2.86 | 2.37 | 27476 | 3.49 | 1.96 | 8.5 | 7
Live | 216737538 |  | 10.5 | 15 | 26678 | 22797 | 18900 | 2.85 | 2.37 | 27741 | 3.43 | 1.9 | 8.1 | 6.85
Live | 216735188 |  | 11 | 15.5 | 27154 | 22668 | 18500 | 2.99 | 2.37 | 27476 | 3.44 | 1.9 | 8.1 | 6.85
Live | 216736729 |  | 10.5 | 15.2 | 26678 | 22926 | 19100 | 2.85 | 2.37 | 28005 | 3.46 | 1.85 | 8.1 | 6.85
Live | 216735990 |  | 10.5 | 16 | 27393 | 22668 | 18500 | 2.86 | 2.37 | 27476 | 3.49 | 1.96 | 8.5 | 7
Live | 216739054 |  | 11 | 16 | 27869 | 22926 | 18800 | 2.99 | 2.43 | 28005 | 3.63 | 1.96 | 8.5 | 7
Live | 216738227 |  | 11 | 16 | 26916 | 22540 | 18400 | 2.99 | 2.38 | 27212 | 3.42 | 1.85 | 8.1 | 6.8
Live | 216736728 |  | 10.5 | 15.2 | 26678 | 22926 | 19100 | 2.85 | 2.37 | 28005 | 3.46 | 1.85 | 8.1 | 6.85
Live | 216737537 |  | 10.5 | 15 | 26678 | 22797 | 18900 | 2.85 | 2.37 | 27741 | 3.43 | 1.9 | 8.1 | 6.85
Live | 216735989 |  | 10.5 | 16 | 27393 | 22668 | 18500 | 2.86 | 2.37 | 27476 | 3.49 | 1.96 | 8.5 | 7
Live | 216735187 |  | 11 | 15.5 | 27154 | 22668 | 18500 | 2.99 | 2.37 | 27476 | 3.44 | 1.9 | 8.1 | 6.85
Live | 216738226 |  | 11 | 16 | 26916 | 22540 | 18400 | 2.99 | 2.38 | 27212 | 3.42 | 1.85 | 8.1 | 6.8
Live | 216739053 |  | 11 | 16 | 27869 | 22926 | 18800 | 2.99 | 2.43 | 28005 | 3.63 | 1.96 | 8.5 | 7
Live | 216737534 |  | 10.5 | 14.5 | 26678 | 22926 | 18900 | 2.85 | 2.37 | 27741 | 3.43 | 1.9 | 8.1 | 6.85
Live | 216736727 |  | 10.5 | 15.2 | 26678 | 22926 | 19100 | 2.85 | 2.37 | 28005 | 3.46 | 1.85 | 8.1 | 6.85
Live | 216735950 |  | 11 | 17 | 28107 | 22797 | 18600 | 2.98 | 2.47 | 27741 | 3.66 | 1.96 | 8.5 | 7
Live | 216735186 |  | 11 | 15.5 | 27154 | 22668 | 18500 | 2.99 | 2.37 | 27476 | 3.44 | 1.9 | 8.1 | 6.85
Live | 216738225 |  | 11 | 16 | 26916 | 22540 | 18400 | 2.99 | 2.38 | 27212 | 3.42 | 1.85 | 8.1 | 6.8
Live | 216739052 |  | 11 | 16 | 27869 | 22926 | 18800 | 2.99 | 2.43 | 28005 | 3.63 | 1.96 | 8.5 | 7
Live | 216736726 |  | 10.5 | 15.2 | 26678 | 22926 | 19100 | 2.85 | 2.37 | 28005 | 3.46 | 1.85 | 8.1 | 6.85
Live | 216737533 |  | 10.5 | 14.5 | 26678 | 22926 | 18900 | 2.85 | 2.37 | 27741 | 3.43 | 1.9 | 8.1 | 6.85
Live | 216735185 |  | 11 | 15.5 | 27154 | 22668 | 18500 | 2.99 | 2.37 | 27476 | 3.44 | 1.9 | 8.1 | 6.85
Live | 216735949 |  | 11 | 17 | 28107 | 22797 | 18600 | 2.98 | 2.47 | 27741 | 3.66 | 1.96 | 8.5 | 7
Live | 216736725 |  | 10.5 | 15.2 | 26678 | 22926 | 19100 | 2.85 | 2.37 | 28005 | 3.46 | 1.85 | 8.1 | 6.85
Live | 216738224 |  | 11 | 16 | 26916 | 22540 | 18400 | 2.99 | 2.38 | 27212 | 3.42 | 1.85 | 8.1 | 6.8
Live | 216739051 |  | 11 | 16 | 27869 | 22926 | 18800 | 2.99 | 2.43 | 28005 | 3.63 | 1.96 | 8.5 | 7
Live | 216735184 |  | 11 | 15.5 | 27154 | 22668 | 18500 | 2.99 | 2.37 | 27476 | 3.44 | 1.9 | 8.1 | 6.85
Live | 216737532 |  | 10.5 | 14.5 | 26678 | 22926 | 18900 | 2.85 | 2.37 | 27741 | 3.43 | 1.9 | 8.1 | 6.85
Live | 216739050 |  | 11 | 16 | 27869 | 22926 | 18800 | 2.99 | 2.43 | 28005 | 3.63 | 1.96 | 8.5 | 7
Live | 216735948 |  | 11 | 17 | 28107 | 22797 | 18600 | 2.98 | 2.47 | 27741 | 3.66 | 1.96 | 8.5 | 7
Live | 216736724 |  | 10.5 | 15.2 | 26678 | 22926 | 19100 | 2.85 | 2.37 | 28005 | 3.46 | 1.85 | 8.1 | 6.85
Live | 216738223 |  | 11 | 16 | 26916 | 22540 | 18400 | 2.99 | 2.38 | 27212 | 3.42 | 1.85 | 8.1 | 6.8
Live | 216737531 |  | 10.5 | 14.5 | 26678 | 22926 | 18900 | 2.85 | 2.37 | 27741 | 3.43 | 1.9 | 8.1 | 6.85
Live | 216735183 |  | 11 | 15.5 | 27154 | 22668 | 18500 | 2.99 | 2.37 | 27476 | 3.44 | 1.9 | 8.1 | 6.85
Live | 216735947 |  | 11 | 17 | 28107 | 22797 | 18600 | 2.98 | 2.47 | 27741 | 3.66 | 1.96 | 8.5 | 7
Live | 216739049 |  | 11 | 16 | 27869 | 22926 | 18800 | 2.99 | 2.43 | 28005 | 3.63 | 1.96 | 8.5 | 7
Live | 216736723 |  | 10.5 | 15.2 | 26678 | 22926 | 19100 | 2.85 | 2.37 | 28005 | 3.46 | 1.85 | 8.1 | 6.85
Live | 216735179 |  | 10.5 | 15.2 | 27154 | 22668 | 18500 | 2.85 | 2.36 | 27476 | 3.43 | 1.9 | 8.1 | 6.85
Live | 216737530 |  | 10.5 | 14.5 | 26678 | 22926 | 18900 | 2.85 | 2.37 | 27741 | 3.43 | 1.9 | 8.1 | 6.85
Live | 216738219 |  | 10.5 | 16 | 26916 | 22540 | 18400 | 2.85 | 2.38 | 27212 | 3.42 | 1.85 | 8.1 | 6.75
Live | 216737529 |  | 10.5 | 14.5 | 26678 | 22926 | 18900 | 2.85 | 2.37 | 27741 | 3.43 | 1.9 | 8.1 | 6.85
Live | 216735946 |  | 11 | 17 | 28107 | 22797 | 18600 | 2.98 | 2.47 | 27741 | 3.66 | 1.96 | 8.5 | 7
Live | 216739048 |  | 11 | 16 | 27869 | 22926 | 18800 | 2.99 | 2.43 | 28005 | 3.63 | 1.96 | 8.5 | 7
Live | 216736721 |  | 10.5 | 15.2 | 26678 | 22926 | 19100 | 2.85 | 2.37 | 28005 | 3.45 | 1.85 | 8.1 | 6.85
Live | 216738218 |  | 10.5 | 16 | 26916 | 22540 | 18400 | 2.85 | 2.38 | 27212 | 3.42 | 1.85 | 8.1 | 6.75
Live | 216735178 |  | 10.5 | 15.2 | 27154 | 22668 | 18500 | 2.85 | 2.36 | 27476 | 3.43 | 1.9 | 8.1 | 6.85
Live | 216735945 |  | 11 | 17 | 28107 | 22797 | 18600 | 2.98 | 2.47 | 27741 | 3.66 | 1.96 | 8.5 | 7
Live | 216738217 |  | 10.5 | 16 | 26916 | 22540 | 18400 | 2.85 | 2.38 | 27212 | 3.42 | 1.85 | 8.1 | 6.75
Live | 216736720 |  | 10.5 | 15.2 | 26678 | 22926 | 19100 | 2.85 | 2.37 | 28005 | 3.45 | 1.85 | 8.1 | 6.85
Live | 216739047 |  | 11 | 16 | 27869 | 22926 | 18800 | 2.99 | 2.43 | 28005 | 3.63 | 1.96 | 8.5 | 7
Live | 216737528 |  | 10.5 | 14.5 | 26678 | 22926 | 18900 | 2.85 | 2.37 | 27741 | 3.43 | 1.9 | 8.1 | 6.85
Live | 216735177 |  | 10.5 | 15.2 | 27154 | 22668 | 18500 | 2.85 | 2.36 | 27476 | 3.43 | 1.9 | 8.1 | 6.85
Live | 216738216 |  | 10.5 | 16 | 26916 | 22540 | 18400 | 2.85 | 2.38 | 27212 | 3.42 | 1.85 | 8.1 | 6.75
Live | 216735944 |  | 11 | 17 | 28107 | 22797 | 18600 | 2.98 | 2.47 | 27741 | 3.66 | 1.96 | 8.5 | 7
Live | 216737524 |  | 10.5 | 15.2 | 26916 | 22926 | 18900 | 2.85 | 2.41 | 28005 | 3.51 | 1.85 | 8.1 | 6.85
Live | 216739046 |  | 11 | 16 | 27869 | 22926 | 18800 | 2.99 | 2.43 | 28005 | 3.63 | 1.96 | 8.5 | 7
Live | 216736719 |  | 10.5 | 15.2 | 26678 | 22926 | 19100 | 2.85 | 2.37 | 28005 | 3.45 | 1.85 | 8.1 | 6.85
Live | 216735176 |  | 10.5 | 15.2 | 27154 | 22668 | 18500 | 2.85 | 2.36 | 27476 | 3.43 | 1.9 | 8.1 | 6.85
Live | 216738215 |  | 10.5 | 16 | 26916 | 22540 | 18400 | 2.85 | 2.38 | 27212 | 3.42 | 1.85 | 8.1 | 6.75
Live | 216735942 |  | 11 | 16.5 | 27631 | 22540 | 18400 | 2.99 | 2.41 | 27212 | 3.53 | 1.96 | 8.5 | 7
Live | 216737523 |  | 10.5 | 15.2 | 26916 | 22926 | 18900 | 2.85 | 2.41 | 28005 | 3.51 | 1.85 | 8.1 | 6.85
Live | 216736718 |  | 10.5 | 15.2 | 26678 | 22926 | 19100 | 2.85 | 2.37 | 28005 | 3.45 | 1.85 | 8.1 | 6.85
Live | 216735941 |  | 11 | 16.5 | 27631 | 22540 | 18400 | 2.99 | 2.41 | 27212 | 3.53 | 1.96 | 8.5 | 7
Live | 216739039 |  | 11 | 15.5 | 27393 | 23184 | 19200 | 2.98 | 2.41 | 28269 | 3.57 | 1.98 | 8.5 | 7
Live | 216735175 |  | 10.5 | 15.2 | 27154 | 22668 | 18500 | 2.85 | 2.36 | 27476 | 3.43 | 1.9 | 8.1 | 6.85
Live | 216738214 |  | 10.5 | 16 | 26916 | 22540 | 18400 | 2.85 | 2.38 | 27212 | 3.42 | 1.85 | 8.1 | 6.75
Live | 216738213 |  | 10.5 | 16 | 26916 | 22540 | 18400 | 2.85 | 2.38 | 27212 | 3.42 | 1.85 | 8.1 | 6.75
Live | 216736717 |  | 10.5 | 15.2 | 26678 | 22926 | 19100 | 2.85 | 2.37 | 28005 | 3.45 | 1.85 | 8.1 | 6.85
Live | 216735940 |  | 11 | 16.5 | 27631 | 22540 | 18400 | 2.99 | 2.41 | 27212 | 3.53 | 1.96 | 8.5 | 7
Live | 216737522 |  | 10.5 | 15.2 | 26916 | 22926 | 18900 | 2.85 | 2.41 | 28005 | 3.51 | 1.85 | 8.1 | 6.85
Live | 216739038 |  | 11 | 15.5 | 27393 | 23184 | 19200 | 2.98 | 2.41 | 28269 | 3.57 | 1.98 | 8.5 | 7
Live | 216738212 |  | 10.5 | 16 | 26916 | 22540 | 18400 | 2.85 | 2.38 | 27212 | 3.42 | 1.85 | 8.1 | 6.75
Live | 216735939 |  | 11 | 16.5 | 27631 | 22540 | 18400 | 2.99 | 2.41 | 27212 | 3.53 | 1.96 | 8.5 | 7
Live | 216735174 |  | 10.5 | 15.2 | 27154 | 22668 | 18500 | 2.85 | 2.36 | 27476 | 3.43 | 1.9 | 8.1 | 6.85
Live | 216737521 |  | 10.5 | 15.2 | 26916 | 22926 | 18900 | 2.85 | 2.41 | 28005 | 3.51 | 1.85 | 8.1 | 6.85
Live | 216736716 |  | 10.5 | 15.2 | 26678 | 22926 | 19100 | 2.85 | 2.37 | 28005 | 3.45 | 1.85 | 8.1 | 6.85
Live | 216739037 |  | 11 | 15.5 | 27393 | 23184 | 19200 | 2.98 | 2.41 | 28269 | 3.57 | 1.98 | 8.5 | 7
Live | 216738208 |  | 10.5 | 16 | 27154 | 22668 | 18500 | 2.85 | 2.39 | 27476 | 3.47 | 1.85 | 8.1 | 6.75
Live | 216739036 |  | 11 | 15.5 | 27393 | 23184 | 19200 | 2.98 | 2.41 | 28269 | 3.57 | 1.98 | 8.5 | 7
Live | 216737520 |  | 10.5 | 15.2 | 26916 | 22926 | 18900 | 2.85 | 2.41 | 28005 | 3.51 | 1.85 | 8.1 | 6.85
Live | 216735938 |  | 11 | 16.5 | 27631 | 22540 | 18400 | 2.99 | 2.41 | 27212 | 3.53 | 1.96 | 8.5 | 7
Live | 216735173 |  | 10.5 | 15.2 | 27154 | 22668 | 18500 | 2.85 | 2.36 | 27476 | 3.43 | 1.9 | 8.1 | 6.85
Live | 216736715 |  | 10.5 | 15.2 | 26678 | 22926 | 19100 | 2.85 | 2.37 | 28005 | 3.45 | 1.85 | 8.1 | 6.85
Live | 216738207 |  | 10.5 | 16 | 27154 | 22668 | 18500 | 2.85 | 2.39 | 27476 | 3.47 | 1.85 | 8.1 | 6.75
Live | 216739035 |  | 11 | 15.5 | 27393 | 23184 | 19200 | 2.98 | 2.41 | 28269 | 3.57 | 1.98 | 8.5 | 7
Live | 216735937 |  | 11 | 16.5 | 27631 | 22540 | 18400 | 2.99 | 2.41 | 27212 | 3.53 | 1.96 | 8.5 | 7
Live | 216736714 |  | 10.5 | 15.2 | 26678 | 22926 | 19100 | 2.85 | 2.37 | 28005 | 3.45 | 1.85 | 8.1 | 6.85
Live | 216737519 |  | 10.5 | 15.2 | 26916 | 22926 | 18900 | 2.85 | 2.41 | 28005 | 3.51 | 1.85 | 8.1 | 6.85
Live | 216739034 |  | 11 | 15.5 | 27393 | 23184 | 19200 | 2.98 | 2.41 | 28269 | 3.57 | 1.98 | 8.5 | 7
Live | 216738206 |  | 10.5 | 16 | 27154 | 22668 | 18500 | 2.85 | 2.39 | 27476 | 3.47 | 1.85 | 8.1 | 6.75
Live | 216735172 |  | 10.5 | 15.2 | 27154 | 22668 | 18500 | 2.85 | 2.36 | 27476 | 3.43 | 1.9 | 8.1 | 6.85
Live | 216736712 |  | 10.5 | 15.2 | 26440 | 22797 | 19000 | 2.85 | 2.35 | 27741 | 3.37 | 1.9 | 8.1 | 6.85
Live | 216735936 |  | 11 | 16.5 | 27631 | 22540 | 18400 | 2.99 | 2.41 | 27212 | 3.53 | 1.96 | 8.5 | 7
Live | 216739033 |  | 11 | 15.5 | 27393 | 23184 | 19200 | 2.98 | 2.41 | 28269 | 3.57 | 1.98 | 8.5 | 7
Live | 216735169 |  | 11 | 15.5 | 27154 | 22668 | 18500 | 2.99 | 2.37 | 27476 | 3.44 | 1.9 | 8.1 | 6.85
Live | 216737518 |  | 10.5 | 15.2 | 26916 | 22926 | 18900 | 2.85 | 2.41 | 28005 | 3.51 | 1.85 | 8.1 | 6.85
Live | 216738205 |  | 10.5 | 16 | 27154 | 22668 | 18500 | 2.85 | 2.39 | 27476 | 3.47 | 1.85 | 8.1 | 6.75
Live | 216736711 |  | 10.5 | 15.2 | 26440 | 22797 | 19000 | 2.85 | 2.35 | 27741 | 3.37 | 1.9 | 8.1 | 6.85
Live | 216735168 |  | 11 | 15.5 | 27154 | 22668 | 18500 | 2.99 | 2.37 | 27476 | 3.44 | 1.9 | 8.1 | 6.85
Live | 216735935 |  | 11 | 16.5 | 27631 | 22540 | 18400 | 2.99 | 2.41 | 27212 | 3.53 | 1.96 | 8.5 | 7
Live | 216739032 |  | 11 | 15.5 | 27393 | 23184 | 19200 | 2.98 | 2.41 | 28269 | 3.57 | 1.98 | 8.5 | 7
Live | 216737515 |  | 10.5 | 15.2 | 27154 | 23055 | 19000 | 2.85 | 2.43 | 28005 | 3.55 | 1.85 | 8.1 | 6.8
Live | 216736710 |  | 10.5 | 15.2 | 26440 | 22797 | 19000 | 2.85 | 2.35 | 27741 | 3.37 | 1.9 | 8.1 | 6.85
Live | 216735167 |  | 11 | 15.5 | 27154 | 22668 | 18500 | 2.99 | 2.37 | 27476 | 3.44 | 1.9 | 8.1 | 6.85
Live | 216738204 |  | 10.5 | 16 | 27154 | 22668 | 18500 | 2.85 | 2.39 | 27476 | 3.47 | 1.85 | 8.1 | 6.75
Live | 216739031 |  | 11 | 15.5 | 27393 | 23184 | 19200 | 2.98 | 2.41 | 28269 | 3.57 | 1.98 | 8.5 | 7
Live | 216737514 |  | 10.5 | 15.2 | 27154 | 23055 | 19000 | 2.85 | 2.43 | 28005 | 3.55 | 1.85 | 8.1 | 6.8
Live | 216735932 |  | 11 | 16 | 27154 | 22411 | 18300 | 2.99 | 2.39 | 26948 | 3.46 | 1.98 | 8.5 | 7
Live | 216736709 |  | 10.5 | 15.2 | 26440 | 22797 | 19000 | 2.85 | 2.35 | 27741 | 3.37 | 1.9 | 8.1 | 6.85
Live | 216738203 |  | 10.5 | 16 | 27154 | 22668 | 18500 | 2.85 | 2.39 | 27476 | 3.47 | 1.85 | 8.1 | 6.75
Live | 216735166 |  | 11 | 15.5 | 27154 | 22668 | 18500 | 2.99 | 2.37 | 27476 | 3.44 | 1.9 | 8.1 | 6.85
Live | 216739030 |  | 11 | 15.5 | 27393 | 23184 | 19200 | 2.98 | 2.41 | 28269 | 3.57 | 1.98 | 8.5 | 7
Live | 216737513 |  | 10.5 | 15.2 | 27154 | 23055 | 19000 | 2.85 | 2.43 | 28005 | 3.55 | 1.85 | 8.1 | 6.8
Live | 216735165 |  | 11 | 15.5 | 27154 | 22668 | 18500 | 2.99 | 2.37 | 27476 | 3.44 | 1.9 | 8.1 | 6.85
Live | 216735931 |  | 11 | 16 | 27154 | 22411 | 18300 | 2.99 | 2.39 | 26948 | 3.46 | 1.98 | 8.5 | 7
Live | 216736708 |  | 10.5 | 15.2 | 26440 | 22797 | 19000 | 2.85 | 2.35 | 27741 | 3.37 | 1.9 | 8.1 | 6.85
Live | 216738202 |  | 10.5 | 16 | 27154 | 22668 | 18500 | 2.85 | 2.39 | 27476 | 3.47 | 1.85 | 8.1 | 6.75
Live | 216737512 |  | 10.5 | 15.2 | 27154 | 23055 | 19000 | 2.85 | 2.43 | 28005 | 3.55 | 1.85 | 8.1 | 6.8
Live | 216739029 |  | 11 | 15.5 | 27393 | 23184 | 19200 | 2.98 | 2.41 | 28269 | 3.57 | 1.98 | 8.5 | 7
Live | 216735164 |  | 11 | 15.5 | 27154 | 22668 | 18500 | 2.99 | 2.37 | 27476 | 3.44 | 1.9 | 8.1 | 6.85
Live | 216735930 |  | 11 | 16 | 27154 | 22411 | 18300 | 2.99 | 2.39 | 26948 | 3.46 | 1.98 | 8.5 | 7
Live | 216736707 |  | 10.5 | 15.2 | 26440 | 22797 | 19000 | 2.85 | 2.35 | 27741 | 3.37 | 1.9 | 8.1 | 6.85
Live | 216738201 |  | 10.5 | 16 | 27154 | 22668 | 18500 | 2.85 | 2.39 | 27476 | 3.47 | 1.85 | 8.1 | 6.75
Live | 216737511 |  | 10.5 | 15.2 | 27154 | 23055 | 19000 | 2.85 | 2.43 | 28005 | 3.55 | 1.85 | 8.1 | 6.8
Live | 216739028 |  | 11 | 15.5 | 27393 | 23184 | 19200 | 2.98 | 2.41 | 28269 | 3.57 | 1.98 | 8.5 | 7
Live | 216735929 |  | 11 | 16 | 27154 | 22411 | 18300 | 2.99 | 2.39 | 26948 | 3.46 | 1.98 | 8.5 | 7
Live | 216735163 |  | 11 | 15.5 | 27154 | 22668 | 18500 | 2.99 | 2.37 | 27476 | 3.44 | 1.9 | 8.1 | 6.85
Live | 216738198 |  | 10.5 | 14.5 | 26678 | 22540 | 18400 | 2.85 | 2.35 | 27476 | 3.4 | 1.85 | 8.1 | 6.8
Live | 216737510 |  | 10.5 | 15.2 | 27154 | 23055 | 19000 | 2.85 | 2.43 | 28005 | 3.55 | 1.85 | 8.1 | 6.8
Live | 216736706 |  | 10.5 | 15.2 | 26440 | 22797 | 19000 | 2.85 | 2.35 | 27741 | 3.37 | 1.9 | 8.1 | 6.85
Live | 216739027 |  | 11 | 15.5 | 27393 | 23184 | 19200 | 2.98 | 2.41 | 28269 | 3.57 | 1.98 | 8.5 | 7
Live | 216735928 |  | 11 | 16 | 27154 | 22411 | 18300 | 2.99 | 2.39 | 26948 | 3.46 | 1.98 | 8.5 | 7
Live | 216735159 |  | 11 | 16 | 27631 | 22668 | 18500 | 2.99 | 2.41 | 27476 | 3.55 | 1.96 | 8.5 | 7
Live | 216738197 |  | 10.5 | 14.5 | 26678 | 22540 | 18400 | 2.85 | 2.35 | 27476 | 3.4 | 1.85 | 8.1 | 6.8
Live | 216736705 |  | 10.5 | 15.2 | 26440 | 22797 | 19000 | 2.85 | 2.35 | 27741 | 3.37 | 1.9 | 8.1 | 6.85
Live | 216737509 |  | 10.5 | 15.2 | 27154 | 23055 | 19000 | 2.85 | 2.43 | 28005 | 3.55 | 1.85 | 8.1 | 6.8
Live | 216735927 |  | 11 | 16 | 27154 | 22411 | 18300 | 2.99 | 2.39 | 26948 | 3.46 | 1.98 | 8.5 | 7
Live | 216739026 |  | 11 | 15.5 | 27393 | 23184 | 19200 | 2.98 | 2.41 | 28269 | 3.57 | 1.98 | 8.5 | 7
Live | 216738196 |  | 10.5 | 14.5 | 26678 | 22540 | 18400 | 2.85 | 2.35 | 27476 | 3.4 | 1.85 | 8.1 | 6.8
Live | 216735158 |  | 11 | 16 | 27631 | 22668 | 18500 | 2.99 | 2.41 | 27476 | 3.55 | 1.96 | 8.5 | 7
Live | 216737506 |  | 11 | 16 | 26678 | 22668 | 18800 | 2.98 | 2.39 | 27741 | 3.44 | 1.85 | 8.1 | 6.8
Live | 216736703 |  | 10.5 | 15 | 26678 | 22926 | 19000 | 2.85 | 2.37 | 28005 | 3.42 | 1.85 | 8.1 | 6.85
Live | 216738195 |  | 10.5 | 14.5 | 26678 | 22540 | 18400 | 2.85 | 2.35 | 27476 | 3.4 | 1.85 | 8.1 | 6.8
Live | 216735926 |  | 11 | 16 | 27154 | 22411 | 18300 | 2.99 | 2.39 | 26948 | 3.46 | 1.98 | 8.5 | 7
Live | 216739025 |  | 11 | 15.5 | 27393 | 23184 | 19200 | 2.98 | 2.41 | 28269 | 3.57 | 1.98 | 8.5 | 7
Live | 216736702 |  | 10.5 | 15 | 26678 | 22926 | 19000 | 2.85 | 2.37 | 28005 | 3.42 | 1.85 | 8.1 | 6.85
Live | 216735157 |  | 11 | 16 | 27631 | 22668 | 18500 | 2.99 | 2.41 | 27476 | 3.55 | 1.96 | 8.5 | 7
Live | 216739024 |  | 11 | 15.5 | 27393 | 23184 | 19200 | 2.98 | 2.41 | 28269 | 3.57 | 1.98 | 8.5 | 7
Live | 216738194 |  | 10.5 | 14.5 | 26678 | 22540 | 18400 | 2.85 | 2.35 | 27476 | 3.4 | 1.85 | 8.1 | 6.8
Live | 216735925 |  | 11 | 16 | 27154 | 22411 | 18300 | 2.99 | 2.39 | 26948 | 3.46 | 1.98 | 8.5 | 7
Live | 216737505 |  | 11 | 16 | 26678 | 22668 | 18800 | 2.98 | 2.39 | 27741 | 3.44 | 1.85 | 8.1 | 6.8
Live | 216736701 |  | 10.5 | 15 | 26678 | 22926 | 19000 | 2.85 | 2.37 | 28005 | 3.42 | 1.85 | 8.1 | 6.85
Live | 216735156 |  | 11 | 16 | 27631 | 22668 | 18500 | 2.99 | 2.41 | 27476 | 3.55 | 1.96 | 8.5 | 7
Live | 216739017 |  | 11 | 15.2 | 28584 | 23441 | 19200 | 2.99 | 2.46 | 28797 | 3.78 | 1.98 | 8.5 | 7
Live | 216738193 |  | 10.5 | 14.5 | 26678 | 22540 | 18400 | 2.85 | 2.35 | 27476 | 3.4 | 1.85 | 8.1 | 6.8
Live | 216736700 |  | 10.5 | 15 | 26678 | 22926 | 19000 | 2.85 | 2.37 | 28005 | 3.42 | 1.85 | 8.1 | 6.85
Live | 216735922 |  | 11 | 16.5 | 27393 | 22411 | 18400 | 2.98 | 2.41 | 27212 | 3.51 | 1.96 | 8.5 | 7
Live | 216735155 |  | 11 | 16 | 27631 | 22668 | 18500 | 2.99 | 2.41 | 27476 | 3.55 | 1.96 | 8.5 | 7
Live | 216737504 |  | 11 | 16 | 26678 | 22668 | 18800 | 2.98 | 2.39 | 27741 | 3.44 | 1.85 | 8.1 | 6.8
Live | 216739016 |  | 11 | 15.2 | 28584 | 23441 | 19200 | 2.99 | 2.46 | 28797 | 3.78 | 1.98 | 8.5 | 7
Live | 216738192 |  | 10.5 | 14.5 | 26678 | 22540 | 18400 | 2.85 | 2.35 | 27476 | 3.4 | 1.85 | 8.1 | 6.8
Live | 216736699 |  | 10.5 | 15 | 26678 | 22926 | 19000 | 2.85 | 2.37 | 28005 | 3.42 | 1.85 | 8.1 | 6.85
Live | 216735921 |  | 11 | 16.5 | 27393 | 22411 | 18400 | 2.98 | 2.41 | 27212 | 3.51 | 1.96 | 8.5 | 7
Live | 216735154 |  | 11 | 16 | 27631 | 22668 | 18500 | 2.99 | 2.41 | 27476 | 3.55 | 1.96 | 8.5 | 7
Live | 216737503 |  | 11 | 16 | 26678 | 22668 | 18800 | 2.98 | 2.39 | 27741 | 3.44 | 1.85 | 8.1 | 6.8
Live | 216739015 |  | 11 | 15.2 | 28584 | 23441 | 19200 | 2.99 | 2.46 | 28797 | 3.78 | 1.98 | 8.5 | 7
Live | 216738191 |  | 10.5 | 14.5 | 26678 | 22540 | 18400 | 2.85 | 2.35 | 27476 | 3.4 | 1.85 | 8.1 | 6.8
Live | 216736698 |  | 10.5 | 15 | 26678 | 22926 | 19000 | 2.85 | 2.37 | 28005 | 3.42 | 1.85 | 8.1 | 6.85
Live | 216735920 |  | 11 | 16.5 | 27393 | 22411 | 18400 | 2.98 | 2.41 | 27212 | 3.51 | 1.96 | 8.5 | 7
Live | 216735153 |  | 11 | 16 | 27631 | 22668 | 18500 | 2.99 | 2.41 | 27476 | 3.55 | 1.96 | 8.5 | 7
Live | 216739014 |  | 11 | 15.2 | 28584 | 23441 | 19200 | 2.99 | 2.46 | 28797 | 3.78 | 1.98 | 8.5 | 7
Live | 216737502 |  | 11 | 16 | 26678 | 22668 | 18800 | 2.98 | 2.39 | 27741 | 3.44 | 1.85 | 8.1 | 6.8
Live | 216736697 |  | 10.5 | 15 | 26678 | 22926 | 19000 | 2.85 | 2.37 | 28005 | 3.42 | 1.85 | 8.1 | 6.85
Live | 216735919 |  | 11 | 16.5 | 27393 | 22411 | 18400 | 2.98 | 2.41 | 27212 | 3.51 | 1.96 | 8.5 | 7
Live | 216738189 |  | 10.5 | 15 | 26916 | 22540 | 18400 | 2.85 | 2.38 | 27476 | 3.43 | 1.85 | 8.1 | 6.8
Live | 216735152 |  | 11 | 16 | 27631 | 22668 | 18500 | 2.99 | 2.41 | 27476 | 3.55 | 1.96 | 8.5 | 7
Live | 216736696 |  | 10.5 | 15 | 26678 | 22926 | 19000 | 2.85 | 2.37 | 28005 | 3.42 | 1.85 | 8.1 | 6.85
Live | 216739013 |  | 11 | 15.2 | 28584 | 23441 | 19200 | 2.99 | 2.46 | 28797 | 3.78 | 1.98 | 8.5 | 7
Live | 216735918 |  | 11 | 16.5 | 27393 | 22411 | 18400 | 2.98 | 2.41 | 27212 | 3.51 | 1.96 | 8.5 | 7
Live | 216738188 |  | 10.5 | 15 | 26916 | 22540 | 18400 | 2.85 | 2.38 | 27476 | 3.43 | 1.85 | 8.1 | 6.8
Live | 216737501 |  | 11 | 16 | 26678 | 22668 | 18800 | 2.98 | 2.39 | 27741 | 3.44 | 1.85 | 8.1 | 6.8
Live | 216736694 |  | 10.5 | 15.2 | 26678 | 23055 | 19100 | 2.85 | 2.37 | 28005 | 3.45 | 1.85 | 8.1 | 6.85
Live | 216735148 |  | 11 | 16 | 27154 | 22540 | 18400 | 2.99 | 2.38 | 27212 | 3.44 | 1.96 | 8.5 | 7
Live | 216736693 |  | 10.5 | 15.2 | 26678 | 23055 | 19100 | 2.85 | 2.37 | 28005 | 3.45 | 1.85 | 8.1 | 6.85
Live | 216739012 |  | 11 | 15.2 | 28584 | 23441 | 19200 | 2.99 | 2.46 | 28797 | 3.78 | 1.98 | 8.5 | 7
Live | 216738187 |  | 10.5 | 15 | 26916 | 22540 | 18400 | 2.85 | 2.38 | 27476 | 3.43 | 1.85 | 8.1 | 6.8
Live | 216735917 |  | 11 | 16.5 | 27393 | 22411 | 18400 | 2.98 | 2.41 | 27212 | 3.51 | 1.96 | 8.5 | 7
Live | 216737500 |  | 11 | 16 | 26678 | 22668 | 18800 | 2.98 | 2.39 | 27741 | 3.44 | 1.85 | 8.1 | 6.8
Live | 216736692 |  | 10.5 | 15.2 | 26678 | 23055 | 19100 | 2.85 | 2.37 | 28005 | 3.45 | 1.85 | 8.1 | 6.85
Live | 216735147 |  | 11 | 16 | 27154 | 22540 | 18400 | 2.99 | 2.38 | 27212 | 3.44 | 1.96 | 8.5 | 7
Live | 216739011 |  | 11 | 15.2 | 28584 | 23441 | 19200 | 2.99 | 2.46 | 28797 | 3.78 | 1.98 | 8.5 | 7
Live | 216735916 |  | 11 | 16.5 | 27393 | 22411 | 18400 | 2.98 | 2.41 | 27212 | 3.51 | 1.96 | 8.5 | 7
Live | 216738186 |  | 10.5 | 15 | 26916 | 22540 | 18400 | 2.85 | 2.38 | 27476 | 3.43 | 1.85 | 8.1 | 6.8
Live | 216737499 |  | 11 | 16 | 26678 | 22668 | 18800 | 2.98 | 2.39 | 27741 | 3.44 | 1.85 | 8.1 | 6.8
Live | 216739010 |  | 11 | 15.2 | 28584 | 23441 | 19200 | 2.99 | 2.46 | 28797 | 3.78 | 1.98 | 8.5 | 7
Live | 216735146 |  | 11 | 16 | 27154 | 22540 | 18400 | 2.99 | 2.38 | 27212 | 3.44 | 1.96 | 8.5 | 7
Live | 216736691 |  | 10.5 | 15.2 | 26678 | 23055 | 19100 | 2.85 | 2.37 | 28005 | 3.45 | 1.85 | 8.1 | 6.85
Live | 216738185 |  | 10.5 | 15 | 26916 | 22540 | 18400 | 2.85 | 2.38 | 27476 | 3.43 | 1.85 | 8.1 | 6.8
Live | 216735915 |  | 11 | 16.5 | 27393 | 22411 | 18400 | 2.98 | 2.41 | 27212 | 3.51 | 1.96 | 8.5 | 7
Live | 216737496 |  | 10.5 | 15.5 | 27154 | 22926 | 18900 | 2.85 | 2.43 | 28005 | 3.55 | 1.85 | 8.1 | 6.8
Live | 216739006 |  | 11 | 15.5 | 27393 | 22926 | 18700 | 2.98 | 2.41 | 27741 | 3.55 | 1.98 | 8.5 | 7
Live | 216736690 |  | 10.5 | 15.2 | 26678 | 23055 | 19100 | 2.85 | 2.37 | 28005 | 3.45 | 1.85 | 8.1 | 6.85
Live | 216735145 |  | 11 | 16 | 27154 | 22540 | 18400 | 2.99 | 2.38 | 27212 | 3.44 | 1.96 | 8.5 | 7
Live | 216738184 |  | 10.5 | 15 | 26916 | 22540 | 18400 | 2.85 | 2.38 | 27476 | 3.43 | 1.85 | 8.1 | 6.8
Live | 216735912 |  | 11 | 16.5 | 27393 | 22540 | 18400 | 2.98 | 2.39 | 27212 | 3.51 | 1.9 | 8.5 | 7
Live | 216737495 |  | 10.5 | 15.5 | 27154 | 22926 | 18900 | 2.85 | 2.43 | 28005 | 3.55 | 1.85 | 8.1 | 6.8
Live | 216738183 |  | 10.5 | 15 | 26916 | 22540 | 18400 | 2.85 | 2.38 | 27476 | 3.43 | 1.85 | 8.1 | 6.8
Live | 216735911 |  | 11 | 16.5 | 27393 | 22540 | 18400 | 2.98 | 2.39 | 27212 | 3.51 | 1.9 | 8.5 | 7
Live | 216739005 |  | 11 | 15.5 | 27393 | 22926 | 18700 | 2.98 | 2.41 | 27741 | 3.55 | 1.98 | 8.5 | 7
Live | 216736689 |  | 10.5 | 15.2 | 26678 | 23055 | 19100 | 2.85 | 2.37 | 28005 | 3.45 | 1.85 | 8.1 | 6.85
Live | 216735144 |  | 11 | 16 | 27154 | 22540 | 18400 | 2.99 | 2.38 | 27212 | 3.44 | 1.96 | 8.5 | 7
Live | 216737494 |  | 10.5 | 15.5 | 27154 | 22926 | 18900 | 2.85 | 2.43 | 28005 | 3.55 | 1.85 | 8.1 | 6.8
Live | 216738182 |  | 10.5 | 15 | 26916 | 22540 | 18400 | 2.85 | 2.38 | 27476 | 3.43 | 1.85 | 8.1 | 6.8
Live | 216736688 |  | 10.5 | 15.2 | 26678 | 23055 | 19100 | 2.85 | 2.37 | 28005 | 3.45 | 1.85 | 8.1 | 6.85
Live | 216739004 |  | 11 | 15.5 | 27393 | 22926 | 18700 | 2.98 | 2.41 | 27741 | 3.55 | 1.98 | 8.5 | 7
Live | 216735910 |  | 11 | 16.5 | 27393 | 22540 | 18400 | 2.98 | 2.39 | 27212 | 3.51 | 1.9 | 8.5 | 7
Live | 216735143 |  | 11 | 16 | 27154 | 22540 | 18400 | 2.99 | 2.38 | 27212 | 3.44 | 1.96 | 8.5 | 7
Live | 216737493 |  | 10.5 | 15.5 | 27154 | 22926 | 18900 | 2.85 | 2.43 | 28005 | 3.55 | 1.85 | 8.1 | 6.8
Live | 216739003 |  | 11 | 15.5 | 27393 | 22926 | 18700 | 2.98 | 2.41 | 27741 | 3.55 | 1.98 | 8.5 | 7
Live | 216738180 |  | 10.5 | 14.5 | 26678 | 22540 | 18400 | 2.85 | 2.35 | 27476 | 3.4 | 1.85 | 8.1 | 6.8
Live | 216736687 |  | 10.5 | 15.2 | 26678 | 23055 | 19100 | 2.85 | 2.37 | 28005 | 3.45 | 1.85 | 8.1 | 6.85
Live | 216735909 |  | 11 | 16.5 | 27393 | 22540 | 18400 | 2.98 | 2.39 | 27212 | 3.51 | 1.9 | 8.5 | 7
Live | 216735142 |  | 11 | 16 | 27154 | 22540 | 18400 | 2.99 | 2.38 | 27212 | 3.44 | 1.96 | 8.5 | 7
Live | 216738179 |  | 10.5 | 14.5 | 26678 | 22540 | 18400 | 2.85 | 2.35 | 27476 | 3.4 | 1.85 | 8.1 | 6.8
Live | 216737492 |  | 10.5 | 15.5 | 27154 | 22926 | 18900 | 2.85 | 2.43 | 28005 | 3.55 | 1.85 | 8.1 | 6.8
Live | 216739002 |  | 11 | 15.5 | 27393 | 22926 | 18700 | 2.98 | 2.41 | 27741 | 3.55 | 1.98 | 8.5 | 7
Live | 216736685 |  | 10.5 | 15.2 | 26678 | 23055 | 19100 | 2.85 | 2.37 | 28005 | 3.45 | 1.9 | 8.1 | 6.85
Live | 216735908 |  | 11 | 16.5 | 27393 | 22540 | 18400 | 2.98 | 2.39 | 27212 | 3.51 | 1.9 | 8.5 | 7
Live | 216735141 |  | 11 | 16 | 27154 | 22540 | 18400 | 2.99 | 2.38 | 27212 | 3.44 | 1.96 | 8.5 | 7
Live | 216738178 |  | 10.5 | 14.5 | 26678 | 22540 | 18400 | 2.85 | 2.35 | 27476 | 3.4 | 1.85 | 8.1 | 6.8
Live | 216737491 |  | 10.5 | 15.5 | 27154 | 22926 | 18900 | 2.85 | 2.43 | 28005 | 3.55 | 1.85 | 8.1 | 6.8
Live | 216736684 |  | 10.5 | 15.2 | 26678 | 23055 | 19100 | 2.85 | 2.37 | 28005 | 3.45 | 1.9 | 8.1 | 6.85
Live | 216739001 |  | 11 | 15.5 | 27393 | 22926 | 18700 | 2.98 | 2.41 | 27741 | 3.55 | 1.98 | 8.5 | 7
Live | 216738177 |  | 10.5 | 14.5 | 26678 | 22540 | 18400 | 2.85 | 2.35 | 27476 | 3.4 | 1.85 | 8.1 | 6.8
Live | 216735907 |  | 11 | 16.5 | 27393 | 22540 | 18400 | 2.98 | 2.39 | 27212 | 3.51 | 1.9 | 8.5 | 7
Live | 216735138 |  | 11 | 15.5 | 27393 | 22668 | 18500 | 2.98 | 2.39 | 27476 | 3.52 | 1.98 | 8.5 | 7
Live | 216737490 |  | 10.5 | 15.5 | 27154 | 22926 | 18900 | 2.85 | 2.43 | 28005 | 3.55 | 1.85 | 8.1 | 6.8
Live | 216739000 |  | 11 | 15.5 | 27393 | 22926 | 18700 | 2.98 | 2.41 | 27741 | 3.55 | 1.98 | 8.5 | 7
Live | 216738176 |  | 10.5 | 14.5 | 26678 | 22540 | 18400 | 2.85 | 2.35 | 27476 | 3.4 | 1.85 | 8.1 | 6.8
Live | 216736683 |  | 10.5 | 15.2 | 26678 | 23055 | 19100 | 2.85 | 2.37 | 28005 | 3.45 | 1.9 | 8.1 | 6.85
Live | 216735137 |  | 11 | 15.5 | 27393 | 22668 | 18500 | 2.98 | 2.39 | 27476 | 3.52 | 1.98 | 8.5 | 7
Live | 216735906 |  | 11 | 16.5 | 27393 | 22540 | 18400 | 2.98 | 2.39 | 27212 | 3.51 | 1.9 | 8.5 | 7
Live | 216737486 |  | 11 | 16 | 26440 | 22668 | 18700 | 2.99 | 2.37 | 27476 | 3.43 | 1.9 | 8.1 | 6.85
Live | 216738175 |  | 10.5 | 14.5 | 26678 | 22540 | 18400 | 2.85 | 2.35 | 27476 | 3.4 | 1.85 | 8.1 | 6.8
Live | 216738999 |  | 11 | 15.5 | 27393 | 22926 | 18700 | 2.98 | 2.41 | 27741 | 3.55 | 1.98 | 8.5 | 7
Live | 216736682 |  | 10.5 | 15.2 | 26678 | 23055 | 19100 | 2.85 | 2.37 | 28005 | 3.45 | 1.9 | 8.1 | 6.85
Live | 216735905 |  | 11 | 16.5 | 27393 | 22540 | 18400 | 2.98 | 2.39 | 27212 | 3.51 | 1.9 | 8.5 | 7
Live | 216735136 |  | 11 | 15.5 | 27393 | 22668 | 18500 | 2.98 | 2.39 | 27476 | 3.52 | 1.98 | 8.5 | 7
Live | 216737485 |  | 11 | 16 | 26440 | 22668 | 18700 | 2.99 | 2.37 | 27476 | 3.43 | 1.9 | 8.1 | 6.85
Live | 216738174 |  | 10.5 | 14.5 | 26678 | 22540 | 18400 | 2.85 | 2.35 | 27476 | 3.4 | 1.85 | 8.1 | 6.8
Live | 216738978 |  | 11 | 14.5 | 28584 | 23312 | 19100 | 2.99 | 2.47 | 28533 | 3.78 | 1.96 | 8.5 | 7
Live | 216735135 |  | 11 | 15.5 | 27393 | 22668 | 18500 | 2.98 | 2.39 | 27476 | 3.52 | 1.98 | 8.5 | 7
Live | 216735902 |  | 11 | 16.5 | 27869 | 22668 | 18500 | 2.99 | 2.42 | 27476 | 3.61 | 1.96 | 8.5 | 7
Live | 216737484 |  | 11 | 16 | 26440 | 22668 | 18700 | 2.99 | 2.37 | 27476 | 3.43 | 1.9 | 8.1 | 6.85
Live | 216736681 |  | 10.5 | 15.2 | 26678 | 23055 | 19100 | 2.85 | 2.37 | 28005 | 3.45 | 1.9 | 8.1 | 6.85
Live | 216738173 |  | 10.5 | 14.5 | 26678 | 22540 | 18400 | 2.85 | 2.35 | 27476 | 3.4 | 1.85 | 8.1 | 6.8
Live | 216738977 |  | 11 | 14.5 | 28584 | 23312 | 19100 | 2.99 | 2.47 | 28533 | 3.78 | 1.96 | 8.5 | 7
Live | 216735134 |  | 11 | 15.5 | 27393 | 22668 | 18500 | 2.98 | 2.39 | 27476 | 3.52 | 1.98 | 8.5 | 7
Live | 216735901 |  | 11 | 16.5 | 27869 | 22668 | 18500 | 2.99 | 2.42 | 27476 | 3.61 | 1.96 | 8.5 | 7
Live | 216737483 |  | 11 | 16 | 26440 | 22668 | 18700 | 2.99 | 2.37 | 27476 | 3.43 | 1.9 | 8.1 | 6.85
Live | 216738171 |  | 10.5 | 15.5 | 26916 | 22540 | 18400 | 2.85 | 2.35 | 27212 | 3.41 | 1.85 | 8.1 | 6.8
Live | 216736680 |  | 10.5 | 15.2 | 26678 | 23055 | 19100 | 2.85 | 2.37 | 28005 | 3.45 | 1.9 | 8.1 | 6.85
Live | 216738976 |  | 11 | 14.5 | 28584 | 23312 | 19100 | 2.99 | 2.47 | 28533 | 3.78 | 1.96 | 8.5 | 7
Live | 216735133 |  | 11 | 15.5 | 27393 | 22668 | 18500 | 2.98 | 2.39 | 27476 | 3.52 | 1.98 | 8.5 | 7
Live | 216735900 |  | 11 | 16.5 | 27869 | 22668 | 18500 | 2.99 | 2.42 | 27476 | 3.61 | 1.96 | 8.5 | 7
Live | 216738975 |  | 11 | 14.5 | 28584 | 23312 | 19100 | 2.99 | 2.47 | 28533 | 3.78 | 1.96 | 8.5 | 7
Live | 216737482 |  | 11 | 16 | 26440 | 22668 | 18700 | 2.99 | 2.37 | 27476 | 3.43 | 1.9 | 8.1 | 6.85
Live | 216738170 |  | 10.5 | 15.5 | 26916 | 22540 | 18400 | 2.85 | 2.35 | 27212 | 3.41 | 1.85 | 8.1 | 6.8
Live | 216736679 |  | 10.5 | 15.2 | 26678 | 23055 | 19100 | 2.85 | 2.37 | 28005 | 3.45 | 1.9 | 8.1 | 6.85
Live | 216738974 |  | 11 | 14.5 | 28584 | 23312 | 19100 | 2.99 | 2.47 | 28533 | 3.78 | 1.96 | 8.5 | 7
Live | 216735132 |  | 11 | 15.5 | 27393 | 22668 | 18500 | 2.98 | 2.39 | 27476 | 3.52 | 1.98 | 8.5 | 7
Live | 216735899 |  | 11 | 16.5 | 27869 | 22668 | 18500 | 2.99 | 2.42 | 27476 | 3.61 | 1.96 | 8.5 | 7
Live | 216737481 |  | 11 | 16 | 26440 | 22668 | 18700 | 2.99 | 2.37 | 27476 | 3.43 | 1.9 | 8.1 | 6.85
Live | 216738169 |  | 10.5 | 15.5 | 26916 | 22540 | 18400 | 2.85 | 2.35 | 27212 | 3.41 | 1.85 | 8.1 | 6.8
Live | 216736678 |  | 10.5 | 15.2 | 26678 | 23055 | 19100 | 2.85 | 2.37 | 28005 | 3.45 | 1.9 | 8.1 | 6.85
Live | 216738973 |  | 11 | 14.5 | 28584 | 23312 | 19100 | 2.99 | 2.47 | 28533 | 3.78 | 1.96 | 8.5 | 7
Live | 216735128 |  | 10.5 | 14.5 | 26916 | 22797 | 18500 | 2.85 | 2.34 | 27476 | 3.4 | 1.9 | 8.1 | 6.9
Live | 216735898 |  | 11 | 16.5 | 27869 | 22668 | 18500 | 2.99 | 2.42 | 27476 | 3.61 | 1.96 | 8.5 | 7
Live | 216738168 |  | 10.5 | 15.5 | 26916 | 22540 | 18400 | 2.85 | 2.35 | 27212 | 3.41 | 1.85 | 8.1 | 6.8
Live | 216737480 |  | 11 | 16 | 26440 | 22668 | 18700 | 2.99 | 2.37 | 27476 | 3.43 | 1.9 | 8.1 | 6.85
Live | 216736676 |  | 10 | 14.5 | 26440 | 22926 | 19100 | 2.72 | 2.33 | 28005 | 3.36 | 1.85 | 8.1 | 6.9
Live | 216738972 |  | 11 | 14.5 | 28584 | 23312 | 19100 | 2.99 | 2.47 | 28533 | 3.78 | 1.96 | 8.5 | 7
Live | 216735127 |  | 10.5 | 14.5 | 26916 | 22797 | 18500 | 2.85 | 2.34 | 27476 | 3.4 | 1.9 | 8.1 | 6.9
Live | 216738167 |  | 10.5 | 15.5 | 26916 | 22540 | 18400 | 2.85 | 2.35 | 27212 | 3.41 | 1.85 | 8.1 | 6.8
Live | 216736675 |  | 10 | 14.5 | 26440 | 22926 | 19100 | 2.72 | 2.33 | 28005 | 3.36 | 1.85 | 8.1 | 6.9
Live | 216735897 |  | 11 | 16.5 | 27869 | 22668 | 18500 | 2.99 | 2.42 | 27476 | 3.61 | 1.96 | 8.5 | 7
Live | 216737479 |  | 11 | 16 | 26440 | 22668 | 18700 | 2.99 | 2.37 | 27476 | 3.43 | 1.9 | 8.1 | 6.85
Live | 216738971 |  | 11 | 14.5 | 28584 | 23312 | 19100 | 2.99 | 2.47 | 28533 | 3.78 | 1.96 | 8.5 | 7
Live | 216735126 |  | 10.5 | 14.5 | 26916 | 22797 | 18500 | 2.85 | 2.34 | 27476 | 3.4 | 1.9 | 8.1 | 6.9
Live | 216736674 |  | 10 | 14.5 | 26440 | 22926 | 19100 | 2.72 | 2.33 | 28005 | 3.36 | 1.85 | 8.1 | 6.9
Live | 216738166 |  | 10.5 | 15.5 | 26916 | 22540 | 18400 | 2.85 | 2.35 | 27212 | 3.41 | 1.85 | 8.1 | 6.8
Live | 216735896 |  | 11 | 16.5 | 27869 | 22668 | 18500 | 2.99 | 2.42 | 27476 | 3.61 | 1.96 | 8.5 | 7
Live | 216737475 |  | 10.5 | 15.5 | 26678 | 22797 | 18800 | 2.85 | 2.37 | 27741 | 3.44 | 1.9 | 8.1 | 6.85
Live | 216738969 |  | 10.5 | 15.2 | 27631 | 23055 | 18900 | 2.85 | 2.39 | 28005 | 3.57 | 1.85 | 8.1 | 6.8
Live | 216735125 |  | 10.5 | 14.5 | 26916 | 22797 | 18500 | 2.85 | 2.34 | 27476 | 3.4 | 1.9 | 8.1 | 6.9
Live | 216736673 |  | 10 | 14.5 | 26440 | 22926 | 19100 | 2.72 | 2.33 | 28005 | 3.36 | 1.85 | 8.1 | 6.9
Live | 216738165 |  | 10.5 | 15.5 | 26916 | 22540 | 18400 | 2.85 | 2.35 | 27212 | 3.41 | 1.85 | 8.1 | 6.8
Live | 216737474 |  | 10.5 | 15.5 | 26678 | 22797 | 18800 | 2.85 | 2.37 | 27741 | 3.44 | 1.9 | 8.1 | 6.85
Live | 216735895 |  | 11 | 16.5 | 27869 | 22668 | 18500 | 2.99 | 2.42 | 27476 | 3.61 | 1.96 | 8.5 | 7
Live | 216738968 |  | 10.5 | 15.2 | 27631 | 23055 | 18900 | 2.85 | 2.39 | 28005 | 3.57 | 1.85 | 8.1 | 6.8
Live | 216735124 |  | 10.5 | 14.5 | 26916 | 22797 | 18500 | 2.85 | 2.34 | 27476 | 3.4 | 1.9 | 8.1 | 6.9
Live | 216736672 |  | 10 | 14.5 | 26440 | 22926 | 19100 | 2.72 | 2.33 | 28005 | 3.36 | 1.85 | 8.1 | 6.9
Live | 216738164 |  | 10.5 | 15.5 | 26916 | 22540 | 18400 | 2.85 | 2.35 | 27212 | 3.41 | 1.85 | 8.1 | 6.8
Live | 216737473 |  | 10.5 | 15.5 | 26678 | 22797 | 18800 | 2.85 | 2.37 | 27741 | 3.44 | 1.9 | 8.1 | 6.85
Live | 216735893 |  | 11 | 16.5 | 27631 | 22540 | 18500 | 2.99 | 2.43 | 27476 | 3.55 | 1.96 | 8.5 | 7
Live | 216738967 |  | 10.5 | 15.2 | 27631 | 23055 | 18900 | 2.85 | 2.39 | 28005 | 3.57 | 1.85 | 8.1 | 6.8
Live | 216736671 |  | 10 | 14.5 | 26440 | 22926 | 19100 | 2.72 | 2.33 | 28005 | 3.36 | 1.85 | 8.1 | 6.9
Live | 216738162 |  | 11 | 16 | 26916 | 22540 | 18400 | 2.99 | 2.38 | 27476 | 3.43 | 1.85 | 8.1 | 6.8
Live | 216737472 |  | 10.5 | 15.5 | 26678 | 22797 | 18800 | 2.85 | 2.37 | 27741 | 3.44 | 1.9 | 8.1 | 6.85
Live | 216735892 |  | 11 | 16.5 | 27631 | 22540 | 18500 | 2.99 | 2.43 | 27476 | 3.55 | 1.96 | 8.5 | 7
Live | 216735123 |  | 10.5 | 14.5 | 26916 | 22797 | 18500 | 2.85 | 2.34 | 27476 | 3.4 | 1.9 | 8.1 | 6.9
Live | 216736670 |  | 10 | 14.5 | 26440 | 22926 | 19100 | 2.72 | 2.33 | 28005 | 3.36 | 1.85 | 8.1 | 6.9
Live | 216738161 |  | 11 | 16 | 26916 | 22540 | 18400 | 2.99 | 2.38 | 27476 | 3.43 | 1.85 | 8.1 | 6.8
Live | 216737471 |  | 10.5 | 15.5 | 26678 | 22797 | 18800 | 2.85 | 2.37 | 27741 | 3.44 | 1.9 | 8.1 | 6.85
Live | 216735891 |  | 11 | 16.5 | 27631 | 22540 | 18500 | 2.99 | 2.43 | 27476 | 3.55 | 1.96 | 8.5 | 7
Live | 216735122 |  | 10.5 | 14.5 | 26916 | 22797 | 18500 | 2.85 | 2.34 | 27476 | 3.4 | 1.9 | 8.1 | 6.9
Live | 216736669 |  | 10 | 14.5 | 26440 | 22926 | 19100 | 2.72 | 2.33 | 28005 | 3.36 | 1.85 | 8.1 | 6.9
Live | 216738160 |  | 11 | 16 | 26916 | 22540 | 18400 | 2.99 | 2.38 | 27476 | 3.43 | 1.85 | 8.1 | 6.8
Live | 216735890 |  | 11 | 16.5 | 27631 | 22540 | 18500 | 2.99 | 2.43 | 27476 | 3.55 | 1.96 | 8.5 | 7
Live | 216737470 |  | 10.5 | 15.5 | 26678 | 22797 | 18800 | 2.85 | 2.37 | 27741 | 3.44 | 1.9 | 8.1 | 6.85
Live | 216735118 |  | 10.5 | 14.5 | 27154 | 22797 | 18600 | 2.85 | 2.35 | 27476 | 3.43 | 1.9 | 8.1 | 6.85
Live | 216736667 |  | 10 | 14.5 | 26440 | 23055 | 19100 | 2.72 | 2.34 | 28005 | 3.41 | 1.9 | 8.1 | 6.85
Live | 216735889 |  | 11 | 16.5 | 27631 | 22540 | 18500 | 2.99 | 2.43 | 27476 | 3.55 | 1.96 | 8.5 | 7
Live | 216738159 |  | 11 | 16 | 26916 | 22540 | 18400 | 2.99 | 2.38 | 27476 | 3.43 | 1.85 | 8.1 | 6.8
Live | 216735117 |  | 10.5 | 14.5 | 27154 | 22797 | 18600 | 2.85 | 2.35 | 27476 | 3.43 | 1.9 | 8.1 | 6.85
Live | 216737469 |  | 10.5 | 15.5 | 26678 | 22797 | 18800 | 2.85 | 2.37 | 27741 | 3.44 | 1.9 | 8.1 | 6.85
Live | 216736666 |  | 10 | 14.5 | 26440 | 23055 | 19100 | 2.72 | 2.34 | 28005 | 3.41 | 1.9 | 8.1 | 6.85
Live | 216735888 |  | 11 | 16.5 | 27631 | 22540 | 18500 | 2.99 | 2.43 | 27476 | 3.55 | 1.96 | 8.5 | 7
Live | 216738158 |  | 11 | 16 | 26916 | 22540 | 18400 | 2.99 | 2.38 | 27476 | 3.43 | 1.85 | 8.1 | 6.8
Live | 216735116 |  | 10.5 | 14.5 | 27154 | 22797 | 18600 | 2.85 | 2.35 | 27476 | 3.43 | 1.9 | 8.1 | 6.85
Live | 216737468 |  | 10.5 | 15.5 | 26678 | 22797 | 18800 | 2.85 | 2.37 | 27741 | 3.44 | 1.9 | 8.1 | 6.85
Live | 216736665 |  | 10 | 14.5 | 26440 | 23055 | 19100 | 2.72 | 2.34 | 28005 | 3.41 | 1.9 | 8.1 | 6.85
Live | 216735887 |  | 11 | 16.5 | 27631 | 22540 | 18500 | 2.99 | 2.43 | 27476 | 3.55 | 1.96 | 8.5 | 7
Live | 216738157 |  | 11 | 16 | 26916 | 22540 | 18400 | 2.99 | 2.38 | 27476 | 3.43 | 1.85 | 8.1 | 6.8
Live | 216735115 |  | 10.5 | 14.5 | 27154 | 22797 | 18600 | 2.85 | 2.35 | 27476 | 3.43 | 1.9 | 8.1 | 6.85
Live | 216736664 |  | 10 | 14.5 | 26440 | 23055 | 19100 | 2.72 | 2.34 | 28005 | 3.41 | 1.9 | 8.1 | 6.85
Live | 216737465 |  | 10.5 | 15.2 | 26916 | 22926 | 18900 | 2.85 | 2.41 | 28005 | 3.51 | 1.85 | 8.1 | 6.85
Live | 216735886 |  | 11 | 16.5 | 27631 | 22540 | 18500 | 2.99 | 2.43 | 27476 | 3.55 | 1.96 | 8.5 | 7
Live | 216738156 |  | 11 | 16 | 26916 | 22540 | 18400 | 2.99 | 2.38 | 27476 | 3.43 | 1.85 | 8.1 | 6.8
Live | 216735114 |  | 10.5 | 14.5 | 27154 | 22797 | 18600 | 2.85 | 2.35 | 27476 | 3.43 | 1.9 | 8.1 | 6.85
Live | 216738966 |  | 10.5 | 15.2 | 27631 | 23055 | 18900 | 2.85 | 2.39 | 28005 | 3.57 | 1.85 | 8.1 | 6.8
Live | 216736663 |  | 10 | 14.5 | 26440 | 23055 | 19100 | 2.72 | 2.34 | 28005 | 3.41 | 1.9 | 8.1 | 6.85
Live | 216737464 |  | 10.5 | 15.2 | 26916 | 22926 | 18900 | 2.85 | 2.41 | 28005 | 3.51 | 1.85 | 8.1 | 6.85
Live | 216735884 |  | 11 | 16.5 | 27631 | 22668 | 18500 | 2.99 | 2.41 | 27476 | 3.55 | 1.96 | 8.5 | 7
Live | 216738155 |  | 11 | 16 | 26916 | 22540 | 18400 | 2.99 | 2.38 | 27476 | 3.43 | 1.85 | 8.1 | 6.8
Live | 216735113 |  | 10.5 | 14.5 | 27154 | 22797 | 18600 | 2.85 | 2.35 | 27476 | 3.43 | 1.9 | 8.1 | 6.85
Live | 216738965 |  | 10.5 | 15.2 | 27631 | 23055 | 18900 | 2.85 | 2.39 | 28005 | 3.57 | 1.85 | 8.1 | 6.8
Live | 216735883 |  | 11 | 16.5 | 27631 | 22668 | 18500 | 2.99 | 2.41 | 27476 | 3.55 | 1.96 | 8.5 | 7
Live | 216736662 |  | 10 | 14.5 | 26440 | 23055 | 19100 | 2.72 | 2.34 | 28005 | 3.41 | 1.9 | 8.1 | 6.85
Live | 216737463 |  | 10.5 | 15.2 | 26916 | 22926 | 18900 | 2.85 | 2.41 | 28005 | 3.51 | 1.85 | 8.1 | 6.85
Live | 216735112 |  | 10.5 | 14.5 | 27154 | 22797 | 18600 | 2.85 | 2.35 | 27476 | 3.43 | 1.9 | 8.1 | 6.85
Live | 216738153 |  | 11 | 16 | 27154 | 22668 | 18500 | 2.99 | 2.39 | 27476 | 3.49 | 1.85 | 8.1 | 6.8
Live | 216738964 |  | 10.5 | 15.2 | 27631 | 23055 | 18900 | 2.85 | 2.39 | 28005 | 3.57 | 1.85 | 8.1 | 6.8
Live | 216735882 |  | 11 | 16.5 | 27631 | 22668 | 18500 | 2.99 | 2.41 | 27476 | 3.55 | 1.96 | 8.5 | 7
Live | 216736661 |  | 10 | 14.5 | 26440 | 23055 | 19100 | 2.72 | 2.34 | 28005 | 3.41 | 1.9 | 8.1 | 6.85
Live | 216735111 |  | 10.5 | 14.5 | 27154 | 22797 | 18600 | 2.85 | 2.35 | 27476 | 3.43 | 1.9 | 8.1 | 6.85
Live | 216737462 |  | 10.5 | 15.2 | 26916 | 22926 | 18900 | 2.85 | 2.41 | 28005 | 3.51 | 1.85 | 8.1 | 6.85
Live | 216738152 |  | 11 | 16 | 27154 | 22668 | 18500 | 2.99 | 2.39 | 27476 | 3.49 | 1.85 | 8.1 | 6.8
Live | 216738963 |  | 10.5 | 15.2 | 27631 | 23055 | 18900 | 2.85 | 2.39 | 28005 | 3.57 | 1.85 | 8.1 | 6.8
Live | 216735881 |  | 11 | 16.5 | 27631 | 22668 | 18500 | 2.99 | 2.41 | 27476 | 3.55 | 1.96 | 8.5 | 7
Live | 216735078 |  | 11 | 16 | 27154 | 22540 | 18400 | 2.99 | 2.38 | 27476 | 3.47 | 1.96 | 8.5 | 7
Live | 216736660 |  | 10 | 14.5 | 26440 | 23055 | 19100 | 2.72 | 2.34 | 28005 | 3.41 | 1.9 | 8.1 | 6.85
Live | 216738962 |  | 10.5 | 15.2 | 27631 | 23055 | 18900 | 2.85 | 2.39 | 28005 | 3.57 | 1.85 | 8.1 | 6.8
Live | 216738151 |  | 11 | 16 | 27154 | 22668 | 18500 | 2.99 | 2.39 | 27476 | 3.49 | 1.85 | 8.1 | 6.8
Live | 216735880 |  | 11 | 16.5 | 27631 | 22668 | 18500 | 2.99 | 2.41 | 27476 | 3.55 | 1.96 | 8.5 | 7
Live | 216737461 |  | 10.5 | 15.2 | 26916 | 22926 | 18900 | 2.85 | 2.41 | 28005 | 3.51 | 1.85 | 8.1 | 6.85
Live | 216735077 |  | 11 | 16 | 27154 | 22540 | 18400 | 2.99 | 2.38 | 27476 | 3.47 | 1.96 | 8.5 | 7
Live | 216736657 |  | 10.5 | 14.5 | 26440 | 22797 | 19000 | 2.85 | 2.35 | 27741 | 3.37 | 1.9 | 8.1 | 6.95
Live | 216738960 |  | 10.5 | 14.5 | 27154 | 22668 | 18500 | 2.85 | 2.37 | 27476 | 3.47 | 1.85 | 8.1 | 6.8
Live | 216737460 |  | 10.5 | 15.2 | 26916 | 22926 | 18900 | 2.85 | 2.41 | 28005 | 3.51 | 1.85 | 8.1 | 6.85
Live | 216738150 |  | 11 | 16 | 27154 | 22668 | 18500 | 2.99 | 2.39 | 27476 | 3.49 | 1.85 | 8.1 | 6.8
Live | 216735879 |  | 11 | 16.5 | 27631 | 22668 | 18500 | 2.99 | 2.41 | 27476 | 3.55 | 1.96 | 8.5 | 7
Live | 216736656 |  | 10.5 | 14.5 | 26440 | 22797 | 19000 | 2.85 | 2.35 | 27741 | 3.37 | 1.9 | 8.1 | 6.95
Live | 216735076 |  | 11 | 16 | 27154 | 22540 | 18400 | 2.99 | 2.38 | 27476 | 3.47 | 1.96 | 8.5 | 7
Live | 216736655 |  | 10.5 | 14.5 | 26440 | 22797 | 19000 | 2.85 | 2.35 | 27741 | 3.37 | 1.9 | 8.1 | 6.95
Live | 216738959 |  | 10.5 | 14.5 | 27154 | 22668 | 18500 | 2.85 | 2.37 | 27476 | 3.47 | 1.85 | 8.1 | 6.8
Live | 216738149 |  | 11 | 16 | 27154 | 22668 | 18500 | 2.99 | 2.39 | 27476 | 3.49 | 1.85 | 8.1 | 6.8
Live | 216737459 |  | 10.5 | 15.2 | 26916 | 22926 | 18900 | 2.85 | 2.41 | 28005 | 3.51 | 1.85 | 8.1 | 6.85
Live | 216735878 |  | 11 | 16.5 | 27631 | 22668 | 18500 | 2.99 | 2.41 | 27476 | 3.55 | 1.96 | 8.5 | 7
Live | 216736654 |  | 10.5 | 14.5 | 26440 | 22797 | 19000 | 2.85 | 2.35 | 27741 | 3.37 | 1.9 | 8.1 | 6.95
Live | 216735075 |  | 11 | 16 | 27154 | 22540 | 18400 | 2.99 | 2.38 | 27476 | 3.47 | 1.96 | 8.5 | 7
Live | 216738958 |  | 10.5 | 14.5 | 27154 | 22668 | 18500 | 2.85 | 2.37 | 27476 | 3.47 | 1.85 | 8.1 | 6.8
Live | 216738148 |  | 11 | 16 | 27154 | 22668 | 18500 | 2.99 | 2.39 | 27476 | 3.49 | 1.85 | 8.1 | 6.8
Live | 216735877 |  | 11 | 16.5 | 27631 | 22668 | 18500 | 2.99 | 2.41 | 27476 | 3.55 | 1.96 | 8.5 | 7
Live | 216737372 |  | 10.5 | 15.2 | 26678 | 22797 | 18900 | 2.85 | 2.39 | 27741 | 3.46 | 1.85 | 8.1 | 6.85
Live | 216736653 |  | 10.5 | 14.5 | 26440 | 22797 | 19000 | 2.85 | 2.35 | 27741 | 3.37 | 1.9 | 8.1 | 6.95
Live | 216738957 |  | 10.5 | 14.5 | 27154 | 22668 | 18500 | 2.85 | 2.37 | 27476 | 3.47 | 1.85 | 8.1 | 6.8
Live | 216738147 |  | 11 | 16 | 27154 | 22668 | 18500 | 2.99 | 2.39 | 27476 | 3.49 | 1.85 | 8.1 | 6.8
Live | 216735074 |  | 11 | 16 | 27154 | 22540 | 18400 | 2.99 | 2.38 | 27476 | 3.47 | 1.96 | 8.5 | 7
Live | 216736652 |  | 10.5 | 14.5 | 26440 | 22797 | 19000 | 2.85 | 2.35 | 27741 | 3.37 | 1.9 | 8.1 | 6.95
Live | 216737371 |  | 10.5 | 15.2 | 26678 | 22797 | 18900 | 2.85 | 2.39 | 27741 | 3.46 | 1.85 | 8.1 | 6.85
Live | 216735875 |  | 11 | 16.5 | 27393 | 22540 | 18400 | 2.98 | 2.39 | 27212 | 3.48 | 1.96 | 8.5 | 7
Live | 216738146 |  | 11 | 16 | 27154 | 22668 | 18500 | 2.99 | 2.39 | 27476 | 3.49 | 1.85 | 8.1 | 6.8
Live | 216735073 |  | 11 | 16 | 27154 | 22540 | 18400 | 2.99 | 2.38 | 27476 | 3.47 | 1.96 | 8.5 | 7
Live | 216738956 |  | 10.5 | 14.5 | 27154 | 22668 | 18500 | 2.85 | 2.37 | 27476 | 3.47 | 1.85 | 8.1 | 6.8
Live | 216736651 |  | 10.5 | 14.5 | 26440 | 22797 | 19000 | 2.85 | 2.35 | 27741 | 3.37 | 1.9 | 8.1 | 6.95
Live | 216737370 |  | 10.5 | 15.2 | 26678 | 22797 | 18900 | 2.85 | 2.39 | 27741 | 3.46 | 1.85 | 8.1 | 6.85
Live | 216735874 |  | 11 | 16.5 | 27393 | 22540 | 18400 | 2.98 | 2.39 | 27212 | 3.48 | 1.96 | 8.5 | 7
Live | 216738955 |  | 10.5 | 14.5 | 27154 | 22668 | 18500 | 2.85 | 2.37 | 27476 | 3.47 | 1.85 | 8.1 | 6.8
Live | 216735072 |  | 11 | 16 | 27154 | 22540 | 18400 | 2.99 | 2.38 | 27476 | 3.47 | 1.96 | 8.5 | 7
Live | 216738144 |  | 11 | 16 | 26916 | 22540 | 18400 | 2.99 | 2.38 | 27476 | 3.43 | 1.85 | 8.1 | 6.8
Live | 216736650 |  | 10.5 | 14.5 | 26440 | 22797 | 19000 | 2.85 | 2.35 | 27741 | 3.37 | 1.9 | 8.1 | 6.95
Live | 216737369 |  | 10.5 | 15.2 | 26678 | 22797 | 18900 | 2.85 | 2.39 | 27741 | 3.46 | 1.85 | 8.1 | 6.85
Live | 216738954 |  | 10.5 | 14.5 | 27154 | 22668 | 18500 | 2.85 | 2.37 | 27476 | 3.47 | 1.85 | 8.1 | 6.8
Live | 216735873 |  | 11 | 16.5 | 27393 | 22540 | 18400 | 2.98 | 2.39 | 27212 | 3.48 | 1.96 | 8.5 | 7
Live | 216735071 |  | 11 | 16 | 27154 | 22540 | 18400 | 2.99 | 2.38 | 27476 | 3.47 | 1.96 | 8.5 | 7
Live | 216736647 |  | 10.5 | 14.5 | 26678 | 22926 | 19100 | 2.85 | 2.37 | 28005 | 3.45 | 1.9 | 8.1 | 6.9
Live | 216738143 |  | 11 | 16 | 26916 | 22540 | 18400 | 2.99 | 2.38 | 27476 | 3.43 | 1.85 | 8.1 | 6.8
Live | 216738953 |  | 10.5 | 14.5 | 27154 | 22668 | 18500 | 2.85 | 2.37 | 27476 | 3.47 | 1.85 | 8.1 | 6.8
Live | 216737368 |  | 10.5 | 15.2 | 26678 | 22797 | 18900 | 2.85 | 2.39 | 27741 | 3.46 | 1.85 | 8.1 | 6.85
Live | 216735872 |  | 11 | 16.5 | 27393 | 22540 | 18400 | 2.98 | 2.39 | 27212 | 3.48 | 1.96 | 8.5 | 7
Live | 216735064 |  | 11 | 16.5 | 27393 | 22668 | 18500 | 2.98 | 2.39 | 27476 | 3.49 | 1.96 | 8.5 | 7
Live | 216736646 |  | 10.5 | 14.5 | 26678 | 22926 | 19100 | 2.85 | 2.37 | 28005 | 3.45 | 1.9 | 8.1 | 6.9
Live | 216738142 |  | 11 | 16 | 26916 | 22540 | 18400 | 2.99 | 2.38 | 27476 | 3.43 | 1.85 | 8.1 | 6.8
Live | 216738951 |  | 10.5 | 15.2 | 26678 | 22540 | 18400 | 2.85 | 2.35 | 27476 | 3.4 | 1.85 | 8.1 | 6.85
Live | 216737367 |  | 10.5 | 15.2 | 26678 | 22797 | 18900 | 2.85 | 2.39 | 27741 | 3.46 | 1.85 | 8.1 | 6.85
Live | 216736645 |  | 10.5 | 14.5 | 26678 | 22926 | 19100 | 2.85 | 2.37 | 28005 | 3.45 | 1.9 | 8.1 | 6.9
Live | 216738141 |  | 11 | 16 | 26916 | 22540 | 18400 | 2.99 | 2.38 | 27476 | 3.43 | 1.85 | 8.1 | 6.8
Live | 216735871 |  | 11 | 16.5 | 27393 | 22540 | 18400 | 2.98 | 2.39 | 27212 | 3.48 | 1.96 | 8.5 | 7
Live | 216735063 |  | 11 | 16.5 | 27393 | 22668 | 18500 | 2.98 | 2.39 | 27476 | 3.49 | 1.96 | 8.5 | 7
Live | 216738950 |  | 10.5 | 15.2 | 26678 | 22540 | 18400 | 2.85 | 2.35 | 27476 | 3.4 | 1.85 | 8.1 | 6.85
Live | 216736644 |  | 10.5 | 14.5 | 26678 | 22926 | 19100 | 2.85 | 2.37 | 28005 | 3.45 | 1.9 | 8.1 | 6.9
Live | 216737366 |  | 10.5 | 15.2 | 26678 | 22797 | 18900 | 2.85 | 2.39 | 27741 | 3.46 | 1.85 | 8.1 | 6.85
Live | 216738140 |  | 11 | 16 | 26916 | 22540 | 18400 | 2.99 | 2.38 | 27476 | 3.43 | 1.85 | 8.1 | 6.8
Live | 216735870 |  | 11 | 16.5 | 27393 | 22540 | 18400 | 2.98 | 2.39 | 27212 | 3.48 | 1.96 | 8.5 | 7
Live | 216735062 |  | 11 | 16.5 | 27393 | 22668 | 18500 | 2.98 | 2.39 | 27476 | 3.49 | 1.96 | 8.5 | 7
Live | 216738949 |  | 10.5 | 15.2 | 26678 | 22540 | 18400 | 2.85 | 2.35 | 27476 | 3.4 | 1.85 | 8.1 | 6.85
Live | 216736643 |  | 10.5 | 14.5 | 26678 | 22926 | 19100 | 2.85 | 2.37 | 28005 | 3.45 | 1.9 | 8.1 | 6.9
Live | 216738139 |  | 11 | 16 | 26916 | 22540 | 18400 | 2.99 | 2.38 | 27476 | 3.43 | 1.85 | 8.1 | 6.8
Live | 216737365 |  | 10.5 | 15.2 | 26678 | 22797 | 18900 | 2.85 | 2.39 | 27741 | 3.46 | 1.85 | 8.1 | 6.85
Live | 216735061 |  | 11 | 16.5 | 27393 | 22668 | 18500 | 2.98 | 2.39 | 27476 | 3.49 | 1.96 | 8.5 | 7
Live | 216735869 |  | 11 | 16.5 | 27393 | 22540 | 18400 | 2.98 | 2.39 | 27212 | 3.48 | 1.96 | 8.5 | 7
Live | 216736642 |  | 10.5 | 14.5 | 26678 | 22926 | 19100 | 2.85 | 2.37 | 28005 | 3.45 | 1.9 | 8.1 | 6.9
Live | 216738948 |  | 10.5 | 15.2 | 26678 | 22540 | 18400 | 2.85 | 2.35 | 27476 | 3.4 | 1.85 | 8.1 | 6.85
Live | 216735060 |  | 11 | 16.5 | 27393 | 22668 | 18500 | 2.98 | 2.39 | 27476 | 3.49 | 1.96 | 8.5 | 7
Live | 216735868 |  | 11 | 16.5 | 27393 | 22540 | 18400 | 2.98 | 2.39 | 27212 | 3.48 | 1.96 | 8.5 | 7
Live | 216738138 |  | 11 | 16 | 26916 | 22540 | 18400 | 2.99 | 2.38 | 27476 | 3.43 | 1.85 | 8.1 | 6.8
Live | 216736641 |  | 10.5 | 14.5 | 26678 | 22926 | 19100 | 2.85 | 2.37 | 28005 | 3.45 | 1.9 | 8.1 | 6.9
Live | 216737362 |  | 10.5 | 15 | 27154 | 23055 | 19000 | 2.85 | 2.41 | 28005 | 3.54 | 1.9 | 8.1 | 6.85
Live | 216738947 |  | 10.5 | 15.2 | 26678 | 22540 | 18400 | 2.85 | 2.35 | 27476 | 3.4 | 1.85 | 8.1 | 6.85
Live | 216737361 |  | 10.5 | 15 | 27154 | 23055 | 19000 | 2.85 | 2.41 | 28005 | 3.54 | 1.9 | 8.1 | 6.85
Live | 216735059 |  | 11 | 16.5 | 27393 | 22668 | 18500 | 2.98 | 2.39 | 27476 | 3.49 | 1.96 | 8.5 | 7
Live | 216736638 |  | 10.5 | 15 | 26440 | 22797 | 19000 | 2.85 | 2.35 | 27741 | 3.4 | 1.9 | 8.1 | 6.9
Live | 216735866 |  | 10.5 | 16 | 27393 | 22668 | 18500 | 2.86 | 2.37 | 27476 | 3.49 | 1.96 | 8.5 | 7
Live | 216738137 |  | 11 | 16 | 26916 | 22540 | 18400 | 2.99 | 2.38 | 27476 | 3.43 | 1.85 | 8.1 | 6.8
Live | 216738946 |  | 10.5 | 15.2 | 26678 | 22540 | 18400 | 2.85 | 2.35 | 27476 | 3.4 | 1.85 | 8.1 | 6.85
Live | 216737360 |  | 10.5 | 15 | 27154 | 23055 | 19000 | 2.85 | 2.41 | 28005 | 3.54 | 1.9 | 8.1 | 6.85
Live | 216736637 |  | 10.5 | 15 | 26440 | 22797 | 19000 | 2.85 | 2.35 | 27741 | 3.4 | 1.9 | 8.1 | 6.9
Live | 216735058 |  | 11 | 16.5 | 27393 | 22668 | 18500 | 2.98 | 2.39 | 27476 | 3.49 | 1.96 | 8.5 | 7
Live | 216735865 |  | 10.5 | 16 | 27393 | 22668 | 18500 | 2.86 | 2.37 | 27476 | 3.49 | 1.96 | 8.5 | 7
Live | 216738945 |  | 10.5 | 15.2 | 26678 | 22540 | 18400 | 2.85 | 2.35 | 27476 | 3.4 | 1.85 | 8.1 | 6.85
Live | 216738135 |  | 10.5 | 15.5 | 27154 | 22668 | 18500 | 2.85 | 2.37 | 27476 | 3.47 | 1.85 | 8.1 | 6.8
Live | 216737359 |  | 10.5 | 15 | 27154 | 23055 | 19000 | 2.85 | 2.41 | 28005 | 3.54 | 1.9 | 8.1 | 6.85
Live | 216736636 |  | 10.5 | 15 | 26440 | 22797 | 19000 | 2.85 | 2.35 | 27741 | 3.4 | 1.9 | 8.1 | 6.9
Live | 216735057 |  | 11 | 16.5 | 27393 | 22668 | 18500 | 2.98 | 2.39 | 27476 | 3.49 | 1.96 | 8.5 | 7
Live | 216735864 |  | 10.5 | 16 | 27393 | 22668 | 18500 | 2.86 | 2.37 | 27476 | 3.49 | 1.96 | 8.5 | 7
Live | 216738944 |  | 10.5 | 15.2 | 26678 | 22540 | 18400 | 2.85 | 2.35 | 27476 | 3.4 | 1.85 | 8.1 | 6.85
Live | 216737358 |  | 10.5 | 15 | 27154 | 23055 | 19000 | 2.85 | 2.41 | 28005 | 3.54 | 1.9 | 8.1 | 6.85
Live | 216738134 |  | 10.5 | 15.5 | 27154 | 22668 | 18500 | 2.85 | 2.37 | 27476 | 3.47 | 1.85 | 8.1 | 6.8
Live | 216736635 |  | 10.5 | 15 | 26440 | 22797 | 19000 | 2.85 | 2.35 | 27741 | 3.4 | 1.9 | 8.1 | 6.9
Live | 216735017 |  | 11 | 17 | 27631 | 22797 | 18600 | 2.99 | 2.43 | 27741 | 3.58 | 1.94 | 8.5 | 7
Live | 216735863 |  | 10.5 | 16 | 27393 | 22668 | 18500 | 2.86 | 2.37 | 27476 | 3.49 | 1.96 | 8.5 | 7
Live | 216738941 |  | 11 | 16 | 27393 | 22797 | 18600 | 2.98 | 2.41 | 27741 | 3.53 | 1.85 | 8.1 | 6.8
Live | 216737357 |  | 10.5 | 15 | 27154 | 23055 | 19000 | 2.85 | 2.41 | 28005 | 3.54 | 1.9 | 8.1 | 6.85
Live | 216738133 |  | 10.5 | 15.5 | 27154 | 22668 | 18500 | 2.85 | 2.37 | 27476 | 3.47 | 1.85 | 8.1 | 6.8
Live | 216736634 |  | 10.5 | 15 | 26440 | 22797 | 19000 | 2.85 | 2.35 | 27741 | 3.4 | 1.9 | 8.1 | 6.9
Live | 216735016 |  | 11 | 17 | 27631 | 22797 | 18600 | 2.99 | 2.43 | 27741 | 3.58 | 1.94 | 8.5 | 7
Live | 216735862 |  | 10.5 | 16 | 27393 | 22668 | 18500 | 2.86 | 2.37 | 27476 | 3.49 | 1.96 | 8.5 | 7
Live | 216737356 |  | 10.5 | 15 | 27154 | 23055 | 19000 | 2.85 | 2.41 | 28005 | 3.54 | 1.9 | 8.1 | 6.85
Live | 216738940 |  | 11 | 16 | 27393 | 22797 | 18600 | 2.98 | 2.41 | 27741 | 3.53 | 1.85 | 8.1 | 6.8
Live | 216738132 |  | 10.5 | 15.5 | 27154 | 22668 | 18500 | 2.85 | 2.37 | 27476 | 3.47 | 1.85 | 8.1 | 6.8
Live | 216736633 |  | 10.5 | 15 | 26440 | 22797 | 19000 | 2.85 | 2.35 | 27741 | 3.4 | 1.9 | 8.1 | 6.9
Live | 216735015 |  | 11 | 17 | 27631 | 22797 | 18600 | 2.99 | 2.43 | 27741 | 3.58 | 1.94 | 8.5 | 7
Live | 216735861 |  | 10.5 | 16 | 27393 | 22668 | 18500 | 2.86 | 2.37 | 27476 | 3.49 | 1.96 | 8.5 | 7
Live | 216737355 |  | 10.5 | 15 | 27154 | 23055 | 19000 | 2.85 | 2.41 | 28005 | 3.54 | 1.9 | 8.1 | 6.85
Live | 216736632 |  | 10.5 | 15 | 26440 | 22797 | 19000 | 2.85 | 2.35 | 27741 | 3.4 | 1.9 | 8.1 | 6.9
Live | 216738939 |  | 11 | 16 | 27393 | 22797 | 18600 | 2.98 | 2.41 | 27741 | 3.53 | 1.85 | 8.1 | 6.8
Live | 216738131 |  | 10.5 | 15.5 | 27154 | 22668 | 18500 | 2.85 | 2.37 | 27476 | 3.47 | 1.85 | 8.1 | 6.8
Live | 216737349 |  | 10.5 | 15.5 | 26678 | 22797 | 18800 | 2.85 | 2.39 | 27741 | 3.44 | 1.85 | 8.1 | 6.85
Live | 216736631 |  | 10.5 | 15 | 26440 | 22797 | 19000 | 2.85 | 2.35 | 27741 | 3.4 | 1.9 | 8.1 | 6.9
Live | 216735014 |  | 11 | 17 | 27631 | 22797 | 18600 | 2.99 | 2.43 | 27741 | 3.58 | 1.94 | 8.5 | 7
Live | 216735860 |  | 10.5 | 16 | 27393 | 22668 | 18500 | 2.86 | 2.37 | 27476 | 3.49 | 1.96 | 8.5 | 7
Live | 216738938 |  | 11 | 16 | 27393 | 22797 | 18600 | 2.98 | 2.41 | 27741 | 3.53 | 1.85 | 8.1 | 6.8
Live | 216738130 |  | 10.5 | 15.5 | 27154 | 22668 | 18500 | 2.85 | 2.37 | 27476 | 3.47 | 1.85 | 8.1 | 6.8
Live | 216738129 |  | 10.5 | 15.5 | 27154 | 22668 | 18500 | 2.85 | 2.37 | 27476 | 3.47 | 1.85 | 8.1 | 6.8
Live | 216735859 |  | 10.5 | 16 | 27393 | 22668 | 18500 | 2.86 | 2.37 | 27476 | 3.49 | 1.96 | 8.5 | 7
Live | 216736628 |  | 10.5 | 14.5 | 26916 | 23184 | 19200 | 2.85 | 2.41 | 28269 | 3.53 | 1.9 | 8.1 | 6.85
Live | 216737348 |  | 10.5 | 15.5 | 26678 | 22797 | 18800 | 2.85 | 2.39 | 27741 | 3.44 | 1.85 | 8.1 | 6.85
Live | 216735013 |  | 11 | 17 | 27631 | 22797 | 18600 | 2.99 | 2.43 | 27741 | 3.58 | 1.94 | 8.5 | 7
Live | 216738937 |  | 11 | 16 | 27393 | 22797 | 18600 | 2.98 | 2.41 | 27741 | 3.53 | 1.85 | 8.1 | 6.8
Live | 216735857 |  | 11 | 16 | 27869 | 22668 | 18600 | 2.99 | 2.42 | 27476 | 3.61 | 1.98 | 8.5 | 7
Live | 216736627 |  | 10.5 | 14.5 | 26916 | 23184 | 19200 | 2.85 | 2.41 | 28269 | 3.53 | 1.9 | 8.1 | 6.85
Live | 216738125 |  | 11 | 15.2 | 27631 | 22926 | 18700 | 2.99 | 2.41 | 28005 | 3.57 | 1.9 | 8.1 | 6.75
Live | 216735012 |  | 11 | 17 | 27631 | 22797 | 18600 | 2.99 | 2.43 | 27741 | 3.58 | 1.94 | 8.5 | 7
Live | 216737347 |  | 10.5 | 15.5 | 26678 | 22797 | 18800 | 2.85 | 2.39 | 27741 | 3.44 | 1.85 | 8.1 | 6.85
Live | 216738936 |  | 11 | 16 | 27393 | 22797 | 18600 | 2.98 | 2.41 | 27741 | 3.53 | 1.85 | 8.1 | 6.8
Live | 216735856 |  | 11 | 16 | 27869 | 22668 | 18600 | 2.99 | 2.42 | 27476 | 3.61 | 1.98 | 8.5 | 7
Live | 216738124 |  | 11 | 15.2 | 27631 | 22926 | 18700 | 2.99 | 2.41 | 28005 | 3.57 | 1.9 | 8.1 | 6.75
Live | 216737346 |  | 10.5 | 15.5 | 26678 | 22797 | 18800 | 2.85 | 2.39 | 27741 | 3.44 | 1.85 | 8.1 | 6.85
Live | 216735011 |  | 11 | 17 | 27631 | 22797 | 18600 | 2.99 | 2.43 | 27741 | 3.58 | 1.94 | 8.5 | 7
Live | 216736626 |  | 10.5 | 14.5 | 26916 | 23184 | 19200 | 2.85 | 2.41 | 28269 | 3.53 | 1.9 | 8.1 | 6.85
Live | 216738935 |  | 11 | 16 | 27393 | 22797 | 18600 | 2.98 | 2.41 | 27741 | 3.53 | 1.85 | 8.1 | 6.8
Live | 216737345 |  | 10.5 | 15.5 | 26678 | 22797 | 18800 | 2.85 | 2.39 | 27741 | 3.44 | 1.85 | 8.1 | 6.85
Live | 216735010 |  | 11 | 17 | 27631 | 22797 | 18600 | 2.99 | 2.43 | 27741 | 3.58 | 1.94 | 8.5 | 7
Live | 216738123 |  | 11 | 15.2 | 27631 | 22926 | 18700 | 2.99 | 2.41 | 28005 | 3.57 | 1.9 | 8.1 | 6.75
Live | 216735855 |  | 11 | 16 | 27869 | 22668 | 18600 | 2.99 | 2.42 | 27476 | 3.61 | 1.98 | 8.5 | 7
Live | 216736625 |  | 10.5 | 14.5 | 26916 | 23184 | 19200 | 2.85 | 2.41 | 28269 | 3.53 | 1.9 | 8.1 | 6.85
Live | 216735006 |  | 11 | 16.5 | 27154 | 22540 | 18400 | 2.99 | 2.38 | 27212 | 3.44 | 1.96 | 8.5 | 7
Live | 216737344 |  | 10.5 | 15.5 | 26678 | 22797 | 18800 | 2.85 | 2.39 | 27741 | 3.44 | 1.85 | 8.1 | 6.85
Live | 216738934 |  | 11 | 16 | 27393 | 22797 | 18600 | 2.98 | 2.41 | 27741 | 3.53 | 1.85 | 8.1 | 6.8
Live | 216735854 |  | 11 | 16 | 27869 | 22668 | 18600 | 2.99 | 2.42 | 27476 | 3.61 | 1.98 | 8.5 | 7
Live | 216738122 |  | 11 | 15.2 | 27631 | 22926 | 18700 | 2.99 | 2.41 | 28005 | 3.57 | 1.9 | 8.1 | 6.75
Live | 216736624 |  | 10.5 | 14.5 | 26916 | 23184 | 19200 | 2.85 | 2.41 | 28269 | 3.53 | 1.9 | 8.1 | 6.85
Live | 216735005 |  | 11 | 16.5 | 27154 | 22540 | 18400 | 2.99 | 2.38 | 27212 | 3.44 | 1.96 | 8.5 | 7
Live | 216738931 |  | 11 | 16 | 26916 | 22540 | 18400 | 2.99 | 2.38 | 27476 | 3.43 | 1.85 | 8.1 | 6.8
Live | 216737343 |  | 10.5 | 15.5 | 26678 | 22797 | 18800 | 2.85 | 2.39 | 27741 | 3.44 | 1.85 | 8.1 | 6.85
Live | 216735853 |  | 11 | 16 | 27869 | 22668 | 18600 | 2.99 | 2.42 | 27476 | 3.61 | 1.98 | 8.5 | 7
Live | 216736623 |  | 10.5 | 14.5 | 26916 | 23184 | 19200 | 2.85 | 2.41 | 28269 | 3.53 | 1.9 | 8.1 | 6.85
Live | 216738121 |  | 11 | 15.2 | 27631 | 22926 | 18700 | 2.99 | 2.41 | 28005 | 3.57 | 1.9 | 8.1 | 6.75
Live | 216735852 |  | 11 | 16 | 27869 | 22668 | 18600 | 2.99 | 2.42 | 27476 | 3.61 | 1.98 | 8.5 | 7
Live | 216738930 |  | 11 | 16 | 26916 | 22540 | 18400 | 2.99 | 2.38 | 27476 | 3.43 | 1.85 | 8.1 | 6.8
Live | 216735004 |  | 11 | 16.5 | 27154 | 22540 | 18400 | 2.99 | 2.38 | 27212 | 3.44 | 1.96 | 8.5 | 7
Live | 216736622 |  | 10.5 | 14.5 | 26916 | 23184 | 19200 | 2.85 | 2.41 | 28269 | 3.53 | 1.9 | 8.1 | 6.85
Live | 216737342 |  | 10.5 | 15.5 | 26678 | 22797 | 18800 | 2.85 | 2.39 | 27741 | 3.44 | 1.85 | 8.1 | 6.85
Live | 216738929 |  | 11 | 16 | 26916 | 22540 | 18400 | 2.99 | 2.38 | 27476 | 3.43 | 1.85 | 8.1 | 6.8
Live | 216735003 |  | 11 | 16.5 | 27154 | 22540 | 18400 | 2.99 | 2.38 | 27212 | 3.44 | 1.96 | 8.5 | 7
Live | 216735851 |  | 11 | 16 | 27869 | 22668 | 18600 | 2.99 | 2.42 | 27476 | 3.61 | 1.98 | 8.5 | 7
Live | 216738120 |  | 11 | 15.2 | 27631 | 22926 | 18700 | 2.99 | 2.41 | 28005 | 3.57 | 1.9 | 8.1 | 6.75
Live | 216736621 |  | 10.5 | 14.5 | 26916 | 23184 | 19200 | 2.85 | 2.41 | 28269 | 3.53 | 1.9 | 8.1 | 6.85
Live | 216737335 |  | 10.5 | 15.5 | 26440 | 22668 | 18700 | 2.85 | 2.37 | 27476 | 3.43 | 1.85 | 8.1 | 6.8
Live | 216738928 |  | 11 | 16 | 26916 | 22540 | 18400 | 2.99 | 2.38 | 27476 | 3.43 | 1.85 | 8.1 | 6.8
Live | 216736620 |  | 10.5 | 14.5 | 26916 | 23184 | 19200 | 2.85 | 2.41 | 28269 | 3.53 | 1.9 | 8.1 | 6.85
Live | 216735849 |  | 11 | 16 | 27869 | 22668 | 18500 | 2.99 | 2.42 | 27476 | 3.58 | 1.98 | 8.5 | 7
Live | 216735002 |  | 11 | 16.5 | 27154 | 22540 | 18400 | 2.99 | 2.38 | 27212 | 3.44 | 1.96 | 8.5 | 7
Live | 216738119 |  | 11 | 15.2 | 27631 | 22926 | 18700 | 2.99 | 2.41 | 28005 | 3.57 | 1.9 | 8.1 | 6.75
Live | 216737334 |  | 10.5 | 15.5 | 26440 | 22668 | 18700 | 2.85 | 2.37 | 27476 | 3.43 | 1.85 | 8.1 | 6.8
Live | 216738927 |  | 11 | 16 | 26916 | 22540 | 18400 | 2.99 | 2.38 | 27476 | 3.43 | 1.85 | 8.1 | 6.8
Live | 216736619 |  | 10.5 | 14.5 | 26916 | 23184 | 19200 | 2.85 | 2.41 | 28269 | 3.53 | 1.9 | 8.1 | 6.85
Live | 216735001 |  | 11 | 16.5 | 27154 | 22540 | 18400 | 2.99 | 2.38 | 27212 | 3.44 | 1.96 | 8.5 | 7
Live | 216738116 |  | 11 | 16 | 27393 | 22668 | 18600 | 2.98 | 2.39 | 27476 | 3.52 | 1.85 | 8.1 | 6.75
Live | 216735848 |  | 11 | 16 | 27869 | 22668 | 18500 | 2.99 | 2.42 | 27476 | 3.58 | 1.98 | 8.5 | 7
Live | 216737333 |  | 10.5 | 15.5 | 26440 | 22668 | 18700 | 2.85 | 2.37 | 27476 | 3.43 | 1.85 | 8.1 | 6.8
Live | 216738926 |  | 11 | 16 | 26916 | 22540 | 18400 | 2.99 | 2.38 | 27476 | 3.43 | 1.85 | 8.1 | 6.8
Live | 216736615 |  | 10.5 | 15 | 26440 | 22797 | 19000 | 2.85 | 2.35 | 27741 | 3.4 | 1.9 | 8.1 | 6.9
Live | 216735000 |  | 11 | 16.5 | 27154 | 22540 | 18400 | 2.99 | 2.38 | 27212 | 3.44 | 1.96 | 8.5 | 7
Live | 216735847 |  | 11 | 16 | 27869 | 22668 | 18500 | 2.99 | 2.42 | 27476 | 3.58 | 1.98 | 8.5 | 7
Live | 216738115 |  | 11 | 16 | 27393 | 22668 | 18600 | 2.98 | 2.39 | 27476 | 3.52 | 1.85 | 8.1 | 6.75
Live | 216737332 |  | 10.5 | 15.5 | 26440 | 22668 | 18700 | 2.85 | 2.37 | 27476 | 3.43 | 1.85 | 8.1 | 6.8
Live | 216734999 |  | 11 | 16.5 | 27154 | 22540 | 18400 | 2.99 | 2.38 | 27212 | 3.44 | 1.96 | 8.5 | 7
Live | 216738925 |  | 11 | 16 | 26916 | 22540 | 18400 | 2.99 | 2.38 | 27476 | 3.43 | 1.85 | 8.1 | 6.8
Live | 216736614 |  | 10.5 | 15 | 26440 | 22797 | 19000 | 2.85 | 2.35 | 27741 | 3.4 | 1.9 | 8.1 | 6.9
Live | 216738114 |  | 11 | 16 | 27393 | 22668 | 18600 | 2.98 | 2.39 | 27476 | 3.52 | 1.85 | 8.1 | 6.75
Live | 216737331 |  | 10.5 | 15.5 | 26440 | 22668 | 18700 | 2.85 | 2.37 | 27476 | 3.43 | 1.85 | 8.1 | 6.8
Live | 216736613 |  | 10.5 | 15 | 26440 | 22797 | 19000 | 2.85 | 2.35 | 27741 | 3.4 | 1.9 | 8.1 | 6.9
Live | 216738924 |  | 11 | 16 | 26916 | 22540 | 18400 | 2.99 | 2.38 | 27476 | 3.43 | 1.85 | 8.1 | 6.8
Live | 216735846 |  | 11 | 16 | 27869 | 22668 | 18500 | 2.99 | 2.42 | 27476 | 3.58 | 1.98 | 8.5 | 7
Live | 216734996 |  | 11 | 16.5 | 27393 | 22668 | 18500 | 2.98 | 2.39 | 27476 | 3.49 | 1.96 | 8.5 | 7
Live | 216738113 |  | 11 | 16 | 27393 | 22668 | 18600 | 2.98 | 2.39 | 27476 | 3.52 | 1.85 | 8.1 | 6.75
Live | 216737330 |  | 10.5 | 15.5 | 26440 | 22668 | 18700 | 2.85 | 2.37 | 27476 | 3.43 | 1.85 | 8.1 | 6.8
Live | 216736612 |  | 10.5 | 15 | 26440 | 22797 | 19000 | 2.85 | 2.35 | 27741 | 3.4 | 1.9 | 8.1 | 6.9
Live | 216738921 |  | 11 | 16 | 27154 | 22797 | 18600 | 2.99 | 2.39 | 27741 | 3.5 | 1.85 | 8.1 | 6.8
Live | 216735845 |  | 11 | 16 | 27869 | 22668 | 18500 | 2.99 | 2.42 | 27476 | 3.58 | 1.98 | 8.5 | 7
Live | 216734995 |  | 11 | 16.5 | 27393 | 22668 | 18500 | 2.98 | 2.39 | 27476 | 3.49 | 1.96 | 8.5 | 7
Live | 216738112 |  | 11 | 16 | 27393 | 22668 | 18600 | 2.98 | 2.39 | 27476 | 3.52 | 1.85 | 8.1 | 6.75
Live | 216736611 |  | 10.5 | 15 | 26440 | 22797 | 19000 | 2.85 | 2.35 | 27741 | 3.4 | 1.9 | 8.1 | 6.9
Live | 216737329 |  | 10.5 | 15.5 | 26440 | 22668 | 18700 | 2.85 | 2.37 | 27476 | 3.43 | 1.85 | 8.1 | 6.8
Live | 216735844 |  | 11 | 16 | 27869 | 22668 | 18500 | 2.99 | 2.42 | 27476 | 3.58 | 1.98 | 8.5 | 7
Live | 216738920 |  | 11 | 16 | 27154 | 22797 | 18600 | 2.99 | 2.39 | 27741 | 3.5 | 1.85 | 8.1 | 6.8
Live | 216738111 |  | 11 | 16 | 27393 | 22668 | 18600 | 2.98 | 2.39 | 27476 | 3.52 | 1.85 | 8.1 | 6.75
Live | 216737328 |  | 10.5 | 15.5 | 26440 | 22668 | 18700 | 2.85 | 2.37 | 27476 | 3.43 | 1.85 | 8.1 | 6.8
Live | 216734994 |  | 11 | 16.5 | 27393 | 22668 | 18500 | 2.98 | 2.39 | 27476 | 3.49 | 1.96 | 8.5 | 7
Live | 216736610 |  | 10.5 | 15 | 26440 | 22797 | 19000 | 2.85 | 2.35 | 27741 | 3.4 | 1.9 | 8.1 | 6.9
Live | 216738919 |  | 11 | 16 | 27154 | 22797 | 18600 | 2.99 | 2.39 | 27741 | 3.5 | 1.85 | 8.1 | 6.8
Live | 216735843 |  | 11 | 16 | 27869 | 22668 | 18500 | 2.99 | 2.42 | 27476 | 3.58 | 1.98 | 8.5 | 7
Live | 216738110 |  | 11 | 16 | 27393 | 22668 | 18600 | 2.98 | 2.39 | 27476 | 3.52 | 1.85 | 8.1 | 6.75
Live | 216734993 |  | 11 | 16.5 | 27393 | 22668 | 18500 | 2.98 | 2.39 | 27476 | 3.49 | 1.96 | 8.5 | 7
Live | 216737252 |  | 10.5 | 15.5 | 26678 | 22926 | 18900 | 2.85 | 2.39 | 27741 | 3.46 | 1.85 | 8.1 | 6.85
Live | 216735842 |  | 11 | 16 | 27869 | 22668 | 18500 | 2.99 | 2.42 | 27476 | 3.58 | 1.98 | 8.5 | 7
Live | 216736609 |  | 10.5 | 15 | 26440 | 22797 | 19000 | 2.85 | 2.35 | 27741 | 3.4 | 1.9 | 8.1 | 6.9
Live | 216738918 |  | 11 | 16 | 27154 | 22797 | 18600 | 2.99 | 2.39 | 27741 | 3.5 | 1.85 | 8.1 | 6.8
Live | 216736608 |  | 10.5 | 15 | 26440 | 22797 | 19000 | 2.85 | 2.35 | 27741 | 3.4 | 1.9 | 8.1 | 6.9
Live | 216738106 |  | 11 | 16 | 26916 | 22540 | 18400 | 2.99 | 2.35 | 27212 | 3.41 | 1.9 | 8.1 | 6.85
Live | 216734992 |  | 11 | 16.5 | 27393 | 22668 | 18500 | 2.98 | 2.39 | 27476 | 3.49 | 1.96 | 8.5 | 7
Live | 216737251 |  | 10.5 | 15.5 | 26678 | 22926 | 18900 | 2.85 | 2.39 | 27741 | 3.46 | 1.85 | 8.1 | 6.85
Live | 216735839 |  | 11 | 16 | 27393 | 22540 | 18400 | 2.98 | 2.39 | 27212 | 3.48 | 1.98 | 8.5 | 7
Live | 216736604 |  | 10.5 | 14.5 | 26440 | 22926 | 19000 | 2.85 | 2.36 | 28005 | 3.42 | 1.9 | 8.1 | 6.9
Live | 216735838 |  | 11 | 16 | 27393 | 22540 | 18400 | 2.98 | 2.39 | 27212 | 3.48 | 1.98 | 8.5 | 7
Live | 216738917 |  | 11 | 16 | 27154 | 22797 | 18600 | 2.99 | 2.39 | 27741 | 3.5 | 1.85 | 8.1 | 6.8
Live | 216734991 |  | 11 | 16.5 | 27393 | 22668 | 18500 | 2.98 | 2.39 | 27476 | 3.49 | 1.96 | 8.5 | 7
Live | 216738105 |  | 11 | 16 | 26916 | 22540 | 18400 | 2.99 | 2.35 | 27212 | 3.41 | 1.9 | 8.1 | 6.85
Live | 216736603 |  | 10.5 | 14.5 | 26440 | 22926 | 19000 | 2.85 | 2.36 | 28005 | 3.42 | 1.9 | 8.1 | 6.9
Live | 216737250 |  | 10.5 | 15.5 | 26678 | 22926 | 18900 | 2.85 | 2.39 | 27741 | 3.46 | 1.85 | 8.1 | 6.85
Live | 216734990 |  | 11 | 16.5 | 27393 | 22668 | 18500 | 2.98 | 2.39 | 27476 | 3.49 | 1.96 | 8.5 | 7
Live | 216735837 |  | 11 | 16 | 27393 | 22540 | 18400 | 2.98 | 2.39 | 27212 | 3.48 | 1.98 | 8.5 | 7
Live | 216738916 |  | 11 | 16 | 27154 | 22797 | 18600 | 2.99 | 2.39 | 27741 | 3.5 | 1.85 | 8.1 | 6.8
Live | 216738104 |  | 11 | 16 | 26916 | 22540 | 18400 | 2.99 | 2.35 | 27212 | 3.41 | 1.9 | 8.1 | 6.85
Live | 216736602 |  | 10.5 | 14.5 | 26440 | 22926 | 19000 | 2.85 | 2.36 | 28005 | 3.42 | 1.9 | 8.1 | 6.9
Live | 216734989 |  | 11 | 16.5 | 27393 | 22668 | 18500 | 2.98 | 2.39 | 27476 | 3.49 | 1.96 | 8.5 | 7
Live | 216735836 |  | 11 | 16 | 27393 | 22540 | 18400 | 2.98 | 2.39 | 27212 | 3.48 | 1.98 | 8.5 | 7
Live | 216737249 |  | 10.5 | 15.5 | 26678 | 22926 | 18900 | 2.85 | 2.39 | 27741 | 3.46 | 1.85 | 8.1 | 6.85
Live | 216738103 |  | 11 | 16 | 26916 | 22540 | 18400 | 2.99 | 2.35 | 27212 | 3.41 | 1.9 | 8.1 | 6.85
Live | 216738915 |  | 11 | 16 | 27154 | 22797 | 18600 | 2.99 | 2.39 | 27741 | 3.5 | 1.85 | 8.1 | 6.8
Live | 216736601 |  | 10.5 | 14.5 | 26440 | 22926 | 19000 | 2.85 | 2.36 | 28005 | 3.42 | 1.9 | 8.1 | 6.9
Live | 216734987 |  | 11 | 16.5 | 27631 | 22797 | 18600 | 2.99 | 2.41 | 27741 | 3.55 | 1.96 | 8.5 | 7
Live | 216735835 |  | 11 | 16 | 27393 | 22540 | 18400 | 2.98 | 2.39 | 27212 | 3.48 | 1.98 | 8.5 | 7
Live | 216737248 |  | 10.5 | 15.5 | 26678 | 22926 | 18900 | 2.85 | 2.39 | 27741 | 3.46 | 1.85 | 8.1 | 6.85
Live | 216738914 |  | 11 | 16 | 27154 | 22797 | 18600 | 2.99 | 2.39 | 27741 | 3.5 | 1.85 | 8.1 | 6.8
Live | 216736600 |  | 10.5 | 14.5 | 26440 | 22926 | 19000 | 2.85 | 2.36 | 28005 | 3.42 | 1.9 | 8.1 | 6.9
Live | 216738102 |  | 11 | 16 | 26916 | 22540 | 18400 | 2.99 | 2.35 | 27212 | 3.41 | 1.9 | 8.1 | 6.85
Live | 216734986 |  | 11 | 16.5 | 27631 | 22797 | 18600 | 2.99 | 2.41 | 27741 | 3.55 | 1.96 | 8.5 | 7
Live | 216736599 |  | 10.5 | 14.5 | 26440 | 22926 | 19000 | 2.85 | 2.36 | 28005 | 3.42 | 1.9 | 8.1 | 6.9
Live | 216735834 |  | 11 | 16 | 27393 | 22540 | 18400 | 2.98 | 2.39 | 27212 | 3.48 | 1.98 | 8.5 | 7
Live | 216738910 |  | 11 | 16 | 26916 | 22540 | 18400 | 2.99 | 2.35 | 27476 | 3.4 | 1.85 | 8.1 | 6.8
Live | 216737247 |  | 10.5 | 15.5 | 26678 | 22926 | 18900 | 2.85 | 2.39 | 27741 | 3.46 | 1.85 | 8.1 | 6.85
Live | 216738101 |  | 11 | 16 | 26916 | 22540 | 18400 | 2.99 | 2.35 | 27212 | 3.41 | 1.9 | 8.1 | 6.85
Live | 216734985 |  | 11 | 16.5 | 27631 | 22797 | 18600 | 2.99 | 2.41 | 27741 | 3.55 | 1.96 | 8.5 | 7
Live | 216737246 |  | 10.5 | 15.5 | 26678 | 22926 | 18900 | 2.85 | 2.39 | 27741 | 3.46 | 1.85 | 8.1 | 6.85
Live | 216736598 |  | 10.5 | 14.5 | 26440 | 22926 | 19000 | 2.85 | 2.36 | 28005 | 3.42 | 1.9 | 8.1 | 6.9
Live | 216735833 |  | 11 | 16 | 27393 | 22540 | 18400 | 2.98 | 2.39 | 27212 | 3.48 | 1.98 | 8.5 | 7
Live | 216738909 |  | 11 | 16 | 26916 | 22540 | 18400 | 2.99 | 2.35 | 27476 | 3.4 | 1.85 | 8.1 | 6.8
Live | 216738100 |  | 11 | 16 | 26916 | 22540 | 18400 | 2.99 | 2.35 | 27212 | 3.41 | 1.9 | 8.1 | 6.85
Live | 216734984 |  | 11 | 16.5 | 27631 | 22797 | 18600 | 2.99 | 2.41 | 27741 | 3.55 | 1.96 | 8.5 | 7
Live | 216736597 |  | 10.5 | 14.5 | 26440 | 22926 | 19000 | 2.85 | 2.36 | 28005 | 3.42 | 1.9 | 8.1 | 6.9
Live | 216737245 |  | 10.5 | 15.5 | 26678 | 22926 | 18900 | 2.85 | 2.39 | 27741 | 3.46 | 1.85 | 8.1 | 6.85
Live | 216738908 |  | 11 | 16 | 26916 | 22540 | 18400 | 2.99 | 2.35 | 27476 | 3.4 | 1.85 | 8.1 | 6.8
Live | 216735832 |  | 11 | 16 | 27393 | 22540 | 18400 | 2.98 | 2.39 | 27212 | 3.48 | 1.98 | 8.5 | 7
Live | 216738099 |  | 11 | 16 | 26916 | 22540 | 18400 | 2.99 | 2.35 | 27212 | 3.41 | 1.9 | 8.1 | 6.85
Live | 216734983 |  | 11 | 16.5 | 27631 | 22797 | 18600 | 2.99 | 2.41 | 27741 | 3.55 | 1.96 | 8.5 | 7
Live | 216736596 |  | 10.5 | 14.5 | 26440 | 22926 | 19000 | 2.85 | 2.36 | 28005 | 3.42 | 1.9 | 8.1 | 6.9
Live | 216737241 |  | 10.5 | 16 | 27154 | 22926 | 19000 | 2.85 | 2.43 | 28005 | 3.57 | 1.96 | 8.5 | 7
Live | 216738907 |  | 11 | 16 | 26916 | 22540 | 18400 | 2.99 | 2.35 | 27476 | 3.4 | 1.85 | 8.1 | 6.8
Live | 216735831 |  | 11 | 16 | 27393 | 22540 | 18400 | 2.98 | 2.39 | 27212 | 3.48 | 1.98 | 8.5 | 7
Live | 216736595 |  | 10.5 | 14.5 | 26440 | 22926 | 19000 | 2.85 | 2.36 | 28005 | 3.42 | 1.9 | 8.1 | 6.9
Live | 216738906 |  | 11 | 16 | 26916 | 22540 | 18400 | 2.99 | 2.35 | 27476 | 3.4 | 1.85 | 8.1 | 6.8
Live | 216734982 |  | 11 | 16.5 | 27631 | 22797 | 18600 | 2.99 | 2.41 | 27741 | 3.55 | 1.96 | 8.5 | 7
Live | 216737240 |  | 10.5 | 16 | 27154 | 22926 | 19000 | 2.85 | 2.43 | 28005 | 3.57 | 1.96 | 8.5 | 7
Live | 216738096 |  | 11 | 16 | 26916 | 22668 | 18500 | 2.99 | 2.37 | 27476 | 3.44 | 1.85 | 8.1 | 6.8
Live | 216735830 |  | 11 | 16 | 27393 | 22540 | 18400 | 2.98 | 2.39 | 27212 | 3.48 | 1.98 | 8.5 | 7
Live | 216738905 |  | 11 | 16 | 26916 | 22540 | 18400 | 2.99 | 2.35 | 27476 | 3.4 | 1.85 | 8.1 | 6.8
Live | 216736592 |  | 10.5 | 14.5 | 26440 | 22797 | 19000 | 2.85 | 2.35 | 27741 | 3.37 | 1.9 | 8.1 | 6.95
Live | 216734981 |  | 11 | 16.5 | 27631 | 22797 | 18600 | 2.99 | 2.41 | 27741 | 3.55 | 1.96 | 8.5 | 7
Live | 216737239 |  | 10.5 | 16 | 27154 | 22926 | 19000 | 2.85 | 2.43 | 28005 | 3.57 | 1.96 | 8.5 | 7
Live | 216738095 |  | 11 | 16 | 26916 | 22668 | 18500 | 2.99 | 2.37 | 27476 | 3.44 | 1.85 | 8.1 | 6.8
Live | 216738904 |  | 11 | 16 | 26916 | 22540 | 18400 | 2.99 | 2.35 | 27476 | 3.4 | 1.85 | 8.1 | 6.8
Live | 216735827 |  | 11 | 16 | 27631 | 22540 | 18400 | 2.99 | 2.41 | 27212 | 3.53 | 1.98 | 8.5 | 7
Live | 216738094 |  | 11 | 16 | 26916 | 22668 | 18500 | 2.99 | 2.37 | 27476 | 3.44 | 1.85 | 8.1 | 6.8
Live | 216736591 |  | 10.5 | 14.5 | 26440 | 22797 | 19000 | 2.85 | 2.35 | 27741 | 3.37 | 1.9 | 8.1 | 6.95
Live | 216734980 |  | 11 | 16.5 | 27631 | 22797 | 18600 | 2.99 | 2.41 | 27741 | 3.55 | 1.96 | 8.5 | 7
Live | 216737238 |  | 10.5 | 16 | 27154 | 22926 | 19000 | 2.85 | 2.43 | 28005 | 3.57 | 1.96 | 8.5 | 7
Live | 216734978 |  | 11 | 16.5 | 27393 | 22668 | 18500 | 2.98 | 2.39 | 27476 | 3.49 | 1.94 | 8.5 | 7
Live | 216738903 |  | 11 | 16 | 26916 | 22540 | 18400 | 2.99 | 2.35 | 27476 | 3.4 | 1.85 | 8.1 | 6.8
Live | 216735826 |  | 11 | 16 | 27631 | 22540 | 18400 | 2.99 | 2.41 | 27212 | 3.53 | 1.98 | 8.5 | 7
Live | 216738093 |  | 11 | 16 | 26916 | 22668 | 18500 | 2.99 | 2.37 | 27476 | 3.44 | 1.85 | 8.1 | 6.8
Live | 216736590 |  | 10.5 | 14.5 | 26440 | 22797 | 19000 | 2.85 | 2.35 | 27741 | 3.37 | 1.9 | 8.1 | 6.95
Live | 216734977 |  | 11 | 16.5 | 27393 | 22668 | 18500 | 2.98 | 2.39 | 27476 | 3.49 | 1.94 | 8.5 | 7
Live | 216737237 |  | 10.5 | 16 | 27154 | 22926 | 19000 | 2.85 | 2.43 | 28005 | 3.57 | 1.96 | 8.5 | 7
Live | 216738899 |  | 11 | 16 | 26916 | 22668 | 18500 | 2.99 | 2.37 | 27476 | 3.44 | 1.85 | 8.1 | 6.75
Live | 216736589 |  | 10.5 | 14.5 | 26440 | 22797 | 19000 | 2.85 | 2.35 | 27741 | 3.37 | 1.9 | 8.1 | 6.95
Live | 216738092 |  | 11 | 16 | 26916 | 22668 | 18500 | 2.99 | 2.37 | 27476 | 3.44 | 1.85 | 8.1 | 6.8
Live | 216735825 |  | 11 | 16 | 27631 | 22540 | 18400 | 2.99 | 2.41 | 27212 | 3.53 | 1.98 | 8.5 | 7
Live | 216734976 |  | 11 | 16.5 | 27393 | 22668 | 18500 | 2.98 | 2.39 | 27476 | 3.49 | 1.94 | 8.5 | 7
Live | 216737236 |  | 10.5 | 16 | 27154 | 22926 | 19000 | 2.85 | 2.43 | 28005 | 3.57 | 1.96 | 8.5 | 7
Live | 216738898 |  | 11 | 16 | 26916 | 22668 | 18500 | 2.99 | 2.37 | 27476 | 3.44 | 1.85 | 8.1 | 6.75
Live | 216736588 |  | 10.5 | 14.5 | 26440 | 22797 | 19000 | 2.85 | 2.35 | 27741 | 3.37 | 1.9 | 8.1 | 6.95
Live | 216738091 |  | 11 | 16 | 26916 | 22668 | 18500 | 2.99 | 2.37 | 27476 | 3.44 | 1.85 | 8.1 | 6.8
Live | 216735824 |  | 11 | 16 | 27631 | 22540 | 18400 | 2.99 | 2.41 | 27212 | 3.53 | 1.98 | 8.5 | 7
Live | 216736587 |  | 10.5 | 14.5 | 26440 | 22797 | 19000 | 2.85 | 2.35 | 27741 | 3.37 | 1.9 | 8.1 | 6.95
Live | 216734975 |  | 11 | 16.5 | 27393 | 22668 | 18500 | 2.98 | 2.39 | 27476 | 3.49 | 1.94 | 8.5 | 7
Live | 216738897 |  | 11 | 16 | 26916 | 22668 | 18500 | 2.99 | 2.37 | 27476 | 3.44 | 1.85 | 8.1 | 6.75
Live | 216737235 |  | 10.5 | 16 | 27154 | 22926 | 19000 | 2.85 | 2.43 | 28005 | 3.57 | 1.96 | 8.5 | 7
Live | 216736586 |  | 10.5 | 14.5 | 26440 | 22797 | 19000 | 2.85 | 2.35 | 27741 | 3.37 | 1.9 | 8.1 | 6.95
Live | 216735823 |  | 11 | 16 | 27631 | 22540 | 18400 | 2.99 | 2.41 | 27212 | 3.53 | 1.98 | 8.5 | 7
Live | 216738090 |  | 11 | 16 | 26916 | 22668 | 18500 | 2.99 | 2.37 | 27476 | 3.44 | 1.85 | 8.1 | 6.8
Live | 216738896 |  | 11 | 16 | 26916 | 22668 | 18500 | 2.99 | 2.37 | 27476 | 3.44 | 1.85 | 8.1 | 6.75
Live | 216734974 |  | 11 | 16.5 | 27393 | 22668 | 18500 | 2.98 | 2.39 | 27476 | 3.49 | 1.94 | 8.5 | 7
Live | 216738088 |  | 10.5 | 15.5 | 26916 | 22540 | 18400 | 2.85 | 2.35 | 27476 | 3.4 | 1.9 | 8.1 | 6.85
Live | 216735822 |  | 11 | 16 | 27631 | 22540 | 18400 | 2.99 | 2.41 | 27212 | 3.53 | 1.98 | 8.5 | 7
Live | 216736583 |  | 10 | 14.5 | 26202 | 22797 | 19000 | 2.71 | 2.34 | 27741 | 3.36 | 1.9 | 8.1 | 6.9
Live | 216737234 |  | 10.5 | 16 | 27154 | 22926 | 19000 | 2.85 | 2.43 | 28005 | 3.57 | 1.96 | 8.5 | 7
Live | 216736582 |  | 10 | 14.5 | 26202 | 22797 | 19000 | 2.71 | 2.34 | 27741 | 3.36 | 1.9 | 8.1 | 6.9
Live | 216734973 |  | 11 | 16.5 | 27393 | 22668 | 18500 | 2.98 | 2.39 | 27476 | 3.49 | 1.94 | 8.5 | 7
Live | 216738895 |  | 11 | 16 | 26916 | 22668 | 18500 | 2.99 | 2.37 | 27476 | 3.44 | 1.85 | 8.1 | 6.75
Live | 216735821 |  | 11 | 16 | 27631 | 22540 | 18400 | 2.99 | 2.41 | 27212 | 3.53 | 1.98 | 8.5 | 7
Live | 216738087 |  | 10.5 | 15.5 | 26916 | 22540 | 18400 | 2.85 | 2.35 | 27476 | 3.4 | 1.9 | 8.1 | 6.85
Live | 216737230 |  | 10.5 | 16 | 27154 | 22926 | 19000 | 2.85 | 2.43 | 28005 | 3.57 | 1.96 | 8.5 | 7
Live | 216734972 |  | 11 | 16.5 | 27393 | 22668 | 18500 | 2.98 | 2.39 | 27476 | 3.49 | 1.94 | 8.5 | 7
Live | 216738894 |  | 11 | 16 | 26916 | 22668 | 18500 | 2.99 | 2.37 | 27476 | 3.44 | 1.85 | 8.1 | 6.75
Live | 216736581 |  | 10 | 14.5 | 26202 | 22797 | 19000 | 2.71 | 2.34 | 27741 | 3.36 | 1.9 | 8.1 | 6.9
Live | 216735820 |  | 11 | 16 | 27631 | 22540 | 18400 | 2.99 | 2.41 | 27212 | 3.53 | 1.98 | 8.5 | 7
Live | 216738086 |  | 10.5 | 15.5 | 26916 | 22540 | 18400 | 2.85 | 2.35 | 27476 | 3.4 | 1.9 | 8.1 | 6.85
Live | 216738893 |  | 11 | 16 | 26916 | 22668 | 18500 | 2.99 | 2.37 | 27476 | 3.44 | 1.85 | 8.1 | 6.75
Live | 216737229 |  | 10.5 | 16 | 27154 | 22926 | 19000 | 2.85 | 2.43 | 28005 | 3.57 | 1.96 | 8.5 | 7
Live | 216734971 |  | 11 | 16.5 | 27393 | 22668 | 18500 | 2.98 | 2.39 | 27476 | 3.49 | 1.94 | 8.5 | 7
Live | 216736580 |  | 10 | 14.5 | 26202 | 22797 | 19000 | 2.71 | 2.34 | 27741 | 3.36 | 1.9 | 8.1 | 6.9
Live | 216735817 |  | 11 | 15.5 | 27631 | 22668 | 18500 | 2.99 | 2.41 | 27476 | 3.55 | 1.98 | 8.5 | 7
Live | 216738085 |  | 10.5 | 15.5 | 26916 | 22540 | 18400 | 2.85 | 2.35 | 27476 | 3.4 | 1.9 | 8.1 | 6.85
Live | 216734969 |  | 11 | 16.5 | 27393 | 22668 | 18500 | 2.98 | 2.39 | 27476 | 3.49 | 1.96 | 8.5 | 7
Live | 216738892 |  | 11 | 16 | 26916 | 22668 | 18500 | 2.99 | 2.37 | 27476 | 3.44 | 1.85 | 8.1 | 6.75
Live | 216737228 |  | 10.5 | 16 | 27154 | 22926 | 19000 | 2.85 | 2.43 | 28005 | 3.57 | 1.96 | 8.5 | 7
Live | 216736579 |  | 10 | 14.5 | 26202 | 22797 | 19000 | 2.71 | 2.34 | 27741 | 3.36 | 1.9 | 8.1 | 6.9
Live | 216735816 |  | 11 | 15.5 | 27631 | 22668 | 18500 | 2.99 | 2.41 | 27476 | 3.55 | 1.98 | 8.5 | 7
Live | 216738084 |  | 10.5 | 15.5 | 26916 | 22540 | 18400 | 2.85 | 2.35 | 27476 | 3.4 | 1.9 | 8.1 | 6.85
Live | 216734968 |  | 11 | 16.5 | 27393 | 22668 | 18500 | 2.98 | 2.39 | 27476 | 3.49 | 1.96 | 8.5 | 7
Live | 216738889 |  | 10.5 | 15.2 | 26678 | 22540 | 18400 | 2.85 | 2.35 | 27476 | 3.4 | 1.85 | 8.1 | 6.85
Live | 216736578 |  | 10 | 14.5 | 26202 | 22797 | 19000 | 2.71 | 2.34 | 27741 | 3.36 | 1.9 | 8.1 | 6.9
Live | 216737227 |  | 10.5 | 16 | 27154 | 22926 | 19000 | 2.85 | 2.43 | 28005 | 3.57 | 1.96 | 8.5 | 7
Live | 216735815 |  | 11 | 15.5 | 27631 | 22668 | 18500 | 2.99 | 2.41 | 27476 | 3.55 | 1.98 | 8.5 | 7
Live | 216738083 |  | 10.5 | 15.5 | 26916 | 22540 | 18400 | 2.85 | 2.35 | 27476 | 3.4 | 1.9 | 8.1 | 6.85
Live | 216734967 |  | 11 | 16.5 | 27393 | 22668 | 18500 | 2.98 | 2.39 | 27476 | 3.49 | 1.96 | 8.5 | 7
Live | 216736577 |  | 10 | 14.5 | 26202 | 22797 | 19000 | 2.71 | 2.34 | 27741 | 3.36 | 1.9 | 8.1 | 6.9
Live | 216738888 |  | 10.5 | 15.2 | 26678 | 22540 | 18400 | 2.85 | 2.35 | 27476 | 3.4 | 1.85 | 8.1 | 6.85
Live | 216737226 |  | 10.5 | 16 | 27154 | 22926 | 19000 | 2.85 | 2.43 | 28005 | 3.57 | 1.96 | 8.5 | 7
Live | 216735814 |  | 11 | 15.5 | 27631 | 22668 | 18500 | 2.99 | 2.41 | 27476 | 3.55 | 1.98 | 8.5 | 7
Live | 216738082 |  | 10.5 | 15.5 | 26916 | 22540 | 18400 | 2.85 | 2.35 | 27476 | 3.4 | 1.9 | 8.1 | 6.85
Live | 216734966 |  | 11 | 16.5 | 27393 | 22668 | 18500 | 2.98 | 2.39 | 27476 | 3.49 | 1.96 | 8.5 | 7
Live | 216736573 |  | 10.5 | 14.5 | 26440 | 22926 | 19000 | 2.85 | 2.36 | 27741 | 3.43 | 1.9 | 8.1 | 6.85
Live | 216738887 |  | 10.5 | 15.2 | 26678 | 22540 | 18400 | 2.85 | 2.35 | 27476 | 3.4 | 1.85 | 8.1 | 6.85
Live | 216735813 |  | 11 | 15.5 | 27631 | 22668 | 18500 | 2.99 | 2.41 | 27476 | 3.55 | 1.98 | 8.5 | 7
Live | 216737225 |  | 10.5 | 16 | 27154 | 22926 | 19000 | 2.85 | 2.43 | 28005 | 3.57 | 1.96 | 8.5 | 7
Live | 216738081 |  | 10.5 | 15.5 | 26916 | 22540 | 18400 | 2.85 | 2.35 | 27476 | 3.4 | 1.9 | 8.1 | 6.85
Live | 216734965 |  | 11 | 16.5 | 27393 | 22668 | 18500 | 2.98 | 2.39 | 27476 | 3.49 | 1.96 | 8.5 | 7
Live | 216736572 |  | 10.5 | 14.5 | 26440 | 22926 | 19000 | 2.85 | 2.36 | 27741 | 3.43 | 1.9 | 8.1 | 6.85
Live | 216738886 |  | 10.5 | 15.2 | 26678 | 22540 | 18400 | 2.85 | 2.35 | 27476 | 3.4 | 1.85 | 8.1 | 6.85
Live | 216735812 |  | 11 | 15.5 | 27631 | 22668 | 18500 | 2.99 | 2.41 | 27476 | 3.55 | 1.98 | 8.5 | 7
Live | 216736571 |  | 10.5 | 14.5 | 26440 | 22926 | 19000 | 2.85 | 2.36 | 27741 | 3.43 | 1.9 | 8.1 | 6.85
Live | 216738077 |  | 11 | 16 | 27154 | 22668 | 18600 | 2.99 | 2.39 | 27476 | 3.52 | 1.85 | 8.1 | 6.75
Live | 216737224 |  | 10.5 | 16 | 27154 | 22926 | 19000 | 2.85 | 2.43 | 28005 | 3.57 | 1.96 | 8.5 | 7
Live | 216734964 |  | 11 | 16.5 | 27393 | 22668 | 18500 | 2.98 | 2.39 | 27476 | 3.49 | 1.96 | 8.5 | 7
Live | 216735811 |  | 11 | 15.5 | 27631 | 22668 | 18500 | 2.99 | 2.41 | 27476 | 3.55 | 1.98 | 8.5 | 7
Live | 216738885 |  | 10.5 | 15.2 | 26678 | 22540 | 18400 | 2.85 | 2.35 | 27476 | 3.4 | 1.85 | 8.1 | 6.85
Live | 216734963 |  | 11 | 16.5 | 27393 | 22668 | 18500 | 2.98 | 2.39 | 27476 | 3.49 | 1.96 | 8.5 | 7
Live | 216738076 |  | 11 | 16 | 27154 | 22668 | 18600 | 2.99 | 2.39 | 27476 | 3.52 | 1.85 | 8.1 | 6.75
Live | 216737223 |  | 10.5 | 16 | 27154 | 22926 | 19000 | 2.85 | 2.43 | 28005 | 3.57 | 1.96 | 8.5 | 7
Live | 216736570 |  | 10.5 | 14.5 | 26440 | 22926 | 19000 | 2.85 | 2.36 | 27741 | 3.43 | 1.9 | 8.1 | 6.85
Live | 216736569 |  | 10.5 | 14.5 | 26440 | 22926 | 19000 | 2.85 | 2.36 | 27741 | 3.43 | 1.9 | 8.1 | 6.85
Live | 216735810 |  | 11 | 15.5 | 27631 | 22668 | 18500 | 2.99 | 2.41 | 27476 | 3.55 | 1.98 | 8.5 | 7
Live | 216738884 |  | 10.5 | 15.2 | 26678 | 22540 | 18400 | 2.85 | 2.35 | 27476 | 3.4 | 1.85 | 8.1 | 6.85
Live | 216734962 |  | 11 | 16.5 | 27393 | 22668 | 18500 | 2.98 | 2.39 | 27476 | 3.49 | 1.96 | 8.5 | 7
Live | 216737219 |  | 10.5 | 16 | 26678 | 22668 | 18800 | 2.85 | 2.39 | 27741 | 3.44 | 1.85 | 8.1 | 6.85
Live | 216735809 |  | 11 | 15.5 | 27631 | 22668 | 18500 | 2.99 | 2.41 | 27476 | 3.55 | 1.98 | 8.5 | 7
Live | 216738075 |  | 11 | 16 | 27154 | 22668 | 18600 | 2.99 | 2.39 | 27476 | 3.52 | 1.85 | 8.1 | 6.75
Live | 216736568 |  | 10.5 | 14.5 | 26440 | 22926 | 19000 | 2.85 | 2.36 | 27741 | 3.43 | 1.9 | 8.1 | 6.85
Live | 216734959 |  | 11 | 16 | 27154 | 22540 | 18400 | 2.99 | 2.38 | 27212 | 3.42 | 1.9 | 8.1 | 6.85
Live | 216736567 |  | 10.5 | 14.5 | 26440 | 22926 | 19000 | 2.85 | 2.36 | 27741 | 3.43 | 1.9 | 8.1 | 6.85
Live | 216737218 |  | 10.5 | 16 | 26678 | 22668 | 18800 | 2.85 | 2.39 | 27741 | 3.44 | 1.85 | 8.1 | 6.85
Live | 216738883 |  | 10.5 | 15.2 | 26678 | 22540 | 18400 | 2.85 | 2.35 | 27476 | 3.4 | 1.85 | 8.1 | 6.85
Live | 216738074 |  | 11 | 16 | 27154 | 22668 | 18600 | 2.99 | 2.39 | 27476 | 3.52 | 1.85 | 8.1 | 6.75
Live | 216735808 |  | 11 | 15.5 | 27631 | 22668 | 18500 | 2.99 | 2.41 | 27476 | 3.55 | 1.98 | 8.5 | 7
Live | 216734958 |  | 11 | 16 | 27154 | 22540 | 18400 | 2.99 | 2.38 | 27212 | 3.42 | 1.9 | 8.1 | 6.85
Live | 216736564 |  | 10.5 | 14.5 | 26916 | 23055 | 19100 | 2.85 | 2.39 | 28005 | 3.49 | 1.9 | 8.1 | 6.85
Live | 216737217 |  | 10.5 | 16 | 26678 | 22668 | 18800 | 2.85 | 2.39 | 27741 | 3.44 | 1.85 | 8.1 | 6.85
Live | 216738882 |  | 10.5 | 15.2 | 26678 | 22540 | 18400 | 2.85 | 2.35 | 27476 | 3.4 | 1.85 | 8.1 | 6.85
Live | 216736563 |  | 10.5 | 14.5 | 26916 | 23055 | 19100 | 2.85 | 2.39 | 28005 | 3.49 | 1.9 | 8.1 | 6.85
Live | 216735805 |  | 11 | 16 | 28107 | 22797 | 18600 | 2.98 | 2.45 | 27741 | 3.65 | 1.96 | 8.5 | 7
Live | 216734957 |  | 11 | 16 | 27154 | 22540 | 18400 | 2.99 | 2.38 | 27212 | 3.42 | 1.9 | 8.1 | 6.85
Live | 216738073 |  | 11 | 16 | 27154 | 22668 | 18600 | 2.99 | 2.39 | 27476 | 3.52 | 1.85 | 8.1 | 6.75
Live | 216735804 |  | 11 | 16 | 28107 | 22797 | 18600 | 2.98 | 2.45 | 27741 | 3.65 | 1.96 | 8.5 | 7
Live | 216738879 |  | 11 | 15.5 | 27393 | 22797 | 18600 | 2.98 | 2.41 | 27741 | 3.53 | 1.85 | 8.1 | 6.8
Live | 216737216 |  | 10.5 | 16 | 26678 | 22668 | 18800 | 2.85 | 2.39 | 27741 | 3.44 | 1.85 | 8.1 | 6.85
Live | 216736562 |  | 10.5 | 14.5 | 26916 | 23055 | 19100 | 2.85 | 2.39 | 28005 | 3.49 | 1.9 | 8.1 | 6.85
Live | 216734956 |  | 11 | 16 | 27154 | 22540 | 18400 | 2.99 | 2.38 | 27212 | 3.42 | 1.9 | 8.1 | 6.85
Live | 216735803 |  | 11 | 16 | 28107 | 22797 | 18600 | 2.98 | 2.45 | 27741 | 3.65 | 1.96 | 8.5 | 7
Live | 216738072 |  | 11 | 16 | 27154 | 22668 | 18600 | 2.99 | 2.39 | 27476 | 3.52 | 1.85 | 8.1 | 6.75
Live | 216738878 |  | 11 | 15.5 | 27393 | 22797 | 18600 | 2.98 | 2.41 | 27741 | 3.53 | 1.85 | 8.1 | 6.8
Live | 216737215 |  | 10.5 | 16 | 26678 | 22668 | 18800 | 2.85 | 2.39 | 27741 | 3.44 | 1.85 | 8.1 | 6.85
Live | 216735802 |  | 11 | 16 | 28107 | 22797 | 18600 | 2.98 | 2.45 | 27741 | 3.65 | 1.96 | 8.5 | 7
Live | 216736561 |  | 10.5 | 14.5 | 26916 | 23055 | 19100 | 2.85 | 2.39 | 28005 | 3.49 | 1.9 | 8.1 | 6.85
Live | 216738071 |  | 11 | 16 | 27154 | 22668 | 18600 | 2.99 | 2.39 | 27476 | 3.52 | 1.85 | 8.1 | 6.75
Live | 216734955 |  | 11 | 16 | 27154 | 22540 | 18400 | 2.99 | 2.38 | 27212 | 3.42 | 1.9 | 8.1 | 6.85
Live | 216736560 |  | 10.5 | 14.5 | 26916 | 23055 | 19100 | 2.85 | 2.39 | 28005 | 3.49 | 1.9 | 8.1 | 6.85
Live | 216738877 |  | 11 | 15.5 | 27393 | 22797 | 18600 | 2.98 | 2.41 | 27741 | 3.53 | 1.85 | 8.1 | 6.8
Live | 216737214 |  | 10.5 | 16 | 26678 | 22668 | 18800 | 2.85 | 2.39 | 27741 | 3.44 | 1.85 | 8.1 | 6.85
Live | 216738067 |  | 11 | 16 | 26916 | 22668 | 18500 | 2.99 | 2.37 | 27476 | 3.44 | 1.85 | 8.1 | 6.8
Live | 216735801 |  | 11 | 16 | 28107 | 22797 | 18600 | 2.98 | 2.45 | 27741 | 3.65 | 1.96 | 8.5 | 7
Live | 216734954 |  | 11 | 16 | 27154 | 22540 | 18400 | 2.99 | 2.38 | 27212 | 3.42 | 1.9 | 8.1 | 6.85
Live | 216736559 |  | 10.5 | 14.5 | 26916 | 23055 | 19100 | 2.85 | 2.39 | 28005 | 3.49 | 1.9 | 8.1 | 6.85
Live | 216737213 |  | 10.5 | 16 | 26678 | 22668 | 18800 | 2.85 | 2.39 | 27741 | 3.44 | 1.85 | 8.1 | 6.85
Live | 216738066 |  | 11 | 16 | 26916 | 22668 | 18500 | 2.99 | 2.37 | 27476 | 3.44 | 1.85 | 8.1 | 6.8
Live | 216738876 |  | 11 | 15.5 | 27393 | 22797 | 18600 | 2.98 | 2.41 | 27741 | 3.53 | 1.85 | 8.1 | 6.8
Live | 216734953 |  | 11 | 16 | 27154 | 22540 | 18400 | 2.99 | 2.38 | 27212 | 3.42 | 1.9 | 8.1 | 6.85
Live | 216735800 |  | 11 | 16 | 28107 | 22797 | 18600 | 2.98 | 2.45 | 27741 | 3.65 | 1.96 | 8.5 | 7
Live | 216736558 |  | 10.5 | 14.5 | 26916 | 23055 | 19100 | 2.85 | 2.39 | 28005 | 3.49 | 1.9 | 8.1 | 6.85
Live | 216737212 |  | 10.5 | 16 | 26678 | 22668 | 18800 | 2.85 | 2.39 | 27741 | 3.44 | 1.85 | 8.1 | 6.85
Live | 216738065 |  | 11 | 16 | 26916 | 22668 | 18500 | 2.99 | 2.37 | 27476 | 3.44 | 1.85 | 8.1 | 6.8
Live | 216738875 |  | 11 | 15.5 | 27393 | 22797 | 18600 | 2.98 | 2.41 | 27741 | 3.53 | 1.85 | 8.1 | 6.8
Live | 216736555 |  | 10.5 | 15 | 26678 | 22926 | 19000 | 2.85 | 2.39 | 28005 | 3.46 | 1.9 | 8.1 | 6.85
Live | 216734952 |  | 11 | 16 | 27154 | 22540 | 18400 | 2.99 | 2.38 | 27212 | 3.42 | 1.9 | 8.1 | 6.85
Live | 216738064 |  | 11 | 16 | 26916 | 22668 | 18500 | 2.99 | 2.37 | 27476 | 3.44 | 1.85 | 8.1 | 6.8
Live | 216735799 |  | 11 | 16 | 28107 | 22797 | 18600 | 2.98 | 2.45 | 27741 | 3.65 | 1.96 | 8.5 | 7
Live | 216737209 |  | 10.5 | 15 | 27154 | 23055 | 19000 | 2.85 | 2.41 | 28005 | 3.54 | 1.85 | 8.1 | 6.8
Live | 216738874 |  | 11 | 15.5 | 27393 | 22797 | 18600 | 2.98 | 2.41 | 27741 | 3.53 | 1.85 | 8.1 | 6.8
Live | 216734948 |  | 11 | 16 | 27154 | 22540 | 18400 | 2.99 | 2.38 | 27212 | 3.44 | 1.96 | 8.5 | 7
Live | 216737208 |  | 10.5 | 15 | 27154 | 23055 | 19000 | 2.85 | 2.41 | 28005 | 3.54 | 1.85 | 8.1 | 6.8
Live | 216736554 |  | 10.5 | 15 | 26678 | 22926 | 19000 | 2.85 | 2.39 | 28005 | 3.46 | 1.9 | 8.1 | 6.85
Live | 216735797 |  | 11 | 16.5 | 27393 | 22411 | 18400 | 2.98 | 2.41 | 27212 | 3.51 | 1.98 | 8.5 | 7
Live | 216738063 |  | 11 | 16 | 26916 | 22668 | 18500 | 2.99 | 2.37 | 27476 | 3.44 | 1.85 | 8.1 | 6.8
Live | 216736553 |  | 10.5 | 15 | 26678 | 22926 | 19000 | 2.85 | 2.39 | 28005 | 3.46 | 1.9 | 8.1 | 6.85
Live | 216738873 |  | 11 | 15.5 | 27393 | 22797 | 18600 | 2.98 | 2.41 | 27741 | 3.53 | 1.85 | 8.1 | 6.8
Live | 216737207 |  | 10.5 | 15 | 27154 | 23055 | 19000 | 2.85 | 2.41 | 28005 | 3.54 | 1.85 | 8.1 | 6.8
Live | 216734947 |  | 11 | 16 | 27154 | 22540 | 18400 | 2.99 | 2.38 | 27212 | 3.44 | 1.96 | 8.5 | 7
Live | 216735796 |  | 11 | 16.5 | 27393 | 22411 | 18400 | 2.98 | 2.41 | 27212 | 3.51 | 1.98 | 8.5 | 7
Live | 216736552 |  | 10.5 | 15 | 26678 | 22926 | 19000 | 2.85 | 2.39 | 28005 | 3.46 | 1.9 | 8.1 | 6.85
Live | 216738872 |  | 11 | 15.5 | 27393 | 22797 | 18600 | 2.98 | 2.41 | 27741 | 3.53 | 1.85 | 8.1 | 6.8
Live | 216738062 |  | 11 | 16 | 26916 | 22668 | 18500 | 2.99 | 2.37 | 27476 | 3.44 | 1.85 | 8.1 | 6.8
Live | 216734946 |  | 11 | 16 | 27154 | 22540 | 18400 | 2.99 | 2.38 | 27212 | 3.44 | 1.96 | 8.5 | 7
Live | 216737206 |  | 10.5 | 15 | 27154 | 23055 | 19000 | 2.85 | 2.41 | 28005 | 3.54 | 1.85 | 8.1 | 6.8
Live | 216735795 |  | 11 | 16.5 | 27393 | 22411 | 18400 | 2.98 | 2.41 | 27212 | 3.51 | 1.98 | 8.5 | 7
Live | 216738869 |  | 11 | 16 | 26916 | 22540 | 18400 | 2.99 | 2.38 | 27476 | 3.43 | 1.85 | 8.1 | 6.8
Live | 216738061 |  | 11 | 16 | 26916 | 22668 | 18500 | 2.99 | 2.37 | 27476 | 3.44 | 1.85 | 8.1 | 6.8
Live | 216736551 |  | 10.5 | 15 | 26678 | 22926 | 19000 | 2.85 | 2.39 | 28005 | 3.46 | 1.9 | 8.1 | 6.85
Live | 216734945 |  | 11 | 16 | 27154 | 22540 | 18400 | 2.99 | 2.38 | 27212 | 3.44 | 1.96 | 8.5 | 7
Live | 216737205 |  | 10.5 | 15 | 27154 | 23055 | 19000 | 2.85 | 2.41 | 28005 | 3.54 | 1.85 | 8.1 | 6.8
Live | 216734944 |  | 11 | 16 | 27154 | 22540 | 18400 | 2.99 | 2.38 | 27212 | 3.44 | 1.96 | 8.5 | 7
Live | 216735794 |  | 11 | 16.5 | 27393 | 22411 | 18400 | 2.98 | 2.41 | 27212 | 3.51 | 1.98 | 8.5 | 7
Live | 216736550 |  | 10.5 | 15 | 26678 | 22926 | 19000 | 2.85 | 2.39 | 28005 | 3.46 | 1.9 | 8.1 | 6.85
Live | 216738868 |  | 11 | 16 | 26916 | 22540 | 18400 | 2.99 | 2.38 | 27476 | 3.43 | 1.85 | 8.1 | 6.8
Live | 216738060 |  | 11 | 16 | 26916 | 22668 | 18500 | 2.99 | 2.37 | 27476 | 3.44 | 1.85 | 8.1 | 6.8
Live | 216737204 |  | 10.5 | 15 | 27154 | 23055 | 19000 | 2.85 | 2.41 | 28005 | 3.54 | 1.85 | 8.1 | 6.8
Live | 216734943 |  | 11 | 16 | 27154 | 22540 | 18400 | 2.99 | 2.38 | 27212 | 3.44 | 1.96 | 8.5 | 7
Live | 216736549 |  | 10.5 | 15 | 26678 | 22926 | 19000 | 2.85 | 2.39 | 28005 | 3.46 | 1.9 | 8.1 | 6.85
Live | 216737203 |  | 10.5 | 15 | 27154 | 23055 | 19000 | 2.85 | 2.41 | 28005 | 3.54 | 1.85 | 8.1 | 6.8
Live | 216735793 |  | 11 | 16.5 | 27393 | 22411 | 18400 | 2.98 | 2.41 | 27212 | 3.51 | 1.98 | 8.5 | 7
Live | 216738057 |  | 10.5 | 15.5 | 27154 | 22668 | 18500 | 2.85 | 2.39 | 27476 | 3.49 | 1.9 | 8.1 | 6.8
Live | 216738867 |  | 11 | 16 | 26916 | 22540 | 18400 | 2.99 | 2.38 | 27476 | 3.43 | 1.85 | 8.1 | 6.8
Live | 216734942 |  | 11 | 16 | 27154 | 22540 | 18400 | 2.99 | 2.38 | 27212 | 3.44 | 1.96 | 8.5 | 7
Live | 216734941 |  | 11 | 16 | 27154 | 22540 | 18400 | 2.99 | 2.38 | 27212 | 3.44 | 1.96 | 8.5 | 7
Live | 216735792 |  | 11 | 16.5 | 27393 | 22411 | 18400 | 2.98 | 2.41 | 27212 | 3.51 | 1.98 | 8.5 | 7
Live | 216736548 |  | 10.5 | 15 | 26678 | 22926 | 19000 | 2.85 | 2.39 | 28005 | 3.46 | 1.9 | 8.1 | 6.85
Live | 216737202 |  | 10.5 | 15 | 27154 | 23055 | 19000 | 2.85 | 2.41 | 28005 | 3.54 | 1.85 | 8.1 | 6.8
Live | 216738056 |  | 10.5 | 15.5 | 27154 | 22668 | 18500 | 2.85 | 2.39 | 27476 | 3.49 | 1.9 | 8.1 | 6.8
Live | 216738866 |  | 11 | 16 | 26916 | 22540 | 18400 | 2.99 | 2.38 | 27476 | 3.43 | 1.85 | 8.1 | 6.8
Live | 216734937 |  | 11 | 16.5 | 27393 | 22668 | 18500 | 2.98 | 2.39 | 27476 | 3.49 | 1.98 | 8.5 | 7
Live | 216736545 |  | 10.5 | 15.2 | 26678 | 22926 | 19000 | 2.85 | 2.39 | 28005 | 3.46 | 1.9 | 8.1 | 6.85
Live | 216737200 |  | 10.5 | 15.2 | 27154 | 23055 | 19000 | 2.85 | 2.43 | 28005 | 3.55 | 1.85 | 8.1 | 6.8
Live | 216735791 |  | 11 | 16.5 | 27393 | 22411 | 18400 | 2.98 | 2.41 | 27212 | 3.51 | 1.98 | 8.5 | 7
Live | 216738865 |  | 11 | 16 | 26916 | 22540 | 18400 | 2.99 | 2.38 | 27476 | 3.43 | 1.85 | 8.1 | 6.8
Live | 216738055 |  | 10.5 | 15.5 | 27154 | 22668 | 18500 | 2.85 | 2.39 | 27476 | 3.49 | 1.9 | 8.1 | 6.8
Live | 216734936 |  | 11 | 16.5 | 27393 | 22668 | 18500 | 2.98 | 2.39 | 27476 | 3.49 | 1.98 | 8.5 | 7
Live | 216737199 |  | 10.5 | 15.2 | 27154 | 23055 | 19000 | 2.85 | 2.43 | 28005 | 3.55 | 1.85 | 8.1 | 6.8
Live | 216736544 |  | 10.5 | 15.2 | 26678 | 22926 | 19000 | 2.85 | 2.39 | 28005 | 3.46 | 1.9 | 8.1 | 6.85
Live | 216738054 |  | 10.5 | 15.5 | 27154 | 22668 | 18500 | 2.85 | 2.39 | 27476 | 3.49 | 1.9 | 8.1 | 6.8
Live | 216735790 |  | 11 | 16.5 | 27393 | 22411 | 18400 | 2.98 | 2.41 | 27212 | 3.51 | 1.98 | 8.5 | 7
Live | 216738864 |  | 11 | 16 | 26916 | 22540 | 18400 | 2.99 | 2.38 | 27476 | 3.43 | 1.85 | 8.1 | 6.8
Live | 216734935 |  | 11 | 16.5 | 27393 | 22668 | 18500 | 2.98 | 2.39 | 27476 | 3.49 | 1.98 | 8.5 | 7
Live | 216738053 |  | 10.5 | 15.5 | 27154 | 22668 | 18500 | 2.85 | 2.39 | 27476 | 3.49 | 1.9 | 8.1 | 6.8
Live | 216737198 |  | 10.5 | 15.2 | 27154 | 23055 | 19000 | 2.85 | 2.43 | 28005 | 3.55 | 1.85 | 8.1 | 6.8
Live | 216736543 |  | 10.5 | 15.2 | 26678 | 22926 | 19000 | 2.85 | 2.39 | 28005 | 3.46 | 1.9 | 8.1 | 6.85
Live | 216738863 |  | 11 | 16 | 26916 | 22540 | 18400 | 2.99 | 2.38 | 27476 | 3.43 | 1.85 | 8.1 | 6.8
Live | 216734934 |  | 11 | 16.5 | 27393 | 22668 | 18500 | 2.98 | 2.39 | 27476 | 3.49 | 1.98 | 8.5 | 7
Live | 216735787 |  | 11 | 16.5 | 28107 | 22668 | 18500 | 2.98 | 2.45 | 27476 | 3.64 | 1.96 | 8.5 | 7
Live | 216738052 |  | 10.5 | 15.5 | 27154 | 22668 | 18500 | 2.85 | 2.39 | 27476 | 3.49 | 1.9 | 8.1 | 6.8
Live | 216737197 |  | 10.5 | 15.2 | 27154 | 23055 | 19000 | 2.85 | 2.43 | 28005 | 3.55 | 1.85 | 8.1 | 6.8
Live | 216736542 |  | 10.5 | 15.2 | 26678 | 22926 | 19000 | 2.85 | 2.39 | 28005 | 3.46 | 1.9 | 8.1 | 6.85
Live | 216738051 |  | 10.5 | 15.5 | 27154 | 22668 | 18500 | 2.85 | 2.39 | 27476 | 3.49 | 1.9 | 8.1 | 6.8
Live | 216734933 |  | 11 | 16.5 | 27393 | 22668 | 18500 | 2.98 | 2.39 | 27476 | 3.49 | 1.98 | 8.5 | 7
Live | 216735786 |  | 11 | 16.5 | 28107 | 22668 | 18500 | 2.98 | 2.45 | 27476 | 3.64 | 1.96 | 8.5 | 7
Live | 216738862 |  | 11 | 16 | 26916 | 22540 | 18400 | 2.99 | 2.38 | 27476 | 3.43 | 1.85 | 8.1 | 6.8
Live | 216737196 |  | 10.5 | 15.2 | 27154 | 23055 | 19000 | 2.85 | 2.43 | 28005 | 3.55 | 1.85 | 8.1 | 6.8
Live | 216736541 |  | 10.5 | 15.2 | 26678 | 22926 | 19000 | 2.85 | 2.39 | 28005 | 3.46 | 1.9 | 8.1 | 6.85
Live | 216735785 |  | 11 | 16.5 | 28107 | 22668 | 18500 | 2.98 | 2.45 | 27476 | 3.64 | 1.96 | 8.5 | 7
Live | 216734932 |  | 11 | 16.5 | 27393 | 22668 | 18500 | 2.98 | 2.39 | 27476 | 3.49 | 1.98 | 8.5 | 7
Live | 216738047 |  | 11 | 16 | 27154 | 22668 | 18500 | 2.99 | 2.37 | 27476 | 3.44 | 1.85 | 8.1 | 6.8
Live | 216736540 |  | 10.5 | 15.2 | 26678 | 22926 | 19000 | 2.85 | 2.39 | 28005 | 3.46 | 1.9 | 8.1 | 6.85
Live | 216738859 |  | 11 | 16 | 27154 | 22797 | 18600 | 2.99 | 2.39 | 27741 | 3.5 | 1.85 | 8.1 | 6.8
Live | 216737195 |  | 10.5 | 15.2 | 27154 | 23055 | 19000 | 2.85 | 2.43 | 28005 | 3.55 | 1.85 | 8.1 | 6.8
Live | 216735784 |  | 11 | 16.5 | 28107 | 22668 | 18500 | 2.98 | 2.45 | 27476 | 3.64 | 1.96 | 8.5 | 7
Live | 216734931 |  | 11 | 16.5 | 27393 | 22668 | 18500 | 2.98 | 2.39 | 27476 | 3.49 | 1.98 | 8.5 | 7
Live | 216738046 |  | 11 | 16 | 27154 | 22668 | 18500 | 2.99 | 2.37 | 27476 | 3.44 | 1.85 | 8.1 | 6.8
Live | 216737194 |  | 10.5 | 15.2 | 27154 | 23055 | 19000 | 2.85 | 2.43 | 28005 | 3.55 | 1.85 | 8.1 | 6.8
Live | 216736539 |  | 10.5 | 15.2 | 26678 | 22926 | 19000 | 2.85 | 2.39 | 28005 | 3.46 | 1.9 | 8.1 | 6.85
Live | 216738858 |  | 11 | 16 | 27154 | 22797 | 18600 | 2.99 | 2.39 | 27741 | 3.5 | 1.85 | 8.1 | 6.8
Live | 216735783 |  | 11 | 16.5 | 28107 | 22668 | 18500 | 2.98 | 2.45 | 27476 | 3.64 | 1.96 | 8.5 | 7
Live | 216736535 |  | 10.5 | 15.2 | 26678 | 22926 | 19000 | 2.85 | 2.39 | 28005 | 3.45 | 1.9 | 8.1 | 6.85
Live | 216734927 |  | 11 | 16.5 | 27154 | 22540 | 18400 | 2.99 | 2.39 | 27212 | 3.47 | 1.98 | 8.5 | 7
Live | 216738045 |  | 11 | 16 | 27154 | 22668 | 18500 | 2.99 | 2.37 | 27476 | 3.44 | 1.85 | 8.1 | 6.8
Live | 216737193 |  | 10.5 | 15.2 | 27154 | 23055 | 19000 | 2.85 | 2.43 | 28005 | 3.55 | 1.85 | 8.1 | 6.8
Live | 216735782 |  | 11 | 16.5 | 28107 | 22668 | 18500 | 2.98 | 2.45 | 27476 | 3.64 | 1.96 | 8.5 | 7
Live | 216738857 |  | 11 | 16 | 27154 | 22797 | 18600 | 2.99 | 2.39 | 27741 | 3.5 | 1.85 | 8.1 | 6.8
Live | 216736534 |  | 10.5 | 15.2 | 26678 | 22926 | 19000 | 2.85 | 2.39 | 28005 | 3.45 | 1.9 | 8.1 | 6.85
Live | 216738044 |  | 11 | 16 | 27154 | 22668 | 18500 | 2.99 | 2.37 | 27476 | 3.44 | 1.85 | 8.1 | 6.8
Live | 216734926 |  | 11 | 16.5 | 27154 | 22540 | 18400 | 2.99 | 2.39 | 27212 | 3.47 | 1.98 | 8.5 | 7
Live | 216737191 |  | 10.5 | 15 | 27154 | 23055 | 19000 | 2.85 | 2.41 | 28005 | 3.54 | 1.9 | 8.1 | 6.85
Live | 216735781 |  | 11 | 16.5 | 28107 | 22668 | 18500 | 2.98 | 2.45 | 27476 | 3.64 | 1.96 | 8.5 | 7
Live | 216738856 |  | 11 | 16 | 27154 | 22797 | 18600 | 2.99 | 2.39 | 27741 | 3.5 | 1.85 | 8.1 | 6.8
Live | 216736533 |  | 10.5 | 15.2 | 26678 | 22926 | 19000 | 2.85 | 2.39 | 28005 | 3.45 | 1.9 | 8.1 | 6.85
Live | 216737190 |  | 10.5 | 15 | 27154 | 23055 | 19000 | 2.85 | 2.41 | 28005 | 3.54 | 1.9 | 8.1 | 6.85
Live | 216738043 |  | 11 | 16 | 27154 | 22668 | 18500 | 2.99 | 2.37 | 27476 | 3.44 | 1.85 | 8.1 | 6.8
Live | 216734925 |  | 11 | 16.5 | 27154 | 22540 | 18400 | 2.99 | 2.39 | 27212 | 3.47 | 1.98 | 8.5 | 7
Live | 216735778 |  | 11 | 16.5 | 27393 | 22411 | 18300 | 2.98 | 2.39 | 26948 | 3.49 | 1.98 | 8.5 | 7
Live | 216736532 |  | 10.5 | 15.2 | 26678 | 22926 | 19000 | 2.85 | 2.39 | 28005 | 3.45 | 1.9 | 8.1 | 6.85
Live | 216738042 |  | 11 | 16 | 27154 | 22668 | 18500 | 2.99 | 2.37 | 27476 | 3.44 | 1.85 | 8.1 | 6.8
Live | 216737189 |  | 10.5 | 15 | 27154 | 23055 | 19000 | 2.85 | 2.41 | 28005 | 3.54 | 1.9 | 8.1 | 6.85
Live | 216738855 |  | 11 | 16 | 27154 | 22797 | 18600 | 2.99 | 2.39 | 27741 | 3.5 | 1.85 | 8.1 | 6.8
Live | 216736531 |  | 10.5 | 15.2 | 26678 | 22926 | 19000 | 2.85 | 2.39 | 28005 | 3.45 | 1.9 | 8.1 | 6.85
Live | 216734924 |  | 11 | 16.5 | 27154 | 22540 | 18400 | 2.99 | 2.39 | 27212 | 3.47 | 1.98 | 8.5 | 7
Live | 216737188 |  | 10.5 | 15 | 27154 | 23055 | 19000 | 2.85 | 2.41 | 28005 | 3.54 | 1.9 | 8.1 | 6.85
Live | 216738041 |  | 11 | 16 | 27154 | 22668 | 18500 | 2.99 | 2.37 | 27476 | 3.44 | 1.85 | 8.1 | 6.8
Live | 216735777 |  | 11 | 16.5 | 27393 | 22411 | 18300 | 2.98 | 2.39 | 26948 | 3.49 | 1.98 | 8.5 | 7
Live | 216738854 |  | 11 | 16 | 27154 | 22797 | 18600 | 2.99 | 2.39 | 27741 | 3.5 | 1.85 | 8.1 | 6.8
Live | 216736530 |  | 10.5 | 15.2 | 26678 | 22926 | 19000 | 2.85 | 2.39 | 28005 | 3.45 | 1.9 | 8.1 | 6.85
Live | 216734923 |  | 11 | 16.5 | 27154 | 22540 | 18400 | 2.99 | 2.39 | 27212 | 3.47 | 1.98 | 8.5 | 7
Live | 216735776 |  | 11 | 16.5 | 27393 | 22411 | 18300 | 2.98 | 2.39 | 26948 | 3.49 | 1.98 | 8.5 | 7
Live | 216737187 |  | 10.5 | 15 | 27154 | 23055 | 19000 | 2.85 | 2.41 | 28005 | 3.54 | 1.9 | 8.1 | 6.85
Live | 216738040 |  | 11 | 16 | 27154 | 22668 | 18500 | 2.99 | 2.37 | 27476 | 3.44 | 1.85 | 8.1 | 6.8
Live | 216738853 |  | 11 | 16 | 27154 | 22797 | 18600 | 2.99 | 2.39 | 27741 | 3.5 | 1.85 | 8.1 | 6.8
Live | 216736529 |  | 10.5 | 15.2 | 26678 | 22926 | 19000 | 2.85 | 2.39 | 28005 | 3.45 | 1.9 | 8.1 | 6.85
Live | 216734922 |  | 11 | 16.5 | 27154 | 22540 | 18400 | 2.99 | 2.39 | 27212 | 3.47 | 1.98 | 8.5 | 7
Live | 216737186 |  | 10.5 | 15 | 27154 | 23055 | 19000 | 2.85 | 2.41 | 28005 | 3.54 | 1.9 | 8.1 | 6.85
Live | 216735775 |  | 11 | 16.5 | 27393 | 22411 | 18300 | 2.98 | 2.39 | 26948 | 3.49 | 1.98 | 8.5 | 7
Live | 216738036 |  | 10.5 | 16 | 26916 | 22540 | 18400 | 2.85 | 2.38 | 27212 | 3.42 | 1.85 | 8.1 | 6.8
Live | 216738852 |  | 11 | 16 | 27154 | 22797 | 18600 | 2.99 | 2.39 | 27741 | 3.5 | 1.85 | 8.1 | 6.8
Live | 216736528 |  | 10.5 | 15.2 | 26678 | 22926 | 19000 | 2.85 | 2.39 | 28005 | 3.45 | 1.9 | 8.1 | 6.85
Live | 216737185 |  | 10.5 | 15 | 27154 | 23055 | 19000 | 2.85 | 2.41 | 28005 | 3.54 | 1.9 | 8.1 | 6.85
Live | 216734921 |  | 11 | 16.5 | 27154 | 22540 | 18400 | 2.99 | 2.39 | 27212 | 3.47 | 1.98 | 8.5 | 7
Live | 216735774 |  | 11 | 16.5 | 27393 | 22411 | 18300 | 2.98 | 2.39 | 26948 | 3.49 | 1.98 | 8.5 | 7
Live | 216738035 |  | 10.5 | 16 | 26916 | 22540 | 18400 | 2.85 | 2.38 | 27212 | 3.42 | 1.85 | 8.1 | 6.8
Live | 216738848 |  | 11 | 16 | 26916 | 22540 | 18400 | 2.99 | 2.35 | 27476 | 3.4 | 1.85 | 8.1 | 6.8
Live | 216737184 |  | 10.5 | 15 | 27154 | 23055 | 19000 | 2.85 | 2.41 | 28005 | 3.54 | 1.9 | 8.1 | 6.85
Live | 216736524 |  | 10.5 | 14.5 | 26678 | 22926 | 19100 | 2.85 | 2.39 | 28005 | 3.46 | 1.9 | 8.1 | 6.85
Live | 216734920 |  | 11 | 16.5 | 27154 | 22540 | 18400 | 2.99 | 2.39 | 27212 | 3.47 | 1.98 | 8.5 | 7
Live | 216735773 |  | 11 | 16.5 | 27393 | 22411 | 18300 | 2.98 | 2.39 | 26948 | 3.49 | 1.98 | 8.5 | 7
Live | 216737182 |  | 10.5 | 16 | 26916 | 22797 | 18900 | 2.85 | 2.39 | 27741 | 3.49 | 1.85 | 8.1 | 6.8
Live | 216736523 |  | 10.5 | 14.5 | 26678 | 22926 | 19100 | 2.85 | 2.39 | 28005 | 3.46 | 1.9 | 8.1 | 6.85
Live | 216738034 |  | 10.5 | 16 | 26916 | 22540 | 18400 | 2.85 | 2.38 | 27212 | 3.42 | 1.85 | 8.1 | 6.8
Live | 216738847 |  | 11 | 16 | 26916 | 22540 | 18400 | 2.99 | 2.35 | 27476 | 3.4 | 1.85 | 8.1 | 6.8
Live | 216734917 |  | 11 | 15.5 | 27154 | 22668 | 18500 | 2.99 | 2.37 | 27476 | 3.43 | 1.9 | 8.1 | 6.85
Live | 216736522 |  | 10.5 | 14.5 | 26678 | 22926 | 19100 | 2.85 | 2.39 | 28005 | 3.46 | 1.9 | 8.1 | 6.85
Live | 216738033 |  | 10.5 | 16 | 26916 | 22540 | 18400 | 2.85 | 2.38 | 27212 | 3.42 | 1.85 | 8.1 | 6.8
Live | 216735772 |  | 11 | 16.5 | 27393 | 22411 | 18300 | 2.98 | 2.39 | 26948 | 3.49 | 1.98 | 8.5 | 7
Live | 216737181 |  | 10.5 | 16 | 26916 | 22797 | 18900 | 2.85 | 2.39 | 27741 | 3.49 | 1.85 | 8.1 | 6.8
Live | 216738846 |  | 11 | 16 | 26916 | 22540 | 18400 | 2.99 | 2.35 | 27476 | 3.4 | 1.85 | 8.1 | 6.8
Live | 216736521 |  | 10.5 | 14.5 | 26678 | 22926 | 19100 | 2.85 | 2.39 | 28005 | 3.46 | 1.9 | 8.1 | 6.85
Live | 216735771 |  | 11 | 16.5 | 27393 | 22411 | 18300 | 2.98 | 2.39 | 26948 | 3.49 | 1.98 | 8.5 | 7
Live | 216738032 |  | 10.5 | 16 | 26916 | 22540 | 18400 | 2.85 | 2.38 | 27212 | 3.42 | 1.85 | 8.1 | 6.8
Live | 216734916 |  | 11 | 15.5 | 27154 | 22668 | 18500 | 2.99 | 2.37 | 27476 | 3.43 | 1.9 | 8.1 | 6.85
Live | 216736520 |  | 10.5 | 14.5 | 26678 | 22926 | 19100 | 2.85 | 2.39 | 28005 | 3.46 | 1.9 | 8.1 | 6.85
Live | 216738845 |  | 11 | 16 | 26916 | 22540 | 18400 | 2.99 | 2.35 | 27476 | 3.4 | 1.85 | 8.1 | 6.8
Live | 216737180 |  | 10.5 | 16 | 26916 | 22797 | 18900 | 2.85 | 2.39 | 27741 | 3.49 | 1.85 | 8.1 | 6.8
Live | 216738031 |  | 10.5 | 16 | 26916 | 22540 | 18400 | 2.85 | 2.38 | 27212 | 3.42 | 1.85 | 8.1 | 6.8
Live | 216734915 |  | 11 | 15.5 | 27154 | 22668 | 18500 | 2.99 | 2.37 | 27476 | 3.43 | 1.9 | 8.1 | 6.85
Live | 216735768 |  | 11 | 16 | 27393 | 22411 | 18400 | 2.98 | 2.41 | 27212 | 3.51 | 1.98 | 8.5 | 7
Live | 216738844 |  | 11 | 16 | 26916 | 22540 | 18400 | 2.99 | 2.35 | 27476 | 3.4 | 1.85 | 8.1 | 6.8
Live | 216738030 |  | 10.5 | 16 | 26916 | 22540 | 18400 | 2.85 | 2.38 | 27212 | 3.42 | 1.85 | 8.1 | 6.8
Live | 216736519 |  | 10.5 | 14.5 | 26678 | 22926 | 19100 | 2.85 | 2.39 | 28005 | 3.46 | 1.9 | 8.1 | 6.85
Live | 216738843 |  | 11 | 16 | 26916 | 22540 | 18400 | 2.99 | 2.35 | 27476 | 3.4 | 1.85 | 8.1 | 6.8
Live | 216734914 |  | 11 | 15.5 | 27154 | 22668 | 18500 | 2.99 | 2.37 | 27476 | 3.43 | 1.9 | 8.1 | 6.85
Live | 216735767 |  | 11 | 16 | 27393 | 22411 | 18400 | 2.98 | 2.41 | 27212 | 3.51 | 1.98 | 8.5 | 7
Live | 216736518 |  | 10.5 | 14.5 | 26678 | 22926 | 19100 | 2.85 | 2.39 | 28005 | 3.46 | 1.9 | 8.1 | 6.85
Live | 216738026 |  | 10.5 | 16 | 26916 | 22540 | 18400 | 2.85 | 2.38 | 27476 | 3.44 | 1.85 | 8.1 | 6.8
Live | 216734913 |  | 11 | 15.5 | 27154 | 22668 | 18500 | 2.99 | 2.37 | 27476 | 3.43 | 1.9 | 8.1 | 6.85
Live | 216735766 |  | 11 | 16 | 27393 | 22411 | 18400 | 2.98 | 2.41 | 27212 | 3.51 | 1.98 | 8.5 | 7
Live | 216738842 |  | 11 | 16 | 26916 | 22540 | 18400 | 2.99 | 2.35 | 27476 | 3.4 | 1.85 | 8.1 | 6.8
Live | 216736517 |  | 10.5 | 14.5 | 26678 | 22926 | 19100 | 2.85 | 2.39 | 28005 | 3.46 | 1.9 | 8.1 | 6.85
Live | 216735765 |  | 11 | 16 | 27393 | 22411 | 18400 | 2.98 | 2.41 | 27212 | 3.51 | 1.98 | 8.5 | 7
Live | 216738025 |  | 10.5 | 16 | 26916 | 22540 | 18400 | 2.85 | 2.38 | 27476 | 3.44 | 1.85 | 8.1 | 6.8
Live | 216734912 |  | 11 | 15.5 | 27154 | 22668 | 18500 | 2.99 | 2.37 | 27476 | 3.43 | 1.9 | 8.1 | 6.85
Live | 216736514 |  | 10.5 | 14.5 | 26678 | 22926 | 19000 | 2.85 | 2.37 | 27741 | 3.43 | 1.9 | 8.1 | 6.85
Live | 216738841 |  | 11 | 16 | 26916 | 22540 | 18400 | 2.99 | 2.35 | 27476 | 3.4 | 1.85 | 8.1 | 6.8
Live | 216735764 |  | 11 | 16 | 27393 | 22411 | 18400 | 2.98 | 2.41 | 27212 | 3.51 | 1.98 | 8.5 | 7
Live | 216736513 |  | 10.5 | 14.5 | 26678 | 22926 | 19000 | 2.85 | 2.37 | 27741 | 3.43 | 1.9 | 8.1 | 6.85
Live | 216738024 |  | 10.5 | 16 | 26916 | 22540 | 18400 | 2.85 | 2.38 | 27476 | 3.44 | 1.85 | 8.1 | 6.8
Live | 216734911 |  | 11 | 15.5 | 27154 | 22668 | 18500 | 2.99 | 2.37 | 27476 | 3.43 | 1.9 | 8.1 | 6.85
Live | 216738837 |  | 11 | 16 | 26916 | 22668 | 18500 | 2.99 | 2.37 | 27476 | 3.44 | 1.85 | 8.1 | 6.75
Live | 216737179 |  | 10.5 | 16 | 26916 | 22797 | 18900 | 2.85 | 2.39 | 27741 | 3.49 | 1.85 | 8.1 | 6.8
Live | 216736512 |  | 10.5 | 14.5 | 26678 | 22926 | 19000 | 2.85 | 2.37 | 27741 | 3.43 | 1.9 | 8.1 | 6.85
Live | 216735763 |  | 11 | 16 | 27393 | 22411 | 18400 | 2.98 | 2.41 | 27212 | 3.51 | 1.98 | 8.5 | 7
Live | 216738023 |  | 10.5 | 16 | 26916 | 22540 | 18400 | 2.85 | 2.38 | 27476 | 3.44 | 1.85 | 8.1 | 6.8
Live | 216734907 |  | 11 | 16 | 27154 | 22668 | 18500 | 2.99 | 2.39 | 27476 | 3.47 | 1.98 | 8.5 | 7
Live | 216737178 |  | 10.5 | 16 | 26916 | 22797 | 18900 | 2.85 | 2.39 | 27741 | 3.49 | 1.85 | 8.1 | 6.8
Live | 216738836 |  | 11 | 16 | 26916 | 22668 | 18500 | 2.99 | 2.37 | 27476 | 3.44 | 1.85 | 8.1 | 6.75
Live | 216736511 |  | 10.5 | 14.5 | 26678 | 22926 | 19000 | 2.85 | 2.37 | 27741 | 3.43 | 1.9 | 8.1 | 6.85
Live | 216738022 |  | 10.5 | 16 | 26916 | 22540 | 18400 | 2.85 | 2.38 | 27476 | 3.44 | 1.85 | 8.1 | 6.8
Live | 216735762 |  | 11 | 16 | 27393 | 22411 | 18400 | 2.98 | 2.41 | 27212 | 3.51 | 1.98 | 8.5 | 7
Live | 216738835 |  | 11 | 16 | 26916 | 22668 | 18500 | 2.99 | 2.37 | 27476 | 3.44 | 1.85 | 8.1 | 6.75
Live | 216736510 |  | 10.5 | 14.5 | 26678 | 22926 | 19000 | 2.85 | 2.37 | 27741 | 3.43 | 1.9 | 8.1 | 6.85
Live | 216734906 |  | 11 | 16 | 27154 | 22668 | 18500 | 2.99 | 2.39 | 27476 | 3.47 | 1.98 | 8.5 | 7
Live | 216737177 |  | 10.5 | 16 | 26916 | 22797 | 18900 | 2.85 | 2.39 | 27741 | 3.49 | 1.85 | 8.1 | 6.8
Live | 216734905 |  | 11 | 16 | 27154 | 22668 | 18500 | 2.99 | 2.39 | 27476 | 3.47 | 1.98 | 8.5 | 7
Live | 216738021 |  | 10.5 | 16 | 26916 | 22540 | 18400 | 2.85 | 2.38 | 27476 | 3.44 | 1.85 | 8.1 | 6.8
Live | 216736509 |  | 10.5 | 14.5 | 26678 | 22926 | 19000 | 2.85 | 2.37 | 27741 | 3.43 | 1.9 | 8.1 | 6.85
Live | 216735761 |  | 11 | 16 | 27393 | 22411 | 18400 | 2.98 | 2.41 | 27212 | 3.51 | 1.98 | 8.5 | 7
Live | 216738834 |  | 11 | 16 | 26916 | 22668 | 18500 | 2.99 | 2.37 | 27476 | 3.44 | 1.85 | 8.1 | 6.75
Live | 216737176 |  | 10.5 | 16 | 26916 | 22797 | 18900 | 2.85 | 2.39 | 27741 | 3.49 | 1.85 | 8.1 | 6.8
Live | 216736508 |  | 10.5 | 14.5 | 26678 | 22926 | 19000 | 2.85 | 2.37 | 27741 | 3.43 | 1.9 | 8.1 | 6.85
Live | 216735758 |  | 10.5 | 14.5 | 27154 | 22668 | 18500 | 2.85 | 2.36 | 27212 | 3.44 | 1.9 | 8.1 | 6.85
Live | 216738020 |  | 10.5 | 16 | 26916 | 22540 | 18400 | 2.85 | 2.38 | 27476 | 3.44 | 1.85 | 8.1 | 6.8
Live | 216734904 |  | 11 | 16 | 27154 | 22668 | 18500 | 2.99 | 2.39 | 27476 | 3.47 | 1.98 | 8.5 | 7
Live | 216738833 |  | 11 | 16 | 26916 | 22668 | 18500 | 2.99 | 2.37 | 27476 | 3.44 | 1.85 | 8.1 | 6.75
Live | 216737175 |  | 10.5 | 16 | 26916 | 22797 | 18900 | 2.85 | 2.39 | 27741 | 3.49 | 1.85 | 8.1 | 6.8
Live | 216736457 |  | 10.5 | 14.5 | 26440 | 22797 | 19000 | 2.85 | 2.35 | 27741 | 3.37 | 1.9 | 8.1 | 6.9
Live | 216735757 |  | 10.5 | 14.5 | 27154 | 22668 | 18500 | 2.85 | 2.36 | 27212 | 3.44 | 1.9 | 8.1 | 6.85
Live | 216738019 |  | 10.5 | 16 | 26916 | 22540 | 18400 | 2.85 | 2.38 | 27476 | 3.44 | 1.85 | 8.1 | 6.8
Live | 216734903 |  | 11 | 16 | 27154 | 22668 | 18500 | 2.99 | 2.39 | 27476 | 3.47 | 1.98 | 8.5 | 7
Live | 216738832 |  | 11 | 16 | 26916 | 22668 | 18500 | 2.99 | 2.37 | 27476 | 3.44 | 1.85 | 8.1 | 6.75
Live | 216737173 |  | 10.5 | 16 | 26440 | 22668 | 18700 | 2.85 | 2.37 | 27476 | 3.4 | 1.85 | 8.1 | 6.8
Live | 216736456 |  | 10.5 | 14.5 | 26440 | 22797 | 19000 | 2.85 | 2.35 | 27741 | 3.37 | 1.9 | 8.1 | 6.9
Live | 216735756 |  | 10.5 | 14.5 | 27154 | 22668 | 18500 | 2.85 | 2.36 | 27212 | 3.44 | 1.9 | 8.1 | 6.85
Live | 216738016 |  | 10.5 | 15.2 | 26916 | 22668 | 18500 | 2.85 | 2.36 | 27476 | 3.43 | 1.9 | 8.1 | 6.85
Live | 216734902 |  | 11 | 16 | 27154 | 22668 | 18500 | 2.99 | 2.39 | 27476 | 3.47 | 1.98 | 8.5 | 7
Live | 216738831 |  | 11 | 16 | 26916 | 22668 | 18500 | 2.99 | 2.37 | 27476 | 3.44 | 1.85 | 8.1 | 6.75
Live | 216737172 |  | 10.5 | 16 | 26440 | 22668 | 18700 | 2.85 | 2.37 | 27476 | 3.4 | 1.85 | 8.1 | 6.8
Live | 216736455 |  | 10.5 | 14.5 | 26440 | 22797 | 19000 | 2.85 | 2.35 | 27741 | 3.37 | 1.9 | 8.1 | 6.9
Live | 216735755 |  | 10.5 | 14.5 | 27154 | 22668 | 18500 | 2.85 | 2.36 | 27212 | 3.44 | 1.9 | 8.1 | 6.85
Live | 216738015 |  | 10.5 | 15.2 | 26916 | 22668 | 18500 | 2.85 | 2.36 | 27476 | 3.43 | 1.9 | 8.1 | 6.85
Live | 216734901 |  | 11 | 16 | 27154 | 22668 | 18500 | 2.99 | 2.39 | 27476 | 3.47 | 1.98 | 8.5 | 7
Live | 216736454 |  | 10.5 | 14.5 | 26440 | 22797 | 19000 | 2.85 | 2.35 | 27741 | 3.37 | 1.9 | 8.1 | 6.9
Live | 216738830 |  | 11 | 16 | 26916 | 22668 | 18500 | 2.99 | 2.37 | 27476 | 3.44 | 1.85 | 8.1 | 6.75
Live | 216737171 |  | 10.5 | 16 | 26440 | 22668 | 18700 | 2.85 | 2.37 | 27476 | 3.4 | 1.85 | 8.1 | 6.8
Live | 216734900 |  | 11 | 16 | 27154 | 22668 | 18500 | 2.99 | 2.39 | 27476 | 3.47 | 1.98 | 8.5 | 7
Live | 216738014 |  | 10.5 | 15.2 | 26916 | 22668 | 18500 | 2.85 | 2.36 | 27476 | 3.43 | 1.9 | 8.1 | 6.85
Live | 216735754 |  | 10.5 | 14.5 | 27154 | 22668 | 18500 | 2.85 | 2.36 | 27212 | 3.44 | 1.9 | 8.1 | 6.85
Live | 216736453 |  | 10.5 | 14.5 | 26440 | 22797 | 19000 | 2.85 | 2.35 | 27741 | 3.37 | 1.9 | 8.1 | 6.9
Live | 216738827 |  | 11 | 16 | 26916 | 22668 | 18500 | 2.99 | 2.36 | 27476 | 3.4 | 1.85 | 8.1 | 6.8
Live | 216737170 |  | 10.5 | 16 | 26440 | 22668 | 18700 | 2.85 | 2.37 | 27476 | 3.4 | 1.85 | 8.1 | 6.8
Live | 216734879 |  | 10.5 | 16 | 27154 | 23055 | 19000 | 2.85 | 2.37 | 28005 | 3.49 | 1.96 | 8.5 | 7
Live | 216736452 |  | 10.5 | 14.5 | 26440 | 22797 | 19000 | 2.85 | 2.35 | 27741 | 3.37 | 1.9 | 8.1 | 6.9
Live | 216738013 |  | 10.5 | 15.2 | 26916 | 22668 | 18500 | 2.85 | 2.36 | 27476 | 3.43 | 1.9 | 8.1 | 6.85
Live | 216737169 |  | 10.5 | 16 | 26440 | 22668 | 18700 | 2.85 | 2.37 | 27476 | 3.4 | 1.85 | 8.1 | 6.8
Live | 216738826 |  | 11 | 16 | 26916 | 22668 | 18500 | 2.99 | 2.36 | 27476 | 3.4 | 1.85 | 8.1 | 6.8
Live | 216735753 |  | 10.5 | 14.5 | 27154 | 22668 | 18500 | 2.85 | 2.36 | 27212 | 3.44 | 1.9 | 8.1 | 6.85
Live | 216734878 |  | 10.5 | 16 | 27154 | 23055 | 19000 | 2.85 | 2.37 | 28005 | 3.49 | 1.96 | 8.5 | 7
Live | 216736451 |  | 10.5 | 14.5 | 26440 | 22797 | 19000 | 2.85 | 2.35 | 27741 | 3.37 | 1.9 | 8.1 | 6.9
Live | 216738012 |  | 10.5 | 15.2 | 26916 | 22668 | 18500 | 2.85 | 2.36 | 27476 | 3.43 | 1.9 | 8.1 | 6.85
Live | 216734877 |  | 10.5 | 16 | 27154 | 23055 | 19000 | 2.85 | 2.37 | 28005 | 3.49 | 1.96 | 8.5 | 7
Live | 216735752 |  | 10.5 | 14.5 | 27154 | 22668 | 18500 | 2.85 | 2.36 | 27212 | 3.44 | 1.9 | 8.1 | 6.85
Live | 216737168 |  | 10.5 | 16 | 26440 | 22668 | 18700 | 2.85 | 2.37 | 27476 | 3.4 | 1.85 | 8.1 | 6.8
Live | 216738825 |  | 11 | 16 | 26916 | 22668 | 18500 | 2.99 | 2.36 | 27476 | 3.4 | 1.85 | 8.1 | 6.8
Live | 216736450 |  | 10.5 | 14.5 | 26440 | 22797 | 19000 | 2.85 | 2.35 | 27741 | 3.37 | 1.9 | 8.1 | 6.9
Live | 216738011 |  | 10.5 | 15.2 | 26916 | 22668 | 18500 | 2.85 | 2.36 | 27476 | 3.43 | 1.9 | 8.1 | 6.85
Live | 216735677 |  | 11 | 16 | 27631 | 22540 | 18500 | 2.99 | 2.41 | 27212 | 3.56 | 1.96 | 8.5 | 7
Live | 216737167 |  | 10.5 | 16 | 26440 | 22668 | 18700 | 2.85 | 2.37 | 27476 | 3.4 | 1.85 | 8.1 | 6.8
Live | 216734876 |  | 10.5 | 16 | 27154 | 23055 | 19000 | 2.85 | 2.37 | 28005 | 3.49 | 1.96 | 8.5 | 7
Live | 216738824 |  | 11 | 16 | 26916 | 22668 | 18500 | 2.99 | 2.36 | 27476 | 3.4 | 1.85 | 8.1 | 6.8
Live | 216738010 |  | 10.5 | 15.2 | 26916 | 22668 | 18500 | 2.85 | 2.36 | 27476 | 3.43 | 1.9 | 8.1 | 6.85
Live | 216736447 |  | 10.5 | 14.5 | 26678 | 22926 | 19100 | 2.85 | 2.37 | 28005 | 3.42 | 1.85 | 8.1 | 6.85
Live | 216735676 |  | 11 | 16 | 27631 | 22540 | 18500 | 2.99 | 2.41 | 27212 | 3.56 | 1.96 | 8.5 | 7
Live | 216737166 |  | 10.5 | 16 | 26440 | 22668 | 18700 | 2.85 | 2.37 | 27476 | 3.4 | 1.85 | 8.1 | 6.8
Live | 216734875 |  | 10.5 | 16 | 27154 | 23055 | 19000 | 2.85 | 2.37 | 28005 | 3.49 | 1.96 | 8.5 | 7
Live | 216738823 |  | 11 | 16 | 26916 | 22668 | 18500 | 2.99 | 2.36 | 27476 | 3.4 | 1.85 | 8.1 | 6.8
Live | 216738006 |  | 10.5 | 15.5 | 27154 | 22668 | 18500 | 2.85 | 2.39 | 27476 | 3.47 | 1.9 | 8.1 | 6.8
Live | 216735675 |  | 11 | 16 | 27631 | 22540 | 18500 | 2.99 | 2.41 | 27212 | 3.56 | 1.96 | 8.5 | 7
Live | 216734874 |  | 10.5 | 16 | 27154 | 23055 | 19000 | 2.85 | 2.37 | 28005 | 3.49 | 1.96 | 8.5 | 7
Live | 216737164 |  | 10.5 | 16 | 26916 | 22797 | 18800 | 2.85 | 2.39 | 27741 | 3.49 | 1.85 | 8.1 | 6.8
Live | 216736446 |  | 10.5 | 14.5 | 26678 | 22926 | 19100 | 2.85 | 2.37 | 28005 | 3.42 | 1.85 | 8.1 | 6.85
Live | 216737163 |  | 10.5 | 16 | 26916 | 22797 | 18800 | 2.85 | 2.39 | 27741 | 3.49 | 1.85 | 8.1 | 6.8
Live | 216738822 |  | 11 | 16 | 26916 | 22668 | 18500 | 2.99 | 2.36 | 27476 | 3.4 | 1.85 | 8.1 | 6.8
Live | 216738005 |  | 10.5 | 15.5 | 27154 | 22668 | 18500 | 2.85 | 2.39 | 27476 | 3.47 | 1.9 | 8.1 | 6.8
Live | 216735674 |  | 11 | 16 | 27631 | 22540 | 18500 | 2.99 | 2.41 | 27212 | 3.56 | 1.96 | 8.5 | 7
Live | 216734873 |  | 10.5 | 16 | 27154 | 23055 | 19000 | 2.85 | 2.37 | 28005 | 3.49 | 1.96 | 8.5 | 7
Live | 216736445 |  | 10.5 | 14.5 | 26678 | 22926 | 19100 | 2.85 | 2.37 | 28005 | 3.42 | 1.85 | 8.1 | 6.85
Live | 216737162 |  | 10.5 | 16 | 26916 | 22797 | 18800 | 2.85 | 2.39 | 27741 | 3.49 | 1.85 | 8.1 | 6.8
Live | 216738004 |  | 10.5 | 15.5 | 27154 | 22668 | 18500 | 2.85 | 2.39 | 27476 | 3.47 | 1.9 | 8.1 | 6.8
Live | 216735673 |  | 11 | 16 | 27631 | 22540 | 18500 | 2.99 | 2.41 | 27212 | 3.56 | 1.96 | 8.5 | 7
Live | 216738821 |  | 11 | 16 | 26916 | 22668 | 18500 | 2.99 | 2.36 | 27476 | 3.4 | 1.85 | 8.1 | 6.8
Live | 216734872 |  | 10.5 | 16 | 27154 | 23055 | 19000 | 2.85 | 2.37 | 28005 | 3.49 | 1.96 | 8.5 | 7
Live | 216736444 |  | 10.5 | 14.5 | 26678 | 22926 | 19100 | 2.85 | 2.37 | 28005 | 3.42 | 1.85 | 8.1 | 6.85
Live | 216738003 |  | 10.5 | 15.5 | 27154 | 22668 | 18500 | 2.85 | 2.39 | 27476 | 3.47 | 1.9 | 8.1 | 6.8
Live | 216737161 |  | 10.5 | 16 | 26916 | 22797 | 18800 | 2.85 | 2.39 | 27741 | 3.49 | 1.85 | 8.1 | 6.8
Live | 216738820 |  | 11 | 16 | 26916 | 22668 | 18500 | 2.99 | 2.36 | 27476 | 3.4 | 1.85 | 8.1 | 6.8
Live | 216736443 |  | 10.5 | 14.5 | 26678 | 22926 | 19100 | 2.85 | 2.37 | 28005 | 3.42 | 1.85 | 8.1 | 6.85
Live | 216735672 |  | 11 | 16 | 27631 | 22540 | 18500 | 2.99 | 2.41 | 27212 | 3.56 | 1.96 | 8.5 | 7
Live | 216734870 |  | 10.5 | 15.2 | 26678 | 22668 | 18700 | 2.85 | 2.33 | 27476 | 3.4 | 1.9 | 8.1 | 6.85
Live | 216738002 |  | 10.5 | 15.5 | 27154 | 22668 | 18500 | 2.85 | 2.39 | 27476 | 3.47 | 1.9 | 8.1 | 6.8
Live | 216736442 |  | 10.5 | 14.5 | 26678 | 22926 | 19100 | 2.85 | 2.37 | 28005 | 3.42 | 1.85 | 8.1 | 6.85
Live | 216737160 |  | 10.5 | 16 | 26916 | 22797 | 18800 | 2.85 | 2.39 | 27741 | 3.49 | 1.85 | 8.1 | 6.8
Live | 216738817 |  | 10.5 | 15.5 | 26916 | 22797 | 18600 | 2.85 | 2.35 | 27741 | 3.44 | 1.85 | 8.1 | 6.8
Live | 216738001 |  | 10.5 | 15.5 | 27154 | 22668 | 18500 | 2.85 | 2.39 | 27476 | 3.47 | 1.9 | 8.1 | 6.8
Live | 216734869 |  | 10.5 | 15.2 | 26678 | 22668 | 18700 | 2.85 | 2.33 | 27476 | 3.4 | 1.9 | 8.1 | 6.85
Live | 216735671 |  | 11 | 16 | 27631 | 22540 | 18500 | 2.99 | 2.41 | 27212 | 3.56 | 1.96 | 8.5 | 7
Live | 216736441 |  | 10.5 | 14.5 | 26678 | 22926 | 19100 | 2.85 | 2.37 | 28005 | 3.42 | 1.85 | 8.1 | 6.85
Live | 216737159 |  | 10.5 | 16 | 26916 | 22797 | 18800 | 2.85 | 2.39 | 27741 | 3.49 | 1.85 | 8.1 | 6.8
Live | 216738816 |  | 10.5 | 15.5 | 26916 | 22797 | 18600 | 2.85 | 2.35 | 27741 | 3.44 | 1.85 | 8.1 | 6.8
Live | 216734868 |  | 10.5 | 15.2 | 26678 | 22668 | 18700 | 2.85 | 2.33 | 27476 | 3.4 | 1.9 | 8.1 | 6.85
Live | 216736440 |  | 10.5 | 14.5 | 26678 | 22926 | 19100 | 2.85 | 2.37 | 28005 | 3.42 | 1.85 | 8.1 | 6.85
Live | 216738000 |  | 10.5 | 15.5 | 27154 | 22668 | 18500 | 2.85 | 2.39 | 27476 | 3.47 | 1.9 | 8.1 | 6.8
Live | 216735670 |  | 11 | 16 | 27631 | 22540 | 18500 | 2.99 | 2.41 | 27212 | 3.56 | 1.96 | 8.5 | 7
Live | 216737999 |  | 10.5 | 15.5 | 27154 | 22668 | 18500 | 2.85 | 2.39 | 27476 | 3.47 | 1.9 | 8.1 | 6.8
Live | 216734867 |  | 10.5 | 15.2 | 26678 | 22668 | 18700 | 2.85 | 2.33 | 27476 | 3.4 | 1.9 | 8.1 | 6.85
Live | 216736434 |  | 10.5 | 15.5 | 26916 | 23055 | 19100 | 2.85 | 2.39 | 28005 | 3.49 | 1.85 | 8.1 | 6.8
Live | 216738815 |  | 10.5 | 15.5 | 26916 | 22797 | 18600 | 2.85 | 2.35 | 27741 | 3.44 | 1.85 | 8.1 | 6.8
Live | 216735667 |  | 11 | 16 | 27869 | 22797 | 18600 | 2.99 | 2.43 | 27476 | 3.61 | 1.98 | 8.5 | 7
Live | 216737158 |  | 10.5 | 16 | 26916 | 22797 | 18800 | 2.85 | 2.39 | 27741 | 3.49 | 1.85 | 8.1 | 6.8
Live | 216737960 |  | 10.5 | 15 | 27154 | 23312 | 19200 | 2.85 | 2.41 | 28533 | 3.56 | 1.96 | 8.5 | 7
Live | 216736433 |  | 10.5 | 15.5 | 26916 | 23055 | 19100 | 2.85 | 2.39 | 28005 | 3.49 | 1.85 | 8.1 | 6.8
Live | 216734866 |  | 10.5 | 15.2 | 26678 | 22668 | 18700 | 2.85 | 2.33 | 27476 | 3.4 | 1.9 | 8.1 | 6.85
Live | 216737157 |  | 10.5 | 16 | 26916 | 22797 | 18800 | 2.85 | 2.39 | 27741 | 3.49 | 1.85 | 8.1 | 6.8
Live | 216735666 |  | 11 | 16 | 27869 | 22797 | 18600 | 2.99 | 2.43 | 27476 | 3.61 | 1.98 | 8.5 | 7
Live | 216738814 |  | 10.5 | 15.5 | 26916 | 22797 | 18600 | 2.85 | 2.35 | 27741 | 3.44 | 1.85 | 8.1 | 6.8
Live | 216736432 |  | 10.5 | 15.5 | 26916 | 23055 | 19100 | 2.85 | 2.39 | 28005 | 3.49 | 1.85 | 8.1 | 6.8
Live | 216737959 |  | 10.5 | 15 | 27154 | 23312 | 19200 | 2.85 | 2.41 | 28533 | 3.56 | 1.96 | 8.5 | 7
Live | 216734865 |  | 10.5 | 15.2 | 26678 | 22668 | 18700 | 2.85 | 2.33 | 27476 | 3.4 | 1.9 | 8.1 | 6.85
Live | 216735665 |  | 11 | 16 | 27869 | 22797 | 18600 | 2.99 | 2.43 | 27476 | 3.61 | 1.98 | 8.5 | 7
Live | 216737155 |  | 10.5 | 15.5 | 26440 | 22668 | 18700 | 2.85 | 2.37 | 27476 | 3.43 | 1.85 | 8.1 | 6.8
Live | 216738813 |  | 10.5 | 15.5 | 26916 | 22797 | 18600 | 2.85 | 2.35 | 27741 | 3.44 | 1.85 | 8.1 | 6.8
Live | 216736431 |  | 10.5 | 15.5 | 26916 | 23055 | 19100 | 2.85 | 2.39 | 28005 | 3.49 | 1.85 | 8.1 | 6.8
Live | 216737958 |  | 10.5 | 15 | 27154 | 23312 | 19200 | 2.85 | 2.41 | 28533 | 3.56 | 1.96 | 8.5 | 7
Live | 216737154 |  | 10.5 | 15.5 | 26440 | 22668 | 18700 | 2.85 | 2.37 | 27476 | 3.43 | 1.85 | 8.1 | 6.8
Live | 216735664 |  | 11 | 16 | 27869 | 22797 | 18600 | 2.99 | 2.43 | 27476 | 3.61 | 1.98 | 8.5 | 7
Live | 216734864 |  | 10.5 | 15.2 | 26678 | 22668 | 18700 | 2.85 | 2.33 | 27476 | 3.4 | 1.9 | 8.1 | 6.85
Live | 216737957 |  | 10.5 | 15 | 27154 | 23312 | 19200 | 2.85 | 2.41 | 28533 | 3.56 | 1.96 | 8.5 | 7
Live | 216738812 |  | 10.5 | 15.5 | 26916 | 22797 | 18600 | 2.85 | 2.35 | 27741 | 3.44 | 1.85 | 8.1 | 6.8
Live | 216736430 |  | 10.5 | 15.5 | 26916 | 23055 | 19100 | 2.85 | 2.39 | 28005 | 3.49 | 1.85 | 8.1 | 6.8
Live | 216735663 |  | 11 | 16 | 27869 | 22797 | 18600 | 2.99 | 2.43 | 27476 | 3.61 | 1.98 | 8.5 | 7
Live | 216737153 |  | 10.5 | 15.5 | 26440 | 22668 | 18700 | 2.85 | 2.37 | 27476 | 3.43 | 1.85 | 8.1 | 6.8
Live | 216734863 |  | 10.5 | 15.2 | 26678 | 22668 | 18700 | 2.85 | 2.33 | 27476 | 3.4 | 1.9 | 8.1 | 6.85
Live | 216738811 |  | 10.5 | 15.5 | 26916 | 22797 | 18600 | 2.85 | 2.35 | 27741 | 3.44 | 1.85 | 8.1 | 6.8
Live | 216737956 |  | 10.5 | 15 | 27154 | 23312 | 19200 | 2.85 | 2.41 | 28533 | 3.56 | 1.96 | 8.5 | 7
Live | 216736429 |  | 10.5 | 15.5 | 26916 | 23055 | 19100 | 2.85 | 2.39 | 28005 | 3.49 | 1.85 | 8.1 | 6.8
Live | 216734861 |  | 10.5 | 15 | 26202 | 22668 | 18700 | 2.85 | 2.31 | 27476 | 3.31 | 1.9 | 8.1 | 6.9
Live | 216737152 |  | 10.5 | 15.5 | 26440 | 22668 | 18700 | 2.85 | 2.37 | 27476 | 3.43 | 1.85 | 8.1 | 6.8
Live | 216735662 |  | 11 | 16 | 27869 | 22797 | 18600 | 2.99 | 2.43 | 27476 | 3.61 | 1.98 | 8.5 | 7
Live | 216737955 |  | 10.5 | 15 | 27154 | 23312 | 19200 | 2.85 | 2.41 | 28533 | 3.56 | 1.96 | 8.5 | 7
Live | 216736428 |  | 10.5 | 15.5 | 26916 | 23055 | 19100 | 2.85 | 2.39 | 28005 | 3.49 | 1.85 | 8.1 | 6.8
Live | 216738810 |  | 10.5 | 15.5 | 26916 | 22797 | 18600 | 2.85 | 2.35 | 27741 | 3.44 | 1.85 | 8.1 | 6.8
Live | 216734860 |  | 10.5 | 15 | 26202 | 22668 | 18700 | 2.85 | 2.31 | 27476 | 3.31 | 1.9 | 8.1 | 6.9
Live | 216737151 |  | 10.5 | 15.5 | 26440 | 22668 | 18700 | 2.85 | 2.37 | 27476 | 3.43 | 1.85 | 8.1 | 6.8
Live | 216737954 |  | 10.5 | 15 | 27154 | 23312 | 19200 | 2.85 | 2.41 | 28533 | 3.56 | 1.96 | 8.5 | 7
Live | 216735661 |  | 11 | 16 | 27869 | 22797 | 18600 | 2.99 | 2.43 | 27476 | 3.61 | 1.98 | 8.5 | 7
Live | 216734859 |  | 10.5 | 15 | 26202 | 22668 | 18700 | 2.85 | 2.31 | 27476 | 3.31 | 1.9 | 8.1 | 6.9
Live | 216738806 |  | 10.5 | 15 | 26678 | 22797 | 18500 | 2.85 | 2.34 | 27476 | 3.38 | 1.85 | 8.1 | 6.85
Live | 216736427 |  | 10.5 | 15.5 | 26916 | 23055 | 19100 | 2.85 | 2.39 | 28005 | 3.49 | 1.85 | 8.1 | 6.8
Live | 216737953 |  | 10.5 | 15 | 27154 | 23312 | 19200 | 2.85 | 2.41 | 28533 | 3.56 | 1.96 | 8.5 | 7
Live | 216737150 |  | 10.5 | 15.5 | 26440 | 22668 | 18700 | 2.85 | 2.37 | 27476 | 3.43 | 1.85 | 8.1 | 6.8
Live | 216738805 |  | 10.5 | 15 | 26678 | 22797 | 18500 | 2.85 | 2.34 | 27476 | 3.38 | 1.85 | 8.1 | 6.85
Live | 216734858 |  | 10.5 | 15 | 26202 | 22668 | 18700 | 2.85 | 2.31 | 27476 | 3.31 | 1.9 | 8.1 | 6.9
Live | 216735660 |  | 11 | 16 | 27869 | 22797 | 18600 | 2.99 | 2.43 | 27476 | 3.61 | 1.98 | 8.5 | 7
Live | 216736420 |  | 10.5 | 15.2 | 26440 | 22797 | 19000 | 2.85 | 2.37 | 27741 | 3.4 | 1.85 | 8.1 | 6.85
Live | 216737149 |  | 10.5 | 15.5 | 26440 | 22668 | 18700 | 2.85 | 2.37 | 27476 | 3.43 | 1.85 | 8.1 | 6.8
Live | 216737951 |  | 10.5 | 15.5 | 27154 | 23055 | 19000 | 2.85 | 2.41 | 28005 | 3.54 | 1.85 | 8.1 | 6.8
Live | 216735655 |  | 11 | 16.5 | 27393 | 22540 | 18400 | 2.98 | 2.41 | 27212 | 3.51 | 1.96 | 8.5 | 7
Live | 216734857 |  | 10.5 | 15 | 26202 | 22668 | 18700 | 2.85 | 2.31 | 27476 | 3.31 | 1.9 | 8.1 | 6.9
Live | 216738804 |  | 10.5 | 15 | 26678 | 22797 | 18500 | 2.85 | 2.34 | 27476 | 3.38 | 1.85 | 8.1 | 6.85
Live | 216736419 |  | 10.5 | 15.2 | 26440 | 22797 | 19000 | 2.85 | 2.37 | 27741 | 3.4 | 1.85 | 8.1 | 6.85
Live | 216734856 |  | 10.5 | 15 | 26202 | 22668 | 18700 | 2.85 | 2.31 | 27476 | 3.31 | 1.9 | 8.1 | 6.9
Live | 216737950 |  | 10.5 | 15.5 | 27154 | 23055 | 19000 | 2.85 | 2.41 | 28005 | 3.54 | 1.85 | 8.1 | 6.8
Live | 216737148 |  | 10.5 | 15.5 | 26440 | 22668 | 18700 | 2.85 | 2.37 | 27476 | 3.43 | 1.85 | 8.1 | 6.8
Live | 216735654 |  | 11 | 16.5 | 27393 | 22540 | 18400 | 2.98 | 2.41 | 27212 | 3.51 | 1.96 | 8.5 | 7
Live | 216736418 |  | 10.5 | 15.2 | 26440 | 22797 | 19000 | 2.85 | 2.37 | 27741 | 3.4 | 1.85 | 8.1 | 6.85
Live | 216734855 |  | 10.5 | 15 | 26202 | 22668 | 18700 | 2.85 | 2.31 | 27476 | 3.31 | 1.9 | 8.1 | 6.9
Live | 216738803 |  | 10.5 | 15 | 26678 | 22797 | 18500 | 2.85 | 2.34 | 27476 | 3.38 | 1.85 | 8.1 | 6.85
Live | 216737146 |  | 10.5 | 15.2 | 26678 | 22797 | 18800 | 2.85 | 2.37 | 27741 | 3.43 | 1.9 | 8.1 | 6.85
Live | 216737949 |  | 10.5 | 15.5 | 27154 | 23055 | 19000 | 2.85 | 2.41 | 28005 | 3.54 | 1.85 | 8.1 | 6.8
Live | 216735653 |  | 11 | 16.5 | 27393 | 22540 | 18400 | 2.98 | 2.41 | 27212 | 3.51 | 1.96 | 8.5 | 7
Live | 216734854 |  | 10.5 | 15 | 26202 | 22668 | 18700 | 2.85 | 2.31 | 27476 | 3.31 | 1.9 | 8.1 | 6.9
Live | 216738802 |  | 10.5 | 15 | 26678 | 22797 | 18500 | 2.85 | 2.34 | 27476 | 3.38 | 1.85 | 8.1 | 6.85
Live | 216737145 |  | 10.5 | 15.2 | 26678 | 22797 | 18800 | 2.85 | 2.37 | 27741 | 3.43 | 1.9 | 8.1 | 6.85
Live | 216736417 |  | 10.5 | 15.2 | 26440 | 22797 | 19000 | 2.85 | 2.37 | 27741 | 3.4 | 1.85 | 8.1 | 6.85
Live | 216734851 |  | 10.5 | 16 | 26440 | 22540 | 18700 | 2.85 | 2.33 | 27476 | 3.36 | 1.85 | 8.1 | 6.85
Live | 216737948 |  | 10.5 | 15.5 | 27154 | 23055 | 19000 | 2.85 | 2.41 | 28005 | 3.54 | 1.85 | 8.1 | 6.8
Live | 216738801 |  | 10.5 | 15 | 26678 | 22797 | 18500 | 2.85 | 2.34 | 27476 | 3.38 | 1.85 | 8.1 | 6.85
Live | 216735652 |  | 11 | 16.5 | 27393 | 22540 | 18400 | 2.98 | 2.41 | 27212 | 3.51 | 1.96 | 8.5 | 7
Live | 216737144 |  | 10.5 | 15.2 | 26678 | 22797 | 18800 | 2.85 | 2.37 | 27741 | 3.43 | 1.9 | 8.1 | 6.85
Live | 216736416 |  | 10.5 | 15.2 | 26440 | 22797 | 19000 | 2.85 | 2.37 | 27741 | 3.4 | 1.85 | 8.1 | 6.85
Live | 216734850 |  | 10.5 | 16 | 26440 | 22540 | 18700 | 2.85 | 2.33 | 27476 | 3.36 | 1.85 | 8.1 | 6.85
Live | 216738800 |  | 10.5 | 15 | 26678 | 22797 | 18500 | 2.85 | 2.34 | 27476 | 3.38 | 1.85 | 8.1 | 6.85
Live | 216735651 |  | 11 | 16.5 | 27393 | 22540 | 18400 | 2.98 | 2.41 | 27212 | 3.51 | 1.96 | 8.5 | 7
Live | 216737947 |  | 10.5 | 15.5 | 27154 | 23055 | 19000 | 2.85 | 2.41 | 28005 | 3.54 | 1.85 | 8.1 | 6.8
Live | 216737143 |  | 10.5 | 15.2 | 26678 | 22797 | 18800 | 2.85 | 2.37 | 27741 | 3.43 | 1.9 | 8.1 | 6.85
Live | 216736415 |  | 10.5 | 15.2 | 26440 | 22797 | 19000 | 2.85 | 2.37 | 27741 | 3.4 | 1.85 | 8.1 | 6.85
Live | 216735650 |  | 11 | 16.5 | 27393 | 22540 | 18400 | 2.98 | 2.41 | 27212 | 3.51 | 1.96 | 8.5 | 7
Live | 216736414 |  | 10.5 | 15.2 | 26440 | 22797 | 19000 | 2.85 | 2.37 | 27741 | 3.4 | 1.85 | 8.1 | 6.85
Live | 216734849 |  | 10.5 | 16 | 26440 | 22540 | 18700 | 2.85 | 2.33 | 27476 | 3.36 | 1.85 | 8.1 | 6.85
Live | 216738799 |  | 10.5 | 15 | 26678 | 22797 | 18500 | 2.85 | 2.34 | 27476 | 3.38 | 1.85 | 8.1 | 6.85
Live | 216737946 |  | 10.5 | 15.5 | 27154 | 23055 | 19000 | 2.85 | 2.41 | 28005 | 3.54 | 1.85 | 8.1 | 6.8
Live | 216737142 |  | 10.5 | 15.2 | 26678 | 22797 | 18800 | 2.85 | 2.37 | 27741 | 3.43 | 1.9 | 8.1 | 6.85
Live | 216735649 |  | 11 | 16.5 | 27393 | 22540 | 18400 | 2.98 | 2.41 | 27212 | 3.51 | 1.96 | 8.5 | 7
Live | 216738742 |  | 11 | 16 | 27869 | 22926 | 18800 | 2.99 | 2.43 | 28005 | 3.62 | 1.94 | 8.5 | 7
Live | 216737141 |  | 10.5 | 15.2 | 26678 | 22797 | 18800 | 2.85 | 2.37 | 27741 | 3.43 | 1.9 | 8.1 | 6.85
Live | 216736413 |  | 10.5 | 15.2 | 26440 | 22797 | 19000 | 2.85 | 2.37 | 27741 | 3.4 | 1.85 | 8.1 | 6.85
Live | 216734848 |  | 10.5 | 16 | 26440 | 22540 | 18700 | 2.85 | 2.33 | 27476 | 3.36 | 1.85 | 8.1 | 6.85
Live | 216737945 |  | 10.5 | 15.5 | 27154 | 23055 | 19000 | 2.85 | 2.41 | 28005 | 3.54 | 1.85 | 8.1 | 6.8
Live | 216734847 |  | 10.5 | 16 | 26440 | 22540 | 18700 | 2.85 | 2.33 | 27476 | 3.36 | 1.85 | 8.1 | 6.85
Live | 216735648 |  | 11 | 16.5 | 27393 | 22540 | 18400 | 2.98 | 2.41 | 27212 | 3.51 | 1.96 | 8.5 | 7
Live | 216737140 |  | 10.5 | 15.2 | 26678 | 22797 | 18800 | 2.85 | 2.37 | 27741 | 3.43 | 1.9 | 8.1 | 6.85
Live | 216738741 |  | 11 | 16 | 27869 | 22926 | 18800 | 2.99 | 2.43 | 28005 | 3.62 | 1.94 | 8.5 | 7
Live | 216737944 |  | 10.5 | 15.5 | 27154 | 23055 | 19000 | 2.85 | 2.41 | 28005 | 3.54 | 1.85 | 8.1 | 6.8
Live | 216736373 |  | 10.5 | 15.5 | 27154 | 23312 | 19300 | 2.85 | 2.41 | 28269 | 3.53 | 1.96 | 8.5 | 7
Live | 216734846 |  | 10.5 | 16 | 26440 | 22540 | 18700 | 2.85 | 2.33 | 27476 | 3.36 | 1.85 | 8.1 | 6.85
Live | 216735591 |  | 11 | 16.5 | 27631 | 22668 | 18500 | 2.99 | 2.41 | 27476 | 3.53 | 1.96 | 8.5 | 7
Live | 216737136 |  | 10.5 | 15 | 27154 | 23055 | 19000 | 2.85 | 2.41 | 28005 | 3.55 | 1.9 | 8.1 | 6.85
Live | 216738740 |  | 11 | 16 | 27869 | 22926 | 18800 | 2.99 | 2.43 | 28005 | 3.62 | 1.94 | 8.5 | 7
Live | 216736372 |  | 10.5 | 15.5 | 27154 | 23312 | 19300 | 2.85 | 2.41 | 28269 | 3.53 | 1.96 | 8.5 | 7
Live | 216734845 |  | 10.5 | 16 | 26440 | 22540 | 18700 | 2.85 | 2.33 | 27476 | 3.36 | 1.85 | 8.1 | 6.85
Live | 216737941 |  | 10.5 | 15.2 | 26916 | 22797 | 18900 | 2.85 | 2.41 | 27741 | 3.49 | 1.85 | 8.1 | 6.8
Live | 216737135 |  | 10.5 | 15 | 27154 | 23055 | 19000 | 2.85 | 2.41 | 28005 | 3.55 | 1.9 | 8.1 | 6.85
Live | 216734844 |  | 10.5 | 16 | 26440 | 22540 | 18700 | 2.85 | 2.33 | 27476 | 3.36 | 1.85 | 8.1 | 6.85
Live | 216737940 |  | 10.5 | 15.2 | 26916 | 22797 | 18900 | 2.85 | 2.41 | 27741 | 3.49 | 1.85 | 8.1 | 6.8
Live | 216736371 |  | 10.5 | 15.5 | 27154 | 23312 | 19300 | 2.85 | 2.41 | 28269 | 3.53 | 1.96 | 8.5 | 7
Live | 216738739 |  | 11 | 16 | 27869 | 22926 | 18800 | 2.99 | 2.43 | 28005 | 3.62 | 1.94 | 8.5 | 7
Live | 216735590 |  | 11 | 16.5 | 27631 | 22668 | 18500 | 2.99 | 2.41 | 27476 | 3.53 | 1.96 | 8.5 | 7
Live | 216737134 |  | 10.5 | 15 | 27154 | 23055 | 19000 | 2.85 | 2.41 | 28005 | 3.55 | 1.9 | 8.1 | 6.85
Live | 216738738 |  | 11 | 16 | 27869 | 22926 | 18800 | 2.99 | 2.43 | 28005 | 3.62 | 1.94 | 8.5 | 7
Live | 216734840 |  | 10.5 | 16 | 26678 | 22668 | 18700 | 2.85 | 2.33 | 27476 | 3.38 | 1.96 | 8.5 | 7
Live | 216736370 |  | 10.5 | 15.5 | 27154 | 23312 | 19300 | 2.85 | 2.41 | 28269 | 3.53 | 1.96 | 8.5 | 7
Live | 216737939 |  | 10.5 | 15.2 | 26916 | 22797 | 18900 | 2.85 | 2.41 | 27741 | 3.49 | 1.85 | 8.1 | 6.8
Live | 216737133 |  | 10.5 | 15 | 27154 | 23055 | 19000 | 2.85 | 2.41 | 28005 | 3.55 | 1.9 | 8.1 | 6.85
Live | 216738737 |  | 11 | 16 | 27869 | 22926 | 18800 | 2.99 | 2.43 | 28005 | 3.62 | 1.94 | 8.5 | 7
Live | 216735589 |  | 11 | 16.5 | 27631 | 22668 | 18500 | 2.99 | 2.41 | 27476 | 3.53 | 1.96 | 8.5 | 7
Live | 216734839 |  | 10.5 | 16 | 26678 | 22668 | 18700 | 2.85 | 2.33 | 27476 | 3.38 | 1.96 | 8.5 | 7
Live | 216736369 |  | 10.5 | 15.5 | 27154 | 23312 | 19300 | 2.85 | 2.41 | 28269 | 3.53 | 1.96 | 8.5 | 7
Live | 216737938 |  | 10.5 | 15.2 | 26916 | 22797 | 18900 | 2.85 | 2.41 | 27741 | 3.49 | 1.85 | 8.1 | 6.8
Live | 216737132 |  | 10.5 | 15 | 27154 | 23055 | 19000 | 2.85 | 2.41 | 28005 | 3.55 | 1.9 | 8.1 | 6.85
Live | 216735588 |  | 11 | 16.5 | 27631 | 22668 | 18500 | 2.99 | 2.41 | 27476 | 3.53 | 1.96 | 8.5 | 7
Live | 216734838 |  | 10.5 | 16 | 26678 | 22668 | 18700 | 2.85 | 2.33 | 27476 | 3.38 | 1.96 | 8.5 | 7
Live | 216738736 |  | 11 | 16 | 27869 | 22926 | 18800 | 2.99 | 2.43 | 28005 | 3.62 | 1.94 | 8.5 | 7
Live | 216737131 |  | 10.5 | 15 | 27154 | 23055 | 19000 | 2.85 | 2.41 | 28005 | 3.55 | 1.9 | 8.1 | 6.85
Live | 216737937 |  | 10.5 | 15.2 | 26916 | 22797 | 18900 | 2.85 | 2.41 | 27741 | 3.49 | 1.85 | 8.1 | 6.8
Live | 216736368 |  | 10.5 | 15.5 | 27154 | 23312 | 19300 | 2.85 | 2.41 | 28269 | 3.53 | 1.96 | 8.5 | 7
Live | 216735587 |  | 11 | 16.5 | 27631 | 22668 | 18500 | 2.99 | 2.41 | 27476 | 3.53 | 1.96 | 8.5 | 7
Live | 216734837 |  | 10.5 | 16 | 26678 | 22668 | 18700 | 2.85 | 2.33 | 27476 | 3.38 | 1.96 | 8.5 | 7
Live | 216737130 |  | 10.5 | 15 | 27154 | 23055 | 19000 | 2.85 | 2.41 | 28005 | 3.55 | 1.9 | 8.1 | 6.85
Live | 216738733 |  | 11 | 16 | 27154 | 22668 | 18500 | 2.99 | 2.39 | 27476 | 3.49 | 1.85 | 8.1 | 6.75
Live | 216737936 |  | 10.5 | 15.2 | 26916 | 22797 | 18900 | 2.85 | 2.41 | 27741 | 3.49 | 1.85 | 8.1 | 6.8
Live | 216736367 |  | 10.5 | 15.5 | 27154 | 23312 | 19300 | 2.85 | 2.41 | 28269 | 3.53 | 1.96 | 8.5 | 7
Live | 216738732 |  | 11 | 16 | 27154 | 22668 | 18500 | 2.99 | 2.39 | 27476 | 3.49 | 1.85 | 8.1 | 6.75
Live | 216737127 |  | 10.5 | 15.5 | 26916 | 22797 | 18800 | 2.85 | 2.39 | 27741 | 3.49 | 1.85 | 8.1 | 6.85
Live | 216735586 |  | 11 | 16.5 | 27631 | 22668 | 18500 | 2.99 | 2.41 | 27476 | 3.53 | 1.96 | 8.5 | 7
Live | 216734836 |  | 10.5 | 16 | 26678 | 22668 | 18700 | 2.85 | 2.33 | 27476 | 3.38 | 1.96 | 8.5 | 7
Live | 216736366 |  | 10.5 | 15.5 | 27154 | 23312 | 19300 | 2.85 | 2.41 | 28269 | 3.53 | 1.96 | 8.5 | 7
Live | 216737935 |  | 10.5 | 15.2 | 26916 | 22797 | 18900 | 2.85 | 2.41 | 27741 | 3.49 | 1.85 | 8.1 | 6.8
Live | 216737126 |  | 10.5 | 15.5 | 26916 | 22797 | 18800 | 2.85 | 2.39 | 27741 | 3.49 | 1.85 | 8.1 | 6.85
Live | 216735585 |  | 11 | 16.5 | 27631 | 22668 | 18500 | 2.99 | 2.41 | 27476 | 3.53 | 1.96 | 8.5 | 7
Live | 216738731 |  | 11 | 16 | 27154 | 22668 | 18500 | 2.99 | 2.39 | 27476 | 3.49 | 1.85 | 8.1 | 6.75
Live | 216736362 |  | 10.5 | 15.5 | 26916 | 22926 | 19100 | 2.85 | 2.39 | 28005 | 3.49 | 1.85 | 8.1 | 6.85
Live | 216734835 |  | 10.5 | 16 | 26678 | 22668 | 18700 | 2.85 | 2.33 | 27476 | 3.38 | 1.96 | 8.5 | 7
Live | 216737934 |  | 10.5 | 15.2 | 26916 | 22797 | 18900 | 2.85 | 2.41 | 27741 | 3.49 | 1.85 | 8.1 | 6.8
Live | 216738730 |  | 11 | 16 | 27154 | 22668 | 18500 | 2.99 | 2.39 | 27476 | 3.49 | 1.85 | 8.1 | 6.75
Live | 216737125 |  | 10.5 | 15.5 | 26916 | 22797 | 18800 | 2.85 | 2.39 | 27741 | 3.49 | 1.85 | 8.1 | 6.85
Live | 216735584 |  | 11 | 16.5 | 27631 | 22668 | 18500 | 2.99 | 2.41 | 27476 | 3.53 | 1.96 | 8.5 | 7
Live | 216734834 |  | 10.5 | 16 | 26678 | 22668 | 18700 | 2.85 | 2.33 | 27476 | 3.38 | 1.96 | 8.5 | 7
Live | 216736361 |  | 10.5 | 15.5 | 26916 | 22926 | 19100 | 2.85 | 2.39 | 28005 | 3.49 | 1.85 | 8.1 | 6.85
Live | 216735581 |  | 11 | 16.5 | 27154 | 22411 | 18300 | 2.99 | 2.39 | 26948 | 3.46 | 1.98 | 8.5 | 7
Live | 216737931 |  | 11 | 16 | 27154 | 22926 | 19000 | 2.99 | 2.43 | 28005 | 3.55 | 1.96 | 8.5 | 7
Live | 216738729 |  | 11 | 16 | 27154 | 22668 | 18500 | 2.99 | 2.39 | 27476 | 3.49 | 1.85 | 8.1 | 6.75
Live | 216737124 |  | 10.5 | 15.5 | 26916 | 22797 | 18800 | 2.85 | 2.39 | 27741 | 3.49 | 1.85 | 8.1 | 6.85
Live | 216734833 |  | 10.5 | 16 | 26678 | 22668 | 18700 | 2.85 | 2.33 | 27476 | 3.38 | 1.96 | 8.5 | 7
Live | 216738728 |  | 11 | 16 | 27154 | 22668 | 18500 | 2.99 | 2.39 | 27476 | 3.49 | 1.85 | 8.1 | 6.75
Live | 216737123 |  | 10.5 | 15.5 | 26916 | 22797 | 18800 | 2.85 | 2.39 | 27741 | 3.49 | 1.85 | 8.1 | 6.85
Live | 216736360 |  | 10.5 | 15.5 | 26916 | 22926 | 19100 | 2.85 | 2.39 | 28005 | 3.49 | 1.85 | 8.1 | 6.85
Live | 216737930 |  | 11 | 16 | 27154 | 22926 | 19000 | 2.99 | 2.43 | 28005 | 3.55 | 1.96 | 8.5 | 7
Live | 216735580 |  | 11 | 16.5 | 27154 | 22411 | 18300 | 2.99 | 2.39 | 26948 | 3.46 | 1.98 | 8.5 | 7
Live | 216734829 |  | 10.5 | 16 | 26440 | 22540 | 18700 | 2.85 | 2.33 | 27476 | 3.36 | 1.85 | 8.1 | 6.85
Live | 216737122 |  | 10.5 | 15.5 | 26916 | 22797 | 18800 | 2.85 | 2.39 | 27741 | 3.49 | 1.85 | 8.1 | 6.85
Live | 216738727 |  | 11 | 16 | 27154 | 22668 | 18500 | 2.99 | 2.39 | 27476 | 3.49 | 1.85 | 8.1 | 6.75
Live | 216736359 |  | 10.5 | 15.5 | 26916 | 22926 | 19100 | 2.85 | 2.39 | 28005 | 3.49 | 1.85 | 8.1 | 6.85
Live | 216737929 |  | 11 | 16 | 27154 | 22926 | 19000 | 2.99 | 2.43 | 28005 | 3.55 | 1.96 | 8.5 | 7
Live | 216735579 |  | 11 | 16.5 | 27154 | 22411 | 18300 | 2.99 | 2.39 | 26948 | 3.46 | 1.98 | 8.5 | 7
Live | 216737928 |  | 11 | 16 | 27154 | 22926 | 19000 | 2.99 | 2.43 | 28005 | 3.55 | 1.96 | 8.5 | 7
Live | 216734828 |  | 10.5 | 16 | 26440 | 22540 | 18700 | 2.85 | 2.33 | 27476 | 3.36 | 1.85 | 8.1 | 6.85
Live | 216738726 |  | 11 | 16 | 27154 | 22668 | 18500 | 2.99 | 2.39 | 27476 | 3.49 | 1.85 | 8.1 | 6.75
Live | 216737121 |  | 10.5 | 15.5 | 26916 | 22797 | 18800 | 2.85 | 2.39 | 27741 | 3.49 | 1.85 | 8.1 | 6.85
Live | 216735578 |  | 11 | 16.5 | 27154 | 22411 | 18300 | 2.99 | 2.39 | 26948 | 3.46 | 1.98 | 8.5 | 7
Live | 216736358 |  | 10.5 | 15.5 | 26916 | 22926 | 19100 | 2.85 | 2.39 | 28005 | 3.49 | 1.85 | 8.1 | 6.85
Live | 216737927 |  | 11 | 16 | 27154 | 22926 | 19000 | 2.99 | 2.43 | 28005 | 3.55 | 1.96 | 8.5 | 7
Live | 216738722 |  | 11 | 16 | 26916 | 22540 | 18400 | 2.99 | 2.35 | 27476 | 3.43 | 1.85 | 8.1 | 6.8
Live | 216734827 |  | 10.5 | 16 | 26440 | 22540 | 18700 | 2.85 | 2.33 | 27476 | 3.36 | 1.85 | 8.1 | 6.85
Live | 216736357 |  | 10.5 | 15.5 | 26916 | 22926 | 19100 | 2.85 | 2.39 | 28005 | 3.49 | 1.85 | 8.1 | 6.85
Live | 216735577 |  | 11 | 16.5 | 27154 | 22411 | 18300 | 2.99 | 2.39 | 26948 | 3.46 | 1.98 | 8.5 | 7
Live | 216737117 |  | 10.5 | 15.2 | 27154 | 22926 | 19000 | 2.85 | 2.41 | 28005 | 3.55 | 1.9 | 8.1 | 6.85
Live | 216737926 |  | 11 | 16 | 27154 | 22926 | 19000 | 2.99 | 2.43 | 28005 | 3.55 | 1.96 | 8.5 | 7
Live | 216738721 |  | 11 | 16 | 26916 | 22540 | 18400 | 2.99 | 2.35 | 27476 | 3.43 | 1.85 | 8.1 | 6.8
Live | 216734826 |  | 10.5 | 16 | 26440 | 22540 | 18700 | 2.85 | 2.33 | 27476 | 3.36 | 1.85 | 8.1 | 6.85
Live | 216736356 |  | 10.5 | 15.5 | 26916 | 22926 | 19100 | 2.85 | 2.39 | 28005 | 3.49 | 1.85 | 8.1 | 6.85
Live | 216737116 |  | 10.5 | 15.2 | 27154 | 22926 | 19000 | 2.85 | 2.41 | 28005 | 3.55 | 1.9 | 8.1 | 6.85
Live | 216735576 |  | 11 | 16.5 | 27154 | 22411 | 18300 | 2.99 | 2.39 | 26948 | 3.46 | 1.98 | 8.5 | 7
Live | 216737925 |  | 11 | 16 | 27154 | 22926 | 19000 | 2.99 | 2.43 | 28005 | 3.55 | 1.96 | 8.5 | 7
Live | 216738720 |  | 11 | 16 | 26916 | 22540 | 18400 | 2.99 | 2.35 | 27476 | 3.43 | 1.85 | 8.1 | 6.8
Live | 216736355 |  | 10.5 | 15.5 | 26916 | 22926 | 19100 | 2.85 | 2.39 | 28005 | 3.49 | 1.85 | 8.1 | 6.85
Live | 216734825 |  | 10.5 | 16 | 26440 | 22540 | 18700 | 2.85 | 2.33 | 27476 | 3.36 | 1.85 | 8.1 | 6.85
Live | 216735575 |  | 11 | 16.5 | 27154 | 22411 | 18300 | 2.99 | 2.39 | 26948 | 3.46 | 1.98 | 8.5 | 7
Live | 216737924 |  | 11 | 16 | 27154 | 22926 | 19000 | 2.99 | 2.43 | 28005 | 3.55 | 1.96 | 8.5 | 7
Live | 216737115 |  | 10.5 | 15.2 | 27154 | 22926 | 19000 | 2.85 | 2.41 | 28005 | 3.55 | 1.9 | 8.1 | 6.85
Live | 216738719 |  | 11 | 16 | 26916 | 22540 | 18400 | 2.99 | 2.35 | 27476 | 3.43 | 1.85 | 8.1 | 6.8
Live | 216734824 |  | 10.5 | 16 | 26440 | 22540 | 18700 | 2.85 | 2.33 | 27476 | 3.36 | 1.85 | 8.1 | 6.85
Live | 216736351 |  | 10.5 | 16 | 26916 | 22926 | 19000 | 2.85 | 2.39 | 28005 | 3.49 | 1.85 | 8.1 | 6.8
Live | 216737921 |  | 10.5 | 15.5 | 26916 | 22797 | 18900 | 2.85 | 2.39 | 27741 | 3.49 | 1.85 | 8.1 | 6.8
Live | 216735574 |  | 11 | 16.5 | 27154 | 22411 | 18300 | 2.99 | 2.39 | 26948 | 3.46 | 1.98 | 8.5 | 7
Live | 216738718 |  | 11 | 16 | 26916 | 22540 | 18400 | 2.99 | 2.35 | 27476 | 3.43 | 1.85 | 8.1 | 6.8
Live | 216737114 |  | 10.5 | 15.2 | 27154 | 22926 | 19000 | 2.85 | 2.41 | 28005 | 3.55 | 1.9 | 8.1 | 6.85
Live | 216734823 |  | 10.5 | 16 | 26440 | 22540 | 18700 | 2.85 | 2.33 | 27476 | 3.36 | 1.85 | 8.1 | 6.85
Live | 216737920 |  | 10.5 | 15.5 | 26916 | 22797 | 18900 | 2.85 | 2.39 | 27741 | 3.49 | 1.85 | 8.1 | 6.8
Live | 216736350 |  | 10.5 | 16 | 26916 | 22926 | 19000 | 2.85 | 2.39 | 28005 | 3.49 | 1.85 | 8.1 | 6.8
Live | 216735571 |  | 11 | 16.5 | 27393 | 22411 | 18300 | 2.98 | 2.39 | 26948 | 3.46 | 1.98 | 8.5 | 7
Live | 216738717 |  | 11 | 16 | 26916 | 22540 | 18400 | 2.99 | 2.35 | 27476 | 3.43 | 1.85 | 8.1 | 6.8
Live | 216737113 |  | 10.5 | 15.2 | 27154 | 22926 | 19000 | 2.85 | 2.41 | 28005 | 3.55 | 1.9 | 8.1 | 6.85
Live | 216734822 |  | 10.5 | 16 | 26440 | 22540 | 18700 | 2.85 | 2.33 | 27476 | 3.36 | 1.85 | 8.1 | 6.85
Live | 216736349 |  | 10.5 | 16 | 26916 | 22926 | 19000 | 2.85 | 2.39 | 28005 | 3.49 | 1.85 | 8.1 | 6.8
Live | 216737919 |  | 10.5 | 15.5 | 26916 | 22797 | 18900 | 2.85 | 2.39 | 27741 | 3.49 | 1.85 | 8.1 | 6.8
Live | 216738716 |  | 11 | 16 | 26916 | 22540 | 18400 | 2.99 | 2.35 | 27476 | 3.43 | 1.85 | 8.1 | 6.8
Live | 216735570 |  | 11 | 16.5 | 27393 | 22411 | 18300 | 2.98 | 2.39 | 26948 | 3.46 | 1.98 | 8.5 | 7
Live | 216734818 |  | 10.5 | 16 | 26678 | 22668 | 18700 | 2.85 | 2.33 | 27476 | 3.38 | 1.96 | 8.5 | 7
Live | 216737112 |  | 10.5 | 15.2 | 27154 | 22926 | 19000 | 2.85 | 2.41 | 28005 | 3.55 | 1.9 | 8.1 | 6.85
Live | 216737918 |  | 10.5 | 15.5 | 26916 | 22797 | 18900 | 2.85 | 2.39 | 27741 | 3.49 | 1.85 | 8.1 | 6.8
Live | 216736348 |  | 10.5 | 16 | 26916 | 22926 | 19000 | 2.85 | 2.39 | 28005 | 3.49 | 1.85 | 8.1 | 6.8
Live | 216738715 |  | 11 | 16 | 26916 | 22540 | 18400 | 2.99 | 2.35 | 27476 | 3.43 | 1.85 | 8.1 | 6.8
Live | 216735569 |  | 11 | 16.5 | 27393 | 22411 | 18300 | 2.98 | 2.39 | 26948 | 3.46 | 1.98 | 8.5 | 7
Live | 216734817 |  | 10.5 | 16 | 26678 | 22668 | 18700 | 2.85 | 2.33 | 27476 | 3.38 | 1.96 | 8.5 | 7
Live | 216737111 |  | 10.5 | 15.2 | 27154 | 22926 | 19000 | 2.85 | 2.41 | 28005 | 3.55 | 1.9 | 8.1 | 6.85
Live | 216737917 |  | 10.5 | 15.5 | 26916 | 22797 | 18900 | 2.85 | 2.39 | 27741 | 3.49 | 1.85 | 8.1 | 6.8
Live | 216736347 |  | 10.5 | 16 | 26916 | 22926 | 19000 | 2.85 | 2.39 | 28005 | 3.49 | 1.85 | 8.1 | 6.8
Live | 216738711 |  | 11 | 16 | 26916 | 22668 | 18500 | 2.99 | 2.37 | 27476 | 3.44 | 1.85 | 8.1 | 6.8
Live | 216735568 |  | 11 | 16.5 | 27393 | 22411 | 18300 | 2.98 | 2.39 | 26948 | 3.46 | 1.98 | 8.5 | 7
Live | 216737916 |  | 10.5 | 15.5 | 26916 | 22797 | 18900 | 2.85 | 2.39 | 27741 | 3.49 | 1.85 | 8.1 | 6.8
Live | 216734816 |  | 10.5 | 16 | 26678 | 22668 | 18700 | 2.85 | 2.33 | 27476 | 3.38 | 1.96 | 8.5 | 7
Live | 216737110 |  | 10.5 | 15.2 | 27154 | 22926 | 19000 | 2.85 | 2.41 | 28005 | 3.55 | 1.9 | 8.1 | 6.85
Live | 216736346 |  | 10.5 | 16 | 26916 | 22926 | 19000 | 2.85 | 2.39 | 28005 | 3.49 | 1.85 | 8.1 | 6.8
Live | 216735567 |  | 11 | 16.5 | 27393 | 22411 | 18300 | 2.98 | 2.39 | 26948 | 3.46 | 1.98 | 8.5 | 7
Live | 216737915 |  | 10.5 | 15.5 | 26916 | 22797 | 18900 | 2.85 | 2.39 | 27741 | 3.49 | 1.85 | 8.1 | 6.8
Live | 216738710 |  | 11 | 16 | 26916 | 22668 | 18500 | 2.99 | 2.37 | 27476 | 3.44 | 1.85 | 8.1 | 6.8
Live | 216734815 |  | 10.5 | 16 | 26678 | 22668 | 18700 | 2.85 | 2.33 | 27476 | 3.38 | 1.96 | 8.5 | 7
Live | 216736345 |  | 10.5 | 16 | 26916 | 22926 | 19000 | 2.85 | 2.39 | 28005 | 3.49 | 1.85 | 8.1 | 6.8
Live | 216737107 |  | 10.5 | 15.5 | 26440 | 22668 | 18800 | 2.85 | 2.37 | 27741 | 3.43 | 1.9 | 8.1 | 6.85
Live | 216735566 |  | 11 | 16.5 | 27393 | 22411 | 18300 | 2.98 | 2.39 | 26948 | 3.46 | 1.98 | 8.5 | 7
Live | 216737914 |  | 10.5 | 15.5 | 26916 | 22797 | 18900 | 2.85 | 2.39 | 27741 | 3.49 | 1.85 | 8.1 | 6.8
Live | 216738709 |  | 11 | 16 | 26916 | 22668 | 18500 | 2.99 | 2.37 | 27476 | 3.44 | 1.85 | 8.1 | 6.8
Live | 216734814 |  | 10.5 | 16 | 26678 | 22668 | 18700 | 2.85 | 2.33 | 27476 | 3.38 | 1.96 | 8.5 | 7
Live | 216737106 |  | 10.5 | 15.5 | 26440 | 22668 | 18800 | 2.85 | 2.37 | 27741 | 3.43 | 1.9 | 8.1 | 6.85
Live | 216736344 |  | 10.5 | 16 | 26916 | 22926 | 19000 | 2.85 | 2.39 | 28005 | 3.49 | 1.85 | 8.1 | 6.8
Live | 216735565 |  | 11 | 16.5 | 27393 | 22411 | 18300 | 2.98 | 2.39 | 26948 | 3.46 | 1.98 | 8.5 | 7
Live | 216737105 |  | 10.5 | 15.5 | 26440 | 22668 | 18800 | 2.85 | 2.37 | 27741 | 3.43 | 1.9 | 8.1 | 6.85
Live | 216738708 |  | 11 | 16 | 26916 | 22668 | 18500 | 2.99 | 2.37 | 27476 | 3.44 | 1.85 | 8.1 | 6.8
Live | 216737910 |  | 10.5 | 16 | 26916 | 22926 | 18900 | 2.85 | 2.39 | 28005 | 3.49 | 1.85 | 8.1 | 6.85
Live | 216734813 |  | 10.5 | 16 | 26678 | 22668 | 18700 | 2.85 | 2.33 | 27476 | 3.38 | 1.96 | 8.5 | 7
Live | 216736340 |  | 10.5 | 15.5 | 26678 | 22926 | 19000 | 2.85 | 2.39 | 28005 | 3.46 | 1.85 | 8.1 | 6.85
Live | 216735564 |  | 11 | 16.5 | 27393 | 22411 | 18300 | 2.98 | 2.39 | 26948 | 3.46 | 1.98 | 8.5 | 7
Live | 216737104 |  | 10.5 | 15.5 | 26440 | 22668 | 18800 | 2.85 | 2.37 | 27741 | 3.43 | 1.9 | 8.1 | 6.85
Live | 216738707 |  | 11 | 16 | 26916 | 22668 | 18500 | 2.99 | 2.37 | 27476 | 3.44 | 1.85 | 8.1 | 6.8
Live | 216737909 |  | 10.5 | 16 | 26916 | 22926 | 18900 | 2.85 | 2.39 | 28005 | 3.49 | 1.85 | 8.1 | 6.85
Live | 216734812 |  | 10.5 | 16 | 26678 | 22668 | 18700 | 2.85 | 2.33 | 27476 | 3.38 | 1.96 | 8.5 | 7
Live | 216735561 |  | 11 | 17 | 27393 | 22411 | 18400 | 2.98 | 2.41 | 27212 | 3.51 | 1.96 | 8.5 | 7
Live | 216738706 |  | 11 | 16 | 26916 | 22668 | 18500 | 2.99 | 2.37 | 27476 | 3.44 | 1.85 | 8.1 | 6.8
Live | 216737103 |  | 10.5 | 15.5 | 26440 | 22668 | 18800 | 2.85 | 2.37 | 27741 | 3.43 | 1.9 | 8.1 | 6.85
Live | 216736339 |  | 10.5 | 15.5 | 26678 | 22926 | 19000 | 2.85 | 2.39 | 28005 | 3.46 | 1.85 | 8.1 | 6.85
Live | 216737908 |  | 10.5 | 16 | 26916 | 22926 | 18900 | 2.85 | 2.39 | 28005 | 3.49 | 1.85 | 8.1 | 6.85
Live | 216734811 |  | 10.5 | 16 | 26678 | 22668 | 18700 | 2.85 | 2.33 | 27476 | 3.38 | 1.96 | 8.5 | 7
Live | 216735560 |  | 11 | 17 | 27393 | 22411 | 18400 | 2.98 | 2.41 | 27212 | 3.51 | 1.96 | 8.5 | 7
Live | 216738705 |  | 11 | 16 | 26916 | 22668 | 18500 | 2.99 | 2.37 | 27476 | 3.44 | 1.85 | 8.1 | 6.8
Live | 216736338 |  | 10.5 | 15.5 | 26678 | 22926 | 19000 | 2.85 | 2.39 | 28005 | 3.46 | 1.85 | 8.1 | 6.85
Live | 216737102 |  | 10.5 | 15.5 | 26440 | 22668 | 18800 | 2.85 | 2.37 | 27741 | 3.43 | 1.9 | 8.1 | 6.85
Live | 216737907 |  | 10.5 | 16 | 26916 | 22926 | 18900 | 2.85 | 2.39 | 28005 | 3.49 | 1.85 | 8.1 | 6.85
Live | 216735559 |  | 11 | 17 | 27393 | 22411 | 18400 | 2.98 | 2.41 | 27212 | 3.51 | 1.96 | 8.5 | 7
Live | 216737101 |  | 10.5 | 15.5 | 26440 | 22668 | 18800 | 2.85 | 2.37 | 27741 | 3.43 | 1.9 | 8.1 | 6.85
Live | 216738704 |  | 11 | 16 | 26916 | 22668 | 18500 | 2.99 | 2.37 | 27476 | 3.44 | 1.85 | 8.1 | 6.8
Live | 216736337 |  | 10.5 | 15.5 | 26678 | 22926 | 19000 | 2.85 | 2.39 | 28005 | 3.46 | 1.85 | 8.1 | 6.85
Live | 216734808 |  | 10.5 | 16 | 26440 | 22668 | 18700 | 2.85 | 2.33 | 27476 | 3.36 | 1.85 | 8.1 | 6.85
Live | 216737906 |  | 10.5 | 16 | 26916 | 22926 | 18900 | 2.85 | 2.39 | 28005 | 3.49 | 1.85 | 8.1 | 6.85
Live | 216735558 |  | 11 | 17 | 27393 | 22411 | 18400 | 2.98 | 2.41 | 27212 | 3.51 | 1.96 | 8.5 | 7
Live | 216737099 |  | 10.5 | 15 | 27154 | 23055 | 19000 | 2.85 | 2.43 | 28005 | 3.55 | 1.9 | 8.1 | 6.85
Live | 216738700 |  | 11 | 16 | 27154 | 22797 | 18600 | 2.99 | 2.37 | 27476 | 3.44 | 1.85 | 8.1 | 6.8
Live | 216734807 |  | 10.5 | 16 | 26440 | 22668 | 18700 | 2.85 | 2.33 | 27476 | 3.36 | 1.85 | 8.1 | 6.85
Live | 216736336 |  | 10.5 | 15.5 | 26678 | 22926 | 19000 | 2.85 | 2.39 | 28005 | 3.46 | 1.85 | 8.1 | 6.85
Live | 216737905 |  | 10.5 | 16 | 26916 | 22926 | 18900 | 2.85 | 2.39 | 28005 | 3.49 | 1.85 | 8.1 | 6.85
Live | 216737098 |  | 10.5 | 15 | 27154 | 23055 | 19000 | 2.85 | 2.43 | 28005 | 3.55 | 1.9 | 8.1 | 6.85
Live | 216735557 |  | 11 | 17 | 27393 | 22411 | 18400 | 2.98 | 2.41 | 27212 | 3.51 | 1.96 | 8.5 | 7
Live | 216738699 |  | 11 | 16 | 27154 | 22797 | 18600 | 2.99 | 2.37 | 27476 | 3.44 | 1.85 | 8.1 | 6.8
Live | 216736335 |  | 10.5 | 15.5 | 26678 | 22926 | 19000 | 2.85 | 2.39 | 28005 | 3.46 | 1.85 | 8.1 | 6.85
Live | 216734806 |  | 10.5 | 16 | 26440 | 22668 | 18700 | 2.85 | 2.33 | 27476 | 3.36 | 1.85 | 8.1 | 6.85
Live | 216737904 |  | 10.5 | 16 | 26916 | 22926 | 18900 | 2.85 | 2.39 | 28005 | 3.49 | 1.85 | 8.1 | 6.85
Live | 216737097 |  | 10.5 | 15 | 27154 | 23055 | 19000 | 2.85 | 2.43 | 28005 | 3.55 | 1.9 | 8.1 | 6.85
Live | 216736334 |  | 10.5 | 15.5 | 26678 | 22926 | 19000 | 2.85 | 2.39 | 28005 | 3.46 | 1.85 | 8.1 | 6.85
Live | 216738698 |  | 11 | 16 | 27154 | 22797 | 18600 | 2.99 | 2.37 | 27476 | 3.44 | 1.85 | 8.1 | 6.8
Live | 216735556 |  | 11 | 17 | 27393 | 22411 | 18400 | 2.98 | 2.41 | 27212 | 3.51 | 1.96 | 8.5 | 7
Live | 216734805 |  | 10.5 | 16 | 26440 | 22668 | 18700 | 2.85 | 2.33 | 27476 | 3.36 | 1.85 | 8.1 | 6.85
Live | 216736333 |  | 10.5 | 15.5 | 26678 | 22926 | 19000 | 2.85 | 2.39 | 28005 | 3.46 | 1.85 | 8.1 | 6.85
Live | 216737903 |  | 10.5 | 16 | 26916 | 22926 | 18900 | 2.85 | 2.39 | 28005 | 3.49 | 1.85 | 8.1 | 6.85
Live | 216737096 |  | 10.5 | 15 | 27154 | 23055 | 19000 | 2.85 | 2.43 | 28005 | 3.55 | 1.9 | 8.1 | 6.85
Live | 216738697 |  | 11 | 16 | 27154 | 22797 | 18600 | 2.99 | 2.37 | 27476 | 3.44 | 1.85 | 8.1 | 6.8
Live | 216734804 |  | 10.5 | 16 | 26440 | 22668 | 18700 | 2.85 | 2.33 | 27476 | 3.36 | 1.85 | 8.1 | 6.85
Live | 216736330 |  | 10.5 | 14.5 | 26678 | 23055 | 19100 | 2.85 | 2.37 | 28005 | 3.45 | 1.9 | 8.1 | 6.85
Live | 216737899 |  | 10.5 | 15.5 | 26678 | 22797 | 18800 | 2.85 | 2.37 | 27741 | 3.43 | 1.85 | 8.1 | 6.8
Live | 216735555 |  | 11 | 17 | 27393 | 22411 | 18400 | 2.98 | 2.41 | 27212 | 3.51 | 1.96 | 8.5 | 7
Live | 216737095 |  | 10.5 | 15 | 27154 | 23055 | 19000 | 2.85 | 2.43 | 28005 | 3.55 | 1.9 | 8.1 | 6.85
Live | 216738696 |  | 11 | 16 | 27154 | 22797 | 18600 | 2.99 | 2.37 | 27476 | 3.44 | 1.85 | 8.1 | 6.8
Live | 216734803 |  | 10.5 | 16 | 26440 | 22668 | 18700 | 2.85 | 2.33 | 27476 | 3.36 | 1.85 | 8.1 | 6.85
Live | 216736329 |  | 10.5 | 14.5 | 26678 | 23055 | 19100 | 2.85 | 2.37 | 28005 | 3.45 | 1.9 | 8.1 | 6.85
Live | 216737898 |  | 10.5 | 15.5 | 26678 | 22797 | 18800 | 2.85 | 2.37 | 27741 | 3.43 | 1.85 | 8.1 | 6.8
Live | 216737094 |  | 10.5 | 15 | 27154 | 23055 | 19000 | 2.85 | 2.43 | 28005 | 3.55 | 1.9 | 8.1 | 6.85
Live | 216735554 |  | 11 | 17 | 27393 | 22411 | 18400 | 2.98 | 2.41 | 27212 | 3.51 | 1.96 | 8.5 | 7
Live | 216738695 |  | 11 | 16 | 27154 | 22797 | 18600 | 2.99 | 2.37 | 27476 | 3.44 | 1.85 | 8.1 | 6.8
Live | 216737897 |  | 10.5 | 15.5 | 26678 | 22797 | 18800 | 2.85 | 2.37 | 27741 | 3.43 | 1.85 | 8.1 | 6.8
Live | 216736328 |  | 10.5 | 14.5 | 26678 | 23055 | 19100 | 2.85 | 2.37 | 28005 | 3.45 | 1.9 | 8.1 | 6.85
Live | 216734802 |  | 10.5 | 16 | 26440 | 22668 | 18700 | 2.85 | 2.33 | 27476 | 3.36 | 1.85 | 8.1 | 6.85
Live | 216737093 |  | 10.5 | 15 | 27154 | 23055 | 19000 | 2.85 | 2.43 | 28005 | 3.55 | 1.9 | 8.1 | 6.85
Live | 216737896 |  | 10.5 | 15.5 | 26678 | 22797 | 18800 | 2.85 | 2.37 | 27741 | 3.43 | 1.85 | 8.1 | 6.8
Live | 216735551 |  | 11 | 15.5 | 27393 | 22411 | 18300 | 2.98 | 2.39 | 27212 | 3.47 | 1.98 | 8.5 | 7
Live | 216736327 |  | 10.5 | 14.5 | 26678 | 23055 | 19100 | 2.85 | 2.37 | 28005 | 3.45 | 1.9 | 8.1 | 6.85
Live | 216738694 |  | 11 | 16 | 27154 | 22797 | 18600 | 2.99 | 2.37 | 27476 | 3.44 | 1.85 | 8.1 | 6.8
Live | 216734801 |  | 10.5 | 16 | 26440 | 22668 | 18700 | 2.85 | 2.33 | 27476 | 3.36 | 1.85 | 8.1 | 6.85
Live | 216737092 |  | 10.5 | 15 | 27154 | 23055 | 19000 | 2.85 | 2.43 | 28005 | 3.55 | 1.9 | 8.1 | 6.85
Live | 216738693 |  | 11 | 16 | 27154 | 22797 | 18600 | 2.99 | 2.37 | 27476 | 3.44 | 1.85 | 8.1 | 6.8
Live | 216736326 |  | 10.5 | 14.5 | 26678 | 23055 | 19100 | 2.85 | 2.37 | 28005 | 3.45 | 1.9 | 8.1 | 6.85
Live | 216737895 |  | 10.5 | 15.5 | 26678 | 22797 | 18800 | 2.85 | 2.37 | 27741 | 3.43 | 1.85 | 8.1 | 6.8
Live | 216735550 |  | 11 | 15.5 | 27393 | 22411 | 18300 | 2.98 | 2.39 | 27212 | 3.47 | 1.98 | 8.5 | 7
Live | 216734798 |  | 10.5 | 15.5 | 26440 | 22668 | 18700 | 2.85 | 2.31 | 27476 | 3.31 | 1.85 | 8.1 | 6.9
Live | 216737088 |  | 10.5 | 15.2 | 26916 | 22797 | 18900 | 2.85 | 2.39 | 27741 | 3.46 | 1.85 | 8.1 | 6.85
Live | 216736325 |  | 10.5 | 14.5 | 26678 | 23055 | 19100 | 2.85 | 2.37 | 28005 | 3.45 | 1.9 | 8.1 | 6.85
Live | 216738690 |  | 10.5 | 15.5 | 26916 | 22540 | 18400 | 2.85 | 2.35 | 27476 | 3.4 | 1.85 | 8.1 | 6.8
Live | 216735549 |  | 11 | 15.5 | 27393 | 22411 | 18300 | 2.98 | 2.39 | 27212 | 3.47 | 1.98 | 8.5 | 7
Live | 216737894 |  | 10.5 | 15.5 | 26678 | 22797 | 18800 | 2.85 | 2.37 | 27741 | 3.43 | 1.85 | 8.1 | 6.8
Live | 216734797 |  | 10.5 | 15.5 | 26440 | 22668 | 18700 | 2.85 | 2.31 | 27476 | 3.31 | 1.85 | 8.1 | 6.9
Live | 216737087 |  | 10.5 | 15.2 | 26916 | 22797 | 18900 | 2.85 | 2.39 | 27741 | 3.46 | 1.85 | 8.1 | 6.85
Live | 216738689 |  | 10.5 | 15.5 | 26916 | 22540 | 18400 | 2.85 | 2.35 | 27476 | 3.4 | 1.85 | 8.1 | 6.8
Live | 216736324 |  | 10.5 | 14.5 | 26678 | 23055 | 19100 | 2.85 | 2.37 | 28005 | 3.45 | 1.9 | 8.1 | 6.85
Live | 216735548 |  | 11 | 15.5 | 27393 | 22411 | 18300 | 2.98 | 2.39 | 27212 | 3.47 | 1.98 | 8.5 | 7
Live | 216737893 |  | 10.5 | 15.5 | 26678 | 22797 | 18800 | 2.85 | 2.37 | 27741 | 3.43 | 1.85 | 8.1 | 6.8
Live | 216734796 |  | 10.5 | 15.5 | 26440 | 22668 | 18700 | 2.85 | 2.31 | 27476 | 3.31 | 1.85 | 8.1 | 6.9
Live | 216737086 |  | 10.5 | 15.2 | 26916 | 22797 | 18900 | 2.85 | 2.39 | 27741 | 3.46 | 1.85 | 8.1 | 6.85
Live | 216738688 |  | 10.5 | 15.5 | 26916 | 22540 | 18400 | 2.85 | 2.35 | 27476 | 3.4 | 1.85 | 8.1 | 6.8
Live | 216736323 |  | 10.5 | 14.5 | 26678 | 23055 | 19100 | 2.85 | 2.37 | 28005 | 3.45 | 1.9 | 8.1 | 6.85
Live | 216735547 |  | 11 | 15.5 | 27393 | 22411 | 18300 | 2.98 | 2.39 | 27212 | 3.47 | 1.98 | 8.5 | 7
Live | 216734795 |  | 10.5 | 15.5 | 26440 | 22668 | 18700 | 2.85 | 2.31 | 27476 | 3.31 | 1.85 | 8.1 | 6.9
Live | 216737892 |  | 10.5 | 15.5 | 26678 | 22797 | 18800 | 2.85 | 2.37 | 27741 | 3.43 | 1.85 | 8.1 | 6.8
Live | 216737085 |  | 10.5 | 15.2 | 26916 | 22797 | 18900 | 2.85 | 2.39 | 27741 | 3.46 | 1.85 | 8.1 | 6.85
Live | 216738687 |  | 10.5 | 15.5 | 26916 | 22540 | 18400 | 2.85 | 2.35 | 27476 | 3.4 | 1.85 | 8.1 | 6.8
Live | 216736321 |  | 10.5 | 14.5 | 26678 | 22926 | 19100 | 2.85 | 2.37 | 28005 | 3.46 | 1.9 | 8.1 | 6.85
Live | 216737084 |  | 10.5 | 15.2 | 26916 | 22797 | 18900 | 2.85 | 2.39 | 27741 | 3.46 | 1.85 | 8.1 | 6.85
Live | 216735546 |  | 11 | 15.5 | 27393 | 22411 | 18300 | 2.98 | 2.39 | 27212 | 3.47 | 1.98 | 8.5 | 7
Live | 216737889 |  | 10.5 | 15.5 | 27154 | 23055 | 19000 | 2.85 | 2.41 | 28005 | 3.54 | 1.85 | 8.1 | 6.8
Live | 216734794 |  | 10.5 | 15.5 | 26440 | 22668 | 18700 | 2.85 | 2.31 | 27476 | 3.31 | 1.85 | 8.1 | 6.9
Live | 216738686 |  | 10.5 | 15.5 | 26916 | 22540 | 18400 | 2.85 | 2.35 | 27476 | 3.4 | 1.85 | 8.1 | 6.8
Live | 216736320 |  | 10.5 | 14.5 | 26678 | 22926 | 19100 | 2.85 | 2.37 | 28005 | 3.46 | 1.9 | 8.1 | 6.85
Live | 216735545 |  | 11 | 15.5 | 27393 | 22411 | 18300 | 2.98 | 2.39 | 27212 | 3.47 | 1.98 | 8.5 | 7
Live | 216737888 |  | 10.5 | 15.5 | 27154 | 23055 | 19000 | 2.85 | 2.41 | 28005 | 3.54 | 1.85 | 8.1 | 6.8
Live | 216734793 |  | 10.5 | 15.5 | 26440 | 22668 | 18700 | 2.85 | 2.31 | 27476 | 3.31 | 1.85 | 8.1 | 6.9
Live | 216737083 |  | 10.5 | 15.2 | 26916 | 22797 | 18900 | 2.85 | 2.39 | 27741 | 3.46 | 1.85 | 8.1 | 6.85
Live | 216736319 |  | 10.5 | 14.5 | 26678 | 22926 | 19100 | 2.85 | 2.37 | 28005 | 3.46 | 1.9 | 8.1 | 6.85
Live | 216738685 |  | 10.5 | 15.5 | 26916 | 22540 | 18400 | 2.85 | 2.35 | 27476 | 3.4 | 1.85 | 8.1 | 6.8
Live | 216736318 |  | 10.5 | 14.5 | 26678 | 22926 | 19100 | 2.85 | 2.37 | 28005 | 3.46 | 1.9 | 8.1 | 6.85
Live | 216735544 |  | 11 | 15.5 | 27393 | 22411 | 18300 | 2.98 | 2.39 | 27212 | 3.47 | 1.98 | 8.5 | 7
Live | 216737887 |  | 10.5 | 15.5 | 27154 | 23055 | 19000 | 2.85 | 2.41 | 28005 | 3.54 | 1.85 | 8.1 | 6.8
Live | 216734792 |  | 10.5 | 15.5 | 26440 | 22668 | 18700 | 2.85 | 2.31 | 27476 | 3.31 | 1.85 | 8.1 | 6.9
Live | 216737082 |  | 10.5 | 15.2 | 26916 | 22797 | 18900 | 2.85 | 2.39 | 27741 | 3.46 | 1.85 | 8.1 | 6.85
Live | 216738684 |  | 10.5 | 15.5 | 26916 | 22540 | 18400 | 2.85 | 2.35 | 27476 | 3.4 | 1.85 | 8.1 | 6.8
Live | 216736317 |  | 10.5 | 14.5 | 26678 | 22926 | 19100 | 2.85 | 2.37 | 28005 | 3.46 | 1.9 | 8.1 | 6.85
Live | 216735542 |  | 11 | 16 | 27869 | 22797 | 18600 | 2.99 | 2.43 | 27476 | 3.61 | 1.98 | 8.5 | 7
Live | 216737886 |  | 10.5 | 15.5 | 27154 | 23055 | 19000 | 2.85 | 2.41 | 28005 | 3.54 | 1.85 | 8.1 | 6.8
Live | 216734791 |  | 10.5 | 15.5 | 26440 | 22668 | 18700 | 2.85 | 2.31 | 27476 | 3.31 | 1.85 | 8.1 | 6.9
Live | 216737078 |  | 10.5 | 15.5 | 26678 | 22668 | 18800 | 2.85 | 2.37 | 27741 | 3.43 | 1.9 | 8.1 | 6.85
Live | 216736316 |  | 10.5 | 14.5 | 26678 | 22926 | 19100 | 2.85 | 2.37 | 28005 | 3.46 | 1.9 | 8.1 | 6.85
Live | 216738683 |  | 10.5 | 15.5 | 26916 | 22540 | 18400 | 2.85 | 2.35 | 27476 | 3.4 | 1.85 | 8.1 | 6.8
Live | 216735541 |  | 11 | 16 | 27869 | 22797 | 18600 | 2.99 | 2.43 | 27476 | 3.61 | 1.98 | 8.5 | 7
Live | 216737885 |  | 10.5 | 15.5 | 27154 | 23055 | 19000 | 2.85 | 2.41 | 28005 | 3.54 | 1.85 | 8.1 | 6.8
Live | 216736315 |  | 10.5 | 14.5 | 26678 | 22926 | 19100 | 2.85 | 2.37 | 28005 | 3.46 | 1.9 | 8.1 | 6.85
Live | 216734787 |  | 10.5 | 15.5 | 26440 | 22797 | 18800 | 2.85 | 2.32 | 27476 | 3.34 | 1.85 | 8.1 | 6.9
Live | 216737077 |  | 10.5 | 15.5 | 26678 | 22668 | 18800 | 2.85 | 2.37 | 27741 | 3.43 | 1.9 | 8.1 | 6.85
Live | 216735540 |  | 11 | 16 | 27869 | 22797 | 18600 | 2.99 | 2.43 | 27476 | 3.61 | 1.98 | 8.5 | 7
Live | 216738681 |  | 11 | 16 | 27631 | 22926 | 18700 | 2.99 | 2.41 | 27741 | 3.58 | 1.85 | 8.1 | 6.75
Live | 216736314 |  | 10.5 | 14.5 | 26678 | 22926 | 19100 | 2.85 | 2.37 | 28005 | 3.46 | 1.9 | 8.1 | 6.85
Live | 216737884 |  | 10.5 | 15.5 | 27154 | 23055 | 19000 | 2.85 | 2.41 | 28005 | 3.54 | 1.85 | 8.1 | 6.8
Live | 216738680 |  | 11 | 16 | 27631 | 22926 | 18700 | 2.99 | 2.41 | 27741 | 3.58 | 1.85 | 8.1 | 6.75
Live | 216737076 |  | 10.5 | 15.5 | 26678 | 22668 | 18800 | 2.85 | 2.37 | 27741 | 3.43 | 1.9 | 8.1 | 6.85
Live | 216734786 |  | 10.5 | 15.5 | 26440 | 22797 | 18800 | 2.85 | 2.32 | 27476 | 3.34 | 1.85 | 8.1 | 6.9
Live | 216735539 |  | 11 | 16 | 27869 | 22797 | 18600 | 2.99 | 2.43 | 27476 | 3.61 | 1.98 | 8.5 | 7
Live | 216736312 |  | 10.5 | 14.5 | 26678 | 22926 | 19100 | 2.85 | 2.37 | 28005 | 3.42 | 1.85 | 8.1 | 6.85
Live | 216737883 |  | 10.5 | 15.5 | 27154 | 23055 | 19000 | 2.85 | 2.41 | 28005 | 3.54 | 1.85 | 8.1 | 6.8
Live | 216735538 |  | 11 | 16 | 27869 | 22797 | 18600 | 2.99 | 2.43 | 27476 | 3.61 | 1.98 | 8.5 | 7
Live | 216737075 |  | 10.5 | 15.5 | 26678 | 22668 | 18800 | 2.85 | 2.37 | 27741 | 3.43 | 1.9 | 8.1 | 6.85
Live | 216734785 |  | 10.5 | 15.5 | 26440 | 22797 | 18800 | 2.85 | 2.32 | 27476 | 3.34 | 1.85 | 8.1 | 6.9
Live | 216738679 |  | 11 | 16 | 27631 | 22926 | 18700 | 2.99 | 2.41 | 27741 | 3.58 | 1.85 | 8.1 | 6.75
Live | 216736311 |  | 10.5 | 14.5 | 26678 | 22926 | 19100 | 2.85 | 2.37 | 28005 | 3.42 | 1.85 | 8.1 | 6.85
Live | 216735537 |  | 11 | 16 | 27869 | 22797 | 18600 | 2.99 | 2.43 | 27476 | 3.61 | 1.98 | 8.5 | 7
Live | 216734784 |  | 10.5 | 15.5 | 26440 | 22797 | 18800 | 2.85 | 2.32 | 27476 | 3.34 | 1.85 | 8.1 | 6.9
Live | 216737882 |  | 10.5 | 15.5 | 27154 | 23055 | 19000 | 2.85 | 2.41 | 28005 | 3.54 | 1.85 | 8.1 | 6.8
Live | 216737074 |  | 10.5 | 15.5 | 26678 | 22668 | 18800 | 2.85 | 2.37 | 27741 | 3.43 | 1.9 | 8.1 | 6.85
Live | 216738678 |  | 11 | 16 | 27631 | 22926 | 18700 | 2.99 | 2.41 | 27741 | 3.58 | 1.85 | 8.1 | 6.75
Live | 216734783 |  | 10.5 | 15.5 | 26440 | 22797 | 18800 | 2.85 | 2.32 | 27476 | 3.34 | 1.85 | 8.1 | 6.9
Live | 216736310 |  | 10.5 | 14.5 | 26678 | 22926 | 19100 | 2.85 | 2.37 | 28005 | 3.42 | 1.85 | 8.1 | 6.85
Live | 216738677 |  | 11 | 16 | 27631 | 22926 | 18700 | 2.99 | 2.41 | 27741 | 3.58 | 1.85 | 8.1 | 6.75
Live | 216737879 |  | 10.5 | 15.2 | 26916 | 22797 | 18900 | 2.85 | 2.41 | 27741 | 3.49 | 1.85 | 8.1 | 6.8
Live | 216735536 |  | 11 | 16 | 27869 | 22797 | 18600 | 2.99 | 2.43 | 27476 | 3.61 | 1.98 | 8.5 | 7
Live | 216737073 |  | 10.5 | 15.5 | 26678 | 22668 | 18800 | 2.85 | 2.37 | 27741 | 3.43 | 1.9 | 8.1 | 6.85
Live | 216736309 |  | 10.5 | 14.5 | 26678 | 22926 | 19100 | 2.85 | 2.37 | 28005 | 3.42 | 1.85 | 8.1 | 6.85
Live | 216734782 |  | 10.5 | 15.5 | 26440 | 22797 | 18800 | 2.85 | 2.32 | 27476 | 3.34 | 1.85 | 8.1 | 6.9
Live | 216738676 |  | 11 | 16 | 27631 | 22926 | 18700 | 2.99 | 2.41 | 27741 | 3.58 | 1.85 | 8.1 | 6.75
Live | 216737878 |  | 10.5 | 15.2 | 26916 | 22797 | 18900 | 2.85 | 2.41 | 27741 | 3.49 | 1.85 | 8.1 | 6.8
Live | 216737072 |  | 10.5 | 15.5 | 26678 | 22668 | 18800 | 2.85 | 2.37 | 27741 | 3.43 | 1.9 | 8.1 | 6.85
Live | 216735535 |  | 11 | 16 | 27869 | 22797 | 18600 | 2.99 | 2.43 | 27476 | 3.61 | 1.98 | 8.5 | 7
Live | 216736308 |  | 10.5 | 14.5 | 26678 | 22926 | 19100 | 2.85 | 2.37 | 28005 | 3.42 | 1.85 | 8.1 | 6.85
Live | 216737071 |  | 10.5 | 15.5 | 26678 | 22668 | 18800 | 2.85 | 2.37 | 27741 | 3.43 | 1.9 | 8.1 | 6.85
Live | 216737877 |  | 10.5 | 15.2 | 26916 | 22797 | 18900 | 2.85 | 2.41 | 27741 | 3.49 | 1.85 | 8.1 | 6.8
Live | 216738675 |  | 11 | 16 | 27631 | 22926 | 18700 | 2.99 | 2.41 | 27741 | 3.58 | 1.85 | 8.1 | 6.75
Live | 216734781 |  | 10.5 | 15.5 | 26440 | 22797 | 18800 | 2.85 | 2.32 | 27476 | 3.34 | 1.85 | 8.1 | 6.9
Live | 216735533 |  | 11 | 16 | 27154 | 22411 | 18300 | 2.99 | 2.39 | 26948 | 3.46 | 1.98 | 8.5 | 7
Live | 216736307 |  | 10.5 | 14.5 | 26678 | 22926 | 19100 | 2.85 | 2.37 | 28005 | 3.42 | 1.85 | 8.1 | 6.85
Live | 216737068 |  | 10.5 | 15.2 | 26678 | 22797 | 18900 | 2.85 | 2.39 | 27741 | 3.46 | 1.9 | 8.1 | 6.85
Live | 216737876 |  | 10.5 | 15.2 | 26916 | 22797 | 18900 | 2.85 | 2.41 | 27741 | 3.49 | 1.85 | 8.1 | 6.8
Live | 216738674 |  | 11 | 16 | 27631 | 22926 | 18700 | 2.99 | 2.41 | 27741 | 3.58 | 1.85 | 8.1 | 6.75
Live | 216734780 |  | 10.5 | 15.5 | 26440 | 22797 | 18800 | 2.85 | 2.32 | 27476 | 3.34 | 1.85 | 8.1 | 6.9
Live | 216735532 |  | 11 | 16 | 27154 | 22411 | 18300 | 2.99 | 2.39 | 26948 | 3.46 | 1.98 | 8.5 | 7
Live | 216737067 |  | 10.5 | 15.2 | 26678 | 22797 | 18900 | 2.85 | 2.39 | 27741 | 3.46 | 1.9 | 8.1 | 6.85
Live | 216736306 |  | 10.5 | 14.5 | 26678 | 22926 | 19100 | 2.85 | 2.37 | 28005 | 3.42 | 1.85 | 8.1 | 6.85
Live | 216737875 |  | 10.5 | 15.2 | 26916 | 22797 | 18900 | 2.85 | 2.41 | 27741 | 3.49 | 1.85 | 8.1 | 6.8
Live | 216738672 |  | 11 | 16 | 27154 | 22797 | 18600 | 2.99 | 2.39 | 27741 | 3.5 | 1.85 | 8.1 | 6.8
Live | 216734749 |  | 10.5 | 16.5 | 26678 | 22668 | 18700 | 2.85 | 2.36 | 27476 | 3.4 | 1.96 | 8.5 | 7
Live | 216735531 |  | 11 | 16 | 27154 | 22411 | 18300 | 2.99 | 2.39 | 26948 | 3.46 | 1.98 | 8.5 | 7
Live | 216737066 |  | 10.5 | 15.2 | 26678 | 22797 | 18900 | 2.85 | 2.39 | 27741 | 3.46 | 1.9 | 8.1 | 6.85
Live | 216738671 |  | 11 | 16 | 27154 | 22797 | 18600 | 2.99 | 2.39 | 27741 | 3.5 | 1.85 | 8.1 | 6.8
Live | 216737874 |  | 10.5 | 15.2 | 26916 | 22797 | 18900 | 2.85 | 2.41 | 27741 | 3.49 | 1.85 | 8.1 | 6.8
Live | 216736305 |  | 10.5 | 14.5 | 26678 | 22926 | 19100 | 2.85 | 2.37 | 28005 | 3.42 | 1.85 | 8.1 | 6.85
Live | 216735530 |  | 11 | 16 | 27154 | 22411 | 18300 | 2.99 | 2.39 | 26948 | 3.46 | 1.98 | 8.5 | 7
Live | 216734748 |  | 10.5 | 16.5 | 26678 | 22668 | 18700 | 2.85 | 2.36 | 27476 | 3.4 | 1.96 | 8.5 | 7
Live | 216737065 |  | 10.5 | 15.2 | 26678 | 22797 | 18900 | 2.85 | 2.39 | 27741 | 3.46 | 1.9 | 8.1 | 6.85
Live | 216738670 |  | 11 | 16 | 27154 | 22797 | 18600 | 2.99 | 2.39 | 27741 | 3.5 | 1.85 | 8.1 | 6.8
Live | 216737873 |  | 10.5 | 15.2 | 26916 | 22797 | 18900 | 2.85 | 2.41 | 27741 | 3.49 | 1.85 | 8.1 | 6.8
Live | 216736303 |  | 10.5 | 15.2 | 26440 | 22797 | 19000 | 2.85 | 2.35 | 27741 | 3.4 | 1.9 | 8.1 | 6.85
Live | 216735529 |  | 11 | 16 | 27154 | 22411 | 18300 | 2.99 | 2.39 | 26948 | 3.46 | 1.98 | 8.5 | 7
Live | 216734747 |  | 10.5 | 16.5 | 26678 | 22668 | 18700 | 2.85 | 2.36 | 27476 | 3.4 | 1.96 | 8.5 | 7
Live | 216737064 |  | 10.5 | 15.2 | 26678 | 22797 | 18900 | 2.85 | 2.39 | 27741 | 3.46 | 1.9 | 8.1 | 6.85
Live | 216736302 |  | 10.5 | 15.2 | 26440 | 22797 | 19000 | 2.85 | 2.35 | 27741 | 3.4 | 1.9 | 8.1 | 6.85
Live | 216737872 |  | 10.5 | 15.2 | 26916 | 22797 | 18900 | 2.85 | 2.41 | 27741 | 3.49 | 1.85 | 8.1 | 6.8
Live | 216738669 |  | 11 | 16 | 27154 | 22797 | 18600 | 2.99 | 2.39 | 27741 | 3.5 | 1.85 | 8.1 | 6.8
Live | 216735528 |  | 11 | 16 | 27154 | 22411 | 18300 | 2.99 | 2.39 | 26948 | 3.46 | 1.98 | 8.5 | 7
Live | 216734746 |  | 10.5 | 16.5 | 26678 | 22668 | 18700 | 2.85 | 2.36 | 27476 | 3.4 | 1.96 | 8.5 | 7
Live | 216736301 |  | 10.5 | 15.2 | 26440 | 22797 | 19000 | 2.85 | 2.35 | 27741 | 3.4 | 1.9 | 8.1 | 6.85
Live | 216737869 |  | 11 | 16 | 27154 | 22926 | 19000 | 2.99 | 2.43 | 28005 | 3.55 | 1.96 | 8.5 | 7
Live | 216737063 |  | 10.5 | 15.2 | 26678 | 22797 | 18900 | 2.85 | 2.39 | 27741 | 3.46 | 1.9 | 8.1 | 6.85
Live | 216735527 |  | 11 | 16 | 27154 | 22411 | 18300 | 2.99 | 2.39 | 26948 | 3.46 | 1.98 | 8.5 | 7
Live | 216738668 |  | 11 | 16 | 27154 | 22797 | 18600 | 2.99 | 2.39 | 27741 | 3.5 | 1.85 | 8.1 | 6.8
Live | 216734745 |  | 10.5 | 16.5 | 26678 | 22668 | 18700 | 2.85 | 2.36 | 27476 | 3.4 | 1.96 | 8.5 | 7
Live | 216737868 |  | 11 | 16 | 27154 | 22926 | 19000 | 2.99 | 2.43 | 28005 | 3.55 | 1.96 | 8.5 | 7
Live | 216736300 |  | 10.5 | 15.2 | 26440 | 22797 | 19000 | 2.85 | 2.35 | 27741 | 3.4 | 1.9 | 8.1 | 6.85
Live | 216737062 |  | 10.5 | 15.2 | 26678 | 22797 | 18900 | 2.85 | 2.39 | 27741 | 3.46 | 1.9 | 8.1 | 6.85
Live | 216735526 |  | 11 | 16 | 27154 | 22411 | 18300 | 2.99 | 2.39 | 26948 | 3.46 | 1.98 | 8.5 | 7
Live | 216738667 |  | 11 | 16 | 27154 | 22797 | 18600 | 2.99 | 2.39 | 27741 | 3.5 | 1.85 | 8.1 | 6.8
Live | 216734744 |  | 10.5 | 16.5 | 26678 | 22668 | 18700 | 2.85 | 2.36 | 27476 | 3.4 | 1.96 | 8.5 | 7
Live | 216736299 |  | 10.5 | 15.2 | 26440 | 22797 | 19000 | 2.85 | 2.35 | 27741 | 3.4 | 1.9 | 8.1 | 6.85
Live | 216737867 |  | 11 | 16 | 27154 | 22926 | 19000 | 2.99 | 2.43 | 28005 | 3.55 | 1.96 | 8.5 | 7
Live | 216735524 |  | 11 | 16.5 | 27393 | 22411 | 18300 | 2.98 | 2.39 | 27212 | 3.48 | 1.96 | 8.5 | 7
Live | 216737058 |  | 10.5 | 15.5 | 26678 | 22797 | 18800 | 2.85 | 2.39 | 27741 | 3.44 | 1.85 | 8.1 | 6.8
Live | 216738666 |  | 11 | 16 | 27154 | 22797 | 18600 | 2.99 | 2.39 | 27741 | 3.5 | 1.85 | 8.1 | 6.8
Live | 216734743 |  | 10.5 | 16.5 | 26678 | 22668 | 18700 | 2.85 | 2.36 | 27476 | 3.4 | 1.96 | 8.5 | 7
Live | 216736298 |  | 10.5 | 15.2 | 26440 | 22797 | 19000 | 2.85 | 2.35 | 27741 | 3.4 | 1.9 | 8.1 | 6.85
Live | 216737866 |  | 11 | 16 | 27154 | 22926 | 19000 | 2.99 | 2.43 | 28005 | 3.55 | 1.96 | 8.5 | 7
Live | 216735523 |  | 11 | 16.5 | 27393 | 22411 | 18300 | 2.98 | 2.39 | 27212 | 3.48 | 1.96 | 8.5 | 7
Live | 216737057 |  | 10.5 | 15.5 | 26678 | 22797 | 18800 | 2.85 | 2.39 | 27741 | 3.44 | 1.85 | 8.1 | 6.8
Live | 216736297 |  | 10.5 | 15.2 | 26440 | 22797 | 19000 | 2.85 | 2.35 | 27741 | 3.4 | 1.9 | 8.1 | 6.85
Live | 216738665 |  | 11 | 16 | 27154 | 22797 | 18600 | 2.99 | 2.39 | 27741 | 3.5 | 1.85 | 8.1 | 6.8
Live | 216734742 |  | 10.5 | 16.5 | 26678 | 22668 | 18700 | 2.85 | 2.36 | 27476 | 3.4 | 1.96 | 8.5 | 7
Live | 216737865 |  | 11 | 16 | 27154 | 22926 | 19000 | 2.99 | 2.43 | 28005 | 3.55 | 1.96 | 8.5 | 7
Live | 216735522 |  | 11 | 16.5 | 27393 | 22411 | 18300 | 2.98 | 2.39 | 27212 | 3.48 | 1.96 | 8.5 | 7
Live | 216737056 |  | 10.5 | 15.5 | 26678 | 22797 | 18800 | 2.85 | 2.39 | 27741 | 3.44 | 1.85 | 8.1 | 6.8
Live | 216736296 |  | 10.5 | 15.2 | 26440 | 22797 | 19000 | 2.85 | 2.35 | 27741 | 3.4 | 1.9 | 8.1 | 6.85
Live | 216738663 |  | 11 | 16 | 26916 | 22540 | 18400 | 2.99 | 2.35 | 27476 | 3.4 | 1.85 | 8.1 | 6.8
Live | 216737864 |  | 11 | 16 | 27154 | 22926 | 19000 | 2.99 | 2.43 | 28005 | 3.55 | 1.96 | 8.5 | 7
Live | 216736294 |  | 10.5 | 16 | 26678 | 23055 | 19100 | 2.85 | 2.37 | 28005 | 3.46 | 1.85 | 8.1 | 6.85
Live | 216735521 |  | 11 | 16.5 | 27393 | 22411 | 18300 | 2.98 | 2.39 | 27212 | 3.48 | 1.96 | 8.5 | 7
Live | 216734738 |  | 10.5 | 16 | 26678 | 22797 | 18800 | 2.85 | 2.34 | 27741 | 3.4 | 1.96 | 8.5 | 7
Live | 216737055 |  | 10.5 | 15.5 | 26678 | 22797 | 18800 | 2.85 | 2.39 | 27741 | 3.44 | 1.85 | 8.1 | 6.8
Live | 216737863 |  | 11 | 16 | 27154 | 22926 | 19000 | 2.99 | 2.43 | 28005 | 3.55 | 1.96 | 8.5 | 7
Live | 216738662 |  | 11 | 16 | 26916 | 22540 | 18400 | 2.99 | 2.35 | 27476 | 3.4 | 1.85 | 8.1 | 6.8
Live | 216736293 |  | 10.5 | 16 | 26678 | 23055 | 19100 | 2.85 | 2.37 | 28005 | 3.46 | 1.85 | 8.1 | 6.85
Live | 216735520 |  | 11 | 16.5 | 27393 | 22411 | 18300 | 2.98 | 2.39 | 27212 | 3.48 | 1.96 | 8.5 | 7
Live | 216737054 |  | 10.5 | 15.5 | 26678 | 22797 | 18800 | 2.85 | 2.39 | 27741 | 3.44 | 1.85 | 8.1 | 6.8
Live | 216734737 |  | 10.5 | 16 | 26678 | 22797 | 18800 | 2.85 | 2.34 | 27741 | 3.4 | 1.96 | 8.5 | 7
Live | 216738661 |  | 11 | 16 | 26916 | 22540 | 18400 | 2.99 | 2.35 | 27476 | 3.4 | 1.85 | 8.1 | 6.8
Live | 216735519 |  | 11 | 16.5 | 27393 | 22411 | 18300 | 2.98 | 2.39 | 27212 | 3.48 | 1.96 | 8.5 | 7
Live | 216737862 |  | 11 | 16 | 27154 | 22926 | 19000 | 2.99 | 2.43 | 28005 | 3.55 | 1.96 | 8.5 | 7
Live | 216736292 |  | 10.5 | 16 | 26678 | 23055 | 19100 | 2.85 | 2.37 | 28005 | 3.46 | 1.85 | 8.1 | 6.85
Live | 216737053 |  | 10.5 | 15.5 | 26678 | 22797 | 18800 | 2.85 | 2.39 | 27741 | 3.44 | 1.85 | 8.1 | 6.8
Live | 216734736 |  | 10.5 | 16 | 26678 | 22797 | 18800 | 2.85 | 2.34 | 27741 | 3.4 | 1.96 | 8.5 | 7
Live | 216738660 |  | 11 | 16 | 26916 | 22540 | 18400 | 2.99 | 2.35 | 27476 | 3.4 | 1.85 | 8.1 | 6.8
Live | 216737859 |  | 10.5 | 15.5 | 26916 | 22797 | 18900 | 2.85 | 2.39 | 27741 | 3.49 | 1.85 | 8.1 | 6.8
Live | 216735518 |  | 11 | 16.5 | 27393 | 22411 | 18300 | 2.98 | 2.39 | 27212 | 3.48 | 1.96 | 8.5 | 7
Live | 216736291 |  | 10.5 | 16 | 26678 | 23055 | 19100 | 2.85 | 2.37 | 28005 | 3.46 | 1.85 | 8.1 | 6.85
Live | 216737052 |  | 10.5 | 15.5 | 26678 | 22797 | 18800 | 2.85 | 2.39 | 27741 | 3.44 | 1.85 | 8.1 | 6.8
Live | 216737858 |  | 10.5 | 15.5 | 26916 | 22797 | 18900 | 2.85 | 2.39 | 27741 | 3.49 | 1.85 | 8.1 | 6.8
Live | 216734735 |  | 10.5 | 16 | 26678 | 22797 | 18800 | 2.85 | 2.34 | 27741 | 3.4 | 1.96 | 8.5 | 7
Live | 216738659 |  | 11 | 16 | 26916 | 22540 | 18400 | 2.99 | 2.35 | 27476 | 3.4 | 1.85 | 8.1 | 6.8
Live | 216735517 |  | 11 | 16.5 | 27393 | 22411 | 18300 | 2.98 | 2.39 | 27212 | 3.48 | 1.96 | 8.5 | 7
Live | 216736290 |  | 10.5 | 16 | 26678 | 23055 | 19100 | 2.85 | 2.37 | 28005 | 3.46 | 1.85 | 8.1 | 6.85
Live | 216737051 |  | 10.5 | 15.5 | 26678 | 22797 | 18800 | 2.85 | 2.39 | 27741 | 3.44 | 1.85 | 8.1 | 6.8
Live | 216737857 |  | 10.5 | 15.5 | 26916 | 22797 | 18900 | 2.85 | 2.39 | 27741 | 3.49 | 1.85 | 8.1 | 6.8
Live | 216738658 |  | 11 | 16 | 26916 | 22540 | 18400 | 2.99 | 2.35 | 27476 | 3.4 | 1.85 | 8.1 | 6.8
Live | 216734734 |  | 10.5 | 16 | 26678 | 22797 | 18800 | 2.85 | 2.34 | 27741 | 3.4 | 1.96 | 8.5 | 7
Live | 216735515 |  | 11 | 16 | 28107 | 22668 | 18500 | 2.98 | 2.45 | 27476 | 3.64 | 1.96 | 8.5 | 7
Live | 216736289 |  | 10.5 | 16 | 26678 | 23055 | 19100 | 2.85 | 2.37 | 28005 | 3.46 | 1.85 | 8.1 | 6.85
Live | 216737047 |  | 10.5 | 15.5 | 26916 | 22797 | 18800 | 2.85 | 2.41 | 27741 | 3.49 | 1.85 | 8.1 | 6.85
Live | 216737856 |  | 10.5 | 15.5 | 26916 | 22797 | 18900 | 2.85 | 2.39 | 27741 | 3.49 | 1.85 | 8.1 | 6.8
Live | 216735514 |  | 11 | 16 | 28107 | 22668 | 18500 | 2.98 | 2.45 | 27476 | 3.64 | 1.96 | 8.5 | 7
Live | 216738657 |  | 11 | 16 | 26916 | 22540 | 18400 | 2.99 | 2.35 | 27476 | 3.4 | 1.85 | 8.1 | 6.8
Live | 216734733 |  | 10.5 | 16 | 26678 | 22797 | 18800 | 2.85 | 2.34 | 27741 | 3.4 | 1.96 | 8.5 | 7
Live | 216736288 |  | 10.5 | 16 | 26678 | 23055 | 19100 | 2.85 | 2.37 | 28005 | 3.46 | 1.85 | 8.1 | 6.85
Live | 216737046 |  | 10.5 | 15.5 | 26916 | 22797 | 18800 | 2.85 | 2.41 | 27741 | 3.49 | 1.85 | 8.1 | 6.85
Live | 216737855 |  | 10.5 | 15.5 | 26916 | 22797 | 18900 | 2.85 | 2.39 | 27741 | 3.49 | 1.85 | 8.1 | 6.8
Live | 216735513 |  | 11 | 16 | 28107 | 22668 | 18500 | 2.98 | 2.45 | 27476 | 3.64 | 1.96 | 8.5 | 7
Live | 216738656 |  | 11 | 16 | 26916 | 22540 | 18400 | 2.99 | 2.35 | 27476 | 3.4 | 1.85 | 8.1 | 6.8
Live | 216734732 |  | 10.5 | 16 | 26678 | 22797 | 18800 | 2.85 | 2.34 | 27741 | 3.4 | 1.96 | 8.5 | 7
Live | 216737045 |  | 10.5 | 15.5 | 26916 | 22797 | 18800 | 2.85 | 2.41 | 27741 | 3.49 | 1.85 | 8.1 | 6.85
Live | 216736287 |  | 10.5 | 16 | 26678 | 23055 | 19100 | 2.85 | 2.37 | 28005 | 3.46 | 1.85 | 8.1 | 6.85
Live | 216737854 |  | 10.5 | 15.5 | 26916 | 22797 | 18900 | 2.85 | 2.39 | 27741 | 3.49 | 1.85 | 8.1 | 6.8
Live | 216738654 |  | 11 | 16 | 26916 | 22668 | 18500 | 2.99 | 2.37 | 27476 | 3.44 | 1.85 | 8.1 | 6.75
Live | 216738653 |  | 11 | 16 | 26916 | 22668 | 18500 | 2.99 | 2.37 | 27476 | 3.44 | 1.85 | 8.1 | 6.75
Live | 216734731 |  | 10.5 | 16 | 26678 | 22797 | 18800 | 2.85 | 2.34 | 27741 | 3.4 | 1.96 | 8.5 | 7
Live | 216737044 |  | 10.5 | 15.5 | 26916 | 22797 | 18800 | 2.85 | 2.41 | 27741 | 3.49 | 1.85 | 8.1 | 6.85
Live | 216735512 |  | 11 | 16 | 28107 | 22668 | 18500 | 2.98 | 2.45 | 27476 | 3.64 | 1.96 | 8.5 | 7
Live | 216736285 |  | 10.5 | 16 | 26440 | 22797 | 18900 | 2.85 | 2.37 | 27741 | 3.4 | 1.85 | 8.1 | 6.85
Live | 216737853 |  | 10.5 | 15.5 | 26916 | 22797 | 18900 | 2.85 | 2.39 | 27741 | 3.49 | 1.85 | 8.1 | 6.8
Live | 216738652 |  | 11 | 16 | 26916 | 22668 | 18500 | 2.99 | 2.37 | 27476 | 3.44 | 1.85 | 8.1 | 6.75
Live | 216737043 |  | 10.5 | 15.5 | 26916 | 22797 | 18800 | 2.85 | 2.41 | 27741 | 3.49 | 1.85 | 8.1 | 6.85
Live | 216734728 |  | 10.5 | 16 | 26440 | 22540 | 18700 | 2.85 | 2.33 | 27476 | 3.36 | 1.85 | 8.1 | 6.85
Live | 216735511 |  | 11 | 16 | 28107 | 22668 | 18500 | 2.98 | 2.45 | 27476 | 3.64 | 1.96 | 8.5 | 7
Live | 216738651 |  | 11 | 16 | 26916 | 22668 | 18500 | 2.99 | 2.37 | 27476 | 3.44 | 1.85 | 8.1 | 6.75
Live | 216736284 |  | 10.5 | 16 | 26440 | 22797 | 18900 | 2.85 | 2.37 | 27741 | 3.4 | 1.85 | 8.1 | 6.85
Live | 216737852 |  | 10.5 | 15.5 | 26916 | 22797 | 18900 | 2.85 | 2.39 | 27741 | 3.49 | 1.85 | 8.1 | 6.8
Live | 216738650 |  | 11 | 16 | 26916 | 22668 | 18500 | 2.99 | 2.37 | 27476 | 3.44 | 1.85 | 8.1 | 6.75
Live | 216734727 |  | 10.5 | 16 | 26440 | 22540 | 18700 | 2.85 | 2.33 | 27476 | 3.36 | 1.85 | 8.1 | 6.85
Live | 216735510 |  | 11 | 16 | 28107 | 22668 | 18500 | 2.98 | 2.45 | 27476 | 3.64 | 1.96 | 8.5 | 7
Live | 216737042 |  | 10.5 | 15.5 | 26916 | 22797 | 18800 | 2.85 | 2.41 | 27741 | 3.49 | 1.85 | 8.1 | 6.85
Live | 216737848 |  | 10.5 | 16 | 26916 | 22926 | 18900 | 2.85 | 2.39 | 28005 | 3.49 | 1.85 | 8.1 | 6.85
Live | 216736283 |  | 10.5 | 16 | 26440 | 22797 | 18900 | 2.85 | 2.37 | 27741 | 3.4 | 1.85 | 8.1 | 6.85
Live | 216738649 |  | 11 | 16 | 26916 | 22668 | 18500 | 2.99 | 2.37 | 27476 | 3.44 | 1.85 | 8.1 | 6.75
Live | 216735509 |  | 11 | 16 | 28107 | 22668 | 18500 | 2.98 | 2.45 | 27476 | 3.64 | 1.96 | 8.5 | 7
Live | 216734726 |  | 10.5 | 16 | 26440 | 22540 | 18700 | 2.85 | 2.33 | 27476 | 3.36 | 1.85 | 8.1 | 6.85
Live | 216737041 |  | 10.5 | 15.5 | 26916 | 22797 | 18800 | 2.85 | 2.41 | 27741 | 3.49 | 1.85 | 8.1 | 6.85
Live | 216737847 |  | 10.5 | 16 | 26916 | 22926 | 18900 | 2.85 | 2.39 | 28005 | 3.49 | 1.85 | 8.1 | 6.85
Live | 216738648 |  | 11 | 16 | 26916 | 22668 | 18500 | 2.99 | 2.37 | 27476 | 3.44 | 1.85 | 8.1 | 6.75
Live | 216734725 |  | 10.5 | 16 | 26440 | 22540 | 18700 | 2.85 | 2.33 | 27476 | 3.36 | 1.85 | 8.1 | 6.85
Live | 216736282 |  | 10.5 | 16 | 26440 | 22797 | 18900 | 2.85 | 2.37 | 27741 | 3.4 | 1.85 | 8.1 | 6.85
Live | 216735508 |  | 11 | 16 | 28107 | 22668 | 18500 | 2.98 | 2.45 | 27476 | 3.64 | 1.96 | 8.5 | 7
Live | 216738647 |  | 11 | 16 | 26916 | 22668 | 18500 | 2.99 | 2.37 | 27476 | 3.44 | 1.85 | 8.1 | 6.75
Live | 216737037 |  | 11 | 16 | 26678 | 22668 | 18800 | 2.98 | 2.39 | 27476 | 3.44 | 1.9 | 8.1 | 6.85
Live | 216737846 |  | 10.5 | 16 | 26916 | 22926 | 18900 | 2.85 | 2.39 | 28005 | 3.49 | 1.85 | 8.1 | 6.85
Live | 216734724 |  | 10.5 | 16 | 26440 | 22540 | 18700 | 2.85 | 2.33 | 27476 | 3.36 | 1.85 | 8.1 | 6.85
Live | 216736281 |  | 10.5 | 16 | 26440 | 22797 | 18900 | 2.85 | 2.37 | 27741 | 3.4 | 1.85 | 8.1 | 6.85
Live | 216737845 |  | 10.5 | 16 | 26916 | 22926 | 18900 | 2.85 | 2.39 | 28005 | 3.49 | 1.85 | 8.1 | 6.85
Live | 216738645 |  | 11 | 16 | 26916 | 22668 | 18500 | 2.99 | 2.36 | 27476 | 3.4 | 1.85 | 8.1 | 6.8
Live | 216735505 |  | 11 | 16 | 27631 | 22540 | 18400 | 2.99 | 2.43 | 27212 | 3.56 | 1.96 | 8.5 | 7
Live | 216737036 |  | 11 | 16 | 26678 | 22668 | 18800 | 2.98 | 2.39 | 27476 | 3.44 | 1.9 | 8.1 | 6.85
Live | 216734723 |  | 10.5 | 16 | 26440 | 22540 | 18700 | 2.85 | 2.33 | 27476 | 3.36 | 1.85 | 8.1 | 6.85
Live | 216736280 |  | 10.5 | 16 | 26440 | 22797 | 18900 | 2.85 | 2.37 | 27741 | 3.4 | 1.85 | 8.1 | 6.85
Live | 216737844 |  | 10.5 | 16 | 26916 | 22926 | 18900 | 2.85 | 2.39 | 28005 | 3.49 | 1.85 | 8.1 | 6.85
Live | 216735504 |  | 11 | 16 | 27631 | 22540 | 18400 | 2.99 | 2.43 | 27212 | 3.56 | 1.96 | 8.5 | 7
Live | 216737035 |  | 11 | 16 | 26678 | 22668 | 18800 | 2.98 | 2.39 | 27476 | 3.44 | 1.9 | 8.1 | 6.85
Live | 216734722 |  | 10.5 | 16 | 26440 | 22540 | 18700 | 2.85 | 2.33 | 27476 | 3.36 | 1.85 | 8.1 | 6.85
Live | 216735503 |  | 11 | 16 | 27631 | 22540 | 18400 | 2.99 | 2.43 | 27212 | 3.56 | 1.96 | 8.5 | 7
Live | 216738644 |  | 11 | 16 | 26916 | 22668 | 18500 | 2.99 | 2.36 | 27476 | 3.4 | 1.85 | 8.1 | 6.8
Live | 216736279 |  | 10.5 | 16 | 26440 | 22797 | 18900 | 2.85 | 2.37 | 27741 | 3.4 | 1.85 | 8.1 | 6.85
Live | 216737843 |  | 10.5 | 16 | 26916 | 22926 | 18900 | 2.85 | 2.39 | 28005 | 3.49 | 1.85 | 8.1 | 6.85
Live | 216735502 |  | 11 | 16 | 27631 | 22540 | 18400 | 2.99 | 2.43 | 27212 | 3.56 | 1.96 | 8.5 | 7
Live | 216737034 |  | 11 | 16 | 26678 | 22668 | 18800 | 2.98 | 2.39 | 27476 | 3.44 | 1.9 | 8.1 | 6.85
Live | 216738643 |  | 11 | 16 | 26916 | 22668 | 18500 | 2.99 | 2.36 | 27476 | 3.4 | 1.85 | 8.1 | 6.8
Live | 216734721 |  | 10.5 | 16 | 26440 | 22540 | 18700 | 2.85 | 2.33 | 27476 | 3.36 | 1.85 | 8.1 | 6.85
Live | 216736278 |  | 10.5 | 16 | 26440 | 22797 | 18900 | 2.85 | 2.37 | 27741 | 3.4 | 1.85 | 8.1 | 6.85
Live | 216735501 |  | 11 | 16 | 27631 | 22540 | 18400 | 2.99 | 2.43 | 27212 | 3.56 | 1.96 | 8.5 | 7
Live | 216737842 |  | 10.5 | 16 | 26916 | 22926 | 18900 | 2.85 | 2.39 | 28005 | 3.49 | 1.85 | 8.1 | 6.85
Live | 216734719 |  | 10.5 | 16 | 26678 | 22668 | 18700 | 2.85 | 2.33 | 27476 | 3.38 | 1.96 | 8.5 | 7
Live | 216737033 |  | 11 | 16 | 26678 | 22668 | 18800 | 2.98 | 2.39 | 27476 | 3.44 | 1.9 | 8.1 | 6.85
Live | 216738642 |  | 11 | 16 | 26916 | 22668 | 18500 | 2.99 | 2.36 | 27476 | 3.4 | 1.85 | 8.1 | 6.8
Live | 216736276 |  | 10.5 | 15.2 | 26440 | 22797 | 19000 | 2.85 | 2.37 | 27741 | 3.4 | 1.85 | 8.1 | 6.85
Live | 216735500 |  | 11 | 16 | 27631 | 22540 | 18400 | 2.99 | 2.43 | 27212 | 3.56 | 1.96 | 8.5 | 7
Live | 216737032 |  | 11 | 16 | 26678 | 22668 | 18800 | 2.98 | 2.39 | 27476 | 3.44 | 1.9 | 8.1 | 6.85
Live | 216737841 |  | 10.5 | 16 | 26916 | 22926 | 18900 | 2.85 | 2.39 | 28005 | 3.49 | 1.85 | 8.1 | 6.85
Live | 216735499 |  | 11 | 16 | 27631 | 22540 | 18400 | 2.99 | 2.43 | 27212 | 3.56 | 1.96 | 8.5 | 7
Live | 216738641 |  | 11 | 16 | 26916 | 22668 | 18500 | 2.99 | 2.36 | 27476 | 3.4 | 1.85 | 8.1 | 6.8
Live | 216734718 |  | 10.5 | 16 | 26678 | 22668 | 18700 | 2.85 | 2.33 | 27476 | 3.38 | 1.96 | 8.5 | 7
Live | 216736275 |  | 10.5 | 15.2 | 26440 | 22797 | 19000 | 2.85 | 2.37 | 27741 | 3.4 | 1.85 | 8.1 | 6.85
Live | 216737837 |  | 10.5 | 15.5 | 26678 | 22797 | 18800 | 2.85 | 2.37 | 27741 | 3.43 | 1.85 | 8.1 | 6.8
Live | 216738640 |  | 11 | 16 | 26916 | 22668 | 18500 | 2.99 | 2.36 | 27476 | 3.4 | 1.85 | 8.1 | 6.8
Live | 216737031 |  | 11 | 16 | 26678 | 22668 | 18800 | 2.98 | 2.39 | 27476 | 3.44 | 1.9 | 8.1 | 6.85
Live | 216735496 |  | 11 | 16 | 27393 | 22411 | 18400 | 2.98 | 2.39 | 27212 | 3.48 | 1.98 | 8.5 | 7
Live | 216734717 |  | 10.5 | 16 | 26678 | 22668 | 18700 | 2.85 | 2.33 | 27476 | 3.38 | 1.96 | 8.5 | 7
Live | 216736274 |  | 10.5 | 15.2 | 26440 | 22797 | 19000 | 2.85 | 2.37 | 27741 | 3.4 | 1.85 | 8.1 | 6.85
Live | 216737836 |  | 10.5 | 15.5 | 26678 | 22797 | 18800 | 2.85 | 2.37 | 27741 | 3.43 | 1.85 | 8.1 | 6.8
Live | 216735495 |  | 11 | 16 | 27393 | 22411 | 18400 | 2.98 | 2.39 | 27212 | 3.48 | 1.98 | 8.5 | 7
Live | 216738639 |  | 11 | 16 | 26916 | 22668 | 18500 | 2.99 | 2.36 | 27476 | 3.4 | 1.85 | 8.1 | 6.8
Live | 216734716 |  | 10.5 | 16 | 26678 | 22668 | 18700 | 2.85 | 2.33 | 27476 | 3.38 | 1.96 | 8.5 | 7
Live | 216737030 |  | 11 | 16 | 26678 | 22668 | 18800 | 2.98 | 2.39 | 27476 | 3.44 | 1.9 | 8.1 | 6.85
Live | 216737835 |  | 10.5 | 15.5 | 26678 | 22797 | 18800 | 2.85 | 2.37 | 27741 | 3.43 | 1.85 | 8.1 | 6.8
Live | 216738638 |  | 11 | 16 | 26916 | 22668 | 18500 | 2.99 | 2.36 | 27476 | 3.4 | 1.85 | 8.1 | 6.8
Live | 216735494 |  | 11 | 16 | 27393 | 22411 | 18400 | 2.98 | 2.39 | 27212 | 3.48 | 1.98 | 8.5 | 7
Live | 216737027 |  | 10.5 | 15 | 26440 | 22797 | 18800 | 2.85 | 2.37 | 27741 | 3.4 | 1.9 | 8.1 | 6.9
Live | 216734715 |  | 10.5 | 16 | 26678 | 22668 | 18700 | 2.85 | 2.33 | 27476 | 3.38 | 1.96 | 8.5 | 7
Live | 216736273 |  | 10.5 | 15.2 | 26440 | 22797 | 19000 | 2.85 | 2.37 | 27741 | 3.4 | 1.85 | 8.1 | 6.85
Live | 216738636 |  | 10.5 | 15.5 | 26916 | 22797 | 18600 | 2.85 | 2.35 | 27741 | 3.44 | 1.85 | 8.1 | 6.8
Live | 216737834 |  | 10.5 | 15.5 | 26678 | 22797 | 18800 | 2.85 | 2.37 | 27741 | 3.43 | 1.85 | 8.1 | 6.8
Live | 216737026 |  | 10.5 | 15 | 26440 | 22797 | 18800 | 2.85 | 2.37 | 27741 | 3.4 | 1.9 | 8.1 | 6.9
Live | 216734714 |  | 10.5 | 16 | 26678 | 22668 | 18700 | 2.85 | 2.33 | 27476 | 3.38 | 1.96 | 8.5 | 7
Live | 216735493 |  | 11 | 16 | 27393 | 22411 | 18400 | 2.98 | 2.39 | 27212 | 3.48 | 1.98 | 8.5 | 7
Live | 216737025 |  | 10.5 | 15 | 26440 | 22797 | 18800 | 2.85 | 2.37 | 27741 | 3.4 | 1.9 | 8.1 | 6.9
Live | 216738635 |  | 10.5 | 15.5 | 26916 | 22797 | 18600 | 2.85 | 2.35 | 27741 | 3.44 | 1.85 | 8.1 | 6.8
Live | 216737833 |  | 10.5 | 15.5 | 26678 | 22797 | 18800 | 2.85 | 2.37 | 27741 | 3.43 | 1.85 | 8.1 | 6.8
Live | 216736272 |  | 10.5 | 15.2 | 26440 | 22797 | 19000 | 2.85 | 2.37 | 27741 | 3.4 | 1.85 | 8.1 | 6.85
Live | 216735492 |  | 11 | 16 | 27393 | 22411 | 18400 | 2.98 | 2.39 | 27212 | 3.48 | 1.98 | 8.5 | 7
Live | 216737024 |  | 10.5 | 15 | 26440 | 22797 | 18800 | 2.85 | 2.37 | 27741 | 3.4 | 1.9 | 8.1 | 6.9
Live | 216734713 |  | 10.5 | 16 | 26678 | 22668 | 18700 | 2.85 | 2.33 | 27476 | 3.38 | 1.96 | 8.5 | 7
Live | 216738634 |  | 10.5 | 15.5 | 26916 | 22797 | 18600 | 2.85 | 2.35 | 27741 | 3.44 | 1.85 | 8.1 | 6.8
Live | 216737832 |  | 10.5 | 15.5 | 26678 | 22797 | 18800 | 2.85 | 2.37 | 27741 | 3.43 | 1.85 | 8.1 | 6.8
Live | 216737023 |  | 10.5 | 15 | 26440 | 22797 | 18800 | 2.85 | 2.37 | 27741 | 3.4 | 1.9 | 8.1 | 6.9
Live | 216736271 |  | 10.5 | 15.2 | 26440 | 22797 | 19000 | 2.85 | 2.37 | 27741 | 3.4 | 1.85 | 8.1 | 6.85
Live | 216735491 |  | 11 | 16 | 27393 | 22411 | 18400 | 2.98 | 2.39 | 27212 | 3.48 | 1.98 | 8.5 | 7
Live | 216734712 |  | 10.5 | 16 | 26678 | 22668 | 18700 | 2.85 | 2.33 | 27476 | 3.38 | 1.96 | 8.5 | 7
Live | 216738633 |  | 10.5 | 15.5 | 26916 | 22797 | 18600 | 2.85 | 2.35 | 27741 | 3.44 | 1.85 | 8.1 | 6.8
Live | 216737022 |  | 10.5 | 15 | 26440 | 22797 | 18800 | 2.85 | 2.37 | 27741 | 3.4 | 1.9 | 8.1 | 6.9
Live | 216737831 |  | 10.5 | 15.5 | 26678 | 22797 | 18800 | 2.85 | 2.37 | 27741 | 3.43 | 1.85 | 8.1 | 6.8
Live | 216736270 |  | 10.5 | 15.2 | 26440 | 22797 | 19000 | 2.85 | 2.37 | 27741 | 3.4 | 1.85 | 8.1 | 6.85
Live | 216735490 |  | 11 | 16 | 27393 | 22411 | 18400 | 2.98 | 2.39 | 27212 | 3.48 | 1.98 | 8.5 | 7
Live | 216734710 |  | 10.5 | 16 | 26440 | 22668 | 18700 | 2.85 | 2.33 | 27476 | 3.36 | 1.85 | 8.1 | 6.85
Live | 216738632 |  | 10.5 | 15.5 | 26916 | 22797 | 18600 | 2.85 | 2.35 | 27741 | 3.44 | 1.85 | 8.1 | 6.8
Live | 216737021 |  | 10.5 | 15 | 26440 | 22797 | 18800 | 2.85 | 2.37 | 27741 | 3.4 | 1.9 | 8.1 | 6.9
Live | 216736269 |  | 10.5 | 15.2 | 26440 | 22797 | 19000 | 2.85 | 2.37 | 27741 | 3.4 | 1.85 | 8.1 | 6.85
Live | 216737830 |  | 10.5 | 15.5 | 26678 | 22797 | 18800 | 2.85 | 2.37 | 27741 | 3.43 | 1.85 | 8.1 | 6.8
Live | 216735489 |  | 11 | 16 | 27393 | 22411 | 18400 | 2.98 | 2.39 | 27212 | 3.48 | 1.98 | 8.5 | 7
Live | 216734709 |  | 10.5 | 16 | 26440 | 22668 | 18700 | 2.85 | 2.33 | 27476 | 3.36 | 1.85 | 8.1 | 6.85
Live | 216737017 |  | 10.5 | 15.2 | 26678 | 22797 | 18800 | 2.85 | 2.39 | 27741 | 3.46 | 1.9 | 8.1 | 6.85
Live | 216738631 |  | 10.5 | 15.5 | 26916 | 22797 | 18600 | 2.85 | 2.35 | 27741 | 3.44 | 1.85 | 8.1 | 6.8
Live | 216736267 |  | 10.5 | 14.5 | 26916 | 23055 | 19100 | 2.85 | 2.39 | 28005 | 3.49 | 1.9 | 8.1 | 6.85
Live | 216737827 |  | 10.5 | 15.2 | 26440 | 22797 | 18800 | 2.85 | 2.37 | 27741 | 3.4 | 1.9 | 8.1 | 6.85
Live | 216735486 |  | 11 | 16 | 27631 | 22540 | 18400 | 2.99 | 2.41 | 27212 | 3.53 | 1.98 | 8.5 | 7
Live | 216734708 |  | 10.5 | 16 | 26440 | 22668 | 18700 | 2.85 | 2.33 | 27476 | 3.36 | 1.85 | 8.1 | 6.85
Live | 216736266 |  | 10.5 | 14.5 | 26916 | 23055 | 19100 | 2.85 | 2.39 | 28005 | 3.49 | 1.9 | 8.1 | 6.85
Live | 216737016 |  | 10.5 | 15.2 | 26678 | 22797 | 18800 | 2.85 | 2.39 | 27741 | 3.46 | 1.9 | 8.1 | 6.85
Live | 216738630 |  | 10.5 | 15.5 | 26916 | 22797 | 18600 | 2.85 | 2.35 | 27741 | 3.44 | 1.85 | 8.1 | 6.8
Live | 216737826 |  | 10.5 | 15.2 | 26440 | 22797 | 18800 | 2.85 | 2.37 | 27741 | 3.4 | 1.9 | 8.1 | 6.85
Live | 216734707 |  | 10.5 | 16 | 26440 | 22668 | 18700 | 2.85 | 2.33 | 27476 | 3.36 | 1.85 | 8.1 | 6.85
Live | 216737015 |  | 10.5 | 15.2 | 26678 | 22797 | 18800 | 2.85 | 2.39 | 27741 | 3.46 | 1.9 | 8.1 | 6.85
Live | 216736265 |  | 10.5 | 14.5 | 26916 | 23055 | 19100 | 2.85 | 2.39 | 28005 | 3.49 | 1.9 | 8.1 | 6.85
Live | 216735485 |  | 11 | 16 | 27631 | 22540 | 18400 | 2.99 | 2.41 | 27212 | 3.53 | 1.98 | 8.5 | 7
Live | 216736264 |  | 10.5 | 14.5 | 26916 | 23055 | 19100 | 2.85 | 2.39 | 28005 | 3.49 | 1.9 | 8.1 | 6.85
Live | 216737014 |  | 10.5 | 15.2 | 26678 | 22797 | 18800 | 2.85 | 2.39 | 27741 | 3.46 | 1.9 | 8.1 | 6.85
Live | 216735484 |  | 11 | 16 | 27631 | 22540 | 18400 | 2.99 | 2.41 | 27212 | 3.53 | 1.98 | 8.5 | 7
Live | 216738629 |  | 10.5 | 15.5 | 26916 | 22797 | 18600 | 2.85 | 2.35 | 27741 | 3.44 | 1.85 | 8.1 | 6.8
Live | 216734706 |  | 10.5 | 16 | 26440 | 22668 | 18700 | 2.85 | 2.33 | 27476 | 3.36 | 1.85 | 8.1 | 6.85
Live | 216737825 |  | 10.5 | 15.2 | 26440 | 22797 | 18800 | 2.85 | 2.37 | 27741 | 3.4 | 1.9 | 8.1 | 6.85
Live | 216737013 |  | 10.5 | 15.2 | 26678 | 22797 | 18800 | 2.85 | 2.39 | 27741 | 3.46 | 1.9 | 8.1 | 6.85
Live | 216736263 |  | 10.5 | 14.5 | 26916 | 23055 | 19100 | 2.85 | 2.39 | 28005 | 3.49 | 1.9 | 8.1 | 6.85
Live | 216735483 |  | 11 | 16 | 27631 | 22540 | 18400 | 2.99 | 2.41 | 27212 | 3.53 | 1.98 | 8.5 | 7
Live | 216734705 |  | 10.5 | 16 | 26440 | 22668 | 18700 | 2.85 | 2.33 | 27476 | 3.36 | 1.85 | 8.1 | 6.85
Live | 216738627 |  | 10.5 | 15 | 26916 | 22797 | 18600 | 2.85 | 2.34 | 27476 | 3.4 | 1.85 | 8.1 | 6.85
Live | 216736262 |  | 10.5 | 14.5 | 26916 | 23055 | 19100 | 2.85 | 2.39 | 28005 | 3.49 | 1.9 | 8.1 | 6.85
Live | 216737824 |  | 10.5 | 15.2 | 26440 | 22797 | 18800 | 2.85 | 2.37 | 27741 | 3.4 | 1.9 | 8.1 | 6.85
Live | 216737012 |  | 10.5 | 15.2 | 26678 | 22797 | 18800 | 2.85 | 2.39 | 27741 | 3.46 | 1.9 | 8.1 | 6.85
Live | 216735482 |  | 11 | 16 | 27631 | 22540 | 18400 | 2.99 | 2.41 | 27212 | 3.53 | 1.98 | 8.5 | 7
Live | 216737823 |  | 10.5 | 15.2 | 26440 | 22797 | 18800 | 2.85 | 2.37 | 27741 | 3.4 | 1.9 | 8.1 | 6.85
Live | 216736261 |  | 10.5 | 14.5 | 26916 | 23055 | 19100 | 2.85 | 2.39 | 28005 | 3.49 | 1.9 | 8.1 | 6.85
Live | 216738626 |  | 10.5 | 15 | 26916 | 22797 | 18600 | 2.85 | 2.34 | 27476 | 3.4 | 1.85 | 8.1 | 6.85
Live | 216737011 |  | 10.5 | 15.2 | 26678 | 22797 | 18800 | 2.85 | 2.39 | 27741 | 3.46 | 1.9 | 8.1 | 6.85
Live | 216734704 |  | 10.5 | 16 | 26440 | 22668 | 18700 | 2.85 | 2.33 | 27476 | 3.36 | 1.85 | 8.1 | 6.85
Live | 216735481 |  | 11 | 16 | 27631 | 22540 | 18400 | 2.99 | 2.41 | 27212 | 3.53 | 1.98 | 8.5 | 7
Live | 216736257 |  | 10.5 | 14.5 | 26678 | 22926 | 19100 | 2.85 | 2.37 | 28005 | 3.45 | 1.9 | 8.1 | 6.9
Live | 216737822 |  | 10.5 | 15.2 | 26440 | 22797 | 18800 | 2.85 | 2.37 | 27741 | 3.4 | 1.9 | 8.1 | 6.85
Live | 216738625 |  | 10.5 | 15 | 26916 | 22797 | 18600 | 2.85 | 2.34 | 27476 | 3.4 | 1.85 | 8.1 | 6.85
Live | 216736256 |  | 10.5 | 14.5 | 26678 | 22926 | 19100 | 2.85 | 2.37 | 28005 | 3.45 | 1.9 | 8.1 | 6.9
Live | 216737010 |  | 10.5 | 15.2 | 26678 | 22797 | 18800 | 2.85 | 2.39 | 27741 | 3.46 | 1.9 | 8.1 | 6.85
Live | 216734703 |  | 10.5 | 16 | 26440 | 22668 | 18700 | 2.85 | 2.33 | 27476 | 3.36 | 1.85 | 8.1 | 6.85
Live | 216735480 |  | 11 | 16 | 27631 | 22540 | 18400 | 2.99 | 2.41 | 27212 | 3.53 | 1.98 | 8.5 | 7
Live | 216737821 |  | 10.5 | 15.2 | 26440 | 22797 | 18800 | 2.85 | 2.37 | 27741 | 3.4 | 1.9 | 8.1 | 6.85
Live | 216736255 |  | 10.5 | 14.5 | 26678 | 22926 | 19100 | 2.85 | 2.37 | 28005 | 3.45 | 1.9 | 8.1 | 6.9
Live | 216738624 |  | 10.5 | 15 | 26916 | 22797 | 18600 | 2.85 | 2.34 | 27476 | 3.4 | 1.85 | 8.1 | 6.85
Live | 216736971 |  | 10 | 14.5 | 27154 | 23570 | 19400 | 2.72 | 2.39 | 28533 | 3.51 | 1.85 | 8.1 | 6.85
Live | 216735477 |  | 11 | 16.5 | 27393 | 22411 | 18400 | 2.98 | 2.41 | 27212 | 3.51 | 1.98 | 8.5 | 7
Live | 216734701 |  | 10.5 | 15.5 | 26440 | 22668 | 18700 | 2.85 | 2.31 | 27476 | 3.31 | 1.85 | 8.1 | 6.9
Live | 216736254 |  | 10.5 | 14.5 | 26678 | 22926 | 19100 | 2.85 | 2.37 | 28005 | 3.45 | 1.9 | 8.1 | 6.9
Live | 216737820 |  | 10.5 | 15.2 | 26440 | 22797 | 18800 | 2.85 | 2.37 | 27741 | 3.4 | 1.9 | 8.1 | 6.85
Live | 216738623 |  | 10.5 | 15 | 26916 | 22797 | 18600 | 2.85 | 2.34 | 27476 | 3.4 | 1.85 | 8.1 | 6.85
Live | 216735476 |  | 11 | 16.5 | 27393 | 22411 | 18400 | 2.98 | 2.41 | 27212 | 3.51 | 1.98 | 8.5 | 7
Live | 216736970 |  | 10 | 14.5 | 27154 | 23570 | 19400 | 2.72 | 2.39 | 28533 | 3.51 | 1.85 | 8.1 | 6.85
Live | 216734700 |  | 10.5 | 15.5 | 26440 | 22668 | 18700 | 2.85 | 2.31 | 27476 | 3.31 | 1.85 | 8.1 | 6.9
Live | 216736253 |  | 10.5 | 14.5 | 26678 | 22926 | 19100 | 2.85 | 2.37 | 28005 | 3.45 | 1.9 | 8.1 | 6.9
Live | 216737817 |  | 10 | 15.2 | 26678 | 22926 | 19000 | 2.71 | 2.36 | 28005 | 3.42 | 1.85 | 8.1 | 6.8
Live | 216738622 |  | 10.5 | 15 | 26916 | 22797 | 18600 | 2.85 | 2.34 | 27476 | 3.4 | 1.85 | 8.1 | 6.85
Live | 216735475 |  | 11 | 16.5 | 27393 | 22411 | 18400 | 2.98 | 2.41 | 27212 | 3.51 | 1.98 | 8.5 | 7
Live | 216734699 |  | 10.5 | 15.5 | 26440 | 22668 | 18700 | 2.85 | 2.31 | 27476 | 3.31 | 1.85 | 8.1 | 6.9
Live | 216736969 |  | 10 | 14.5 | 27154 | 23570 | 19400 | 2.72 | 2.39 | 28533 | 3.51 | 1.85 | 8.1 | 6.85
Live | 216736252 |  | 10.5 | 14.5 | 26678 | 22926 | 19100 | 2.85 | 2.37 | 28005 | 3.45 | 1.9 | 8.1 | 6.9
Live | 216737816 |  | 10 | 15.2 | 26678 | 22926 | 19000 | 2.71 | 2.36 | 28005 | 3.42 | 1.85 | 8.1 | 6.8
Live | 216738621 |  | 10.5 | 15 | 26916 | 22797 | 18600 | 2.85 | 2.34 | 27476 | 3.4 | 1.85 | 8.1 | 6.85
Live | 216734698 |  | 10.5 | 15.5 | 26440 | 22668 | 18700 | 2.85 | 2.31 | 27476 | 3.31 | 1.85 | 8.1 | 6.9
Live | 216736968 |  | 10 | 14.5 | 27154 | 23570 | 19400 | 2.72 | 2.39 | 28533 | 3.51 | 1.85 | 8.1 | 6.85
Live | 216735474 |  | 11 | 16.5 | 27393 | 22411 | 18400 | 2.98 | 2.41 | 27212 | 3.51 | 1.98 | 8.5 | 7
Live | 216736251 |  | 10.5 | 14.5 | 26678 | 22926 | 19100 | 2.85 | 2.37 | 28005 | 3.45 | 1.9 | 8.1 | 6.9
Live | 216737815 |  | 10 | 15.2 | 26678 | 22926 | 19000 | 2.71 | 2.36 | 28005 | 3.42 | 1.85 | 8.1 | 6.8
Live | 216738620 |  | 10.5 | 15 | 26916 | 22797 | 18600 | 2.85 | 2.34 | 27476 | 3.4 | 1.85 | 8.1 | 6.85
Live | 216736967 |  | 10 | 14.5 | 27154 | 23570 | 19400 | 2.72 | 2.39 | 28533 | 3.51 | 1.85 | 8.1 | 6.85
Live | 216734697 |  | 10.5 | 15.5 | 26440 | 22668 | 18700 | 2.85 | 2.31 | 27476 | 3.31 | 1.85 | 8.1 | 6.9
Live | 216735473 |  | 11 | 16.5 | 27393 | 22411 | 18400 | 2.98 | 2.41 | 27212 | 3.51 | 1.98 | 8.5 | 7
Live | 216736248 |  | 10.5 | 14.5 | 26916 | 23184 | 19100 | 2.85 | 2.41 | 28005 | 3.54 | 1.9 | 8.1 | 6.85
Live | 216738618 |  | 10.5 | 15.2 | 27154 | 22797 | 18600 | 2.85 | 2.37 | 27476 | 3.47 | 1.85 | 8.1 | 6.85
Live | 216737814 |  | 10 | 15.2 | 26678 | 22926 | 19000 | 2.71 | 2.36 | 28005 | 3.42 | 1.85 | 8.1 | 6.8
Live | 216734696 |  | 10.5 | 15.5 | 26440 | 22668 | 18700 | 2.85 | 2.31 | 27476 | 3.31 | 1.85 | 8.1 | 6.9
Live | 216736966 |  | 10 | 14.5 | 27154 | 23570 | 19400 | 2.72 | 2.39 | 28533 | 3.51 | 1.85 | 8.1 | 6.85
Live | 216735472 |  | 11 | 16.5 | 27393 | 22411 | 18400 | 2.98 | 2.41 | 27212 | 3.51 | 1.98 | 8.5 | 7
Live | 216738617 |  | 10.5 | 15.2 | 27154 | 22797 | 18600 | 2.85 | 2.37 | 27476 | 3.47 | 1.85 | 8.1 | 6.85
Live | 216737813 |  | 10 | 15.2 | 26678 | 22926 | 19000 | 2.71 | 2.36 | 28005 | 3.42 | 1.85 | 8.1 | 6.8
Live | 216736247 |  | 10.5 | 14.5 | 26916 | 23184 | 19100 | 2.85 | 2.41 | 28005 | 3.54 | 1.9 | 8.1 | 6.85
Live | 216734695 |  | 10.5 | 15.5 | 26440 | 22668 | 18700 | 2.85 | 2.31 | 27476 | 3.31 | 1.85 | 8.1 | 6.9
Live | 216735471 |  | 11 | 16.5 | 27393 | 22411 | 18400 | 2.98 | 2.41 | 27212 | 3.51 | 1.98 | 8.5 | 7
Live | 216736965 |  | 10 | 14.5 | 27154 | 23570 | 19400 | 2.72 | 2.39 | 28533 | 3.51 | 1.85 | 8.1 | 6.85
Live | 216736246 |  | 10.5 | 14.5 | 26916 | 23184 | 19100 | 2.85 | 2.41 | 28005 | 3.54 | 1.9 | 8.1 | 6.85
Live | 216738616 |  | 10.5 | 15.2 | 27154 | 22797 | 18600 | 2.85 | 2.37 | 27476 | 3.47 | 1.85 | 8.1 | 6.85
Live | 216734694 |  | 10.5 | 15.5 | 26440 | 22668 | 18700 | 2.85 | 2.31 | 27476 | 3.31 | 1.85 | 8.1 | 6.9
Live | 216737812 |  | 10 | 15.2 | 26678 | 22926 | 19000 | 2.71 | 2.36 | 28005 | 3.42 | 1.85 | 8.1 | 6.8
Live | 216736964 |  | 10 | 14.5 | 27154 | 23570 | 19400 | 2.72 | 2.39 | 28533 | 3.51 | 1.85 | 8.1 | 6.85
Live | 216735470 |  | 11 | 16.5 | 27393 | 22411 | 18400 | 2.98 | 2.41 | 27212 | 3.51 | 1.98 | 8.5 | 7
Live | 216736245 |  | 10.5 | 14.5 | 26916 | 23184 | 19100 | 2.85 | 2.41 | 28005 | 3.54 | 1.9 | 8.1 | 6.85
Live | 216738615 |  | 10.5 | 15.2 | 27154 | 22797 | 18600 | 2.85 | 2.37 | 27476 | 3.47 | 1.85 | 8.1 | 6.85
Live | 216734692 |  | 10.5 | 15.5 | 26440 | 22797 | 18800 | 2.85 | 2.32 | 27741 | 3.36 | 1.85 | 8.1 | 6.9
Live | 216737811 |  | 10 | 15.2 | 26678 | 22926 | 19000 | 2.71 | 2.36 | 28005 | 3.42 | 1.85 | 8.1 | 6.8
Live | 216736962 |  | 10.5 | 15.2 | 26678 | 23055 | 19100 | 2.85 | 2.37 | 28005 | 3.45 | 1.85 | 8.1 | 6.85
Live | 216735467 |  | 11 | 16.5 | 27631 | 22540 | 18400 | 2.99 | 2.43 | 27212 | 3.56 | 1.96 | 8.5 | 7
Live | 216736244 |  | 10.5 | 14.5 | 26916 | 23184 | 19100 | 2.85 | 2.41 | 28005 | 3.54 | 1.9 | 8.1 | 6.85
Live | 216737810 |  | 10 | 15.2 | 26678 | 22926 | 19000 | 2.71 | 2.36 | 28005 | 3.42 | 1.85 | 8.1 | 6.8
Live | 216734691 |  | 10.5 | 15.5 | 26440 | 22797 | 18800 | 2.85 | 2.32 | 27741 | 3.36 | 1.85 | 8.1 | 6.9
Live | 216738614 |  | 10.5 | 15.2 | 27154 | 22797 | 18600 | 2.85 | 2.37 | 27476 | 3.47 | 1.85 | 8.1 | 6.85
Live | 216736243 |  | 10.5 | 14.5 | 26916 | 23184 | 19100 | 2.85 | 2.41 | 28005 | 3.54 | 1.9 | 8.1 | 6.85
Live | 216736961 |  | 10.5 | 15.2 | 26678 | 23055 | 19100 | 2.85 | 2.37 | 28005 | 3.45 | 1.85 | 8.1 | 6.85
Live | 216735466 |  | 11 | 16.5 | 27631 | 22540 | 18400 | 2.99 | 2.43 | 27212 | 3.56 | 1.96 | 8.5 | 7
Live | 216736242 |  | 10.5 | 14.5 | 26916 | 23184 | 19100 | 2.85 | 2.41 | 28005 | 3.54 | 1.9 | 8.1 | 6.85
Live | 216738613 |  | 10.5 | 15.2 | 27154 | 22797 | 18600 | 2.85 | 2.37 | 27476 | 3.47 | 1.85 | 8.1 | 6.85
Live | 216737806 |  | 10 | 14.5 | 26440 | 22797 | 18900 | 2.72 | 2.35 | 27741 | 3.37 | 1.85 | 8.1 | 6.9
Live | 216734690 |  | 10.5 | 15.5 | 26440 | 22797 | 18800 | 2.85 | 2.32 | 27741 | 3.36 | 1.85 | 8.1 | 6.9
Live | 216736960 |  | 10.5 | 15.2 | 26678 | 23055 | 19100 | 2.85 | 2.37 | 28005 | 3.45 | 1.85 | 8.1 | 6.85
Live | 216735465 |  | 11 | 16.5 | 27631 | 22540 | 18400 | 2.99 | 2.43 | 27212 | 3.56 | 1.96 | 8.5 | 7
Live | 216738612 |  | 10.5 | 15.2 | 27154 | 22797 | 18600 | 2.85 | 2.37 | 27476 | 3.47 | 1.85 | 8.1 | 6.85
Live | 216734689 |  | 10.5 | 15.5 | 26440 | 22797 | 18800 | 2.85 | 2.32 | 27741 | 3.36 | 1.85 | 8.1 | 6.9
Live | 216736238 |  | 10.5 | 15 | 26678 | 22926 | 19000 | 2.85 | 2.37 | 28005 | 3.45 | 1.9 | 8.1 | 6.85
Live | 216737805 |  | 10 | 14.5 | 26440 | 22797 | 18900 | 2.72 | 2.35 | 27741 | 3.37 | 1.85 | 8.1 | 6.9
Live | 216735464 |  | 11 | 16.5 | 27631 | 22540 | 18400 | 2.99 | 2.43 | 27212 | 3.56 | 1.96 | 8.5 | 7
Live | 216736959 |  | 10.5 | 15.2 | 26678 | 23055 | 19100 | 2.85 | 2.37 | 28005 | 3.45 | 1.85 | 8.1 | 6.85
Live | 216738608 |  | 10.5 | 15.2 | 27393 | 22797 | 18700 | 2.86 | 2.39 | 27741 | 3.5 | 1.9 | 8.1 | 6.8
Live | 216735463 |  | 11 | 16.5 | 27631 | 22540 | 18400 | 2.99 | 2.43 | 27212 | 3.56 | 1.96 | 8.5 | 7
Live | 216734688 |  | 10.5 | 15.5 | 26440 | 22797 | 18800 | 2.85 | 2.32 | 27741 | 3.36 | 1.85 | 8.1 | 6.9
Live | 216737804 |  | 10 | 14.5 | 26440 | 22797 | 18900 | 2.72 | 2.35 | 27741 | 3.37 | 1.85 | 8.1 | 6.9
Live | 216736237 |  | 10.5 | 15 | 26678 | 22926 | 19000 | 2.85 | 2.37 | 28005 | 3.45 | 1.9 | 8.1 | 6.85
Live | 216738607 |  | 10.5 | 15.2 | 27393 | 22797 | 18700 | 2.86 | 2.39 | 27741 | 3.5 | 1.9 | 8.1 | 6.8
Live | 216737803 |  | 10 | 14.5 | 26440 | 22797 | 18900 | 2.72 | 2.35 | 27741 | 3.37 | 1.85 | 8.1 | 6.9
Live | 216735462 |  | 11 | 16.5 | 27631 | 22540 | 18400 | 2.99 | 2.43 | 27212 | 3.56 | 1.96 | 8.5 | 7
Live | 216734687 |  | 10.5 | 15.5 | 26440 | 22797 | 18800 | 2.85 | 2.32 | 27741 | 3.36 | 1.85 | 8.1 | 6.9
Live | 216736958 |  | 10.5 | 15.2 | 26678 | 23055 | 19100 | 2.85 | 2.37 | 28005 | 3.45 | 1.85 | 8.1 | 6.85
Live | 216736236 |  | 10.5 | 15 | 26678 | 22926 | 19000 | 2.85 | 2.37 | 28005 | 3.45 | 1.9 | 8.1 | 6.85
Live | 216738606 |  | 10.5 | 15.2 | 27393 | 22797 | 18700 | 2.86 | 2.39 | 27741 | 3.5 | 1.9 | 8.1 | 6.8
Live | 216737802 |  | 10 | 14.5 | 26440 | 22797 | 18900 | 2.72 | 2.35 | 27741 | 3.37 | 1.85 | 8.1 | 6.9
Live | 216736235 |  | 10.5 | 15 | 26678 | 22926 | 19000 | 2.85 | 2.37 | 28005 | 3.45 | 1.9 | 8.1 | 6.85
Live | 216736957 |  | 10.5 | 15.2 | 26678 | 23055 | 19100 | 2.85 | 2.37 | 28005 | 3.45 | 1.85 | 8.1 | 6.85
Live | 216735461 |  | 11 | 16.5 | 27631 | 22540 | 18400 | 2.99 | 2.43 | 27212 | 3.56 | 1.96 | 8.5 | 7
Live | 216734686 |  | 10.5 | 15.5 | 26440 | 22797 | 18800 | 2.85 | 2.32 | 27741 | 3.36 | 1.85 | 8.1 | 6.9
Live | 216737801 |  | 10 | 14.5 | 26440 | 22797 | 18900 | 2.72 | 2.35 | 27741 | 3.37 | 1.85 | 8.1 | 6.9
Live | 216738605 |  | 10.5 | 15.2 | 27393 | 22797 | 18700 | 2.86 | 2.39 | 27741 | 3.5 | 1.9 | 8.1 | 6.8
Live | 216736956 |  | 10.5 | 15.2 | 26678 | 23055 | 19100 | 2.85 | 2.37 | 28005 | 3.45 | 1.85 | 8.1 | 6.85
Live | 216735458 |  | 11 | 15.5 | 27393 | 22540 | 18400 | 2.98 | 2.39 | 27212 | 3.47 | 1.98 | 8.5 | 7
Live | 216736234 |  | 10.5 | 15 | 26678 | 22926 | 19000 | 2.85 | 2.37 | 28005 | 3.45 | 1.9 | 8.1 | 6.85
Live | 216734685 |  | 10.5 | 15.5 | 26440 | 22797 | 18800 | 2.85 | 2.32 | 27741 | 3.36 | 1.85 | 8.1 | 6.9
Live | 216737800 |  | 10 | 14.5 | 26440 | 22797 | 18900 | 2.72 | 2.35 | 27741 | 3.37 | 1.85 | 8.1 | 6.9
Live | 216735457 |  | 11 | 15.5 | 27393 | 22540 | 18400 | 2.98 | 2.39 | 27212 | 3.47 | 1.98 | 8.5 | 7
Live | 216738604 |  | 10.5 | 15.2 | 27393 | 22797 | 18700 | 2.86 | 2.39 | 27741 | 3.5 | 1.9 | 8.1 | 6.8
Live | 216736955 |  | 10.5 | 15.2 | 26678 | 23055 | 19100 | 2.85 | 2.37 | 28005 | 3.45 | 1.85 | 8.1 | 6.85
Live | 216736233 |  | 10.5 | 15 | 26678 | 22926 | 19000 | 2.85 | 2.37 | 28005 | 3.45 | 1.9 | 8.1 | 6.85
Live | 216734682 |  | 10.5 | 16 | 26916 | 22797 | 18800 | 2.85 | 2.35 | 27741 | 3.43 | 1.96 | 8.5 | 7
Live | 216737799 |  | 10 | 14.5 | 26440 | 22797 | 18900 | 2.72 | 2.35 | 27741 | 3.37 | 1.85 | 8.1 | 6.9
Live | 216738603 |  | 10.5 | 15.2 | 27393 | 22797 | 18700 | 2.86 | 2.39 | 27741 | 3.5 | 1.9 | 8.1 | 6.8
Live | 216736232 |  | 10.5 | 15 | 26678 | 22926 | 19000 | 2.85 | 2.37 | 28005 | 3.45 | 1.9 | 8.1 | 6.85
Live | 216735456 |  | 11 | 15.5 | 27393 | 22540 | 18400 | 2.98 | 2.39 | 27212 | 3.47 | 1.98 | 8.5 | 7
Live | 216736952 |  | 10.5 | 15 | 26440 | 22797 | 19000 | 2.85 | 2.35 | 27741 | 3.4 | 1.9 | 8.1 | 6.85
Live | 216734681 |  | 10.5 | 16 | 26916 | 22797 | 18800 | 2.85 | 2.35 | 27741 | 3.43 | 1.96 | 8.5 | 7
Live | 216737742 |  | 10.5 | 16 | 27393 | 23055 | 19000 | 2.86 | 2.43 | 28005 | 3.6 | 1.96 | 8.5 | 7
Live | 216736231 |  | 10.5 | 15 | 26678 | 22926 | 19000 | 2.85 | 2.37 | 28005 | 3.45 | 1.9 | 8.1 | 6.85
Live | 216735455 |  | 11 | 15.5 | 27393 | 22540 | 18400 | 2.98 | 2.39 | 27212 | 3.47 | 1.98 | 8.5 | 7
Live | 216736951 |  | 10.5 | 15 | 26440 | 22797 | 19000 | 2.85 | 2.35 | 27741 | 3.4 | 1.9 | 8.1 | 6.85
Live | 216734680 |  | 10.5 | 16 | 26916 | 22797 | 18800 | 2.85 | 2.35 | 27741 | 3.43 | 1.96 | 8.5 | 7
Live | 216738602 |  | 10.5 | 15.2 | 27393 | 22797 | 18700 | 2.86 | 2.39 | 27741 | 3.5 | 1.9 | 8.1 | 6.8
Live | 216737741 |  | 10.5 | 16 | 27393 | 23055 | 19000 | 2.86 | 2.43 | 28005 | 3.6 | 1.96 | 8.5 | 7
Live | 216735454 |  | 11 | 15.5 | 27393 | 22540 | 18400 | 2.98 | 2.39 | 27212 | 3.47 | 1.98 | 8.5 | 7
Live | 216736950 |  | 10.5 | 15 | 26440 | 22797 | 19000 | 2.85 | 2.35 | 27741 | 3.4 | 1.9 | 8.1 | 6.85
Live | 216736228 |  | 10.5 | 14.5 | 26678 | 22926 | 19000 | 2.85 | 2.37 | 28005 | 3.45 | 1.9 | 8.1 | 6.9
Live | 216734679 |  | 10.5 | 16 | 26916 | 22797 | 18800 | 2.85 | 2.35 | 27741 | 3.43 | 1.96 | 8.5 | 7
Live | 216737740 |  | 10.5 | 16 | 27393 | 23055 | 19000 | 2.86 | 2.43 | 28005 | 3.6 | 1.96 | 8.5 | 7
Live | 216735453 |  | 11 | 15.5 | 27393 | 22540 | 18400 | 2.98 | 2.39 | 27212 | 3.47 | 1.98 | 8.5 | 7
Live | 216738601 |  | 10.5 | 15.2 | 27393 | 22797 | 18700 | 2.86 | 2.39 | 27741 | 3.5 | 1.9 | 8.1 | 6.8
Live | 216736949 |  | 10.5 | 15 | 26440 | 22797 | 19000 | 2.85 | 2.35 | 27741 | 3.4 | 1.9 | 8.1 | 6.85
Live | 216736227 |  | 10.5 | 14.5 | 26678 | 22926 | 19000 | 2.85 | 2.37 | 28005 | 3.45 | 1.9 | 8.1 | 6.9
Live | 216734678 |  | 10.5 | 16 | 26916 | 22797 | 18800 | 2.85 | 2.35 | 27741 | 3.43 | 1.96 | 8.5 | 7
Live | 216736948 |  | 10.5 | 15 | 26440 | 22797 | 19000 | 2.85 | 2.35 | 27741 | 3.4 | 1.9 | 8.1 | 6.85
Live | 216736226 |  | 10.5 | 14.5 | 26678 | 22926 | 19000 | 2.85 | 2.37 | 28005 | 3.45 | 1.9 | 8.1 | 6.9
Live | 216735452 |  | 11 | 15.5 | 27393 | 22540 | 18400 | 2.98 | 2.39 | 27212 | 3.47 | 1.98 | 8.5 | 7
Live | 216734677 |  | 10.5 | 16 | 26916 | 22797 | 18800 | 2.85 | 2.35 | 27741 | 3.43 | 1.96 | 8.5 | 7
Live | 216737739 |  | 10.5 | 16 | 27393 | 23055 | 19000 | 2.86 | 2.43 | 28005 | 3.6 | 1.96 | 8.5 | 7
Live | 216738598 |  | 10.5 | 15.5 | 26678 | 22540 | 18400 | 2.85 | 2.35 | 27476 | 3.4 | 1.85 | 8.1 | 6.85
Live | 216735413 |  | 10.5 | 15.5 | 27869 | 23184 | 18900 | 2.86 | 2.39 | 28269 | 3.57 | 1.96 | 8.5 | 7
Live | 216736947 |  | 10.5 | 15 | 26440 | 22797 | 19000 | 2.85 | 2.35 | 27741 | 3.4 | 1.9 | 8.1 | 6.85
Live | 216736225 |  | 10.5 | 14.5 | 26678 | 22926 | 19000 | 2.85 | 2.37 | 28005 | 3.45 | 1.9 | 8.1 | 6.9
Live | 216734676 |  | 10.5 | 16 | 26916 | 22797 | 18800 | 2.85 | 2.35 | 27741 | 3.43 | 1.96 | 8.5 | 7
Live | 216737738 |  | 10.5 | 16 | 27393 | 23055 | 19000 | 2.86 | 2.43 | 28005 | 3.6 | 1.96 | 8.5 | 7
Live | 216736946 |  | 10.5 | 15 | 26440 | 22797 | 19000 | 2.85 | 2.35 | 27741 | 3.4 | 1.9 | 8.1 | 6.85
Live | 216734675 |  | 10.5 | 16 | 26916 | 22797 | 18800 | 2.85 | 2.35 | 27741 | 3.43 | 1.96 | 8.5 | 7
Live | 216736224 |  | 10.5 | 14.5 | 26678 | 22926 | 19000 | 2.85 | 2.37 | 28005 | 3.45 | 1.9 | 8.1 | 6.9
Live | 216735412 |  | 10.5 | 15.5 | 27869 | 23184 | 18900 | 2.86 | 2.39 | 28269 | 3.57 | 1.96 | 8.5 | 7
Live | 216736945 |  | 10.5 | 15 | 26440 | 22797 | 19000 | 2.85 | 2.35 | 27741 | 3.4 | 1.9 | 8.1 | 6.85
Live | 216737737 |  | 10.5 | 16 | 27393 | 23055 | 19000 | 2.86 | 2.43 | 28005 | 3.6 | 1.96 | 8.5 | 7
Live | 216734671 |  | 10.5 | 15.5 | 26440 | 22668 | 18700 | 2.85 | 2.33 | 27476 | 3.36 | 1.85 | 8.1 | 6.9
Live | 216735411 |  | 10.5 | 15.5 | 27869 | 23184 | 18900 | 2.86 | 2.39 | 28269 | 3.57 | 1.96 | 8.5 | 7
Live | 216736223 |  | 10.5 | 14.5 | 26678 | 22926 | 19000 | 2.85 | 2.37 | 28005 | 3.45 | 1.9 | 8.1 | 6.9
Live | 216736942 |  | 10.5 | 15.5 | 26678 | 22926 | 19100 | 2.85 | 2.37 | 28005 | 3.46 | 1.85 | 8.1 | 6.85
Live | 216736222 |  | 10.5 | 14.5 | 26678 | 22926 | 19000 | 2.85 | 2.37 | 28005 | 3.45 | 1.9 | 8.1 | 6.9
Live | 216737736 |  | 10.5 | 16 | 27393 | 23055 | 19000 | 2.86 | 2.43 | 28005 | 3.6 | 1.96 | 8.5 | 7
Live | 216734670 |  | 10.5 | 15.5 | 26440 | 22668 | 18700 | 2.85 | 2.33 | 27476 | 3.36 | 1.85 | 8.1 | 6.9
Live | 216735410 |  | 10.5 | 15.5 | 27869 | 23184 | 18900 | 2.86 | 2.39 | 28269 | 3.57 | 1.96 | 8.5 | 7
Live | 216736941 |  | 10.5 | 15.5 | 26678 | 22926 | 19100 | 2.85 | 2.37 | 28005 | 3.46 | 1.85 | 8.1 | 6.85
Live | 216737733 |  | 10.5 | 15.5 | 26678 | 22797 | 18900 | 2.85 | 2.39 | 27741 | 3.46 | 1.85 | 8.1 | 6.85
Live | 216736220 |  | 10.5 | 14.5 | 26678 | 22926 | 19100 | 2.85 | 2.37 | 28005 | 3.46 | 1.9 | 8.1 | 6.85
Live | 216735409 |  | 10.5 | 15.5 | 27869 | 23184 | 18900 | 2.86 | 2.39 | 28269 | 3.57 | 1.96 | 8.5 | 7
Live | 216734669 |  | 10.5 | 15.5 | 26440 | 22668 | 18700 | 2.85 | 2.33 | 27476 | 3.36 | 1.85 | 8.1 | 6.9
Live | 216736940 |  | 10.5 | 15.5 | 26678 | 22926 | 19100 | 2.85 | 2.37 | 28005 | 3.46 | 1.85 | 8.1 | 6.85
Live | 216736219 |  | 10.5 | 14.5 | 26678 | 22926 | 19100 | 2.85 | 2.37 | 28005 | 3.46 | 1.9 | 8.1 | 6.85
Live | 216734668 |  | 10.5 | 15.5 | 26440 | 22668 | 18700 | 2.85 | 2.33 | 27476 | 3.36 | 1.85 | 8.1 | 6.9
Live | 216735408 |  | 10.5 | 15.5 | 27869 | 23184 | 18900 | 2.86 | 2.39 | 28269 | 3.57 | 1.96 | 8.5 | 7
Live | 216736939 |  | 10.5 | 15.5 | 26678 | 22926 | 19100 | 2.85 | 2.37 | 28005 | 3.46 | 1.85 | 8.1 | 6.85
Live | 216736218 |  | 10.5 | 14.5 | 26678 | 22926 | 19100 | 2.85 | 2.37 | 28005 | 3.46 | 1.9 | 8.1 | 6.85
Live | 216734667 |  | 10.5 | 15.5 | 26440 | 22668 | 18700 | 2.85 | 2.33 | 27476 | 3.36 | 1.85 | 8.1 | 6.9
Live | 216735407 |  | 10.5 | 15.5 | 27869 | 23184 | 18900 | 2.86 | 2.39 | 28269 | 3.57 | 1.96 | 8.5 | 7
Live | 216736938 |  | 10.5 | 15.5 | 26678 | 22926 | 19100 | 2.85 | 2.37 | 28005 | 3.46 | 1.85 | 8.1 | 6.85
Live | 216736217 |  | 10.5 | 14.5 | 26678 | 22926 | 19100 | 2.85 | 2.37 | 28005 | 3.46 | 1.9 | 8.1 | 6.85
Live | 216735406 |  | 10.5 | 15.5 | 27869 | 23184 | 18900 | 2.86 | 2.39 | 28269 | 3.57 | 1.96 | 8.5 | 7
Live | 216734666 |  | 10.5 | 15.5 | 26440 | 22668 | 18700 | 2.85 | 2.33 | 27476 | 3.36 | 1.85 | 8.1 | 6.9
Live | 216736937 |  | 10.5 | 15.5 | 26678 | 22926 | 19100 | 2.85 | 2.37 | 28005 | 3.46 | 1.85 | 8.1 | 6.85
Live | 216736216 |  | 10.5 | 14.5 | 26678 | 22926 | 19100 | 2.85 | 2.37 | 28005 | 3.46 | 1.9 | 8.1 | 6.85
Live | 216735404 |  | 11 | 15 | 27393 | 22668 | 18500 | 2.98 | 2.39 | 27476 | 3.49 | 1.98 | 8.5 | 7
Live | 216736215 |  | 10.5 | 14.5 | 26678 | 22926 | 19100 | 2.85 | 2.37 | 28005 | 3.46 | 1.9 | 8.1 | 6.85
Live | 216734665 |  | 10.5 | 15.5 | 26440 | 22668 | 18700 | 2.85 | 2.33 | 27476 | 3.36 | 1.85 | 8.1 | 6.9
Live | 216736936 |  | 10.5 | 15.5 | 26678 | 22926 | 19100 | 2.85 | 2.37 | 28005 | 3.46 | 1.85 | 8.1 | 6.85
Live | 216735403 |  | 11 | 15 | 27393 | 22668 | 18500 | 2.98 | 2.39 | 27476 | 3.49 | 1.98 | 8.5 | 7
Live | 216736214 |  | 10.5 | 14.5 | 26678 | 22926 | 19100 | 2.85 | 2.37 | 28005 | 3.46 | 1.9 | 8.1 | 6.85
Live | 216734664 |  | 10.5 | 15.5 | 26440 | 22668 | 18700 | 2.85 | 2.33 | 27476 | 3.36 | 1.85 | 8.1 | 6.9
Live | 216736935 |  | 10.5 | 15.5 | 26678 | 22926 | 19100 | 2.85 | 2.37 | 28005 | 3.46 | 1.85 | 8.1 | 6.85
Live | 216735402 |  | 11 | 15 | 27393 | 22668 | 18500 | 2.98 | 2.39 | 27476 | 3.49 | 1.98 | 8.5 | 7
Live | 216734663 |  | 10.5 | 15.5 | 26440 | 22668 | 18700 | 2.85 | 2.33 | 27476 | 3.36 | 1.85 | 8.1 | 6.9
Live | 216736213 |  | 10.5 | 14.5 | 26678 | 22926 | 19100 | 2.85 | 2.37 | 28005 | 3.46 | 1.9 | 8.1 | 6.85
Live | 216736932 |  | 10.5 | 15.2 | 26440 | 22797 | 19000 | 2.85 | 2.35 | 27741 | 3.37 | 1.9 | 8.1 | 6.85
Live | 216735398 |  | 11 | 15 | 27393 | 22668 | 18500 | 2.98 | 2.39 | 27476 | 3.49 | 1.98 | 8.5 | 7
Live | 216736209 |  | 10.5 | 15 | 26440 | 22797 | 18900 | 2.85 | 2.35 | 27741 | 3.37 | 1.9 | 8.1 | 6.9
Live | 216734662 |  | 10.5 | 15.5 | 26440 | 22668 | 18700 | 2.85 | 2.33 | 27476 | 3.36 | 1.85 | 8.1 | 6.9
Live | 216735396 |  | 11 | 15 | 27393 | 22668 | 18500 | 2.98 | 2.39 | 27476 | 3.49 | 1.98 | 8.5 | 7
Live | 216736208 |  | 10.5 | 15 | 26440 | 22797 | 18900 | 2.85 | 2.35 | 27741 | 3.37 | 1.9 | 8.1 | 6.9
Live | 216735395 |  | 11 | 15 | 27393 | 22668 | 18500 | 2.98 | 2.39 | 27476 | 3.49 | 1.98 | 8.5 | 7
Live | 216734659 |  | 10.5 | 15.5 | 26678 | 22668 | 18800 | 2.85 | 2.33 | 27476 | 3.38 | 1.9 | 8.1 | 6.9
Live | 216736207 |  | 10.5 | 15 | 26440 | 22797 | 18900 | 2.85 | 2.35 | 27741 | 3.37 | 1.9 | 8.1 | 6.9
Live | 216735394 |  | 11 | 15 | 27393 | 22668 | 18500 | 2.98 | 2.39 | 27476 | 3.49 | 1.98 | 8.5 | 7
Live | 216736206 |  | 10.5 | 15 | 26440 | 22797 | 18900 | 2.85 | 2.35 | 27741 | 3.37 | 1.9 | 8.1 | 6.9
Live | 216734658 |  | 10.5 | 15.5 | 26678 | 22668 | 18800 | 2.85 | 2.33 | 27476 | 3.38 | 1.9 | 8.1 | 6.9
Live | 216735393 |  | 11 | 15 | 27393 | 22668 | 18500 | 2.98 | 2.39 | 27476 | 3.49 | 1.98 | 8.5 | 7
Live | 216736205 |  | 10.5 | 15 | 26440 | 22797 | 18900 | 2.85 | 2.35 | 27741 | 3.37 | 1.9 | 8.1 | 6.9
Live | 216735391 |  | 10.5 | 14.5 | 26916 | 22668 | 18500 | 2.85 | 2.36 | 27476 | 3.4 | 1.9 | 8.1 | 6.85
Live | 216734657 |  | 10.5 | 15.5 | 26678 | 22668 | 18800 | 2.85 | 2.33 | 27476 | 3.38 | 1.9 | 8.1 | 6.9
Live | 216734656 |  | 10.5 | 15.5 | 26678 | 22668 | 18800 | 2.85 | 2.33 | 27476 | 3.38 | 1.9 | 8.1 | 6.9
Live | 216734655 |  | 10.5 | 15.5 | 26678 | 22668 | 18800 | 2.85 | 2.33 | 27476 | 3.38 | 1.9 | 8.1 | 6.9
Live | 216734654 |  | 10.5 | 15.5 | 26678 | 22668 | 18800 | 2.85 | 2.33 | 27476 | 3.38 | 1.9 | 8.1 | 6.9
Live | 216734653 |  | 10.5 | 15.5 | 26678 | 22668 | 18800 | 2.85 | 2.33 | 27476 | 3.38 | 1.9 | 8.1 | 6.9
Live | 216734650 |  | 10.5 | 14.5 | 26202 | 22797 | 18800 | 2.85 | 2.3 | 27741 | 3.32 | 1.9 | 8.1 | 6.9
Live | 216734649 |  | 10.5 | 14.5 | 26202 | 22797 | 18800 | 2.85 | 2.3 | 27741 | 3.32 | 1.9 | 8.1 | 6.9
Live | 216734648 |  | 10.5 | 14.5 | 26202 | 22797 | 18800 | 2.85 | 2.3 | 27741 | 3.32 | 1.9 | 8.1 | 6.9
Live | 216734647 |  | 10.5 | 14.5 | 26202 | 22797 | 18800 | 2.85 | 2.3 | 27741 | 3.32 | 1.9 | 8.1 | 6.9
Live | 216734646 |  | 10.5 | 14.5 | 26202 | 22797 | 18800 | 2.85 | 2.3 | 27741 | 3.32 | 1.9 | 8.1 | 6.9
Live | 216734645 |  | 10.5 | 14.5 | 26202 | 22797 | 18800 | 2.85 | 2.3 | 27741 | 3.32 | 1.9 | 8.1 | 6.9
Live | 216734644 |  | 10.5 | 14.5 | 26202 | 22797 | 18800 | 2.85 | 2.3 | 27741 | 3.32 | 1.9 | 8.1 | 6.9
Live | 216734643 |  | 10.5 | 14.5 | 26202 | 22797 | 18800 | 2.85 | 2.3 | 27741 | 3.32 | 1.9 | 8.1 | 6.9
Live | 216733080 |  | 10.5 | 16 | 26202 | 23184 | 19100 | 2.85 | 2.38 | 27741 | 3.36 | 1.96 | 8.5 | 7
Live | 216733079 |  | 10.5 | 16 | 26202 | 23184 | 19100 | 2.85 | 2.38 | 27741 | 3.36 | 1.96 | 8.5 | 7
Live | 216733078 |  | 10.5 | 16 | 26202 | 23184 | 19100 | 2.85 | 2.38 | 27741 | 3.36 | 1.96 | 8.5 | 7
Live | 216733077 |  | 10.5 | 16 | 26202 | 23184 | 19100 | 2.85 | 2.38 | 27741 | 3.36 | 1.96 | 8.5 | 7
Live | 216733076 |  | 10.5 | 16 | 26202 | 23184 | 19100 | 2.85 | 2.38 | 27741 | 3.36 | 1.96 | 8.5 | 7
Live | 216733075 |  | 10.5 | 16 | 26202 | 23184 | 19100 | 2.85 | 2.38 | 27741 | 3.36 | 1.96 | 8.5 | 7
Live | 216733072 |  | 10.5 | 16 | 25963 | 23184 | 19200 | 2.85 | 2.38 | 27741 | 3.33 | 1.98 | 8.5 | 7
Live | 216733071 |  | 10.5 | 16 | 25963 | 23184 | 19200 | 2.85 | 2.38 | 27741 | 3.33 | 1.98 | 8.5 | 7
Live | 216733070 |  | 10.5 | 16 | 25963 | 23184 | 19200 | 2.85 | 2.38 | 27741 | 3.33 | 1.98 | 8.5 | 7
Live | 216733069 |  | 10.5 | 16 | 25963 | 23184 | 19200 | 2.85 | 2.38 | 27741 | 3.33 | 1.98 | 8.5 | 7
Live | 216733068 |  | 10.5 | 16 | 25963 | 23184 | 19200 | 2.85 | 2.38 | 27741 | 3.33 | 1.98 | 8.5 | 7
Live | 216733067 |  | 10.5 | 16 | 25963 | 23184 | 19200 | 2.85 | 2.38 | 27741 | 3.33 | 1.98 | 8.5 | 7
Live | 216733066 |  | 10.5 | 16 | 25963 | 23184 | 19200 | 2.85 | 2.38 | 27741 | 3.33 | 1.98 | 8.5 | 7
Live | 216733065 |  | 10.5 | 16 | 25963 | 23184 | 19200 | 2.85 | 2.38 | 27741 | 3.33 | 1.98 | 8.5 | 7
Live | 216733062 |  | 10 | 15.5 | 26202 | 23312 | 19300 | 2.71 | 2.36 | 28005 | 3.36 | 1.98 | 8.5 | 7
Live | 216733061 |  | 10 | 15.5 | 26202 | 23312 | 19300 | 2.71 | 2.36 | 28005 | 3.36 | 1.98 | 8.5 | 7
Live | 216733060 |  | 10 | 15.5 | 26202 | 23312 | 19300 | 2.71 | 2.36 | 28005 | 3.36 | 1.98 | 8.5 | 7
Live | 216733059 |  | 10 | 15.5 | 26202 | 23312 | 19300 | 2.71 | 2.36 | 28005 | 3.36 | 1.98 | 8.5 | 7
Live | 216733058 |  | 10 | 15.5 | 26202 | 23312 | 19300 | 2.71 | 2.36 | 28005 | 3.36 | 1.98 | 8.5 | 7
Live | 216733057 |  | 10 | 15.5 | 26202 | 23312 | 19300 | 2.71 | 2.36 | 28005 | 3.36 | 1.98 | 8.5 | 7
Live | 216733056 |  | 10 | 15.5 | 26202 | 23312 | 19300 | 2.71 | 2.36 | 28005 | 3.36 | 1.98 | 8.5 | 7
Live | 216733055 |  | 10 | 15.5 | 26202 | 23312 | 19300 | 2.71 | 2.36 | 28005 | 3.36 | 1.98 | 8.5 | 7
Live | 216733051 |  | 10 | 15.2 | 25963 | 23184 | 19200 | 2.72 | 2.33 | 27741 | 3.32 | 1.9 | 8.1 | 7
Live | 216733050 |  | 10 | 15.2 | 25963 | 23184 | 19200 | 2.72 | 2.33 | 27741 | 3.32 | 1.9 | 8.1 | 7
Live | 216733049 |  | 10 | 15.2 | 25963 | 23184 | 19200 | 2.72 | 2.33 | 27741 | 3.32 | 1.9 | 8.1 | 7
Live | 216733048 |  | 10 | 15.2 | 25963 | 23184 | 19200 | 2.72 | 2.33 | 27741 | 3.32 | 1.9 | 8.1 | 7
Live | 216733047 |  | 10 | 15.2 | 25963 | 23184 | 19200 | 2.72 | 2.33 | 27741 | 3.32 | 1.9 | 8.1 | 7
Live | 216733046 |  | 10 | 15.2 | 25963 | 23184 | 19200 | 2.72 | 2.33 | 27741 | 3.32 | 1.9 | 8.1 | 7
Live | 216733045 |  | 10 | 15.2 | 25963 | 23184 | 19200 | 2.72 | 2.33 | 27741 | 3.32 | 1.9 | 8.1 | 7
Live | 216733044 |  | 10 | 15.2 | 25963 | 23184 | 19200 | 2.72 | 2.33 | 27741 | 3.32 | 1.9 | 8.1 | 7
Live | 216733013 |  | 10.5 | 16 | 26202 | 23184 | 19100 | 2.85 | 2.38 | 27741 | 3.37 | 1.96 | 8.5 | 7
Live | 216733012 |  | 10.5 | 16 | 26202 | 23184 | 19100 | 2.85 | 2.38 | 27741 | 3.37 | 1.96 | 8.5 | 7
Live | 216733011 |  | 10.5 | 16 | 26202 | 23184 | 19100 | 2.85 | 2.38 | 27741 | 3.37 | 1.96 | 8.5 | 7
Live | 216733010 |  | 10.5 | 16 | 26202 | 23184 | 19100 | 2.85 | 2.38 | 27741 | 3.37 | 1.96 | 8.5 | 7
Live | 216733009 |  | 10.5 | 16 | 26202 | 23184 | 19100 | 2.85 | 2.38 | 27741 | 3.37 | 1.96 | 8.5 | 7
Live | 216733008 |  | 10.5 | 16 | 26202 | 23184 | 19100 | 2.85 | 2.38 | 27741 | 3.37 | 1.96 | 8.5 | 7
Live | 216733007 |  | 10.5 | 16 | 26202 | 23184 | 19100 | 2.85 | 2.38 | 27741 | 3.37 | 1.96 | 8.5 | 7
Live | 216733006 |  | 10.5 | 16 | 26202 | 23184 | 19100 | 2.85 | 2.38 | 27741 | 3.37 | 1.96 | 8.5 | 7
Live | 216733002 |  | 10.5 | 16 | 26202 | 23312 | 19200 | 2.85 | 2.37 | 28005 | 3.38 | 1.96 | 8.5 | 7
Live | 216733001 |  | 10.5 | 16 | 26202 | 23312 | 19200 | 2.85 | 2.37 | 28005 | 3.38 | 1.96 | 8.5 | 7
Live | 216733000 |  | 10.5 | 16 | 26202 | 23312 | 19200 | 2.85 | 2.37 | 28005 | 3.38 | 1.96 | 8.5 | 7
Live | 216732999 |  | 10.5 | 16 | 26202 | 23312 | 19200 | 2.85 | 2.37 | 28005 | 3.38 | 1.96 | 8.5 | 7
Live | 216732998 |  | 10.5 | 16 | 26202 | 23312 | 19200 | 2.85 | 2.37 | 28005 | 3.38 | 1.96 | 8.5 | 7
Live | 216732997 |  | 10.5 | 16 | 26202 | 23312 | 19200 | 2.85 | 2.37 | 28005 | 3.38 | 1.96 | 8.5 | 7
Live | 216732996 |  | 10.5 | 16 | 26202 | 23312 | 19200 | 2.85 | 2.37 | 28005 | 3.38 | 1.96 | 8.5 | 7
Live | 216732995 |  | 10.5 | 16 | 26202 | 23312 | 19200 | 2.85 | 2.37 | 28005 | 3.38 | 1.96 | 8.5 | 7
Live | 216732992 |  | 10.5 | 16 | 26440 | 23312 | 19200 | 2.85 | 2.39 | 28005 | 3.42 | 1.96 | 8.5 | 7
Live | 216732991 |  | 10.5 | 16 | 26440 | 23312 | 19200 | 2.85 | 2.39 | 28005 | 3.42 | 1.96 | 8.5 | 7
Live | 216732990 |  | 10.5 | 16 | 26440 | 23312 | 19200 | 2.85 | 2.39 | 28005 | 3.42 | 1.96 | 8.5 | 7
Live | 216732989 |  | 10.5 | 16 | 26440 | 23312 | 19200 | 2.85 | 2.39 | 28005 | 3.42 | 1.96 | 8.5 | 7
Live | 216732988 |  | 10.5 | 16 | 26440 | 23312 | 19200 | 2.85 | 2.39 | 28005 | 3.42 | 1.96 | 8.5 | 7
Live | 216732987 |  | 10.5 | 16 | 26440 | 23312 | 19200 | 2.85 | 2.39 | 28005 | 3.42 | 1.96 | 8.5 | 7
Live | 216732986 |  | 10.5 | 16 | 26440 | 23312 | 19200 | 2.85 | 2.39 | 28005 | 3.42 | 1.96 | 8.5 | 7
Live | 216732985 |  | 10.5 | 16 | 26440 | 23312 | 19200 | 2.85 | 2.39 | 28005 | 3.42 | 1.96 | 8.5 | 7
Live | 216732983 |  | 10.5 | 16 | 26202 | 23184 | 19100 | 2.85 | 2.38 | 27741 | 3.36 | 1.96 | 8.5 | 7
Live | 216732982 |  | 10.5 | 16 | 26202 | 23184 | 19100 | 2.85 | 2.38 | 27741 | 3.36 | 1.96 | 8.5 | 7
Live | 216732981 |  | 10.5 | 16 | 26202 | 23184 | 19100 | 2.85 | 2.38 | 27741 | 3.36 | 1.96 | 8.5 | 7
Live | 216732980 |  | 10.5 | 16 | 26202 | 23184 | 19100 | 2.85 | 2.38 | 27741 | 3.36 | 1.96 | 8.5 | 7
Live | 216732979 |  | 10.5 | 16 | 26202 | 23184 | 19100 | 2.85 | 2.38 | 27741 | 3.36 | 1.96 | 8.5 | 7
Live | 216732978 |  | 10.5 | 16 | 26202 | 23184 | 19100 | 2.85 | 2.38 | 27741 | 3.36 | 1.96 | 8.5 | 7
Live | 216732977 |  | 10.5 | 16 | 26202 | 23184 | 19100 | 2.85 | 2.38 | 27741 | 3.36 | 1.96 | 8.5 | 7
Live | 216732976 |  | 10.5 | 16 | 26202 | 23184 | 19100 | 2.85 | 2.38 | 27741 | 3.36 | 1.96 | 8.5 | 7
Live | 216732974 |  | 10.5 | 16 | 25963 | 23184 | 19200 | 2.85 | 2.38 | 27741 | 3.33 | 1.98 | 8.5 | 7
Live | 216732973 |  | 10.5 | 16 | 25963 | 23184 | 19200 | 2.85 | 2.38 | 27741 | 3.33 | 1.98 | 8.5 | 7
Live | 216732972 |  | 10.5 | 16 | 25963 | 23184 | 19200 | 2.85 | 2.38 | 27741 | 3.33 | 1.98 | 8.5 | 7
Live | 216732971 |  | 10.5 | 16 | 25963 | 23184 | 19200 | 2.85 | 2.38 | 27741 | 3.33 | 1.98 | 8.5 | 7
Live | 216732970 |  | 10.5 | 16 | 25963 | 23184 | 19200 | 2.85 | 2.38 | 27741 | 3.33 | 1.98 | 8.5 | 7
Live | 216732969 |  | 10.5 | 16 | 25963 | 23184 | 19200 | 2.85 | 2.38 | 27741 | 3.33 | 1.98 | 8.5 | 7
Live | 216732968 |  | 10.5 | 16 | 25963 | 23184 | 19200 | 2.85 | 2.38 | 27741 | 3.33 | 1.98 | 8.5 | 7
Live | 216732967 |  | 10.5 | 16 | 25963 | 23184 | 19200 | 2.85 | 2.38 | 27741 | 3.33 | 1.98 | 8.5 | 7
Live | 216732965 |  | 10 | 15.5 | 26202 | 23312 | 19300 | 2.71 | 2.36 | 28005 | 3.36 | 1.98 | 8.5 | 7
Live | 216732964 |  | 10 | 15.5 | 26202 | 23312 | 19300 | 2.71 | 2.36 | 28005 | 3.36 | 1.98 | 8.5 | 7
Live | 216732963 |  | 10 | 15.5 | 26202 | 23312 | 19300 | 2.71 | 2.36 | 28005 | 3.36 | 1.98 | 8.5 | 7
Live | 216732962 |  | 10 | 15.5 | 26202 | 23312 | 19300 | 2.71 | 2.36 | 28005 | 3.36 | 1.98 | 8.5 | 7
Live | 216732961 |  | 10 | 15.5 | 26202 | 23312 | 19300 | 2.71 | 2.36 | 28005 | 3.36 | 1.98 | 8.5 | 7
Live | 216732960 |  | 10 | 15.5 | 26202 | 23312 | 19300 | 2.71 | 2.36 | 28005 | 3.36 | 1.98 | 8.5 | 7
Live | 216732959 |  | 10 | 15.5 | 26202 | 23312 | 19300 | 2.71 | 2.36 | 28005 | 3.36 | 1.98 | 8.5 | 7
Live | 216732958 |  | 10 | 15.5 | 26202 | 23312 | 19300 | 2.71 | 2.36 | 28005 | 3.36 | 1.98 | 8.5 | 7
Live | 216732956 |  | 10 | 15.5 | 25963 | 23312 | 19200 | 2.72 | 2.36 | 28005 | 3.34 | 1.96 | 8.5 | 7
Live | 216732955 |  | 10 | 15.5 | 25963 | 23312 | 19200 | 2.72 | 2.36 | 28005 | 3.34 | 1.96 | 8.5 | 7
Live | 216732954 |  | 10 | 15.5 | 25963 | 23312 | 19200 | 2.72 | 2.36 | 28005 | 3.34 | 1.96 | 8.5 | 7
Live | 216732953 |  | 10 | 15.5 | 25963 | 23312 | 19200 | 2.72 | 2.36 | 28005 | 3.34 | 1.96 | 8.5 | 7
Live | 216732952 |  | 10 | 15.5 | 25963 | 23312 | 19200 | 2.72 | 2.36 | 28005 | 3.34 | 1.96 | 8.5 | 7
Live | 216732951 |  | 10 | 15.5 | 25963 | 23312 | 19200 | 2.72 | 2.36 | 28005 | 3.34 | 1.96 | 8.5 | 7
Live | 216732950 |  | 10 | 15.5 | 25963 | 23312 | 19200 | 2.72 | 2.36 | 28005 | 3.34 | 1.96 | 8.5 | 7
Live | 216732949 |  | 10 | 15.5 | 25963 | 23312 | 19200 | 2.72 | 2.36 | 28005 | 3.34 | 1.96 | 8.5 | 7
Live | 216732946 |  | 10.5 | 15.5 | 26440 | 23184 | 19200 | 2.85 | 2.39 | 28005 | 3.41 | 1.96 | 8.5 | 7
Live | 216732945 |  | 10.5 | 15.5 | 26440 | 23184 | 19200 | 2.85 | 2.39 | 28005 | 3.41 | 1.96 | 8.5 | 7
Live | 216732944 |  | 10.5 | 15.5 | 26440 | 23184 | 19200 | 2.85 | 2.39 | 28005 | 3.41 | 1.96 | 8.5 | 7
Live | 216732943 |  | 10.5 | 15.5 | 26440 | 23184 | 19200 | 2.85 | 2.39 | 28005 | 3.41 | 1.96 | 8.5 | 7
Live | 216732942 |  | 10.5 | 15.5 | 26440 | 23184 | 19200 | 2.85 | 2.39 | 28005 | 3.41 | 1.96 | 8.5 | 7
Live | 216732941 |  | 10.5 | 15.5 | 26440 | 23184 | 19200 | 2.85 | 2.39 | 28005 | 3.41 | 1.96 | 8.5 | 7
Live | 216732940 |  | 10.5 | 15.5 | 26440 | 23184 | 19200 | 2.85 | 2.39 | 28005 | 3.41 | 1.96 | 8.5 | 7
Live | 216732939 |  | 10.5 | 15.5 | 26440 | 23184 | 19200 | 2.85 | 2.39 | 28005 | 3.41 | 1.96 | 8.5 | 7
Live | 216732935 |  | 10.5 | 15.2 | 26440 | 23312 | 19300 | 2.85 | 2.39 | 28005 | 3.42 | 1.98 | 8.5 | 7
Live | 216732934 |  | 10.5 | 15.2 | 26440 | 23312 | 19300 | 2.85 | 2.39 | 28005 | 3.42 | 1.98 | 8.5 | 7
Live | 216732933 |  | 10.5 | 15.2 | 26440 | 23312 | 19300 | 2.85 | 2.39 | 28005 | 3.42 | 1.98 | 8.5 | 7
Live | 216732932 |  | 10.5 | 15.2 | 26440 | 23312 | 19300 | 2.85 | 2.39 | 28005 | 3.42 | 1.98 | 8.5 | 7
Live | 216732931 |  | 10.5 | 15.2 | 26440 | 23312 | 19300 | 2.85 | 2.39 | 28005 | 3.42 | 1.98 | 8.5 | 7
Live | 216732930 |  | 10.5 | 15.2 | 26440 | 23312 | 19300 | 2.85 | 2.39 | 28005 | 3.42 | 1.98 | 8.5 | 7
Live | 216732929 |  | 10.5 | 15.2 | 26440 | 23312 | 19300 | 2.85 | 2.39 | 28005 | 3.42 | 1.98 | 8.5 | 7
Live | 216732928 |  | 10.5 | 15.2 | 26440 | 23312 | 19300 | 2.85 | 2.39 | 28005 | 3.42 | 1.98 | 8.5 | 7
Live | 216732927 |  | 10.5 | 15.2 | 26440 | 23312 | 19300 | 2.85 | 2.39 | 28005 | 3.42 | 1.98 | 8.5 | 7
Live | 216733845 |  | 10.5 | 16.5 | 26440 | 22668 | 18800 | 2.85 | 2.33 | 27476 | 3.38 | 1.85 | 8.1 | 6.85
Live | 216732926 |  | 10.5 | 15.2 | 26440 | 23312 | 19300 | 2.85 | 2.39 | 28005 | 3.42 | 1.98 | 8.5 | 7
Live | 216733842 |  | 10.5 | 15.5 | 26440 | 22668 | 18800 | 2.85 | 2.31 | 27476 | 3.36 | 1.9 | 8.1 | 6.9
Live | 216732923 |  | 10.5 | 15.5 | 26202 | 23184 | 19200 | 2.85 | 2.38 | 27741 | 3.36 | 1.98 | 8.5 | 7
Live | 216733841 |  | 10.5 | 15.5 | 26440 | 22668 | 18800 | 2.85 | 2.31 | 27476 | 3.36 | 1.9 | 8.1 | 6.9
Live | 216732922 |  | 10.5 | 15.5 | 26202 | 23184 | 19200 | 2.85 | 2.38 | 27741 | 3.36 | 1.98 | 8.5 | 7
Live | 216733840 |  | 10.5 | 15.5 | 26440 | 22668 | 18800 | 2.85 | 2.31 | 27476 | 3.36 | 1.9 | 8.1 | 6.9
Live | 216732921 |  | 10.5 | 15.5 | 26202 | 23184 | 19200 | 2.85 | 2.38 | 27741 | 3.36 | 1.98 | 8.5 | 7
Live | 216733839 |  | 10.5 | 15.5 | 26440 | 22668 | 18800 | 2.85 | 2.31 | 27476 | 3.36 | 1.9 | 8.1 | 6.9
Live | 216732920 |  | 10.5 | 15.5 | 26202 | 23184 | 19200 | 2.85 | 2.38 | 27741 | 3.36 | 1.98 | 8.5 | 7
Live | 216733838 |  | 10.5 | 15.5 | 26440 | 22668 | 18800 | 2.85 | 2.31 | 27476 | 3.36 | 1.9 | 8.1 | 6.9
Live | 216732919 |  | 10.5 | 15.5 | 26202 | 23184 | 19200 | 2.85 | 2.38 | 27741 | 3.36 | 1.98 | 8.5 | 7
Live | 216733837 |  | 10.5 | 15.5 | 26440 | 22668 | 18800 | 2.85 | 2.31 | 27476 | 3.36 | 1.9 | 8.1 | 6.9
Live | 216732918 |  | 10.5 | 15.5 | 26202 | 23184 | 19200 | 2.85 | 2.38 | 27741 | 3.36 | 1.98 | 8.5 | 7
Live | 216733836 |  | 10.5 | 15.5 | 26440 | 22668 | 18800 | 2.85 | 2.31 | 27476 | 3.36 | 1.9 | 8.1 | 6.9
Live | 216732917 |  | 10.5 | 15.5 | 26202 | 23184 | 19200 | 2.85 | 2.38 | 27741 | 3.36 | 1.98 | 8.5 | 7
Live | 216733832 |  | 10.5 | 16 | 26678 | 22668 | 18800 | 2.85 | 2.33 | 27476 | 3.38 | 1.9 | 8.1 | 6.9
Live | 216732913 |  | 10 | 14.5 | 26202 | 23312 | 19200 | 2.71 | 2.36 | 28005 | 3.36 | 1.98 | 8.5 | 7
Live | 216732912 |  | 10 | 14.5 | 26202 | 23312 | 19200 | 2.71 | 2.36 | 28005 | 3.36 | 1.98 | 8.5 | 7
Live | 216733831 |  | 10.5 | 16 | 26678 | 22668 | 18800 | 2.85 | 2.33 | 27476 | 3.38 | 1.9 | 8.1 | 6.9
Live | 216732911 |  | 10 | 14.5 | 26202 | 23312 | 19200 | 2.71 | 2.36 | 28005 | 3.36 | 1.98 | 8.5 | 7
Live | 216733830 |  | 10.5 | 16 | 26678 | 22668 | 18800 | 2.85 | 2.33 | 27476 | 3.38 | 1.9 | 8.1 | 6.9
Live | 216732910 |  | 10 | 14.5 | 26202 | 23312 | 19200 | 2.71 | 2.36 | 28005 | 3.36 | 1.98 | 8.5 | 7
Live | 216733829 |  | 10.5 | 16 | 26678 | 22668 | 18800 | 2.85 | 2.33 | 27476 | 3.38 | 1.9 | 8.1 | 6.9
Live | 216732909 |  | 10 | 14.5 | 26202 | 23312 | 19200 | 2.71 | 2.36 | 28005 | 3.36 | 1.98 | 8.5 | 7
Live | 216733828 |  | 10.5 | 16 | 26678 | 22668 | 18800 | 2.85 | 2.33 | 27476 | 3.38 | 1.9 | 8.1 | 6.9
Live | 216732908 |  | 10 | 14.5 | 26202 | 23312 | 19200 | 2.71 | 2.36 | 28005 | 3.36 | 1.98 | 8.5 | 7
Live | 216733827 |  | 10.5 | 16 | 26678 | 22668 | 18800 | 2.85 | 2.33 | 27476 | 3.38 | 1.9 | 8.1 | 6.9
Live | 216732907 |  | 10 | 14.5 | 26202 | 23312 | 19200 | 2.71 | 2.36 | 28005 | 3.36 | 1.98 | 8.5 | 7
Live | 216733826 |  | 10.5 | 16 | 26678 | 22668 | 18800 | 2.85 | 2.33 | 27476 | 3.38 | 1.9 | 8.1 | 6.9
Live | 216732906 |  | 10 | 14.5 | 26202 | 23312 | 19200 | 2.71 | 2.36 | 28005 | 3.36 | 1.98 | 8.5 | 7
Live | 216732903 |  | 10.5 | 15.2 | 26202 | 23312 | 19200 | 2.85 | 2.37 | 28005 | 3.38 | 1.98 | 8.5 | 7
Live | 216733825 |  | 10.5 | 16 | 26678 | 22668 | 18800 | 2.85 | 2.33 | 27476 | 3.38 | 1.9 | 8.1 | 6.9
Live | 216733804 |  | 10.5 | 16 | 26202 | 22668 | 18800 | 2.85 | 2.3 | 27476 | 3.31 | 1.85 | 8.1 | 6.9
Live | 216732902 |  | 10.5 | 15.2 | 26202 | 23312 | 19200 | 2.85 | 2.37 | 28005 | 3.38 | 1.98 | 8.5 | 7
Live | 216733803 |  | 10.5 | 16 | 26202 | 22668 | 18800 | 2.85 | 2.3 | 27476 | 3.31 | 1.85 | 8.1 | 6.9
Live | 216732901 |  | 10.5 | 15.2 | 26202 | 23312 | 19200 | 2.85 | 2.37 | 28005 | 3.38 | 1.98 | 8.5 | 7
Live | 216734642 |  | 10.5 | 14.5 | 26202 | 22797 | 18800 | 2.85 | 2.3 | 27741 | 3.32 | 1.9 | 8.1 | 6.9
Live | 216733802 |  | 10.5 | 16 | 26202 | 22668 | 18800 | 2.85 | 2.3 | 27476 | 3.31 | 1.85 | 8.1 | 6.9
Live | 216732900 |  | 10.5 | 15.2 | 26202 | 23312 | 19200 | 2.85 | 2.37 | 28005 | 3.38 | 1.98 | 8.5 | 7
Live | 216734641 |  | 10.5 | 14.5 | 26202 | 22797 | 18800 | 2.85 | 2.3 | 27741 | 3.32 | 1.9 | 8.1 | 6.9
Live | 216733801 |  | 10.5 | 16 | 26202 | 22668 | 18800 | 2.85 | 2.3 | 27476 | 3.31 | 1.85 | 8.1 | 6.9
Live | 216734637 |  | 10.5 | 15 | 26440 | 22797 | 18800 | 2.85 | 2.32 | 27741 | 3.36 | 1.9 | 8.1 | 6.9
Live | 216732899 |  | 10.5 | 15.2 | 26202 | 23312 | 19200 | 2.85 | 2.37 | 28005 | 3.38 | 1.98 | 8.5 | 7
Live | 216733800 |  | 10.5 | 16 | 26202 | 22668 | 18800 | 2.85 | 2.3 | 27476 | 3.31 | 1.85 | 8.1 | 6.9
Live | 216734636 |  | 10.5 | 15 | 26440 | 22797 | 18800 | 2.85 | 2.32 | 27741 | 3.36 | 1.9 | 8.1 | 6.9
Live | 216733799 |  | 10.5 | 16 | 26202 | 22668 | 18800 | 2.85 | 2.3 | 27476 | 3.31 | 1.85 | 8.1 | 6.9
Live | 216732898 |  | 10.5 | 15.2 | 26202 | 23312 | 19200 | 2.85 | 2.37 | 28005 | 3.38 | 1.98 | 8.5 | 7
Live | 216734635 |  | 10.5 | 15 | 26440 | 22797 | 18800 | 2.85 | 2.32 | 27741 | 3.36 | 1.9 | 8.1 | 6.9
Live | 216732897 |  | 10.5 | 15.2 | 26202 | 23312 | 19200 | 2.85 | 2.37 | 28005 | 3.38 | 1.98 | 8.5 | 7
Live | 216734634 |  | 10.5 | 15 | 26440 | 22797 | 18800 | 2.85 | 2.32 | 27741 | 3.36 | 1.9 | 8.1 | 6.9
Live | 216733798 |  | 10.5 | 16 | 26202 | 22668 | 18800 | 2.85 | 2.3 | 27476 | 3.31 | 1.85 | 8.1 | 6.9
Live | 216732893 |  | 10.5 | 16 | 26202 | 23184 | 19100 | 2.85 | 2.38 | 27741 | 3.37 | 1.96 | 8.5 | 7
Live | 216734633 |  | 10.5 | 15 | 26440 | 22797 | 18800 | 2.85 | 2.32 | 27741 | 3.36 | 1.9 | 8.1 | 6.9
Live | 216733797 |  | 10.5 | 16 | 26202 | 22668 | 18800 | 2.85 | 2.3 | 27476 | 3.31 | 1.85 | 8.1 | 6.9
Live | 216732892 |  | 10.5 | 16 | 26202 | 23184 | 19100 | 2.85 | 2.38 | 27741 | 3.37 | 1.96 | 8.5 | 7
Live | 216734632 |  | 10.5 | 15 | 26440 | 22797 | 18800 | 2.85 | 2.32 | 27741 | 3.36 | 1.9 | 8.1 | 6.9
Live | 216733793 |  | 10.5 | 15.5 | 26202 | 22797 | 18900 | 2.85 | 2.28 | 27476 | 3.3 | 1.9 | 8.1 | 6.9
Live | 216734631 |  | 10.5 | 15 | 26440 | 22797 | 18800 | 2.85 | 2.32 | 27741 | 3.36 | 1.9 | 8.1 | 6.9
Live | 216732891 |  | 10.5 | 16 | 26202 | 23184 | 19100 | 2.85 | 2.38 | 27741 | 3.37 | 1.96 | 8.5 | 7
Live | 216733792 |  | 10.5 | 15.5 | 26202 | 22797 | 18900 | 2.85 | 2.28 | 27476 | 3.3 | 1.9 | 8.1 | 6.9
Live | 216734630 |  | 10.5 | 15 | 26440 | 22797 | 18800 | 2.85 | 2.32 | 27741 | 3.36 | 1.9 | 8.1 | 6.9
Live | 216732890 |  | 10.5 | 16 | 26202 | 23184 | 19100 | 2.85 | 2.38 | 27741 | 3.37 | 1.96 | 8.5 | 7
Live | 216734627 |  | 10.5 | 15.5 | 26440 | 22668 | 18700 | 2.85 | 2.31 | 27476 | 3.34 | 1.9 | 8.1 | 6.9
Live | 216733791 |  | 10.5 | 15.5 | 26202 | 22797 | 18900 | 2.85 | 2.28 | 27476 | 3.3 | 1.9 | 8.1 | 6.9
Live | 216732889 |  | 10.5 | 16 | 26202 | 23184 | 19100 | 2.85 | 2.38 | 27741 | 3.37 | 1.96 | 8.5 | 7
Live | 216734626 |  | 10.5 | 15.5 | 26440 | 22668 | 18700 | 2.85 | 2.31 | 27476 | 3.34 | 1.9 | 8.1 | 6.9
Live | 216733790 |  | 10.5 | 15.5 | 26202 | 22797 | 18900 | 2.85 | 2.28 | 27476 | 3.3 | 1.9 | 8.1 | 6.9
Live | 216732888 |  | 10.5 | 16 | 26202 | 23184 | 19100 | 2.85 | 2.38 | 27741 | 3.37 | 1.96 | 8.5 | 7
Live | 216734625 |  | 10.5 | 15.5 | 26440 | 22668 | 18700 | 2.85 | 2.31 | 27476 | 3.34 | 1.9 | 8.1 | 6.9
Live | 216732887 |  | 10.5 | 16 | 26202 | 23184 | 19100 | 2.85 | 2.38 | 27741 | 3.37 | 1.96 | 8.5 | 7
Live | 216733789 |  | 10.5 | 15.5 | 26202 | 22797 | 18900 | 2.85 | 2.28 | 27476 | 3.3 | 1.9 | 8.1 | 6.9
Live | 216732886 |  | 10.5 | 16 | 26202 | 23184 | 19100 | 2.85 | 2.38 | 27741 | 3.37 | 1.96 | 8.5 | 7
Live | 216734624 |  | 10.5 | 15.5 | 26440 | 22668 | 18700 | 2.85 | 2.31 | 27476 | 3.34 | 1.9 | 8.1 | 6.9
Live | 216733788 |  | 10.5 | 15.5 | 26202 | 22797 | 18900 | 2.85 | 2.28 | 27476 | 3.3 | 1.9 | 8.1 | 6.9
Live | 216734623 |  | 10.5 | 15.5 | 26440 | 22668 | 18700 | 2.85 | 2.31 | 27476 | 3.34 | 1.9 | 8.1 | 6.9
Live | 216732883 |  | 10.5 | 15.5 | 26440 | 23312 | 19200 | 2.85 | 2.39 | 28005 | 3.42 | 1.96 | 8.5 | 7
Live | 216733787 |  | 10.5 | 15.5 | 26202 | 22797 | 18900 | 2.85 | 2.28 | 27476 | 3.3 | 1.9 | 8.1 | 6.9
Live | 216734622 |  | 10.5 | 15.5 | 26440 | 22668 | 18700 | 2.85 | 2.31 | 27476 | 3.34 | 1.9 | 8.1 | 6.9
Live | 216732882 |  | 10.5 | 15.5 | 26440 | 23312 | 19200 | 2.85 | 2.39 | 28005 | 3.42 | 1.96 | 8.5 | 7
Live | 216733786 |  | 10.5 | 15.5 | 26202 | 22797 | 18900 | 2.85 | 2.28 | 27476 | 3.3 | 1.9 | 8.1 | 6.9
Live | 216734621 |  | 10.5 | 15.5 | 26440 | 22668 | 18700 | 2.85 | 2.31 | 27476 | 3.34 | 1.9 | 8.1 | 6.9
Live | 216732881 |  | 10.5 | 15.5 | 26440 | 23312 | 19200 | 2.85 | 2.39 | 28005 | 3.42 | 1.96 | 8.5 | 7
Live | 216734617 |  | 11 | 16.5 | 26678 | 22540 | 18600 | 2.98 | 2.35 | 27476 | 3.38 | 1.9 | 8.1 | 6.85
Live | 216733774 |  | 10.5 | 16 | 26202 | 22668 | 18800 | 2.85 | 2.3 | 27476 | 3.31 | 1.85 | 8.1 | 6.9
Live | 216732880 |  | 10.5 | 15.5 | 26440 | 23312 | 19200 | 2.85 | 2.39 | 28005 | 3.42 | 1.96 | 8.5 | 7
Live | 216733773 |  | 10.5 | 16 | 26202 | 22668 | 18800 | 2.85 | 2.3 | 27476 | 3.31 | 1.85 | 8.1 | 6.9
Live | 216734616 |  | 11 | 16.5 | 26678 | 22540 | 18600 | 2.98 | 2.35 | 27476 | 3.38 | 1.9 | 8.1 | 6.85
Live | 216732879 |  | 10.5 | 15.5 | 26440 | 23312 | 19200 | 2.85 | 2.39 | 28005 | 3.42 | 1.96 | 8.5 | 7
Live | 216734615 |  | 11 | 16.5 | 26678 | 22540 | 18600 | 2.98 | 2.35 | 27476 | 3.38 | 1.9 | 8.1 | 6.85
Live | 216732878 |  | 10.5 | 15.5 | 26440 | 23312 | 19200 | 2.85 | 2.39 | 28005 | 3.42 | 1.96 | 8.5 | 7
Live | 216733772 |  | 10.5 | 16 | 26202 | 22668 | 18800 | 2.85 | 2.3 | 27476 | 3.31 | 1.85 | 8.1 | 6.9
Live | 216734614 |  | 11 | 16.5 | 26678 | 22540 | 18600 | 2.98 | 2.35 | 27476 | 3.38 | 1.9 | 8.1 | 6.85
Live | 216732877 |  | 10.5 | 15.5 | 26440 | 23312 | 19200 | 2.85 | 2.39 | 28005 | 3.42 | 1.96 | 8.5 | 7
Live | 216733771 |  | 10.5 | 16 | 26202 | 22668 | 18800 | 2.85 | 2.3 | 27476 | 3.31 | 1.85 | 8.1 | 6.9
Live | 216734613 |  | 11 | 16.5 | 26678 | 22540 | 18600 | 2.98 | 2.35 | 27476 | 3.38 | 1.9 | 8.1 | 6.85
Live | 216566104 |  | 11.8 | 20 | 53650 | 36600 | 35000 | 2.72 | 2.21 | 49825 | 2.78 | 1.88 | 9.15 | 7.19
Live | 216566102 |  | 11.35 | 18 | 56500 | 37550 | 34000 | 2.7 | 2.15 | 51100 | 2.72 | 1.83 | 8.8 | 6.97
Live | 216566103 |  | 12 | 22 | 50800 | 35650 | 36000 | 2.74 | 2.28 | 48550 | 2.85 | 1.92 | 9.5 | 7.4
Live | 216566105 |  | 12.85 | 19 | 48975 | 33900 | 32400 | 2.79 | 2.21 | 50108 | 2.89 | 1.83 | 9 | 7.07
Live | 216566107 |  | 12.85 | 20.5 | 45950 | 33875 | 34200 | 2.9 | 2.22 | 50614 | 3.39 | 1.87 | 9.5 | 7.42
Live | 216566106 |  | 12.85 | 22 | 42925 | 33850 | 36000 | 3.03 | 2.22 | 51120 | 2.95 | 1.92 | 10 | 7.78
Live | 216566101 |  | 12.2 | 20.5 | 35050 | 28525 | 26600 | 2.83 | 2.36 | 38721 | 3.29 | 1.82 | 9.4 | 7.49
Live | 216566100 |  | 11.5 | 18 | 38800 | 27950 | 26400 | 2.6 | 2.34 | 38675 | 2.88 | 1.84 | 8.8 | 7.27
Live | 216566119 |  | 12.85 | 23 | 31300 | 29100 | 27000 | 3.17 | 2.38 | 38767 | 2.9 | 1.82 | 10 | 7.7
Live | 216566099 |  | 12.65 | 19.75 | 23150 | 18050 | 17400 | 2.91 | 2.39 | 25660 | 3.34 | 1.96 | 9.7 | 7.72
Live | 216566098 |  | 12 | 17.5 | 24200 | 17800 | 17000 | 2.63 | 2.38 | 26300 | 2.84 | 1.96 | 9.4 | 7.59
Live | 216566117 |  | 13.3 | 22 | 22100 | 18300 | 18000 | 3.32 | 2.41 | 25020 | 3.2 | 1.99 | 10 | 7.95
Live | 217109294 |  | 12 | 18 | 52000 | 39000 | 48000 | 2.67 | 2.3 | 56000 | 3.23 | 7.33 | 9.5 | 7.5
Live | 217050616 |  | 11.7 | 18 | 36800 | 34520 | 36000 | 2.71 | 2.38 | 43000 | 3.18 | 5.5 | 9 | 7.3
Live | 217050615 |  | 11.7 | 18 | 25270 | 23500 | 24200 | 3.28 | 2.2 | 31000 | 3.13 | 3.55 | 9.5 | 7.5
Live | 217050614 |  | 12 | 18 | 25270 | 23500 | 19500 | 3.28 | 2.2 | 31000 | 3.13 | 2.89 | 9.5 | 7.5
Live | 217109293 |  | 12 | 18 | 52000 | 39000 | 48000 | 2.67 | 2.3 | 56000 | 3.23 | 7.33 | 9.5 | 7.5
Live | 217050613 |  | 11.7 | 18 | 36800 | 34520 | 36000 | 2.71 | 2.38 | 43000 | 3.18 | 5.5 | 9 | 7.3
Live | 217050612 |  | 11.7 | 18 | 25270 | 23500 | 24200 | 3.28 | 2.2 | 31000 | 3.13 | 3.55 | 9.5 | 7.5
Live | 217050611 |  | 12 | 18 | 25270 | 23500 | 19500 | 3.28 | 2.2 | 31000 | 3.13 | 2.89 | 9.5 | 7.5
Live | 216558433 |  | 12 | 20 | 59000 | 32800 | 44000 | 2.83 | 1.89 | 65000 | 2.6 | 2 | 9.5 | 7.8
Live | 216558432 |  | 12 | 19.5 | 47000 | 30000 | 36000 | 2.33 | 2.53 | 52500 | 3.4 | 2.07 | 9.5 | 8.1
Live | 216566111 |  | 12 | 20 | 30500 | 19740 | 24000 | 2.86 | 2.35 | 34000 | 3.04 | 2.01 | 10.5 | 8.15
Live | 216566110 |  | 12 | 20 | 23200 | 17600 | 18000 | 2.83 | 2.43 | 31000 | 3.09 | 2.26 | 10 | 8
Live | 216566085 |  | 12 | 20 | 14500 | 9700 | 12000 | 2.76 | 2.45 | 18000 | 3.43 | 1.8 | 9.5 | 7.8
Live | 216566084 |  | 12 | 20 | 14500 | 9700 | 12000 | 2.76 | 2.45 | 18000 | 3.43 | 1.8 | 9.5 | 7.8
Live | 216558431 |  | 10.7 | 19.5 | 61000 | 32800 | 44000 | 2.38 | 1.95 | 65000 | 2.89 | 2 | 9.5 | 7.8
Live | 216558430 |  | 11.7 | 18.5 | 50400 | 28700 | 36000 | 2.4 | 2.51 | 53700 | 3.52 | 2.01 | 9 | 8.6
Live | 216566115 |  | 11.7 | 19 | 31500 | 20700 | 24000 | 2.78 | 2.23 | 34000 | 2.89 | 2.03 | 9.5 | 7.49
Live | 216566114 |  | 11.7 | 19 | 25000 | 17000 | 18000 | 2.65 | 2.04 | 25300 | 2.76 | 2.16 | 9 | 7.14
Live | 216566087 |  | 11.7 | 19.5 | 14500 | 9700 | 12000 | 2.56 | 2.11 | 18000 | 2.71 | 1.8 | 9.5 | 7.4
Live | 216566086 |  | 11.7 | 19.5 | 14500 | 9700 | 12000 | 2.56 | 2.11 | 18000 | 2.71 | 1.8 | 9.5 | 7.4
Live | 216572461 |  | 12 | 20 | 45000 | 26000 | 36000 | 2.09 | 2.12 | 45000 | 2.7 | 1.88 | 10 | 7
Live | 216572171 |  | 12 | 21 | 28000 | 17000 | 24000 | 2.63 | 2.02 | 30000 | 2.65 | 2.01 | 10 | 7
Live | 216572170 |  | 12 | 21 | 22000 | 13400 | 18000 | 3.11 | 2.55 | 23000 | 3.64 | 2.13 | 10 | 7
Live | 216572169 |  | 12 | 22 | 12700 | 9600 | 12000 | 2.72 | 2.58 | 16000 | 3.3 | 1.88 | 10.5 | 7
Live | 216572168 |  | 12 | 22 | 12600 | 9600 | 10000 | 2.72 | 2.58 | 15500 | 3.2 | 1.8 | 10.5 | 7
Live | 216572165 |  | 12.25 | 22.5 | 25000 | 24000 | 19800 | 2.36 | 1.85 | 25000 | 2.39 | 1.84 | 9.5 | 7.7
Live | 216572164 |  | 12.95 | 21 | 19000 | 18500 | 18000 | 2.72 | 1.95 | 19000 | 2.65 | 1.9 | 10 | 7.67
Live | 216572163 |  | 12.25 | 23 | 13000 | 12000 | 11000 | 2.98 | 2.51 | 13000 | 2.93 | 2 | 10 | 9.17
Live | 216572162 |  | 13.65 | 25 | 10000 | 9200 | 9000 | 2.29 | 2.07 | 10000 | 2.93 | 2.09 | 11 | 9.05
Live | 216572167 |  | 12.25 | 22 | 13000 | 10000 | 9200 | 2.98 | 2.09 | 13000 | 3.37 | 1.9 | 9.5 | 8.42
Live | 216572166 |  | 14.05 | 23 | 10000 | 9700 | 8700 | 2.29 | 2.19 | 10000 | 2.69 | 1.9 | 10 | 8.21
Live | 213895727 |  | 11 | 18 | 13136 | 7045 | 5716 | 3.13 | 2.79 | 14537 | 3.58 | 2.5 | 9 | 6.6
Live | 213895725 |  | 10.5 | 18 | 26162 | 19006 | 15526 | 3.36 | 2.67 | 27939 | 3.11 | 2.17 | 9 | 6.9
Live | 213895724 |  | 10.5 | 18 | 24603 | 19465 | 16362 | 3.18 | 2.63 | 28963 | 3.3 | 2.42 | 9 | 6.75
Live | 213895723 |  | 8.5 | 18 | 14526 | 11424 | 9119 | 2.92 | 2.62 | 17898 | 3.3 | 2.3 | 9 | 6.6
Live | 216734584 |  | 10.5 | 14.5 | 26440 | 22797 | 18800 | 2.85 | 2.32 | 27741 | 3.33 | 1.9 | 8.1 | 6.9
Live | 216733745 |  | 10.5 | 14.5 | 26202 | 22797 | 18900 | 2.85 | 2.3 | 27741 | 3.32 | 1.9 | 8.1 | 6.9
Live | 216732815 |  | 10.5 | 16 | 26202 | 23055 | 19100 | 2.85 | 2.37 | 27741 | 3.36 | 1.96 | 8.5 | 7
Live | 216734583 |  | 10.5 | 14.5 | 26440 | 22797 | 18800 | 2.85 | 2.32 | 27741 | 3.33 | 1.9 | 8.1 | 6.9
Live | 216733744 |  | 10.5 | 14.5 | 26202 | 22797 | 18900 | 2.85 | 2.3 | 27741 | 3.32 | 1.9 | 8.1 | 6.9
Live | 216732814 |  | 10.5 | 16 | 26202 | 23055 | 19100 | 2.85 | 2.37 | 27741 | 3.36 | 1.96 | 8.5 | 7
Live | 216733743 |  | 10.5 | 14.5 | 26202 | 22797 | 18900 | 2.85 | 2.3 | 27741 | 3.32 | 1.9 | 8.1 | 6.9
Live | 216734582 |  | 10.5 | 14.5 | 26440 | 22797 | 18800 | 2.85 | 2.32 | 27741 | 3.33 | 1.9 | 8.1 | 6.9
Live | 216732813 |  | 10.5 | 16 | 26202 | 23055 | 19100 | 2.85 | 2.37 | 27741 | 3.36 | 1.96 | 8.5 | 7
Live | 216733742 |  | 10.5 | 14.5 | 26202 | 22797 | 18900 | 2.85 | 2.3 | 27741 | 3.32 | 1.9 | 8.1 | 6.9
Live | 216734581 |  | 10.5 | 14.5 | 26440 | 22797 | 18800 | 2.85 | 2.32 | 27741 | 3.33 | 1.9 | 8.1 | 6.9
Live | 216733741 |  | 10.5 | 14.5 | 26202 | 22797 | 18900 | 2.85 | 2.3 | 27741 | 3.32 | 1.9 | 8.1 | 6.9
Live | 216732773 |  | 10.5 | 16 | 25963 | 22926 | 19100 | 2.85 | 2.37 | 27741 | 3.36 | 1.98 | 8.5 | 7
Live | 216734580 |  | 10.5 | 14.5 | 26440 | 22797 | 18800 | 2.85 | 2.32 | 27741 | 3.33 | 1.9 | 8.1 | 6.9
Live | 216733740 |  | 10.5 | 14.5 | 26202 | 22797 | 18900 | 2.85 | 2.3 | 27741 | 3.32 | 1.9 | 8.1 | 6.9
Live | 216734576 |  | 10.5 | 14.5 | 26440 | 22797 | 18800 | 2.85 | 2.3 | 27476 | 3.31 | 1.9 | 8.1 | 6.9
Live | 216732772 |  | 10.5 | 16 | 25963 | 22926 | 19100 | 2.85 | 2.37 | 27741 | 3.36 | 1.98 | 8.5 | 7
Live | 216733739 |  | 10.5 | 14.5 | 26202 | 22797 | 18900 | 2.85 | 2.3 | 27741 | 3.32 | 1.9 | 8.1 | 6.9
Live | 216732771 |  | 10.5 | 16 | 25963 | 22926 | 19100 | 2.85 | 2.37 | 27741 | 3.36 | 1.98 | 8.5 | 7
Live | 216734575 |  | 10.5 | 14.5 | 26440 | 22797 | 18800 | 2.85 | 2.3 | 27476 | 3.31 | 1.9 | 8.1 | 6.9
Live | 216733736 |  | 10.5 | 15.5 | 26678 | 22797 | 18900 | 2.85 | 2.34 | 27741 | 3.4 | 1.9 | 8.1 | 6.9
Live | 216732770 |  | 10.5 | 16 | 25963 | 22926 | 19100 | 2.85 | 2.37 | 27741 | 3.36 | 1.98 | 8.5 | 7
Live | 216733735 |  | 10.5 | 15.5 | 26678 | 22797 | 18900 | 2.85 | 2.34 | 27741 | 3.4 | 1.9 | 8.1 | 6.9
Live | 216734574 |  | 10.5 | 14.5 | 26440 | 22797 | 18800 | 2.85 | 2.3 | 27476 | 3.31 | 1.9 | 8.1 | 6.9
Live | 216734573 |  | 10.5 | 14.5 | 26440 | 22797 | 18800 | 2.85 | 2.3 | 27476 | 3.31 | 1.9 | 8.1 | 6.9
Live | 216732769 |  | 10.5 | 16 | 25963 | 22926 | 19100 | 2.85 | 2.37 | 27741 | 3.36 | 1.98 | 8.5 | 7
Live | 216733734 |  | 10.5 | 15.5 | 26678 | 22797 | 18900 | 2.85 | 2.34 | 27741 | 3.4 | 1.9 | 8.1 | 6.9
Live | 216734572 |  | 10.5 | 14.5 | 26440 | 22797 | 18800 | 2.85 | 2.3 | 27476 | 3.31 | 1.9 | 8.1 | 6.9
Live | 216732768 |  | 10.5 | 16 | 25963 | 22926 | 19100 | 2.85 | 2.37 | 27741 | 3.36 | 1.98 | 8.5 | 7
Live | 216733733 |  | 10.5 | 15.5 | 26678 | 22797 | 18900 | 2.85 | 2.34 | 27741 | 3.4 | 1.9 | 8.1 | 6.9
Live | 216734571 |  | 10.5 | 14.5 | 26440 | 22797 | 18800 | 2.85 | 2.3 | 27476 | 3.31 | 1.9 | 8.1 | 6.9
Live | 216732767 |  | 10.5 | 16 | 25963 | 22926 | 19100 | 2.85 | 2.37 | 27741 | 3.36 | 1.98 | 8.5 | 7
Live | 216733732 |  | 10.5 | 15.5 | 26678 | 22797 | 18900 | 2.85 | 2.34 | 27741 | 3.4 | 1.9 | 8.1 | 6.9
Live | 216734570 |  | 10.5 | 14.5 | 26440 | 22797 | 18800 | 2.85 | 2.3 | 27476 | 3.31 | 1.9 | 8.1 | 6.9
Live | 216732766 |  | 10.5 | 16 | 25963 | 22926 | 19100 | 2.85 | 2.37 | 27741 | 3.36 | 1.98 | 8.5 | 7
Live | 216733731 |  | 10.5 | 15.5 | 26678 | 22797 | 18900 | 2.85 | 2.34 | 27741 | 3.4 | 1.9 | 8.1 | 6.9
Live | 216734569 |  | 10.5 | 14.5 | 26440 | 22797 | 18800 | 2.85 | 2.3 | 27476 | 3.31 | 1.9 | 8.1 | 6.9
Live | 216732762 |  | 10.5 | 16.5 | 26202 | 23184 | 19100 | 2.85 | 2.39 | 27741 | 3.37 | 1.94 | 8.5 | 7
Live | 216733730 |  | 10.5 | 15.5 | 26678 | 22797 | 18900 | 2.85 | 2.34 | 27741 | 3.4 | 1.9 | 8.1 | 6.9
Live | 216732761 |  | 10.5 | 16.5 | 26202 | 23184 | 19100 | 2.85 | 2.39 | 27741 | 3.37 | 1.94 | 8.5 | 7
Live | 216734536 |  | 10.5 | 16 | 26678 | 22668 | 18700 | 2.85 | 2.36 | 27476 | 3.4 | 1.96 | 8.5 | 7
Live | 216734535 |  | 10.5 | 16 | 26678 | 22668 | 18700 | 2.85 | 2.36 | 27476 | 3.4 | 1.96 | 8.5 | 7
Live | 216732760 |  | 10.5 | 16.5 | 26202 | 23184 | 19100 | 2.85 | 2.39 | 27741 | 3.37 | 1.94 | 8.5 | 7
Live | 216733726 |  | 10 | 14.5 | 26202 | 22926 | 18900 | 2.71 | 2.3 | 27741 | 3.32 | 1.9 | 8.1 | 6.9
Live | 216734534 |  | 10.5 | 16 | 26678 | 22668 | 18700 | 2.85 | 2.36 | 27476 | 3.4 | 1.96 | 8.5 | 7
Live | 216732759 |  | 10.5 | 16.5 | 26202 | 23184 | 19100 | 2.85 | 2.39 | 27741 | 3.37 | 1.94 | 8.5 | 7
Live | 216733725 |  | 10 | 14.5 | 26202 | 22926 | 18900 | 2.71 | 2.3 | 27741 | 3.32 | 1.9 | 8.1 | 6.9
Live | 216734533 |  | 10.5 | 16 | 26678 | 22668 | 18700 | 2.85 | 2.36 | 27476 | 3.4 | 1.96 | 8.5 | 7
Live | 216732758 |  | 10.5 | 16.5 | 26202 | 23184 | 19100 | 2.85 | 2.39 | 27741 | 3.37 | 1.94 | 8.5 | 7
Live | 216733724 |  | 10 | 14.5 | 26202 | 22926 | 18900 | 2.71 | 2.3 | 27741 | 3.32 | 1.9 | 8.1 | 6.9
Live | 216734532 |  | 10.5 | 16 | 26678 | 22668 | 18700 | 2.85 | 2.36 | 27476 | 3.4 | 1.96 | 8.5 | 7
Live | 216733723 |  | 10 | 14.5 | 26202 | 22926 | 18900 | 2.71 | 2.3 | 27741 | 3.32 | 1.9 | 8.1 | 6.9
Live | 216732757 |  | 10.5 | 16.5 | 26202 | 23184 | 19100 | 2.85 | 2.39 | 27741 | 3.37 | 1.94 | 8.5 | 7
Live | 216734531 |  | 10.5 | 16 | 26678 | 22668 | 18700 | 2.85 | 2.36 | 27476 | 3.4 | 1.96 | 8.5 | 7
Live | 216733722 |  | 10 | 14.5 | 26202 | 22926 | 18900 | 2.71 | 2.3 | 27741 | 3.32 | 1.9 | 8.1 | 6.9
Live | 216734530 |  | 10.5 | 16 | 26678 | 22668 | 18700 | 2.85 | 2.36 | 27476 | 3.4 | 1.96 | 8.5 | 7
Live | 216732756 |  | 10.5 | 16.5 | 26202 | 23184 | 19100 | 2.85 | 2.39 | 27741 | 3.37 | 1.94 | 8.5 | 7
Live | 216733721 |  | 10 | 14.5 | 26202 | 22926 | 18900 | 2.71 | 2.3 | 27741 | 3.32 | 1.9 | 8.1 | 6.9
Live | 216734529 |  | 10.5 | 16 | 26678 | 22668 | 18700 | 2.85 | 2.36 | 27476 | 3.4 | 1.96 | 8.5 | 7
Live | 216732755 |  | 10.5 | 16.5 | 26202 | 23184 | 19100 | 2.85 | 2.39 | 27741 | 3.37 | 1.94 | 8.5 | 7
Live | 216733720 |  | 10 | 14.5 | 26202 | 22926 | 18900 | 2.71 | 2.3 | 27741 | 3.32 | 1.9 | 8.1 | 6.9
Live | 216734522 |  | 10.5 | 16.5 | 26440 | 22540 | 18700 | 2.85 | 2.33 | 27476 | 3.38 | 1.94 | 8.5 | 7
Live | 216732752 |  | 10.5 | 16 | 25963 | 23055 | 19100 | 2.85 | 2.35 | 27741 | 3.33 | 1.98 | 8.5 | 7
Live | 216733719 |  | 10 | 14.5 | 26202 | 22926 | 18900 | 2.71 | 2.3 | 27741 | 3.32 | 1.9 | 8.1 | 6.9
Live | 216734521 |  | 10.5 | 16.5 | 26440 | 22540 | 18700 | 2.85 | 2.33 | 27476 | 3.38 | 1.94 | 8.5 | 7
Live | 216732751 |  | 10.5 | 16 | 25963 | 23055 | 19100 | 2.85 | 2.35 | 27741 | 3.33 | 1.98 | 8.5 | 7
Live | 216733712 |  | 10.5 | 16 | 26202 | 22540 | 18700 | 2.85 | 2.32 | 27476 | 3.34 | 1.85 | 8.1 | 6.9
Live | 216734520 |  | 10.5 | 16.5 | 26440 | 22540 | 18700 | 2.85 | 2.33 | 27476 | 3.38 | 1.94 | 8.5 | 7
Live | 216732750 |  | 10.5 | 16 | 25963 | 23055 | 19100 | 2.85 | 2.35 | 27741 | 3.33 | 1.98 | 8.5 | 7
Live | 216734519 |  | 10.5 | 16.5 | 26440 | 22540 | 18700 | 2.85 | 2.33 | 27476 | 3.38 | 1.94 | 8.5 | 7
Live | 216733711 |  | 10.5 | 16 | 26202 | 22540 | 18700 | 2.85 | 2.32 | 27476 | 3.34 | 1.85 | 8.1 | 6.9
Live | 216732749 |  | 10.5 | 16 | 25963 | 23055 | 19100 | 2.85 | 2.35 | 27741 | 3.33 | 1.98 | 8.5 | 7
Live | 216734518 |  | 10.5 | 16.5 | 26440 | 22540 | 18700 | 2.85 | 2.33 | 27476 | 3.38 | 1.94 | 8.5 | 7
Live | 216733710 |  | 10.5 | 16 | 26202 | 22540 | 18700 | 2.85 | 2.32 | 27476 | 3.34 | 1.85 | 8.1 | 6.9
Live | 216732748 |  | 10.5 | 16 | 25963 | 23055 | 19100 | 2.85 | 2.35 | 27741 | 3.33 | 1.98 | 8.5 | 7
Live | 216733709 |  | 10.5 | 16 | 26202 | 22540 | 18700 | 2.85 | 2.32 | 27476 | 3.34 | 1.85 | 8.1 | 6.9
Live | 216734517 |  | 10.5 | 16.5 | 26440 | 22540 | 18700 | 2.85 | 2.33 | 27476 | 3.38 | 1.94 | 8.5 | 7
Live | 216732747 |  | 10.5 | 16 | 25963 | 23055 | 19100 | 2.85 | 2.35 | 27741 | 3.33 | 1.98 | 8.5 | 7
Live | 216733708 |  | 10.5 | 16 | 26202 | 22540 | 18700 | 2.85 | 2.32 | 27476 | 3.34 | 1.85 | 8.1 | 6.9
Live | 216734516 |  | 10.5 | 16.5 | 26440 | 22540 | 18700 | 2.85 | 2.33 | 27476 | 3.38 | 1.94 | 8.5 | 7
Live | 216732746 |  | 10.5 | 16 | 25963 | 23055 | 19100 | 2.85 | 2.35 | 27741 | 3.33 | 1.98 | 8.5 | 7
Live | 216734515 |  | 10.5 | 16.5 | 26440 | 22540 | 18700 | 2.85 | 2.33 | 27476 | 3.38 | 1.94 | 8.5 | 7
Live | 216732745 |  | 10.5 | 16 | 25963 | 23055 | 19100 | 2.85 | 2.35 | 27741 | 3.33 | 1.98 | 8.5 | 7
Live | 216733707 |  | 10.5 | 16 | 26202 | 22540 | 18700 | 2.85 | 2.32 | 27476 | 3.34 | 1.85 | 8.1 | 6.9
Live | 216734475 |  | 11 | 16.5 | 26678 | 22540 | 18600 | 2.98 | 2.35 | 27476 | 3.38 | 1.96 | 8.5 | 7
Live | 216733706 |  | 10.5 | 16 | 26202 | 22540 | 18700 | 2.85 | 2.32 | 27476 | 3.34 | 1.85 | 8.1 | 6.9
Live | 216732743 |  | 10.5 | 16 | 26202 | 23184 | 19100 | 2.85 | 2.38 | 27741 | 3.36 | 1.96 | 8.5 | 7
Live | 216734474 |  | 11 | 16.5 | 26678 | 22540 | 18600 | 2.98 | 2.35 | 27476 | 3.38 | 1.96 | 8.5 | 7
Live | 216733705 |  | 10.5 | 16 | 26202 | 22540 | 18700 | 2.85 | 2.32 | 27476 | 3.34 | 1.85 | 8.1 | 6.9
Live | 216732742 |  | 10.5 | 16 | 26202 | 23184 | 19100 | 2.85 | 2.38 | 27741 | 3.36 | 1.96 | 8.5 | 7
Live | 216734473 |  | 11 | 16.5 | 26678 | 22540 | 18600 | 2.98 | 2.35 | 27476 | 3.38 | 1.96 | 8.5 | 7
Live | 216732741 |  | 10.5 | 16 | 26202 | 23184 | 19100 | 2.85 | 2.38 | 27741 | 3.36 | 1.96 | 8.5 | 7
Live | 216733693 |  | 11 | 16.5 | 26678 | 22668 | 18800 | 2.98 | 2.33 | 27476 | 3.4 | 1.96 | 8.5 | 7
Live | 216734472 |  | 11 | 16.5 | 26678 | 22540 | 18600 | 2.98 | 2.35 | 27476 | 3.38 | 1.96 | 8.5 | 7
Live | 216732740 |  | 10.5 | 16 | 26202 | 23184 | 19100 | 2.85 | 2.38 | 27741 | 3.36 | 1.96 | 8.5 | 7
Live | 216733692 |  | 11 | 16.5 | 26678 | 22668 | 18800 | 2.98 | 2.33 | 27476 | 3.4 | 1.96 | 8.5 | 7
Live | 216734471 |  | 11 | 16.5 | 26678 | 22540 | 18600 | 2.98 | 2.35 | 27476 | 3.38 | 1.96 | 8.5 | 7
Live | 216732739 |  | 10.5 | 16 | 26202 | 23184 | 19100 | 2.85 | 2.38 | 27741 | 3.36 | 1.96 | 8.5 | 7
Live | 216733691 |  | 11 | 16.5 | 26678 | 22668 | 18800 | 2.98 | 2.33 | 27476 | 3.4 | 1.96 | 8.5 | 7
Live | 216734470 |  | 11 | 16.5 | 26678 | 22540 | 18600 | 2.98 | 2.35 | 27476 | 3.38 | 1.96 | 8.5 | 7
Live | 216732738 |  | 10.5 | 16 | 26202 | 23184 | 19100 | 2.85 | 2.38 | 27741 | 3.36 | 1.96 | 8.5 | 7
Live | 216734469 |  | 11 | 16.5 | 26678 | 22540 | 18600 | 2.98 | 2.35 | 27476 | 3.38 | 1.96 | 8.5 | 7
Live | 216733690 |  | 11 | 16.5 | 26678 | 22668 | 18800 | 2.98 | 2.33 | 27476 | 3.4 | 1.96 | 8.5 | 7
Live | 216732737 |  | 10.5 | 16 | 26202 | 23184 | 19100 | 2.85 | 2.38 | 27741 | 3.36 | 1.96 | 8.5 | 7
Live | 216734468 |  | 11 | 16.5 | 26678 | 22540 | 18600 | 2.98 | 2.35 | 27476 | 3.38 | 1.96 | 8.5 | 7
Live | 216733689 |  | 11 | 16.5 | 26678 | 22668 | 18800 | 2.98 | 2.33 | 27476 | 3.4 | 1.96 | 8.5 | 7
Live | 216732736 |  | 10.5 | 16 | 26202 | 23184 | 19100 | 2.85 | 2.38 | 27741 | 3.36 | 1.96 | 8.5 | 7
Live | 216734464 |  | 11 | 16.5 | 26678 | 22668 | 18700 | 2.98 | 2.36 | 27476 | 3.4 | 1.96 | 8.5 | 7
Live | 216732734 |  | 10.5 | 16.5 | 26440 | 23184 | 19200 | 2.85 | 2.39 | 27741 | 3.43 | 1.96 | 8.5 | 7
Live | 216733688 |  | 11 | 16.5 | 26678 | 22668 | 18800 | 2.98 | 2.33 | 27476 | 3.4 | 1.96 | 8.5 | 7
Live | 216734463 |  | 11 | 16.5 | 26678 | 22668 | 18700 | 2.98 | 2.36 | 27476 | 3.4 | 1.96 | 8.5 | 7
Live | 216732733 |  | 10.5 | 16.5 | 26440 | 23184 | 19200 | 2.85 | 2.39 | 27741 | 3.43 | 1.96 | 8.5 | 7
Live | 216733687 |  | 11 | 16.5 | 26678 | 22668 | 18800 | 2.98 | 2.33 | 27476 | 3.4 | 1.96 | 8.5 | 7
Live | 216734462 |  | 11 | 16.5 | 26678 | 22668 | 18700 | 2.98 | 2.36 | 27476 | 3.4 | 1.96 | 8.5 | 7
Live | 216732732 |  | 10.5 | 16.5 | 26440 | 23184 | 19200 | 2.85 | 2.39 | 27741 | 3.43 | 1.96 | 8.5 | 7
Live | 216734461 |  | 11 | 16.5 | 26678 | 22668 | 18700 | 2.98 | 2.36 | 27476 | 3.4 | 1.96 | 8.5 | 7
Live | 216733686 |  | 11 | 16.5 | 26678 | 22668 | 18800 | 2.98 | 2.33 | 27476 | 3.4 | 1.96 | 8.5 | 7
Live | 216732731 |  | 10.5 | 16.5 | 26440 | 23184 | 19200 | 2.85 | 2.39 | 27741 | 3.43 | 1.96 | 8.5 | 7
Live | 216734460 |  | 11 | 16.5 | 26678 | 22668 | 18700 | 2.98 | 2.36 | 27476 | 3.4 | 1.96 | 8.5 | 7
Live | 216733684 |  | 10.5 | 16 | 26202 | 22540 | 18700 | 2.85 | 2.32 | 27476 | 3.34 | 1.85 | 8.1 | 6.9
Live | 216732730 |  | 10.5 | 16.5 | 26440 | 23184 | 19200 | 2.85 | 2.39 | 27741 | 3.43 | 1.96 | 8.5 | 7
Live | 216733683 |  | 10.5 | 16 | 26202 | 22540 | 18700 | 2.85 | 2.32 | 27476 | 3.34 | 1.85 | 8.1 | 6.9
Live | 216734459 |  | 11 | 16.5 | 26678 | 22668 | 18700 | 2.98 | 2.36 | 27476 | 3.4 | 1.96 | 8.5 | 7
Live | 216733682 |  | 10.5 | 16 | 26202 | 22540 | 18700 | 2.85 | 2.32 | 27476 | 3.34 | 1.85 | 8.1 | 6.9
Live | 216734458 |  | 11 | 16.5 | 26678 | 22668 | 18700 | 2.98 | 2.36 | 27476 | 3.4 | 1.96 | 8.5 | 7
Live | 216732729 |  | 10.5 | 16.5 | 26440 | 23184 | 19200 | 2.85 | 2.39 | 27741 | 3.43 | 1.96 | 8.5 | 7
Live | 216734457 |  | 11 | 16.5 | 26678 | 22668 | 18700 | 2.98 | 2.36 | 27476 | 3.4 | 1.96 | 8.5 | 7
Live | 216733681 |  | 10.5 | 16 | 26202 | 22540 | 18700 | 2.85 | 2.32 | 27476 | 3.34 | 1.85 | 8.1 | 6.9
Live | 216734454 |  | 10.5 | 16.5 | 26440 | 22668 | 18700 | 2.85 | 2.33 | 27476 | 3.36 | 1.85 | 8.1 | 6.85
Live | 216733680 |  | 10.5 | 16 | 26202 | 22540 | 18700 | 2.85 | 2.32 | 27476 | 3.34 | 1.85 | 8.1 | 6.9
Live | 216734453 |  | 10.5 | 16.5 | 26440 | 22668 | 18700 | 2.85 | 2.33 | 27476 | 3.36 | 1.85 | 8.1 | 6.85
Live | 216733679 |  | 10.5 | 16 | 26202 | 22540 | 18700 | 2.85 | 2.32 | 27476 | 3.34 | 1.85 | 8.1 | 6.9
Live | 216733678 |  | 10.5 | 16 | 26202 | 22540 | 18700 | 2.85 | 2.32 | 27476 | 3.34 | 1.85 | 8.1 | 6.9
Live | 216734452 |  | 10.5 | 16.5 | 26440 | 22668 | 18700 | 2.85 | 2.33 | 27476 | 3.36 | 1.85 | 8.1 | 6.85
Live | 216733677 |  | 10.5 | 16 | 26202 | 22540 | 18700 | 2.85 | 2.32 | 27476 | 3.34 | 1.85 | 8.1 | 6.9
Live | 216734451 |  | 10.5 | 16.5 | 26440 | 22668 | 18700 | 2.85 | 2.33 | 27476 | 3.36 | 1.85 | 8.1 | 6.85
Live | 216732682 |  | 10.5 | 16 | 26202 | 23055 | 19100 | 2.85 | 2.39 | 27741 | 3.37 | 1.96 | 8.5 | 7
Live | 216732728 |  | 10.5 | 16.5 | 26440 | 23184 | 19200 | 2.85 | 2.39 | 27741 | 3.43 | 1.96 | 8.5 | 7
Live | 216734411 |  | 11 | 16 | 26678 | 22668 | 18700 | 2.98 | 2.36 | 27476 | 3.4 | 1.9 | 8.1 | 6.9
Live | 216733674 |  | 10.5 | 16 | 26440 | 22668 | 18700 | 2.85 | 2.33 | 27476 | 3.36 | 1.85 | 8.1 | 6.9
Live | 216732681 |  | 10.5 | 16 | 26202 | 23055 | 19100 | 2.85 | 2.39 | 27741 | 3.37 | 1.96 | 8.5 | 7
Live | 216734450 |  | 10.5 | 16.5 | 26440 | 22668 | 18700 | 2.85 | 2.33 | 27476 | 3.36 | 1.85 | 8.1 | 6.85
Live | 216733635 |  | 11 | 15 | 27154 | 22540 | 18400 | 2.99 | 2.38 | 27212 | 3.42 | 1.9 | 8.1 | 6.8
Live | 216732727 |  | 10.5 | 16.5 | 26440 | 23184 | 19200 | 2.85 | 2.39 | 27741 | 3.43 | 1.96 | 8.5 | 7
Live | 216733634 |  | 11 | 15 | 27154 | 22540 | 18400 | 2.99 | 2.38 | 27212 | 3.42 | 1.9 | 8.1 | 6.8
Live | 216733673 |  | 10.5 | 16 | 26440 | 22668 | 18700 | 2.85 | 2.33 | 27476 | 3.36 | 1.85 | 8.1 | 6.9
Live | 216732680 |  | 10.5 | 16 | 26202 | 23055 | 19100 | 2.85 | 2.39 | 27741 | 3.37 | 1.96 | 8.5 | 7
Live | 216734449 |  | 10.5 | 16.5 | 26440 | 22668 | 18700 | 2.85 | 2.33 | 27476 | 3.36 | 1.85 | 8.1 | 6.85
Live | 216734410 |  | 11 | 16 | 26678 | 22668 | 18700 | 2.98 | 2.36 | 27476 | 3.4 | 1.9 | 8.1 | 6.9
Live | 216732725 |  | 10.5 | 16 | 26202 | 23055 | 19100 | 2.85 | 2.37 | 27741 | 3.36 | 1.96 | 8.5 | 7
Live | 216733633 |  | 11 | 15 | 27154 | 22540 | 18400 | 2.99 | 2.38 | 27212 | 3.42 | 1.9 | 8.1 | 6.8
Live | 216732679 |  | 10.5 | 16 | 26202 | 23055 | 19100 | 2.85 | 2.39 | 27741 | 3.37 | 1.96 | 8.5 | 7
Live | 216734448 |  | 10.5 | 16.5 | 26440 | 22668 | 18700 | 2.85 | 2.33 | 27476 | 3.36 | 1.85 | 8.1 | 6.85
Live | 216734406 |  | 11 | 16 | 26678 | 22668 | 18700 | 2.98 | 2.36 | 27476 | 3.4 | 1.9 | 8.1 | 6.9
Live | 216733672 |  | 10.5 | 16 | 26440 | 22668 | 18700 | 2.85 | 2.33 | 27476 | 3.36 | 1.85 | 8.1 | 6.9
Live | 216732724 |  | 10.5 | 16 | 26202 | 23055 | 19100 | 2.85 | 2.37 | 27741 | 3.36 | 1.96 | 8.5 | 7
Live | 216733632 |  | 11 | 15 | 27154 | 22540 | 18400 | 2.99 | 2.38 | 27212 | 3.42 | 1.9 | 8.1 | 6.8
Live | 216734447 |  | 10.5 | 16.5 | 26440 | 22668 | 18700 | 2.85 | 2.33 | 27476 | 3.36 | 1.85 | 8.1 | 6.85
Live | 216732678 |  | 10.5 | 16 | 26202 | 23055 | 19100 | 2.85 | 2.39 | 27741 | 3.37 | 1.96 | 8.5 | 7
Live | 216733671 |  | 10.5 | 16 | 26440 | 22668 | 18700 | 2.85 | 2.33 | 27476 | 3.36 | 1.85 | 8.1 | 6.9
Live | 216734405 |  | 11 | 16 | 26678 | 22668 | 18700 | 2.98 | 2.36 | 27476 | 3.4 | 1.9 | 8.1 | 6.9
Live | 216733631 |  | 11 | 15 | 27154 | 22540 | 18400 | 2.99 | 2.38 | 27212 | 3.42 | 1.9 | 8.1 | 6.8
Live | 216732677 |  | 10.5 | 16 | 26202 | 23055 | 19100 | 2.85 | 2.39 | 27741 | 3.37 | 1.96 | 8.5 | 7
Live | 216732723 |  | 10.5 | 16 | 26202 | 23055 | 19100 | 2.85 | 2.37 | 27741 | 3.36 | 1.96 | 8.5 | 7
Live | 216734404 |  | 11 | 16 | 26678 | 22668 | 18700 | 2.98 | 2.36 | 27476 | 3.4 | 1.9 | 8.1 | 6.9
Live | 216734445 |  | 10.5 | 16.5 | 26440 | 22668 | 18700 | 2.85 | 2.33 | 27476 | 3.38 | 1.85 | 8.1 | 6.85
Live | 216733630 |  | 11 | 15 | 27154 | 22540 | 18400 | 2.99 | 2.38 | 27212 | 3.42 | 1.9 | 8.1 | 6.8
Live | 216733670 |  | 10.5 | 16 | 26440 | 22668 | 18700 | 2.85 | 2.33 | 27476 | 3.36 | 1.85 | 8.1 | 6.9
Live | 216732676 |  | 10.5 | 16 | 26202 | 23055 | 19100 | 2.85 | 2.39 | 27741 | 3.37 | 1.96 | 8.5 | 7
Live | 216733669 |  | 10.5 | 16 | 26440 | 22668 | 18700 | 2.85 | 2.33 | 27476 | 3.36 | 1.85 | 8.1 | 6.9
Live | 216733629 |  | 11 | 15 | 27154 | 22540 | 18400 | 2.99 | 2.38 | 27212 | 3.42 | 1.9 | 8.1 | 6.8
Live | 216734444 |  | 10.5 | 16.5 | 26440 | 22668 | 18700 | 2.85 | 2.33 | 27476 | 3.38 | 1.85 | 8.1 | 6.85
Live | 216734403 |  | 11 | 16 | 26678 | 22668 | 18700 | 2.98 | 2.36 | 27476 | 3.4 | 1.9 | 8.1 | 6.9
Live | 216732722 |  | 10.5 | 16 | 26202 | 23055 | 19100 | 2.85 | 2.37 | 27741 | 3.36 | 1.96 | 8.5 | 7
Live | 216732672 |  | 10.5 | 16 | 26202 | 23184 | 19200 | 2.85 | 2.39 | 27741 | 3.4 | 1.96 | 8.5 | 7
Live | 216733668 |  | 10.5 | 16 | 26440 | 22668 | 18700 | 2.85 | 2.33 | 27476 | 3.36 | 1.85 | 8.1 | 6.9
Live | 216734402 |  | 11 | 16 | 26678 | 22668 | 18700 | 2.98 | 2.36 | 27476 | 3.4 | 1.9 | 8.1 | 6.9
Live | 216732721 |  | 10.5 | 16 | 26202 | 23055 | 19100 | 2.85 | 2.37 | 27741 | 3.36 | 1.96 | 8.5 | 7
Live | 216733628 |  | 11 | 15 | 27154 | 22540 | 18400 | 2.99 | 2.38 | 27212 | 3.42 | 1.9 | 8.1 | 6.8
Live | 216734443 |  | 10.5 | 16.5 | 26440 | 22668 | 18700 | 2.85 | 2.33 | 27476 | 3.38 | 1.85 | 8.1 | 6.85
Live | 216733667 |  | 10.5 | 16 | 26440 | 22668 | 18700 | 2.85 | 2.33 | 27476 | 3.36 | 1.85 | 8.1 | 6.9
Live | 216732671 |  | 10.5 | 16 | 26202 | 23184 | 19200 | 2.85 | 2.39 | 27741 | 3.4 | 1.96 | 8.5 | 7
Live | 216732720 |  | 10.5 | 16 | 26202 | 23055 | 19100 | 2.85 | 2.37 | 27741 | 3.36 | 1.96 | 8.5 | 7
Live | 216733625 |  | 11 | 16.5 | 27631 | 22668 | 18500 | 2.99 | 2.41 | 27476 | 3.55 | 1.96 | 8.5 | 7
Live | 216734401 |  | 11 | 16 | 26678 | 22668 | 18700 | 2.98 | 2.36 | 27476 | 3.4 | 1.9 | 8.1 | 6.9
Live | 216734442 |  | 10.5 | 16.5 | 26440 | 22668 | 18700 | 2.85 | 2.33 | 27476 | 3.38 | 1.85 | 8.1 | 6.85
Live | 216733663 |  | 10.5 | 16 | 26440 | 22668 | 18800 | 2.85 | 2.33 | 27476 | 3.36 | 1.85 | 8.1 | 6.9
Live | 216732670 |  | 10.5 | 16 | 26202 | 23184 | 19200 | 2.85 | 2.39 | 27741 | 3.4 | 1.96 | 8.5 | 7
Live | 216732719 |  | 10.5 | 16 | 26202 | 23055 | 19100 | 2.85 | 2.37 | 27741 | 3.36 | 1.96 | 8.5 | 7
Live | 216733624 |  | 11 | 16.5 | 27631 | 22668 | 18500 | 2.99 | 2.41 | 27476 | 3.55 | 1.96 | 8.5 | 7
Live | 216734441 |  | 10.5 | 16.5 | 26440 | 22668 | 18700 | 2.85 | 2.33 | 27476 | 3.38 | 1.85 | 8.1 | 6.85
Live | 216734400 |  | 11 | 16 | 26678 | 22668 | 18700 | 2.98 | 2.36 | 27476 | 3.4 | 1.9 | 8.1 | 6.9
Live | 216733662 |  | 10.5 | 16 | 26440 | 22668 | 18800 | 2.85 | 2.33 | 27476 | 3.36 | 1.85 | 8.1 | 6.9
Live | 216732669 |  | 10.5 | 16 | 26202 | 23184 | 19200 | 2.85 | 2.39 | 27741 | 3.4 | 1.96 | 8.5 | 7
Live | 216732718 |  | 10.5 | 16 | 26202 | 23055 | 19100 | 2.85 | 2.37 | 27741 | 3.36 | 1.96 | 8.5 | 7
Live | 216733623 |  | 11 | 16.5 | 27631 | 22668 | 18500 | 2.99 | 2.41 | 27476 | 3.55 | 1.96 | 8.5 | 7
Live | 216734440 |  | 10.5 | 16.5 | 26440 | 22668 | 18700 | 2.85 | 2.33 | 27476 | 3.38 | 1.85 | 8.1 | 6.85
Live | 216732668 |  | 10.5 | 16 | 26202 | 23184 | 19200 | 2.85 | 2.39 | 27741 | 3.4 | 1.96 | 8.5 | 7
Live | 216732715 |  | 10.5 | 16 | 26202 | 23184 | 19100 | 2.85 | 2.38 | 27741 | 3.36 | 1.98 | 8.5 | 7
Live | 216734399 |  | 11 | 16 | 26678 | 22668 | 18700 | 2.98 | 2.36 | 27476 | 3.4 | 1.9 | 8.1 | 6.9
Live | 216734439 |  | 10.5 | 16.5 | 26440 | 22668 | 18700 | 2.85 | 2.33 | 27476 | 3.38 | 1.85 | 8.1 | 6.85
Live | 216733622 |  | 11 | 16.5 | 27631 | 22668 | 18500 | 2.99 | 2.41 | 27476 | 3.55 | 1.96 | 8.5 | 7
Live | 216732667 |  | 10.5 | 16 | 26202 | 23184 | 19200 | 2.85 | 2.39 | 27741 | 3.4 | 1.96 | 8.5 | 7
Live | 216733661 |  | 10.5 | 16 | 26440 | 22668 | 18800 | 2.85 | 2.33 | 27476 | 3.36 | 1.85 | 8.1 | 6.9
Live | 216734395 |  | 11 | 16.5 | 26440 | 22540 | 18600 | 2.99 | 2.33 | 27476 | 3.38 | 1.85 | 8.1 | 6.85
Live | 216733621 |  | 11 | 16.5 | 27631 | 22668 | 18500 | 2.99 | 2.41 | 27476 | 3.55 | 1.96 | 8.5 | 7
Live | 216732714 |  | 10.5 | 16 | 26202 | 23184 | 19100 | 2.85 | 2.38 | 27741 | 3.36 | 1.98 | 8.5 | 7
Live | 216732666 |  | 10.5 | 16 | 26202 | 23184 | 19200 | 2.85 | 2.39 | 27741 | 3.4 | 1.96 | 8.5 | 7
Live | 216734438 |  | 10.5 | 16.5 | 26440 | 22668 | 18700 | 2.85 | 2.33 | 27476 | 3.38 | 1.85 | 8.1 | 6.85
Live | 216733620 |  | 11 | 16.5 | 27631 | 22668 | 18500 | 2.99 | 2.41 | 27476 | 3.55 | 1.96 | 8.5 | 7
Live | 216733660 |  | 10.5 | 16 | 26440 | 22668 | 18800 | 2.85 | 2.33 | 27476 | 3.36 | 1.85 | 8.1 | 6.9
Live | 216734394 |  | 11 | 16.5 | 26440 | 22540 | 18600 | 2.99 | 2.33 | 27476 | 3.38 | 1.85 | 8.1 | 6.85
Live | 216732713 |  | 10.5 | 16 | 26202 | 23184 | 19100 | 2.85 | 2.38 | 27741 | 3.36 | 1.98 | 8.5 | 7
Live | 216732665 |  | 10.5 | 16 | 26202 | 23184 | 19200 | 2.85 | 2.39 | 27741 | 3.4 | 1.96 | 8.5 | 7
Live | 216734436 |  | 11 | 16.5 | 26916 | 22668 | 18700 | 2.99 | 2.37 | 27476 | 3.43 | 1.96 | 8.5 | 7
Live | 216733619 |  | 11 | 16.5 | 27631 | 22668 | 18500 | 2.99 | 2.41 | 27476 | 3.55 | 1.96 | 8.5 | 7
Live | 216732712 |  | 10.5 | 16 | 26202 | 23184 | 19100 | 2.85 | 2.38 | 27741 | 3.36 | 1.98 | 8.5 | 7
Live | 216734393 |  | 11 | 16.5 | 26440 | 22540 | 18600 | 2.99 | 2.33 | 27476 | 3.38 | 1.85 | 8.1 | 6.85
Live | 216733659 |  | 10.5 | 16 | 26440 | 22668 | 18800 | 2.85 | 2.33 | 27476 | 3.36 | 1.85 | 8.1 | 6.9
Live | 216732644 |  | 10.5 | 15.5 | 25963 | 23055 | 19100 | 2.85 | 2.35 | 27741 | 3.33 | 1.96 | 8.5 | 7
Live | 216734435 |  | 11 | 16.5 | 26916 | 22668 | 18700 | 2.99 | 2.37 | 27476 | 3.43 | 1.96 | 8.5 | 7
Live | 216733618 |  | 11 | 16.5 | 27631 | 22668 | 18500 | 2.99 | 2.41 | 27476 | 3.55 | 1.96 | 8.5 | 7
Live | 216732711 |  | 10.5 | 16 | 26202 | 23184 | 19100 | 2.85 | 2.38 | 27741 | 3.36 | 1.98 | 8.5 | 7
Live | 216734392 |  | 11 | 16.5 | 26440 | 22540 | 18600 | 2.99 | 2.33 | 27476 | 3.38 | 1.85 | 8.1 | 6.85
Live | 216733658 |  | 10.5 | 16 | 26440 | 22668 | 18800 | 2.85 | 2.33 | 27476 | 3.36 | 1.85 | 8.1 | 6.9
Live | 216732643 |  | 10.5 | 15.5 | 25963 | 23055 | 19100 | 2.85 | 2.35 | 27741 | 3.33 | 1.96 | 8.5 | 7
Live | 216733614 |  | 11 | 16.5 | 27393 | 22540 | 18400 | 2.98 | 2.39 | 27212 | 3.47 | 1.98 | 8.5 | 7
Live | 216734434 |  | 11 | 16.5 | 26916 | 22668 | 18700 | 2.99 | 2.37 | 27476 | 3.43 | 1.96 | 8.5 | 7
Live | 216732642 |  | 10.5 | 15.5 | 25963 | 23055 | 19100 | 2.85 | 2.35 | 27741 | 3.33 | 1.96 | 8.5 | 7
Live | 216732710 |  | 10.5 | 16 | 26202 | 23184 | 19100 | 2.85 | 2.38 | 27741 | 3.36 | 1.98 | 8.5 | 7
Live | 216734391 |  | 11 | 16.5 | 26440 | 22540 | 18600 | 2.99 | 2.33 | 27476 | 3.38 | 1.85 | 8.1 | 6.85
Live | 216734433 |  | 11 | 16.5 | 26916 | 22668 | 18700 | 2.99 | 2.37 | 27476 | 3.43 | 1.96 | 8.5 | 7
Live | 216733613 |  | 11 | 16.5 | 27393 | 22540 | 18400 | 2.98 | 2.39 | 27212 | 3.47 | 1.98 | 8.5 | 7
Live | 216733657 |  | 10.5 | 16 | 26440 | 22668 | 18800 | 2.85 | 2.33 | 27476 | 3.36 | 1.85 | 8.1 | 6.9
Live | 216732641 |  | 10.5 | 15.5 | 25963 | 23055 | 19100 | 2.85 | 2.35 | 27741 | 3.33 | 1.96 | 8.5 | 7
Live | 216734432 |  | 11 | 16.5 | 26916 | 22668 | 18700 | 2.99 | 2.37 | 27476 | 3.43 | 1.96 | 8.5 | 7
Live | 216734390 |  | 11 | 16.5 | 26440 | 22540 | 18600 | 2.99 | 2.33 | 27476 | 3.38 | 1.85 | 8.1 | 6.85
Live | 216732709 |  | 10.5 | 16 | 26202 | 23184 | 19100 | 2.85 | 2.38 | 27741 | 3.36 | 1.98 | 8.5 | 7
Live | 216733612 |  | 11 | 16.5 | 27393 | 22540 | 18400 | 2.98 | 2.39 | 27212 | 3.47 | 1.98 | 8.5 | 7
Live | 216733656 |  | 10.5 | 16 | 26440 | 22668 | 18800 | 2.85 | 2.33 | 27476 | 3.36 | 1.85 | 8.1 | 6.9
Live | 216733611 |  | 11 | 16.5 | 27393 | 22540 | 18400 | 2.98 | 2.39 | 27212 | 3.47 | 1.98 | 8.5 | 7
Live | 216734431 |  | 11 | 16.5 | 26916 | 22668 | 18700 | 2.99 | 2.37 | 27476 | 3.43 | 1.96 | 8.5 | 7
Live | 216734389 |  | 11 | 16.5 | 26440 | 22540 | 18600 | 2.99 | 2.33 | 27476 | 3.38 | 1.85 | 8.1 | 6.85
Live | 216732708 |  | 10.5 | 16 | 26202 | 23184 | 19100 | 2.85 | 2.38 | 27741 | 3.36 | 1.98 | 8.5 | 7
Live | 216733610 |  | 11 | 16.5 | 27393 | 22540 | 18400 | 2.98 | 2.39 | 27212 | 3.47 | 1.98 | 8.5 | 7
Live | 216733653 |  | 11 | 16 | 27869 | 23055 | 18800 | 2.99 | 2.41 | 28005 | 3.62 | 1.96 | 8.5 | 7
Live | 216732704 |  | 10.5 | 16 | 26202 | 23184 | 19100 | 2.85 | 2.38 | 27741 | 3.37 | 1.96 | 8.5 | 7
Live | 216734385 |  | 11 | 16.5 | 26678 | 22668 | 18700 | 2.98 | 2.36 | 27476 | 3.4 | 1.96 | 8.5 | 7
Live | 216733609 |  | 11 | 16.5 | 27393 | 22540 | 18400 | 2.98 | 2.39 | 27212 | 3.47 | 1.98 | 8.5 | 7
Live | 216734384 |  | 11 | 16.5 | 26678 | 22668 | 18700 | 2.98 | 2.36 | 27476 | 3.4 | 1.96 | 8.5 | 7
Live | 216732640 |  | 10.5 | 15.5 | 25963 | 23055 | 19100 | 2.85 | 2.35 | 27741 | 3.33 | 1.96 | 8.5 | 7
Live | 216734383 |  | 11 | 16.5 | 26678 | 22668 | 18700 | 2.98 | 2.36 | 27476 | 3.4 | 1.96 | 8.5 | 7
Live | 216733608 |  | 11 | 16.5 | 27393 | 22540 | 18400 | 2.98 | 2.39 | 27212 | 3.47 | 1.98 | 8.5 | 7
Live | 216734382 |  | 11 | 16.5 | 26678 | 22668 | 18700 | 2.98 | 2.36 | 27476 | 3.4 | 1.96 | 8.5 | 7
Live | 216732639 |  | 10.5 | 15.5 | 25963 | 23055 | 19100 | 2.85 | 2.35 | 27741 | 3.33 | 1.96 | 8.5 | 7
Live | 216733607 |  | 11 | 16.5 | 27393 | 22540 | 18400 | 2.98 | 2.39 | 27212 | 3.47 | 1.98 | 8.5 | 7
Live | 216734381 |  | 11 | 16.5 | 26678 | 22668 | 18700 | 2.98 | 2.36 | 27476 | 3.4 | 1.96 | 8.5 | 7
Live | 216733603 |  | 11 | 16.5 | 27631 | 22668 | 18500 | 2.99 | 2.41 | 27476 | 3.55 | 1.96 | 8.5 | 7
Live | 216734380 |  | 11 | 16.5 | 26678 | 22668 | 18700 | 2.98 | 2.36 | 27476 | 3.4 | 1.96 | 8.5 | 7
Live | 216733602 |  | 11 | 16.5 | 27631 | 22668 | 18500 | 2.99 | 2.41 | 27476 | 3.55 | 1.96 | 8.5 | 7
Live | 216732638 |  | 10.5 | 15.5 | 25963 | 23055 | 19100 | 2.85 | 2.35 | 27741 | 3.33 | 1.96 | 8.5 | 7
Live | 216734379 |  | 11 | 16.5 | 26678 | 22668 | 18700 | 2.98 | 2.36 | 27476 | 3.4 | 1.96 | 8.5 | 7
Live | 216733601 |  | 11 | 16.5 | 27631 | 22668 | 18500 | 2.99 | 2.41 | 27476 | 3.55 | 1.96 | 8.5 | 7
Live | 216734378 |  | 11 | 16.5 | 26678 | 22668 | 18700 | 2.98 | 2.36 | 27476 | 3.4 | 1.96 | 8.5 | 7
Live | 216733600 |  | 11 | 16.5 | 27631 | 22668 | 18500 | 2.99 | 2.41 | 27476 | 3.55 | 1.96 | 8.5 | 7
Live | 216732637 |  | 10.5 | 15.5 | 25963 | 23055 | 19100 | 2.85 | 2.35 | 27741 | 3.33 | 1.96 | 8.5 | 7
Live | 216734375 |  | 10.5 | 15.5 | 26440 | 22668 | 18700 | 2.85 | 2.33 | 27476 | 3.38 | 1.85 | 8.1 | 6.9
Live | 216733599 |  | 11 | 16.5 | 27631 | 22668 | 18500 | 2.99 | 2.41 | 27476 | 3.55 | 1.96 | 8.5 | 7
Live | 216734374 |  | 10.5 | 15.5 | 26440 | 22668 | 18700 | 2.85 | 2.33 | 27476 | 3.38 | 1.85 | 8.1 | 6.9
Live | 216733598 |  | 11 | 16.5 | 27631 | 22668 | 18500 | 2.99 | 2.41 | 27476 | 3.55 | 1.96 | 8.5 | 7
Live | 216732633 |  | 10 | 15.2 | 25963 | 23184 | 19200 | 2.72 | 2.33 | 27741 | 3.29 | 1.9 | 8.1 | 6.95
Live | 216734373 |  | 10.5 | 15.5 | 26440 | 22668 | 18700 | 2.85 | 2.33 | 27476 | 3.38 | 1.85 | 8.1 | 6.9
Live | 216733597 |  | 11 | 16.5 | 27631 | 22668 | 18500 | 2.99 | 2.41 | 27476 | 3.55 | 1.96 | 8.5 | 7
Live | 216733596 |  | 11 | 16.5 | 27631 | 22668 | 18500 | 2.99 | 2.41 | 27476 | 3.55 | 1.96 | 8.5 | 7
Live | 216734372 |  | 10.5 | 15.5 | 26440 | 22668 | 18700 | 2.85 | 2.33 | 27476 | 3.38 | 1.85 | 8.1 | 6.9
Live | 216732632 |  | 10 | 15.2 | 25963 | 23184 | 19200 | 2.72 | 2.33 | 27741 | 3.29 | 1.9 | 8.1 | 6.95
Live | 216733592 |  | 11 | 16.5 | 27393 | 22540 | 18400 | 2.98 | 2.39 | 27212 | 3.47 | 1.98 | 8.5 | 7
Live | 216734371 |  | 10.5 | 15.5 | 26440 | 22668 | 18700 | 2.85 | 2.33 | 27476 | 3.38 | 1.85 | 8.1 | 6.9
Live | 216733591 |  | 11 | 16.5 | 27393 | 22540 | 18400 | 2.98 | 2.39 | 27212 | 3.47 | 1.98 | 8.5 | 7
Live | 216734370 |  | 10.5 | 15.5 | 26440 | 22668 | 18700 | 2.85 | 2.33 | 27476 | 3.38 | 1.85 | 8.1 | 6.9
Live | 216732631 |  | 10 | 15.2 | 25963 | 23184 | 19200 | 2.72 | 2.33 | 27741 | 3.29 | 1.9 | 8.1 | 6.95
Live | 216733590 |  | 11 | 16.5 | 27393 | 22540 | 18400 | 2.98 | 2.39 | 27212 | 3.47 | 1.98 | 8.5 | 7
Live | 216734369 |  | 10.5 | 15.5 | 26440 | 22668 | 18700 | 2.85 | 2.33 | 27476 | 3.38 | 1.85 | 8.1 | 6.9
Live | 216733589 |  | 11 | 16.5 | 27393 | 22540 | 18400 | 2.98 | 2.39 | 27212 | 3.47 | 1.98 | 8.5 | 7
Live | 216734365 |  | 11 | 16 | 26678 | 22668 | 18700 | 2.98 | 2.36 | 27476 | 3.43 | 1.96 | 8.5 | 7
Live | 216732630 |  | 10 | 15.2 | 25963 | 23184 | 19200 | 2.72 | 2.33 | 27741 | 3.29 | 1.9 | 8.1 | 6.95
Live | 216733588 |  | 11 | 16.5 | 27393 | 22540 | 18400 | 2.98 | 2.39 | 27212 | 3.47 | 1.98 | 8.5 | 7
Live | 216734364 |  | 11 | 16 | 26678 | 22668 | 18700 | 2.98 | 2.36 | 27476 | 3.43 | 1.96 | 8.5 | 7
Live | 216734363 |  | 11 | 16 | 26678 | 22668 | 18700 | 2.98 | 2.36 | 27476 | 3.43 | 1.96 | 8.5 | 7
Live | 216733587 |  | 11 | 16.5 | 27393 | 22540 | 18400 | 2.98 | 2.39 | 27212 | 3.47 | 1.98 | 8.5 | 7
Live | 216732629 |  | 10 | 15.2 | 25963 | 23184 | 19200 | 2.72 | 2.33 | 27741 | 3.29 | 1.9 | 8.1 | 6.95
Live | 216734362 |  | 11 | 16 | 26678 | 22668 | 18700 | 2.98 | 2.36 | 27476 | 3.43 | 1.96 | 8.5 | 7
Live | 216733586 |  | 11 | 16.5 | 27393 | 22540 | 18400 | 2.98 | 2.39 | 27212 | 3.47 | 1.98 | 8.5 | 7
Live | 216734361 |  | 11 | 16 | 26678 | 22668 | 18700 | 2.98 | 2.36 | 27476 | 3.43 | 1.96 | 8.5 | 7
Live | 216733585 |  | 11 | 16.5 | 27393 | 22540 | 18400 | 2.98 | 2.39 | 27212 | 3.47 | 1.98 | 8.5 | 7
Live | 216732628 |  | 10 | 15.2 | 25963 | 23184 | 19200 | 2.72 | 2.33 | 27741 | 3.29 | 1.9 | 8.1 | 6.95
Live | 216734360 |  | 11 | 16 | 26678 | 22668 | 18700 | 2.98 | 2.36 | 27476 | 3.43 | 1.96 | 8.5 | 7
Live | 216733582 |  | 11 | 16.5 | 27154 | 22540 | 18400 | 2.99 | 2.38 | 27212 | 3.44 | 1.96 | 8.5 | 7
Live | 216734359 |  | 11 | 16 | 26678 | 22668 | 18700 | 2.98 | 2.36 | 27476 | 3.43 | 1.96 | 8.5 | 7
Live | 216733581 |  | 11 | 16.5 | 27154 | 22540 | 18400 | 2.99 | 2.38 | 27212 | 3.44 | 1.96 | 8.5 | 7
Live | 216732627 |  | 10 | 15.2 | 25963 | 23184 | 19200 | 2.72 | 2.33 | 27741 | 3.29 | 1.9 | 8.1 | 6.95
Live | 216734358 |  | 11 | 16 | 26678 | 22668 | 18700 | 2.98 | 2.36 | 27476 | 3.43 | 1.96 | 8.5 | 7
Live | 216733580 |  | 11 | 16.5 | 27154 | 22540 | 18400 | 2.99 | 2.38 | 27212 | 3.44 | 1.96 | 8.5 | 7
Live | 216734337 |  | 10.5 | 15.5 | 26916 | 23184 | 19100 | 2.85 | 2.35 | 28269 | 3.47 | 1.96 | 8.5 | 7
Live | 216733579 |  | 11 | 16.5 | 27154 | 22540 | 18400 | 2.99 | 2.38 | 27212 | 3.44 | 1.96 | 8.5 | 7
Live | 216732626 |  | 10 | 15.2 | 25963 | 23184 | 19200 | 2.72 | 2.33 | 27741 | 3.29 | 1.9 | 8.1 | 6.95
Live | 216734336 |  | 10.5 | 15.5 | 26916 | 23184 | 19100 | 2.85 | 2.35 | 28269 | 3.47 | 1.96 | 8.5 | 7
Live | 216733578 |  | 11 | 16.5 | 27154 | 22540 | 18400 | 2.99 | 2.38 | 27212 | 3.44 | 1.96 | 8.5 | 7
Live | 216734335 |  | 10.5 | 15.5 | 26916 | 23184 | 19100 | 2.85 | 2.35 | 28269 | 3.47 | 1.96 | 8.5 | 7
Live | 216733577 |  | 11 | 16.5 | 27154 | 22540 | 18400 | 2.99 | 2.38 | 27212 | 3.44 | 1.96 | 8.5 | 7
Live | 216732614 |  | 10.5 | 15.5 | 25963 | 23055 | 19100 | 2.85 | 2.35 | 27741 | 3.33 | 1.96 | 8.5 | 7
Live | 216734334 |  | 10.5 | 15.5 | 26916 | 23184 | 19100 | 2.85 | 2.35 | 28269 | 3.47 | 1.96 | 8.5 | 7
Live | 216733576 |  | 11 | 16.5 | 27154 | 22540 | 18400 | 2.99 | 2.38 | 27212 | 3.44 | 1.96 | 8.5 | 7
Live | 216734333 |  | 10.5 | 15.5 | 26916 | 23184 | 19100 | 2.85 | 2.35 | 28269 | 3.47 | 1.96 | 8.5 | 7
Live | 216733575 |  | 11 | 16.5 | 27154 | 22540 | 18400 | 2.99 | 2.38 | 27212 | 3.44 | 1.96 | 8.5 | 7
Live | 216732613 |  | 10.5 | 15.5 | 25963 | 23055 | 19100 | 2.85 | 2.35 | 27741 | 3.33 | 1.96 | 8.5 | 7
Live | 216734332 |  | 10.5 | 15.5 | 26916 | 23184 | 19100 | 2.85 | 2.35 | 28269 | 3.47 | 1.96 | 8.5 | 7
Live | 216733572 |  | 11 | 16 | 27393 | 22797 | 18600 | 2.98 | 2.37 | 27476 | 3.47 | 1.98 | 8.5 | 7
Live | 216734331 |  | 10.5 | 15.5 | 26916 | 23184 | 19100 | 2.85 | 2.35 | 28269 | 3.47 | 1.96 | 8.5 | 7
Live | 216733571 |  | 11 | 16 | 27393 | 22797 | 18600 | 2.98 | 2.37 | 27476 | 3.47 | 1.98 | 8.5 | 7
Live | 216732612 |  | 10.5 | 15.5 | 25963 | 23055 | 19100 | 2.85 | 2.35 | 27741 | 3.33 | 1.96 | 8.5 | 7
Live | 216734330 |  | 10.5 | 15.5 | 26916 | 23184 | 19100 | 2.85 | 2.35 | 28269 | 3.47 | 1.96 | 8.5 | 7
Live | 216733570 |  | 11 | 16 | 27393 | 22797 | 18600 | 2.98 | 2.37 | 27476 | 3.47 | 1.98 | 8.5 | 7
Live | 216734328 |  | 10.5 | 15 | 26440 | 22797 | 18800 | 2.85 | 2.34 | 27741 | 3.36 | 1.85 | 8.1 | 6.9
Live | 216733569 |  | 11 | 16 | 27393 | 22797 | 18600 | 2.98 | 2.37 | 27476 | 3.47 | 1.98 | 8.5 | 7
Live | 216732611 |  | 10.5 | 15.5 | 25963 | 23055 | 19100 | 2.85 | 2.35 | 27741 | 3.33 | 1.96 | 8.5 | 7
Live | 216734327 |  | 10.5 | 15 | 26440 | 22797 | 18800 | 2.85 | 2.34 | 27741 | 3.36 | 1.85 | 8.1 | 6.9
Live | 216733568 |  | 11 | 16 | 27393 | 22797 | 18600 | 2.98 | 2.37 | 27476 | 3.47 | 1.98 | 8.5 | 7
Live | 216734326 |  | 10.5 | 15 | 26440 | 22797 | 18800 | 2.85 | 2.34 | 27741 | 3.36 | 1.85 | 8.1 | 6.9
Live | 216733567 |  | 11 | 16 | 27393 | 22797 | 18600 | 2.98 | 2.37 | 27476 | 3.47 | 1.98 | 8.5 | 7
Live | 216734325 |  | 10.5 | 15 | 26440 | 22797 | 18800 | 2.85 | 2.34 | 27741 | 3.36 | 1.85 | 8.1 | 6.9
Live | 216732610 |  | 10.5 | 15.5 | 25963 | 23055 | 19100 | 2.85 | 2.35 | 27741 | 3.33 | 1.96 | 8.5 | 7
Live | 216734324 |  | 10.5 | 15 | 26440 | 22797 | 18800 | 2.85 | 2.34 | 27741 | 3.36 | 1.85 | 8.1 | 6.9
Live | 216733566 |  | 11 | 16 | 27393 | 22797 | 18600 | 2.98 | 2.37 | 27476 | 3.47 | 1.98 | 8.5 | 7
Live | 216734323 |  | 10.5 | 15 | 26440 | 22797 | 18800 | 2.85 | 2.34 | 27741 | 3.36 | 1.85 | 8.1 | 6.9
Live | 216733565 |  | 11 | 16 | 27393 | 22797 | 18600 | 2.98 | 2.37 | 27476 | 3.47 | 1.98 | 8.5 | 7
Live | 216732609 |  | 10.5 | 15.5 | 25963 | 23055 | 19100 | 2.85 | 2.35 | 27741 | 3.33 | 1.96 | 8.5 | 7
Live | 216734322 |  | 10.5 | 15 | 26440 | 22797 | 18800 | 2.85 | 2.34 | 27741 | 3.36 | 1.85 | 8.1 | 6.9
Live | 216733534 |  | 11 | 16.5 | 27393 | 22540 | 18400 | 2.98 | 2.39 | 27212 | 3.48 | 1.96 | 8.5 | 7
Live | 216734321 |  | 10.5 | 15 | 26440 | 22797 | 18800 | 2.85 | 2.34 | 27741 | 3.36 | 1.85 | 8.1 | 6.9
Live | 216733533 |  | 11 | 16.5 | 27393 | 22540 | 18400 | 2.98 | 2.39 | 27212 | 3.48 | 1.96 | 8.5 | 7
Live | 216734319 |  | 10.5 | 14.5 | 26202 | 22668 | 18800 | 2.85 | 2.3 | 27476 | 3.3 | 1.9 | 8.1 | 6.9
Live | 216732608 |  | 10.5 | 15.5 | 25963 | 23055 | 19100 | 2.85 | 2.35 | 27741 | 3.33 | 1.96 | 8.5 | 7
Live | 216733532 |  | 11 | 16.5 | 27393 | 22540 | 18400 | 2.98 | 2.39 | 27212 | 3.48 | 1.96 | 8.5 | 7
Live | 216734318 |  | 10.5 | 14.5 | 26202 | 22668 | 18800 | 2.85 | 2.3 | 27476 | 3.3 | 1.9 | 8.1 | 6.9
Live | 216733531 |  | 11 | 16.5 | 27393 | 22540 | 18400 | 2.98 | 2.39 | 27212 | 3.48 | 1.96 | 8.5 | 7
Live | 216734317 |  | 10.5 | 14.5 | 26202 | 22668 | 18800 | 2.85 | 2.3 | 27476 | 3.3 | 1.9 | 8.1 | 6.9
Live | 216732607 |  | 10.5 | 15.5 | 25963 | 23055 | 19100 | 2.85 | 2.35 | 27741 | 3.33 | 1.96 | 8.5 | 7
Live | 216734316 |  | 10.5 | 14.5 | 26202 | 22668 | 18800 | 2.85 | 2.3 | 27476 | 3.3 | 1.9 | 8.1 | 6.9
Live | 216733530 |  | 11 | 16.5 | 27393 | 22540 | 18400 | 2.98 | 2.39 | 27212 | 3.48 | 1.96 | 8.5 | 7
Live | 216734315 |  | 10.5 | 14.5 | 26202 | 22668 | 18800 | 2.85 | 2.3 | 27476 | 3.3 | 1.9 | 8.1 | 6.9
Live | 216733529 |  | 11 | 16.5 | 27393 | 22540 | 18400 | 2.98 | 2.39 | 27212 | 3.48 | 1.96 | 8.5 | 7
Live | 216734314 |  | 10.5 | 14.5 | 26202 | 22668 | 18800 | 2.85 | 2.3 | 27476 | 3.3 | 1.9 | 8.1 | 6.9
Live | 216732605 |  | 10 | 15.5 | 25963 | 23312 | 19200 | 2.72 | 2.33 | 27741 | 3.32 | 1.96 | 8.5 | 7
Live | 216733528 |  | 11 | 16.5 | 27393 | 22540 | 18400 | 2.98 | 2.39 | 27212 | 3.48 | 1.96 | 8.5 | 7
Live | 216734313 |  | 10.5 | 14.5 | 26202 | 22668 | 18800 | 2.85 | 2.3 | 27476 | 3.3 | 1.9 | 8.1 | 6.9
Live | 216733527 |  | 11 | 16.5 | 27393 | 22540 | 18400 | 2.98 | 2.39 | 27212 | 3.48 | 1.96 | 8.5 | 7
Live | 216734312 |  | 10.5 | 14.5 | 26202 | 22668 | 18800 | 2.85 | 2.3 | 27476 | 3.3 | 1.9 | 8.1 | 6.9
Live | 216732604 |  | 10 | 15.5 | 25963 | 23312 | 19200 | 2.72 | 2.33 | 27741 | 3.32 | 1.96 | 8.5 | 7
Live | 216733523 |  | 11 | 16.5 | 27393 | 22668 | 18500 | 2.98 | 2.39 | 27476 | 3.49 | 1.96 | 8.5 | 7
Live | 216734309 |  | 10.5 | 16 | 26202 | 22668 | 18800 | 2.85 | 2.31 | 27476 | 3.34 | 1.85 | 8.1 | 6.9
Live | 216733522 |  | 11 | 16.5 | 27393 | 22668 | 18500 | 2.98 | 2.39 | 27476 | 3.49 | 1.96 | 8.5 | 7
Live | 216734308 |  | 10.5 | 16 | 26202 | 22668 | 18800 | 2.85 | 2.31 | 27476 | 3.34 | 1.85 | 8.1 | 6.9
Live | 216732603 |  | 10 | 15.5 | 25963 | 23312 | 19200 | 2.72 | 2.33 | 27741 | 3.32 | 1.96 | 8.5 | 7
Live | 216733521 |  | 11 | 16.5 | 27393 | 22668 | 18500 | 2.98 | 2.39 | 27476 | 3.49 | 1.96 | 8.5 | 7
Live | 216734307 |  | 10.5 | 16 | 26202 | 22668 | 18800 | 2.85 | 2.31 | 27476 | 3.34 | 1.85 | 8.1 | 6.9
Live | 216733520 |  | 11 | 16.5 | 27393 | 22668 | 18500 | 2.98 | 2.39 | 27476 | 3.49 | 1.96 | 8.5 | 7
Live | 216734306 |  | 10.5 | 16 | 26202 | 22668 | 18800 | 2.85 | 2.31 | 27476 | 3.34 | 1.85 | 8.1 | 6.9
Live | 216732602 |  | 10 | 15.5 | 25963 | 23312 | 19200 | 2.72 | 2.33 | 27741 | 3.32 | 1.96 | 8.5 | 7
Live | 216733519 |  | 11 | 16.5 | 27393 | 22668 | 18500 | 2.98 | 2.39 | 27476 | 3.49 | 1.96 | 8.5 | 7
Live | 216734305 |  | 10.5 | 16 | 26202 | 22668 | 18800 | 2.85 | 2.31 | 27476 | 3.34 | 1.85 | 8.1 | 6.9
Live | 216733518 |  | 11 | 16.5 | 27393 | 22668 | 18500 | 2.98 | 2.39 | 27476 | 3.49 | 1.96 | 8.5 | 7
Live | 216734304 |  | 10.5 | 16 | 26202 | 22668 | 18800 | 2.85 | 2.31 | 27476 | 3.34 | 1.85 | 8.1 | 6.9
Live | 216734303 |  | 10.5 | 16 | 26202 | 22668 | 18800 | 2.85 | 2.31 | 27476 | 3.34 | 1.85 | 8.1 | 6.9
Live | 216733517 |  | 11 | 16.5 | 27393 | 22668 | 18500 | 2.98 | 2.39 | 27476 | 3.49 | 1.96 | 8.5 | 7
Live | 216732601 |  | 10 | 15.5 | 25963 | 23312 | 19200 | 2.72 | 2.33 | 27741 | 3.32 | 1.96 | 8.5 | 7
Live | 216734302 |  | 10.5 | 16 | 26202 | 22668 | 18800 | 2.85 | 2.31 | 27476 | 3.34 | 1.85 | 8.1 | 6.9
Live | 216733516 |  | 11 | 16.5 | 27393 | 22668 | 18500 | 2.98 | 2.39 | 27476 | 3.49 | 1.96 | 8.5 | 7
Live | 216734298 |  | 10.5 | 16 | 26440 | 22668 | 18800 | 2.85 | 2.33 | 27476 | 3.36 | 1.85 | 8.1 | 6.85
Live | 216733513 |  | 11 | 16.5 | 27631 | 22668 | 18500 | 2.99 | 2.41 | 27476 | 3.55 | 1.96 | 8.5 | 7
Live | 216732600 |  | 10 | 15.5 | 25963 | 23312 | 19200 | 2.72 | 2.33 | 27741 | 3.32 | 1.96 | 8.5 | 7
Live | 216734297 |  | 10.5 | 16 | 26440 | 22668 | 18800 | 2.85 | 2.33 | 27476 | 3.36 | 1.85 | 8.1 | 6.85
Live | 216733512 |  | 11 | 16.5 | 27631 | 22668 | 18500 | 2.99 | 2.41 | 27476 | 3.55 | 1.96 | 8.5 | 7
Live | 216732599 |  | 10 | 15.5 | 25963 | 23312 | 19200 | 2.72 | 2.33 | 27741 | 3.32 | 1.96 | 8.5 | 7
Live | 216734296 |  | 10.5 | 16 | 26440 | 22668 | 18800 | 2.85 | 2.33 | 27476 | 3.36 | 1.85 | 8.1 | 6.85
Live | 216733511 |  | 11 | 16.5 | 27631 | 22668 | 18500 | 2.99 | 2.41 | 27476 | 3.55 | 1.96 | 8.5 | 7
Live | 216734295 |  | 10.5 | 16 | 26440 | 22668 | 18800 | 2.85 | 2.33 | 27476 | 3.36 | 1.85 | 8.1 | 6.85
Live | 216733510 |  | 11 | 16.5 | 27631 | 22668 | 18500 | 2.99 | 2.41 | 27476 | 3.55 | 1.96 | 8.5 | 7
Live | 216732598 |  | 10 | 15.5 | 25963 | 23312 | 19200 | 2.72 | 2.33 | 27741 | 3.32 | 1.96 | 8.5 | 7
Live | 216733509 |  | 11 | 16.5 | 27631 | 22668 | 18500 | 2.99 | 2.41 | 27476 | 3.55 | 1.96 | 8.5 | 7
Live | 216734294 |  | 10.5 | 16 | 26440 | 22668 | 18800 | 2.85 | 2.33 | 27476 | 3.36 | 1.85 | 8.1 | 6.85
Live | 216734293 |  | 10.5 | 16 | 26440 | 22668 | 18800 | 2.85 | 2.33 | 27476 | 3.36 | 1.85 | 8.1 | 6.85
Live | 216733508 |  | 11 | 16.5 | 27631 | 22668 | 18500 | 2.99 | 2.41 | 27476 | 3.55 | 1.96 | 8.5 | 7
Live | 216734292 |  | 10.5 | 16 | 26440 | 22668 | 18800 | 2.85 | 2.33 | 27476 | 3.36 | 1.85 | 8.1 | 6.85
Live | 216733483 |  | 11 | 16 | 27393 | 22797 | 18600 | 2.98 | 2.37 | 27476 | 3.47 | 1.98 | 8.5 | 7
Live | 216732591 |  | 10.5 | 15.5 | 26202 | 23184 | 19200 | 2.85 | 2.38 | 27741 | 3.36 | 1.98 | 8.5 | 7
Live | 216734261 |  | 10.5 | 16 | 26440 | 22668 | 18800 | 2.85 | 2.31 | 27476 | 3.34 | 1.85 | 8.1 | 6.9
Live | 216733482 |  | 11 | 16 | 27393 | 22797 | 18600 | 2.98 | 2.37 | 27476 | 3.47 | 1.98 | 8.5 | 7
Live | 216734260 |  | 10.5 | 16 | 26440 | 22668 | 18800 | 2.85 | 2.31 | 27476 | 3.34 | 1.85 | 8.1 | 6.9
Live | 216733481 |  | 11 | 16 | 27393 | 22797 | 18600 | 2.98 | 2.37 | 27476 | 3.47 | 1.98 | 8.5 | 7
Live | 216732590 |  | 10.5 | 15.5 | 26202 | 23184 | 19200 | 2.85 | 2.38 | 27741 | 3.36 | 1.98 | 8.5 | 7
Live | 216734259 |  | 10.5 | 16 | 26440 | 22668 | 18800 | 2.85 | 2.31 | 27476 | 3.34 | 1.85 | 8.1 | 6.9
Live | 216733480 |  | 11 | 16 | 27393 | 22797 | 18600 | 2.98 | 2.37 | 27476 | 3.47 | 1.98 | 8.5 | 7
Live | 216732587 |  | 10.5 | 15 | 26202 | 23312 | 19200 | 2.85 | 2.37 | 28005 | 3.36 | 1.98 | 8.5 | 7
Live | 216733479 |  | 11 | 16 | 27393 | 22797 | 18600 | 2.98 | 2.37 | 27476 | 3.47 | 1.98 | 8.5 | 7
Live | 216734256 |  | 10.5 | 15.5 | 26202 | 22668 | 18800 | 2.85 | 2.3 | 27476 | 3.3 | 1.9 | 8.1 | 6.9
Live | 216732586 |  | 10.5 | 15 | 26202 | 23312 | 19200 | 2.85 | 2.37 | 28005 | 3.36 | 1.98 | 8.5 | 7
Live | 216732585 |  | 10.5 | 15 | 26202 | 23312 | 19200 | 2.85 | 2.37 | 28005 | 3.36 | 1.98 | 8.5 | 7
Live | 216733477 |  | 11 | 15.5 | 27154 | 22668 | 18500 | 2.99 | 2.37 | 27476 | 3.44 | 1.96 | 8.5 | 7
Live | 216734255 |  | 10.5 | 15.5 | 26202 | 22668 | 18800 | 2.85 | 2.3 | 27476 | 3.3 | 1.9 | 8.1 | 6.9
Live | 216733476 |  | 11 | 15.5 | 27154 | 22668 | 18500 | 2.99 | 2.37 | 27476 | 3.44 | 1.96 | 8.5 | 7
Live | 216734254 |  | 10.5 | 15.5 | 26202 | 22668 | 18800 | 2.85 | 2.3 | 27476 | 3.3 | 1.9 | 8.1 | 6.9
Live | 216732584 |  | 10.5 | 15 | 26202 | 23312 | 19200 | 2.85 | 2.37 | 28005 | 3.36 | 1.98 | 8.5 | 7
Live | 216734253 |  | 10.5 | 15.5 | 26202 | 22668 | 18800 | 2.85 | 2.3 | 27476 | 3.3 | 1.9 | 8.1 | 6.9
Live | 216732583 |  | 10.5 | 15 | 26202 | 23312 | 19200 | 2.85 | 2.37 | 28005 | 3.36 | 1.98 | 8.5 | 7
Live | 216733475 |  | 11 | 15.5 | 27154 | 22668 | 18500 | 2.99 | 2.37 | 27476 | 3.44 | 1.96 | 8.5 | 7
Live | 216733474 |  | 11 | 15.5 | 27154 | 22668 | 18500 | 2.99 | 2.37 | 27476 | 3.44 | 1.96 | 8.5 | 7
Live | 216734252 |  | 10.5 | 15.5 | 26202 | 22668 | 18800 | 2.85 | 2.3 | 27476 | 3.3 | 1.9 | 8.1 | 6.9
Live | 216733473 |  | 11 | 15.5 | 27154 | 22668 | 18500 | 2.99 | 2.37 | 27476 | 3.44 | 1.96 | 8.5 | 7
Live | 216734251 |  | 10.5 | 15.5 | 26202 | 22668 | 18800 | 2.85 | 2.3 | 27476 | 3.3 | 1.9 | 8.1 | 6.9
Live | 216733472 |  | 11 | 15.5 | 27154 | 22668 | 18500 | 2.99 | 2.37 | 27476 | 3.44 | 1.96 | 8.5 | 7
Live | 216734250 |  | 10.5 | 15.5 | 26202 | 22668 | 18800 | 2.85 | 2.3 | 27476 | 3.3 | 1.9 | 8.1 | 6.9
Live | 216733471 |  | 11 | 15.5 | 27154 | 22668 | 18500 | 2.99 | 2.37 | 27476 | 3.44 | 1.96 | 8.5 | 7
Live | 216734249 |  | 10.5 | 15.5 | 26202 | 22668 | 18800 | 2.85 | 2.3 | 27476 | 3.3 | 1.9 | 8.1 | 6.9
Live | 216733470 |  | 11 | 15.5 | 27154 | 22668 | 18500 | 2.99 | 2.37 | 27476 | 3.44 | 1.96 | 8.5 | 7
Live | 216734245 |  | 10.5 | 15.5 | 26202 | 22797 | 18900 | 2.85 | 2.3 | 27741 | 3.32 | 1.85 | 8.1 | 6.9
Live | 216733467 |  | 11 | 16 | 27393 | 22668 | 18500 | 2.98 | 2.41 | 27476 | 3.53 | 1.98 | 8.5 | 7
Live | 216732582 |  | 10.5 | 15 | 26202 | 23312 | 19200 | 2.85 | 2.37 | 28005 | 3.36 | 1.98 | 8.5 | 7
Live | 216734244 |  | 10.5 | 15.5 | 26202 | 22797 | 18900 | 2.85 | 2.3 | 27741 | 3.32 | 1.85 | 8.1 | 6.9
Live | 216733466 |  | 11 | 16 | 27393 | 22668 | 18500 | 2.98 | 2.41 | 27476 | 3.53 | 1.98 | 8.5 | 7
Live | 216734243 |  | 10.5 | 15.5 | 26202 | 22797 | 18900 | 2.85 | 2.3 | 27741 | 3.32 | 1.85 | 8.1 | 6.9
Live | 216733465 |  | 11 | 16 | 27393 | 22668 | 18500 | 2.98 | 2.41 | 27476 | 3.53 | 1.98 | 8.5 | 7
Live | 216734242 |  | 10.5 | 15.5 | 26202 | 22797 | 18900 | 2.85 | 2.3 | 27741 | 3.32 | 1.85 | 8.1 | 6.9
Live | 216733464 |  | 11 | 16 | 27393 | 22668 | 18500 | 2.98 | 2.41 | 27476 | 3.53 | 1.98 | 8.5 | 7
Live | 216732581 |  | 10.5 | 15 | 26202 | 23312 | 19200 | 2.85 | 2.37 | 28005 | 3.36 | 1.98 | 8.5 | 7
Live | 216734241 |  | 10.5 | 15.5 | 26202 | 22797 | 18900 | 2.85 | 2.3 | 27741 | 3.32 | 1.85 | 8.1 | 6.9
Live | 216733463 |  | 11 | 16 | 27393 | 22668 | 18500 | 2.98 | 2.41 | 27476 | 3.53 | 1.98 | 8.5 | 7
Live | 216734240 |  | 10.5 | 15.5 | 26202 | 22797 | 18900 | 2.85 | 2.3 | 27741 | 3.32 | 1.85 | 8.1 | 6.9
Live | 216733462 |  | 11 | 16 | 27393 | 22668 | 18500 | 2.98 | 2.41 | 27476 | 3.53 | 1.98 | 8.5 | 7
Live | 216734239 |  | 10.5 | 15.5 | 26202 | 22797 | 18900 | 2.85 | 2.3 | 27741 | 3.32 | 1.85 | 8.1 | 6.9
Live | 216733461 |  | 11 | 16 | 27393 | 22668 | 18500 | 2.98 | 2.41 | 27476 | 3.53 | 1.98 | 8.5 | 7
Live | 216733460 |  | 11 | 16 | 27393 | 22668 | 18500 | 2.98 | 2.41 | 27476 | 3.53 | 1.98 | 8.5 | 7
Live | 216734238 |  | 10.5 | 15.5 | 26202 | 22797 | 18900 | 2.85 | 2.3 | 27741 | 3.32 | 1.85 | 8.1 | 6.9
Live | 216733456 |  | 11 | 15.5 | 27631 | 22797 | 18500 | 2.99 | 2.41 | 27476 | 3.53 | 1.98 | 8.5 | 7
Live | 216734207 |  | 10.5 | 16.5 | 26440 | 22668 | 18800 | 2.85 | 2.33 | 27476 | 3.38 | 1.94 | 8.5 | 7
Live | 216734206 |  | 10.5 | 16.5 | 26440 | 22668 | 18800 | 2.85 | 2.33 | 27476 | 3.38 | 1.94 | 8.5 | 7
Live | 216733455 |  | 11 | 15.5 | 27631 | 22797 | 18500 | 2.99 | 2.41 | 27476 | 3.53 | 1.98 | 8.5 | 7
Live | 216734205 |  | 10.5 | 16.5 | 26440 | 22668 | 18800 | 2.85 | 2.33 | 27476 | 3.38 | 1.94 | 8.5 | 7
Live | 216733454 |  | 11 | 15.5 | 27631 | 22797 | 18500 | 2.99 | 2.41 | 27476 | 3.53 | 1.98 | 8.5 | 7
Live | 216732578 |  | 10.5 | 15.5 | 26440 | 23312 | 19200 | 2.85 | 2.39 | 28005 | 3.42 | 1.98 | 8.5 | 7
Live | 216733453 |  | 11 | 15.5 | 27631 | 22797 | 18500 | 2.99 | 2.41 | 27476 | 3.53 | 1.98 | 8.5 | 7
Live | 216734204 |  | 10.5 | 16.5 | 26440 | 22668 | 18800 | 2.85 | 2.33 | 27476 | 3.38 | 1.94 | 8.5 | 7
Live | 216733452 |  | 11 | 15.5 | 27631 | 22797 | 18500 | 2.99 | 2.41 | 27476 | 3.53 | 1.98 | 8.5 | 7
Live | 216734203 |  | 10.5 | 16.5 | 26440 | 22668 | 18800 | 2.85 | 2.33 | 27476 | 3.38 | 1.94 | 8.5 | 7
Live | 216733451 |  | 11 | 15.5 | 27631 | 22797 | 18500 | 2.99 | 2.41 | 27476 | 3.53 | 1.98 | 8.5 | 7
Live | 216734202 |  | 10.5 | 16.5 | 26440 | 22668 | 18800 | 2.85 | 2.33 | 27476 | 3.38 | 1.94 | 8.5 | 7
Live | 216733450 |  | 11 | 15.5 | 27631 | 22797 | 18500 | 2.99 | 2.41 | 27476 | 3.53 | 1.98 | 8.5 | 7
Live | 216734201 |  | 10.5 | 16.5 | 26440 | 22668 | 18800 | 2.85 | 2.33 | 27476 | 3.38 | 1.94 | 8.5 | 7
Live | 216733449 |  | 11 | 15.5 | 27631 | 22797 | 18500 | 2.99 | 2.41 | 27476 | 3.53 | 1.98 | 8.5 | 7
Live | 216734200 |  | 10.5 | 16.5 | 26440 | 22668 | 18800 | 2.85 | 2.33 | 27476 | 3.38 | 1.94 | 8.5 | 7
Live | 216733448 |  | 11 | 15.5 | 27631 | 22797 | 18500 | 2.99 | 2.41 | 27476 | 3.53 | 1.98 | 8.5 | 7
Live | 216734196 |  | 10.5 | 16 | 26440 | 22797 | 18900 | 2.85 | 2.34 | 27741 | 3.37 | 1.85 | 8.1 | 6.9
Live | 216733447 |  | 11 | 15.5 | 27631 | 22797 | 18500 | 2.99 | 2.41 | 27476 | 3.53 | 1.98 | 8.5 | 7
Live | 216734195 |  | 10.5 | 16 | 26440 | 22797 | 18900 | 2.85 | 2.34 | 27741 | 3.37 | 1.85 | 8.1 | 6.9
Live | 216733444 |  | 11 | 15.5 | 27393 | 22668 | 18500 | 2.98 | 2.39 | 27476 | 3.49 | 1.98 | 8.5 | 7
Live | 216733443 |  | 11 | 15.5 | 27393 | 22668 | 18500 | 2.98 | 2.39 | 27476 | 3.49 | 1.98 | 8.5 | 7
Live | 216734194 |  | 10.5 | 16 | 26440 | 22797 | 18900 | 2.85 | 2.34 | 27741 | 3.37 | 1.85 | 8.1 | 6.9
Live | 216734193 |  | 10.5 | 16 | 26440 | 22797 | 18900 | 2.85 | 2.34 | 27741 | 3.37 | 1.85 | 8.1 | 6.9
Live | 216733442 |  | 11 | 15.5 | 27393 | 22668 | 18500 | 2.98 | 2.39 | 27476 | 3.49 | 1.98 | 8.5 | 7
Live | 216734192 |  | 10.5 | 16 | 26440 | 22797 | 18900 | 2.85 | 2.34 | 27741 | 3.37 | 1.85 | 8.1 | 6.9
Live | 216732577 |  | 10.5 | 15.5 | 26440 | 23312 | 19200 | 2.85 | 2.39 | 28005 | 3.42 | 1.98 | 8.5 | 7
Live | 216733441 |  | 11 | 15.5 | 27393 | 22668 | 18500 | 2.98 | 2.39 | 27476 | 3.49 | 1.98 | 8.5 | 7
Live | 216734191 |  | 10.5 | 16 | 26440 | 22797 | 18900 | 2.85 | 2.34 | 27741 | 3.37 | 1.85 | 8.1 | 6.9
Live | 216733440 |  | 11 | 15.5 | 27393 | 22668 | 18500 | 2.98 | 2.39 | 27476 | 3.49 | 1.98 | 8.5 | 7
Live | 216734190 |  | 10.5 | 16 | 26440 | 22797 | 18900 | 2.85 | 2.34 | 27741 | 3.37 | 1.85 | 8.1 | 6.9
Live | 216733439 |  | 11 | 15.5 | 27393 | 22668 | 18500 | 2.98 | 2.39 | 27476 | 3.49 | 1.98 | 8.5 | 7
Live | 216734189 |  | 10.5 | 16 | 26440 | 22797 | 18900 | 2.85 | 2.34 | 27741 | 3.37 | 1.85 | 8.1 | 6.9
Live | 216734186 |  | 10.5 | 16 | 26202 | 22668 | 18800 | 2.85 | 2.31 | 27476 | 3.34 | 1.85 | 8.1 | 6.9
Live | 216733438 |  | 11 | 15.5 | 27393 | 22668 | 18500 | 2.98 | 2.39 | 27476 | 3.49 | 1.98 | 8.5 | 7
Live | 216733434 |  | 11 | 15.2 | 27154 | 22668 | 18500 | 2.99 | 2.37 | 27476 | 3.44 | 1.9 | 8.1 | 6.85
Live | 216734185 |  | 10.5 | 16 | 26202 | 22668 | 18800 | 2.85 | 2.31 | 27476 | 3.34 | 1.85 | 8.1 | 6.9
Live | 216733433 |  | 11 | 15.2 | 27154 | 22668 | 18500 | 2.99 | 2.37 | 27476 | 3.44 | 1.9 | 8.1 | 6.85
Live | 216734184 |  | 10.5 | 16 | 26202 | 22668 | 18800 | 2.85 | 2.31 | 27476 | 3.34 | 1.85 | 8.1 | 6.9
Live | 216733432 |  | 11 | 15.2 | 27154 | 22668 | 18500 | 2.99 | 2.37 | 27476 | 3.44 | 1.9 | 8.1 | 6.85
Live | 216733431 |  | 11 | 15.2 | 27154 | 22668 | 18500 | 2.99 | 2.37 | 27476 | 3.44 | 1.9 | 8.1 | 6.85
Live | 216734183 |  | 10.5 | 16 | 26202 | 22668 | 18800 | 2.85 | 2.31 | 27476 | 3.34 | 1.85 | 8.1 | 6.9
Live | 216733430 |  | 11 | 15.2 | 27154 | 22668 | 18500 | 2.99 | 2.37 | 27476 | 3.44 | 1.9 | 8.1 | 6.85
Live | 216734182 |  | 10.5 | 16 | 26202 | 22668 | 18800 | 2.85 | 2.31 | 27476 | 3.34 | 1.85 | 8.1 | 6.9
Live | 216733429 |  | 11 | 15.2 | 27154 | 22668 | 18500 | 2.99 | 2.37 | 27476 | 3.44 | 1.9 | 8.1 | 6.85
Live | 216734181 |  | 10.5 | 16 | 26202 | 22668 | 18800 | 2.85 | 2.31 | 27476 | 3.34 | 1.85 | 8.1 | 6.9
Live | 216734180 |  | 10.5 | 16 | 26202 | 22668 | 18800 | 2.85 | 2.31 | 27476 | 3.34 | 1.85 | 8.1 | 6.9
Live | 216733428 |  | 11 | 15.2 | 27154 | 22668 | 18500 | 2.99 | 2.37 | 27476 | 3.44 | 1.9 | 8.1 | 6.85
Live | 216734179 |  | 10.5 | 16 | 26202 | 22668 | 18800 | 2.85 | 2.31 | 27476 | 3.34 | 1.85 | 8.1 | 6.9
Live | 216733427 |  | 11 | 15.2 | 27154 | 22668 | 18500 | 2.99 | 2.37 | 27476 | 3.44 | 1.9 | 8.1 | 6.85
Live | 216734177 |  | 10.5 | 16 | 26440 | 22668 | 18800 | 2.85 | 2.33 | 27476 | 3.36 | 1.85 | 8.1 | 6.85
Live | 216733424 |  | 11 | 15.5 | 27393 | 22668 | 18500 | 2.98 | 2.39 | 27476 | 3.49 | 1.98 | 8.5 | 7
Live | 216734176 |  | 10.5 | 16 | 26440 | 22668 | 18800 | 2.85 | 2.33 | 27476 | 3.36 | 1.85 | 8.1 | 6.85
Live | 216732576 |  | 10.5 | 15.5 | 26440 | 23312 | 19200 | 2.85 | 2.39 | 28005 | 3.42 | 1.98 | 8.5 | 7
Live | 216734175 |  | 10.5 | 16 | 26440 | 22668 | 18800 | 2.85 | 2.33 | 27476 | 3.36 | 1.85 | 8.1 | 6.85
Live | 216733423 |  | 11 | 15.5 | 27393 | 22668 | 18500 | 2.98 | 2.39 | 27476 | 3.49 | 1.98 | 8.5 | 7
Live | 216734174 |  | 10.5 | 16 | 26440 | 22668 | 18800 | 2.85 | 2.33 | 27476 | 3.36 | 1.85 | 8.1 | 6.85
Live | 216733422 |  | 11 | 15.5 | 27393 | 22668 | 18500 | 2.98 | 2.39 | 27476 | 3.49 | 1.98 | 8.5 | 7
Live | 216734173 |  | 10.5 | 16 | 26440 | 22668 | 18800 | 2.85 | 2.33 | 27476 | 3.36 | 1.85 | 8.1 | 6.85
Live | 216733421 |  | 11 | 15.5 | 27393 | 22668 | 18500 | 2.98 | 2.39 | 27476 | 3.49 | 1.98 | 8.5 | 7
Live | 216734172 |  | 10.5 | 16 | 26440 | 22668 | 18800 | 2.85 | 2.33 | 27476 | 3.36 | 1.85 | 8.1 | 6.85
Live | 216733420 |  | 11 | 15.5 | 27393 | 22668 | 18500 | 2.98 | 2.39 | 27476 | 3.49 | 1.98 | 8.5 | 7
Live | 216734171 |  | 10.5 | 16 | 26440 | 22668 | 18800 | 2.85 | 2.33 | 27476 | 3.36 | 1.85 | 8.1 | 6.85
Live | 216733419 |  | 11 | 15.5 | 27393 | 22668 | 18500 | 2.98 | 2.39 | 27476 | 3.49 | 1.98 | 8.5 | 7
Live | 216734170 |  | 10.5 | 16 | 26440 | 22668 | 18800 | 2.85 | 2.33 | 27476 | 3.36 | 1.85 | 8.1 | 6.85
Live | 216733418 |  | 11 | 15.5 | 27393 | 22668 | 18500 | 2.98 | 2.39 | 27476 | 3.49 | 1.98 | 8.5 | 7
Live | 216734168 |  | 10.5 | 16 | 26440 | 22668 | 18800 | 2.85 | 2.31 | 27476 | 3.34 | 1.85 | 8.1 | 6.9
Live | 216733414 |  | 11 | 16.5 | 27154 | 22411 | 18300 | 2.99 | 2.39 | 27212 | 3.47 | 1.98 | 8.5 | 7
Live | 216734167 |  | 10.5 | 16 | 26440 | 22668 | 18800 | 2.85 | 2.31 | 27476 | 3.34 | 1.85 | 8.1 | 6.9
Live | 216732575 |  | 10.5 | 15.5 | 26440 | 23312 | 19200 | 2.85 | 2.39 | 28005 | 3.42 | 1.98 | 8.5 | 7
Live | 216733413 |  | 11 | 16.5 | 27154 | 22411 | 18300 | 2.99 | 2.39 | 27212 | 3.47 | 1.98 | 8.5 | 7
Live | 216734166 |  | 10.5 | 16 | 26440 | 22668 | 18800 | 2.85 | 2.31 | 27476 | 3.34 | 1.85 | 8.1 | 6.9
Live | 216733412 |  | 11 | 16.5 | 27154 | 22411 | 18300 | 2.99 | 2.39 | 27212 | 3.47 | 1.98 | 8.5 | 7
Live | 216734165 |  | 10.5 | 16 | 26440 | 22668 | 18800 | 2.85 | 2.31 | 27476 | 3.34 | 1.85 | 8.1 | 6.9
Live | 216732574 |  | 10.5 | 15.5 | 26440 | 23312 | 19200 | 2.85 | 2.39 | 28005 | 3.42 | 1.98 | 8.5 | 7
Live | 216733411 |  | 11 | 16.5 | 27154 | 22411 | 18300 | 2.99 | 2.39 | 27212 | 3.47 | 1.98 | 8.5 | 7
Live | 216734164 |  | 10.5 | 16 | 26440 | 22668 | 18800 | 2.85 | 2.31 | 27476 | 3.34 | 1.85 | 8.1 | 6.9
Live | 216734163 |  | 10.5 | 16 | 26440 | 22668 | 18800 | 2.85 | 2.31 | 27476 | 3.34 | 1.85 | 8.1 | 6.9
Live | 216733410 |  | 11 | 16.5 | 27154 | 22411 | 18300 | 2.99 | 2.39 | 27212 | 3.47 | 1.98 | 8.5 | 7
Live | 216734162 |  | 10.5 | 16 | 26440 | 22668 | 18800 | 2.85 | 2.31 | 27476 | 3.34 | 1.85 | 8.1 | 6.9
Live | 216734161 |  | 10.5 | 16 | 26440 | 22668 | 18800 | 2.85 | 2.31 | 27476 | 3.34 | 1.85 | 8.1 | 6.9
Live | 216733409 |  | 11 | 16.5 | 27154 | 22411 | 18300 | 2.99 | 2.39 | 27212 | 3.47 | 1.98 | 8.5 | 7
Live | 216732573 |  | 10.5 | 15.5 | 26440 | 23312 | 19200 | 2.85 | 2.39 | 28005 | 3.42 | 1.98 | 8.5 | 7
Live | 216734159 |  | 10.5 | 15.5 | 26202 | 22668 | 18800 | 2.85 | 2.3 | 27476 | 3.3 | 1.9 | 8.1 | 6.9
Live | 216733408 |  | 11 | 16.5 | 27154 | 22411 | 18300 | 2.99 | 2.39 | 27212 | 3.47 | 1.98 | 8.5 | 7
Live | 216734158 |  | 10.5 | 15.5 | 26202 | 22668 | 18800 | 2.85 | 2.3 | 27476 | 3.3 | 1.9 | 8.1 | 6.9
Live | 216733407 |  | 11 | 16.5 | 27154 | 22411 | 18300 | 2.99 | 2.39 | 27212 | 3.47 | 1.98 | 8.5 | 7
Live | 216734157 |  | 10.5 | 15.5 | 26202 | 22668 | 18800 | 2.85 | 2.3 | 27476 | 3.3 | 1.9 | 8.1 | 6.9
Live | 216733403 |  | 11 | 16 | 27393 | 22540 | 18400 | 2.98 | 2.39 | 27212 | 3.48 | 1.98 | 8.5 | 7
Live | 216734156 |  | 10.5 | 15.5 | 26202 | 22668 | 18800 | 2.85 | 2.3 | 27476 | 3.3 | 1.9 | 8.1 | 6.9
Live | 216734155 |  | 10.5 | 15.5 | 26202 | 22668 | 18800 | 2.85 | 2.3 | 27476 | 3.3 | 1.9 | 8.1 | 6.9
Live | 216733402 |  | 11 | 16 | 27393 | 22540 | 18400 | 2.98 | 2.39 | 27212 | 3.48 | 1.98 | 8.5 | 7
Live | 216734154 |  | 10.5 | 15.5 | 26202 | 22668 | 18800 | 2.85 | 2.3 | 27476 | 3.3 | 1.9 | 8.1 | 6.9
Live | 216733401 |  | 11 | 16 | 27393 | 22540 | 18400 | 2.98 | 2.39 | 27212 | 3.48 | 1.98 | 8.5 | 7
Live | 216732572 |  | 10.5 | 15.5 | 26440 | 23312 | 19200 | 2.85 | 2.39 | 28005 | 3.42 | 1.98 | 8.5 | 7
Live | 216733400 |  | 11 | 16 | 27393 | 22540 | 18400 | 2.98 | 2.39 | 27212 | 3.48 | 1.98 | 8.5 | 7
Live | 216734153 |  | 10.5 | 15.5 | 26202 | 22668 | 18800 | 2.85 | 2.3 | 27476 | 3.3 | 1.9 | 8.1 | 6.9
Live | 216733399 |  | 11 | 16 | 27393 | 22540 | 18400 | 2.98 | 2.39 | 27212 | 3.48 | 1.98 | 8.5 | 7
Live | 216734152 |  | 10.5 | 15.5 | 26202 | 22668 | 18800 | 2.85 | 2.3 | 27476 | 3.3 | 1.9 | 8.1 | 6.9
Live | 216733398 |  | 11 | 16 | 27393 | 22540 | 18400 | 2.98 | 2.39 | 27212 | 3.48 | 1.98 | 8.5 | 7
Live | 216734150 |  | 10.5 | 15.5 | 26202 | 22797 | 18900 | 2.85 | 2.3 | 27741 | 3.32 | 1.85 | 8.1 | 6.9
Live | 216733397 |  | 11 | 16 | 27393 | 22540 | 18400 | 2.98 | 2.39 | 27212 | 3.48 | 1.98 | 8.5 | 7
Live | 216734149 |  | 10.5 | 15.5 | 26202 | 22797 | 18900 | 2.85 | 2.3 | 27741 | 3.32 | 1.85 | 8.1 | 6.9
Live | 216733396 |  | 11 | 16 | 27393 | 22540 | 18400 | 2.98 | 2.39 | 27212 | 3.48 | 1.98 | 8.5 | 7
Live | 216732568 |  | 10 | 14.3 | 25963 | 23312 | 19300 | 2.72 | 2.33 | 28005 | 3.34 | 1.9 | 8.1 | 7
Live | 216733393 |  | 11 | 16 | 27631 | 22797 | 18500 | 2.99 | 2.41 | 27476 | 3.55 | 1.96 | 8.5 | 7
Live | 216734148 |  | 10.5 | 15.5 | 26202 | 22797 | 18900 | 2.85 | 2.3 | 27741 | 3.32 | 1.85 | 8.1 | 6.9
Live | 216732567 |  | 10 | 14.3 | 25963 | 23312 | 19300 | 2.72 | 2.33 | 28005 | 3.34 | 1.9 | 8.1 | 7
Live | 216733392 |  | 11 | 16 | 27631 | 22797 | 18500 | 2.99 | 2.41 | 27476 | 3.55 | 1.96 | 8.5 | 7
Live | 216734147 |  | 10.5 | 15.5 | 26202 | 22797 | 18900 | 2.85 | 2.3 | 27741 | 3.32 | 1.85 | 8.1 | 6.9
Live | 216733391 |  | 11 | 16 | 27631 | 22797 | 18500 | 2.99 | 2.41 | 27476 | 3.55 | 1.96 | 8.5 | 7
Live | 216734146 |  | 10.5 | 15.5 | 26202 | 22797 | 18900 | 2.85 | 2.3 | 27741 | 3.32 | 1.85 | 8.1 | 6.9
Live | 216732566 |  | 10 | 14.3 | 25963 | 23312 | 19300 | 2.72 | 2.33 | 28005 | 3.34 | 1.9 | 8.1 | 7
Live | 216734145 |  | 10.5 | 15.5 | 26202 | 22797 | 18900 | 2.85 | 2.3 | 27741 | 3.32 | 1.85 | 8.1 | 6.9
Live | 216733390 |  | 11 | 16 | 27631 | 22797 | 18500 | 2.99 | 2.41 | 27476 | 3.55 | 1.96 | 8.5 | 7
Live | 216734144 |  | 10.5 | 15.5 | 26202 | 22797 | 18900 | 2.85 | 2.3 | 27741 | 3.32 | 1.85 | 8.1 | 6.9
Live | 216733389 |  | 11 | 16 | 27631 | 22797 | 18500 | 2.99 | 2.41 | 27476 | 3.55 | 1.96 | 8.5 | 7
Live | 216734143 |  | 10.5 | 15.5 | 26202 | 22797 | 18900 | 2.85 | 2.3 | 27741 | 3.32 | 1.85 | 8.1 | 6.9
Live | 216733388 |  | 11 | 16 | 27631 | 22797 | 18500 | 2.99 | 2.41 | 27476 | 3.55 | 1.96 | 8.5 | 7
Live | 216734140 |  | 10.5 | 15.5 | 26678 | 22797 | 18900 | 2.85 | 2.34 | 27741 | 3.4 | 1.9 | 8.1 | 6.9
Live | 216732565 |  | 10 | 14.3 | 25963 | 23312 | 19300 | 2.72 | 2.33 | 28005 | 3.34 | 1.9 | 8.1 | 7
Live | 216733387 |  | 11 | 16 | 27631 | 22797 | 18500 | 2.99 | 2.41 | 27476 | 3.55 | 1.96 | 8.5 | 7
Live | 216734139 |  | 10.5 | 15.5 | 26678 | 22797 | 18900 | 2.85 | 2.34 | 27741 | 3.4 | 1.9 | 8.1 | 6.9
Live | 216734138 |  | 10.5 | 15.5 | 26678 | 22797 | 18900 | 2.85 | 2.34 | 27741 | 3.4 | 1.9 | 8.1 | 6.9
Live | 216733383 |  | 10.5 | 14.5 | 27154 | 22668 | 18500 | 2.85 | 2.36 | 27476 | 3.43 | 1.9 | 8.1 | 6.85
Live | 216733382 |  | 10.5 | 14.5 | 27154 | 22668 | 18500 | 2.85 | 2.36 | 27476 | 3.43 | 1.9 | 8.1 | 6.85
Live | 216732564 |  | 10 | 14.3 | 25963 | 23312 | 19300 | 2.72 | 2.33 | 28005 | 3.34 | 1.9 | 8.1 | 7
Live | 216734137 |  | 10.5 | 15.5 | 26678 | 22797 | 18900 | 2.85 | 2.34 | 27741 | 3.4 | 1.9 | 8.1 | 6.9
Live | 216733381 |  | 10.5 | 14.5 | 27154 | 22668 | 18500 | 2.85 | 2.36 | 27476 | 3.43 | 1.9 | 8.1 | 6.85
Live | 216734136 |  | 10.5 | 15.5 | 26678 | 22797 | 18900 | 2.85 | 2.34 | 27741 | 3.4 | 1.9 | 8.1 | 6.9
Live | 216734135 |  | 10.5 | 15.5 | 26678 | 22797 | 18900 | 2.85 | 2.34 | 27741 | 3.4 | 1.9 | 8.1 | 6.9
Live | 216733380 |  | 10.5 | 14.5 | 27154 | 22668 | 18500 | 2.85 | 2.36 | 27476 | 3.43 | 1.9 | 8.1 | 6.85
Live | 216732563 |  | 10 | 14.3 | 25963 | 23312 | 19300 | 2.72 | 2.33 | 28005 | 3.34 | 1.9 | 8.1 | 7
Live | 216734134 |  | 10.5 | 15.5 | 26678 | 22797 | 18900 | 2.85 | 2.34 | 27741 | 3.4 | 1.9 | 8.1 | 6.9
Live | 216733379 |  | 10.5 | 14.5 | 27154 | 22668 | 18500 | 2.85 | 2.36 | 27476 | 3.43 | 1.9 | 8.1 | 6.85
Live | 216732562 |  | 10 | 14.3 | 25963 | 23312 | 19300 | 2.72 | 2.33 | 28005 | 3.34 | 1.9 | 8.1 | 7
Live | 216734133 |  | 10.5 | 15.5 | 26678 | 22797 | 18900 | 2.85 | 2.34 | 27741 | 3.4 | 1.9 | 8.1 | 6.9
Live | 216733378 |  | 10.5 | 14.5 | 27154 | 22668 | 18500 | 2.85 | 2.36 | 27476 | 3.43 | 1.9 | 8.1 | 6.85
Live | 216734129 |  | 10.5 | 15.5 | 26202 | 22668 | 18800 | 2.85 | 2.31 | 27476 | 3.31 | 1.9 | 8.1 | 6.9
Live | 216733377 |  | 10.5 | 14.5 | 27154 | 22668 | 18500 | 2.85 | 2.36 | 27476 | 3.43 | 1.9 | 8.1 | 6.85
Live | 216734128 |  | 10.5 | 15.5 | 26202 | 22668 | 18800 | 2.85 | 2.31 | 27476 | 3.31 | 1.9 | 8.1 | 6.9
Live | 216733373 |  | 10.5 | 14.5 | 27154 | 22797 | 18600 | 2.85 | 2.37 | 27476 | 3.47 | 1.9 | 8.1 | 6.85
Live | 216734127 |  | 10.5 | 15.5 | 26202 | 22668 | 18800 | 2.85 | 2.31 | 27476 | 3.31 | 1.9 | 8.1 | 6.9
Live | 216733372 |  | 10.5 | 14.5 | 27154 | 22797 | 18600 | 2.85 | 2.37 | 27476 | 3.47 | 1.9 | 8.1 | 6.85
Live | 216734126 |  | 10.5 | 15.5 | 26202 | 22668 | 18800 | 2.85 | 2.31 | 27476 | 3.31 | 1.9 | 8.1 | 6.9
Live | 216733371 |  | 10.5 | 14.5 | 27154 | 22797 | 18600 | 2.85 | 2.37 | 27476 | 3.47 | 1.9 | 8.1 | 6.85
Live | 216734125 |  | 10.5 | 15.5 | 26202 | 22668 | 18800 | 2.85 | 2.31 | 27476 | 3.31 | 1.9 | 8.1 | 6.9
Live | 216733370 |  | 10.5 | 14.5 | 27154 | 22797 | 18600 | 2.85 | 2.37 | 27476 | 3.47 | 1.9 | 8.1 | 6.85
Live | 216732561 |  | 10 | 14.3 | 25963 | 23312 | 19300 | 2.72 | 2.33 | 28005 | 3.34 | 1.9 | 8.1 | 7
Live | 216734124 |  | 10.5 | 15.5 | 26202 | 22668 | 18800 | 2.85 | 2.31 | 27476 | 3.31 | 1.9 | 8.1 | 6.9
Live | 216733369 |  | 10.5 | 14.5 | 27154 | 22797 | 18600 | 2.85 | 2.37 | 27476 | 3.47 | 1.9 | 8.1 | 6.85
Live | 216734123 |  | 10.5 | 15.5 | 26202 | 22668 | 18800 | 2.85 | 2.31 | 27476 | 3.31 | 1.9 | 8.1 | 6.9
Live | 216733319 |  | 11 | 16.5 | 27154 | 22411 | 18400 | 2.99 | 2.39 | 27212 | 3.47 | 1.98 | 8.5 | 7
Live | 216734103 |  | 10 | 14.5 | 26202 | 22797 | 18900 | 2.71 | 2.28 | 27741 | 3.28 | 1.9 | 8.1 | 6.9
Live | 216732549 |  | 10.5 | 16 | 25963 | 23055 | 19100 | 2.85 | 2.37 | 27741 | 3.33 | 1.98 | 8.5 | 7
Live | 216734102 |  | 10 | 14.5 | 26202 | 22797 | 18900 | 2.71 | 2.28 | 27741 | 3.28 | 1.9 | 8.1 | 6.9
Live | 216734101 |  | 10 | 14.5 | 26202 | 22797 | 18900 | 2.71 | 2.28 | 27741 | 3.28 | 1.9 | 8.1 | 6.9
Live | 216733318 |  | 11 | 16.5 | 27154 | 22411 | 18400 | 2.99 | 2.39 | 27212 | 3.47 | 1.98 | 8.5 | 7
Live | 216732548 |  | 10.5 | 16 | 25963 | 23055 | 19100 | 2.85 | 2.37 | 27741 | 3.33 | 1.98 | 8.5 | 7
Live | 216734100 |  | 10 | 14.5 | 26202 | 22797 | 18900 | 2.71 | 2.28 | 27741 | 3.28 | 1.9 | 8.1 | 6.9
Live | 216733317 |  | 11 | 16.5 | 27154 | 22411 | 18400 | 2.99 | 2.39 | 27212 | 3.47 | 1.98 | 8.5 | 7
Live | 216734099 |  | 10 | 14.5 | 26202 | 22797 | 18900 | 2.71 | 2.28 | 27741 | 3.28 | 1.9 | 8.1 | 6.9
Live | 216734095 |  | 10.5 | 15 | 26440 | 22797 | 18900 | 2.85 | 2.32 | 27741 | 3.33 | 1.9 | 8.1 | 6.9
Live | 216733316 |  | 11 | 16.5 | 27154 | 22411 | 18400 | 2.99 | 2.39 | 27212 | 3.47 | 1.98 | 8.5 | 7
Live | 216734094 |  | 10.5 | 15 | 26440 | 22797 | 18900 | 2.85 | 2.32 | 27741 | 3.33 | 1.9 | 8.1 | 6.9
Live | 216732547 |  | 10.5 | 16 | 25963 | 23055 | 19100 | 2.85 | 2.37 | 27741 | 3.33 | 1.98 | 8.5 | 7
Live | 216734093 |  | 10.5 | 15 | 26440 | 22797 | 18900 | 2.85 | 2.32 | 27741 | 3.33 | 1.9 | 8.1 | 6.9
Live | 216733315 |  | 11 | 16.5 | 27154 | 22411 | 18400 | 2.99 | 2.39 | 27212 | 3.47 | 1.98 | 8.5 | 7
Live | 216734092 |  | 10.5 | 15 | 26440 | 22797 | 18900 | 2.85 | 2.32 | 27741 | 3.33 | 1.9 | 8.1 | 6.9
Live | 216733314 |  | 11 | 16.5 | 27154 | 22411 | 18400 | 2.99 | 2.39 | 27212 | 3.47 | 1.98 | 8.5 | 7
Live | 216734091 |  | 10.5 | 15 | 26440 | 22797 | 18900 | 2.85 | 2.32 | 27741 | 3.33 | 1.9 | 8.1 | 6.9
Live | 216734090 |  | 10.5 | 15 | 26440 | 22797 | 18900 | 2.85 | 2.32 | 27741 | 3.33 | 1.9 | 8.1 | 6.9
Live | 216733313 |  | 11 | 16.5 | 27154 | 22411 | 18400 | 2.99 | 2.39 | 27212 | 3.47 | 1.98 | 8.5 | 7
Live | 216732535 |  | 10.5 | 16.5 | 26440 | 23184 | 19200 | 2.85 | 2.39 | 27741 | 3.4 | 1.96 | 8.5 | 7
Live | 216733312 |  | 11 | 16.5 | 27154 | 22411 | 18400 | 2.99 | 2.39 | 27212 | 3.47 | 1.98 | 8.5 | 7
Live | 216733272 |  | 11 | 17 | 27869 | 22797 | 18600 | 2.99 | 2.45 | 27741 | 3.61 | 1.96 | 8.5 | 7
Live | 216732534 |  | 10.5 | 16.5 | 26440 | 23184 | 19200 | 2.85 | 2.39 | 27741 | 3.4 | 1.96 | 8.5 | 7
Live | 216733271 |  | 11 | 17 | 27869 | 22797 | 18600 | 2.99 | 2.45 | 27741 | 3.61 | 1.96 | 8.5 | 7
Live | 216734089 |  | 10.5 | 15 | 26440 | 22797 | 18900 | 2.85 | 2.32 | 27741 | 3.33 | 1.9 | 8.1 | 6.9
Live | 216733270 |  | 11 | 17 | 27869 | 22797 | 18600 | 2.99 | 2.45 | 27741 | 3.61 | 1.96 | 8.5 | 7
Live | 216734088 |  | 10.5 | 15 | 26440 | 22797 | 18900 | 2.85 | 2.32 | 27741 | 3.33 | 1.9 | 8.1 | 6.9
Live | 216732533 |  | 10.5 | 16.5 | 26440 | 23184 | 19200 | 2.85 | 2.39 | 27741 | 3.4 | 1.96 | 8.5 | 7
Live | 216733269 |  | 11 | 17 | 27869 | 22797 | 18600 | 2.99 | 2.45 | 27741 | 3.61 | 1.96 | 8.5 | 7
Live | 216734084 |  | 10.5 | 16.5 | 26440 | 22540 | 18700 | 2.85 | 2.33 | 27476 | 3.36 | 1.85 | 8.1 | 6.9
Live | 216733268 |  | 11 | 17 | 27869 | 22797 | 18600 | 2.99 | 2.45 | 27741 | 3.61 | 1.96 | 8.5 | 7
Live | 216734083 |  | 10.5 | 16.5 | 26440 | 22540 | 18700 | 2.85 | 2.33 | 27476 | 3.36 | 1.85 | 8.1 | 6.9
Live | 216734082 |  | 10.5 | 16.5 | 26440 | 22540 | 18700 | 2.85 | 2.33 | 27476 | 3.36 | 1.85 | 8.1 | 6.9
Live | 216733267 |  | 11 | 17 | 27869 | 22797 | 18600 | 2.99 | 2.45 | 27741 | 3.61 | 1.96 | 8.5 | 7
Live | 216734081 |  | 10.5 | 16.5 | 26440 | 22540 | 18700 | 2.85 | 2.33 | 27476 | 3.36 | 1.85 | 8.1 | 6.9
Live | 216733266 |  | 11 | 17 | 27869 | 22797 | 18600 | 2.99 | 2.45 | 27741 | 3.61 | 1.96 | 8.5 | 7
Live | 216734080 |  | 10.5 | 16.5 | 26440 | 22540 | 18700 | 2.85 | 2.33 | 27476 | 3.36 | 1.85 | 8.1 | 6.9
Live | 216733265 |  | 11 | 17 | 27869 | 22797 | 18600 | 2.99 | 2.45 | 27741 | 3.61 | 1.96 | 8.5 | 7
Live | 216734079 |  | 10.5 | 16.5 | 26440 | 22540 | 18700 | 2.85 | 2.33 | 27476 | 3.36 | 1.85 | 8.1 | 6.9
Live | 216733261 |  | 11 | 17 | 27393 | 22540 | 18400 | 2.98 | 2.39 | 27212 | 3.48 | 1.96 | 8.5 | 7
Live | 216732532 |  | 10.5 | 16.5 | 26440 | 23184 | 19200 | 2.85 | 2.39 | 27741 | 3.4 | 1.96 | 8.5 | 7
Live | 216734078 |  | 10.5 | 16.5 | 26440 | 22540 | 18700 | 2.85 | 2.33 | 27476 | 3.36 | 1.85 | 8.1 | 6.9
Live | 216733260 |  | 11 | 17 | 27393 | 22540 | 18400 | 2.98 | 2.39 | 27212 | 3.48 | 1.96 | 8.5 | 7
Live | 216734077 |  | 10.5 | 16.5 | 26440 | 22540 | 18700 | 2.85 | 2.33 | 27476 | 3.36 | 1.85 | 8.1 | 6.9
Live | 216732531 |  | 10.5 | 16.5 | 26440 | 23184 | 19200 | 2.85 | 2.39 | 27741 | 3.4 | 1.96 | 8.5 | 7
Live | 216733259 |  | 11 | 17 | 27393 | 22540 | 18400 | 2.98 | 2.39 | 27212 | 3.48 | 1.96 | 8.5 | 7
Live | 216734073 |  | 10.5 | 16 | 26440 | 22668 | 18800 | 2.85 | 2.33 | 27476 | 3.38 | 1.85 | 8.1 | 6.9
Live | 216732530 |  | 10.5 | 16.5 | 26440 | 23184 | 19200 | 2.85 | 2.39 | 27741 | 3.4 | 1.96 | 8.5 | 7
Live | 216733258 |  | 11 | 17 | 27393 | 22540 | 18400 | 2.98 | 2.39 | 27212 | 3.48 | 1.96 | 8.5 | 7
Live | 216734072 |  | 10.5 | 16 | 26440 | 22668 | 18800 | 2.85 | 2.33 | 27476 | 3.38 | 1.85 | 8.1 | 6.9
Live | 216732529 |  | 10.5 | 16.5 | 26440 | 23184 | 19200 | 2.85 | 2.39 | 27741 | 3.4 | 1.96 | 8.5 | 7
Live | 216733257 |  | 11 | 17 | 27393 | 22540 | 18400 | 2.98 | 2.39 | 27212 | 3.48 | 1.96 | 8.5 | 7
Live | 216734071 |  | 10.5 | 16 | 26440 | 22668 | 18800 | 2.85 | 2.33 | 27476 | 3.38 | 1.85 | 8.1 | 6.9
Live | 216732528 |  | 10.5 | 16.5 | 26440 | 23184 | 19200 | 2.85 | 2.39 | 27741 | 3.4 | 1.96 | 8.5 | 7
Live | 216733256 |  | 11 | 17 | 27393 | 22540 | 18400 | 2.98 | 2.39 | 27212 | 3.48 | 1.96 | 8.5 | 7
Live | 216734070 |  | 10.5 | 16 | 26440 | 22668 | 18800 | 2.85 | 2.33 | 27476 | 3.38 | 1.85 | 8.1 | 6.9
Live | 216732526 |  | 10.5 | 16 | 25963 | 23055 | 19100 | 2.85 | 2.37 | 27741 | 3.33 | 1.98 | 8.5 | 7
Live | 216734069 |  | 10.5 | 16 | 26440 | 22668 | 18800 | 2.85 | 2.33 | 27476 | 3.38 | 1.85 | 8.1 | 6.9
Live | 216733255 |  | 11 | 17 | 27393 | 22540 | 18400 | 2.98 | 2.39 | 27212 | 3.48 | 1.96 | 8.5 | 7
Live | 216732525 |  | 10.5 | 16 | 25963 | 23055 | 19100 | 2.85 | 2.37 | 27741 | 3.33 | 1.98 | 8.5 | 7
Live | 216734068 |  | 10.5 | 16 | 26440 | 22668 | 18800 | 2.85 | 2.33 | 27476 | 3.38 | 1.85 | 8.1 | 6.9
Live | 216733254 |  | 11 | 17 | 27393 | 22540 | 18400 | 2.98 | 2.39 | 27212 | 3.48 | 1.96 | 8.5 | 7
Live | 216732524 |  | 10.5 | 16 | 25963 | 23055 | 19100 | 2.85 | 2.37 | 27741 | 3.33 | 1.98 | 8.5 | 7
Live | 216734067 |  | 10.5 | 16 | 26440 | 22668 | 18800 | 2.85 | 2.33 | 27476 | 3.38 | 1.85 | 8.1 | 6.9
Live | 216733251 |  | 11 | 16.5 | 27631 | 22668 | 18500 | 2.99 | 2.41 | 27476 | 3.53 | 1.96 | 8.5 | 7
Live | 216732523 |  | 10.5 | 16 | 25963 | 23055 | 19100 | 2.85 | 2.37 | 27741 | 3.33 | 1.98 | 8.5 | 7
Live | 216734066 |  | 10.5 | 16 | 26440 | 22668 | 18800 | 2.85 | 2.33 | 27476 | 3.38 | 1.85 | 8.1 | 6.9
Live | 216732522 |  | 10.5 | 16 | 25963 | 23055 | 19100 | 2.85 | 2.37 | 27741 | 3.33 | 1.98 | 8.5 | 7
Live | 216733250 |  | 11 | 16.5 | 27631 | 22668 | 18500 | 2.99 | 2.41 | 27476 | 3.53 | 1.96 | 8.5 | 7
Live | 216734063 |  | 10.5 | 15.5 | 26678 | 22797 | 18900 | 2.85 | 2.35 | 27741 | 3.43 | 1.96 | 8.5 | 7
Live | 216732521 |  | 10.5 | 16 | 25963 | 23055 | 19100 | 2.85 | 2.37 | 27741 | 3.33 | 1.98 | 8.5 | 7
Live | 216733249 |  | 11 | 16.5 | 27631 | 22668 | 18500 | 2.99 | 2.41 | 27476 | 3.53 | 1.96 | 8.5 | 7
Live | 216734062 |  | 10.5 | 15.5 | 26678 | 22797 | 18900 | 2.85 | 2.35 | 27741 | 3.43 | 1.96 | 8.5 | 7
Live | 216732520 |  | 10.5 | 16 | 25963 | 23055 | 19100 | 2.85 | 2.37 | 27741 | 3.33 | 1.98 | 8.5 | 7
Live | 216733248 |  | 11 | 16.5 | 27631 | 22668 | 18500 | 2.99 | 2.41 | 27476 | 3.53 | 1.96 | 8.5 | 7
Live | 216734061 |  | 10.5 | 15.5 | 26678 | 22797 | 18900 | 2.85 | 2.35 | 27741 | 3.43 | 1.96 | 8.5 | 7
Live | 216732519 |  | 10.5 | 16 | 25963 | 23055 | 19100 | 2.85 | 2.37 | 27741 | 3.33 | 1.98 | 8.5 | 7
Live | 216733247 |  | 11 | 16.5 | 27631 | 22668 | 18500 | 2.99 | 2.41 | 27476 | 3.53 | 1.96 | 8.5 | 7
Live | 216734060 |  | 10.5 | 15.5 | 26678 | 22797 | 18900 | 2.85 | 2.35 | 27741 | 3.43 | 1.96 | 8.5 | 7
Live | 216732516 |  | 10.5 | 16 | 26202 | 23055 | 19100 | 2.85 | 2.37 | 27741 | 3.36 | 1.96 | 8.5 | 7
Live | 216733246 |  | 11 | 16.5 | 27631 | 22668 | 18500 | 2.99 | 2.41 | 27476 | 3.53 | 1.96 | 8.5 | 7
Live | 216734059 |  | 10.5 | 15.5 | 26678 | 22797 | 18900 | 2.85 | 2.35 | 27741 | 3.43 | 1.96 | 8.5 | 7
Live | 216732515 |  | 10.5 | 16 | 26202 | 23055 | 19100 | 2.85 | 2.37 | 27741 | 3.36 | 1.96 | 8.5 | 7
Live | 216733245 |  | 11 | 16.5 | 27631 | 22668 | 18500 | 2.99 | 2.41 | 27476 | 3.53 | 1.96 | 8.5 | 7
Live | 216734058 |  | 10.5 | 15.5 | 26678 | 22797 | 18900 | 2.85 | 2.35 | 27741 | 3.43 | 1.96 | 8.5 | 7
Live | 216732514 |  | 10.5 | 16 | 26202 | 23055 | 19100 | 2.85 | 2.37 | 27741 | 3.36 | 1.96 | 8.5 | 7
Live | 216733244 |  | 11 | 16.5 | 27631 | 22668 | 18500 | 2.99 | 2.41 | 27476 | 3.53 | 1.96 | 8.5 | 7
Live | 216734057 |  | 10.5 | 15.5 | 26678 | 22797 | 18900 | 2.85 | 2.35 | 27741 | 3.43 | 1.96 | 8.5 | 7
Live | 216732513 |  | 10.5 | 16 | 26202 | 23055 | 19100 | 2.85 | 2.37 | 27741 | 3.36 | 1.96 | 8.5 | 7
Live | 216733242 |  | 11 | 16.5 | 27154 | 22540 | 18400 | 2.99 | 2.39 | 27212 | 3.47 | 1.98 | 8.5 | 7
Live | 216734053 |  | 10.5 | 14.5 | 26202 | 22926 | 18900 | 2.85 | 2.3 | 27741 | 3.32 | 1.9 | 8.1 | 6.9
Live | 216732512 |  | 10.5 | 16 | 26202 | 23055 | 19100 | 2.85 | 2.37 | 27741 | 3.36 | 1.96 | 8.5 | 7
Live | 216733241 |  | 11 | 16.5 | 27154 | 22540 | 18400 | 2.99 | 2.39 | 27212 | 3.47 | 1.98 | 8.5 | 7
Live | 216734052 |  | 10.5 | 14.5 | 26202 | 22926 | 18900 | 2.85 | 2.3 | 27741 | 3.32 | 1.9 | 8.1 | 6.9
Live | 216732511 |  | 10.5 | 16 | 26202 | 23055 | 19100 | 2.85 | 2.37 | 27741 | 3.36 | 1.96 | 8.5 | 7
Live | 216733240 |  | 11 | 16.5 | 27154 | 22540 | 18400 | 2.99 | 2.39 | 27212 | 3.47 | 1.98 | 8.5 | 7
Live | 216734051 |  | 10.5 | 14.5 | 26202 | 22926 | 18900 | 2.85 | 2.3 | 27741 | 3.32 | 1.9 | 8.1 | 6.9
Live | 216732510 |  | 10.5 | 16 | 26202 | 23055 | 19100 | 2.85 | 2.37 | 27741 | 3.36 | 1.96 | 8.5 | 7
Live | 216734050 |  | 10.5 | 14.5 | 26202 | 22926 | 18900 | 2.85 | 2.3 | 27741 | 3.32 | 1.9 | 8.1 | 6.9
Live | 216733239 |  | 11 | 16.5 | 27154 | 22540 | 18400 | 2.99 | 2.39 | 27212 | 3.47 | 1.98 | 8.5 | 7
Live | 216732509 |  | 10.5 | 16 | 26202 | 23055 | 19100 | 2.85 | 2.37 | 27741 | 3.36 | 1.96 | 8.5 | 7
Live | 216734049 |  | 10.5 | 14.5 | 26202 | 22926 | 18900 | 2.85 | 2.3 | 27741 | 3.32 | 1.9 | 8.1 | 6.9
Live | 216733238 |  | 11 | 16.5 | 27154 | 22540 | 18400 | 2.99 | 2.39 | 27212 | 3.47 | 1.98 | 8.5 | 7
Live | 216732505 |  | 10.5 | 15.5 | 26202 | 23184 | 19100 | 2.85 | 2.38 | 27741 | 3.37 | 1.96 | 8.5 | 7
Live | 216734048 |  | 10.5 | 14.5 | 26202 | 22926 | 18900 | 2.85 | 2.3 | 27741 | 3.32 | 1.9 | 8.1 | 6.9
Live | 216733237 |  | 11 | 16.5 | 27154 | 22540 | 18400 | 2.99 | 2.39 | 27212 | 3.47 | 1.98 | 8.5 | 7
Live | 216732504 |  | 10.5 | 15.5 | 26202 | 23184 | 19100 | 2.85 | 2.38 | 27741 | 3.37 | 1.96 | 8.5 | 7
Live | 216734047 |  | 10.5 | 14.5 | 26202 | 22926 | 18900 | 2.85 | 2.3 | 27741 | 3.32 | 1.9 | 8.1 | 6.9
Live | 216733236 |  | 11 | 16.5 | 27154 | 22540 | 18400 | 2.99 | 2.39 | 27212 | 3.47 | 1.98 | 8.5 | 7
Live | 216732503 |  | 10.5 | 15.5 | 26202 | 23184 | 19100 | 2.85 | 2.38 | 27741 | 3.37 | 1.96 | 8.5 | 7
Live | 216734043 |  | 10.5 | 14.5 | 26202 | 22797 | 18900 | 2.85 | 2.28 | 27476 | 3.3 | 1.9 | 8.1 | 6.95
Live | 216733235 |  | 11 | 16.5 | 27154 | 22540 | 18400 | 2.99 | 2.39 | 27212 | 3.47 | 1.98 | 8.5 | 7
Live | 216732502 |  | 10.5 | 15.5 | 26202 | 23184 | 19100 | 2.85 | 2.38 | 27741 | 3.37 | 1.96 | 8.5 | 7
Live | 216734042 |  | 10.5 | 14.5 | 26202 | 22797 | 18900 | 2.85 | 2.28 | 27476 | 3.3 | 1.9 | 8.1 | 6.95
Live | 216734041 |  | 10.5 | 14.5 | 26202 | 22797 | 18900 | 2.85 | 2.28 | 27476 | 3.3 | 1.9 | 8.1 | 6.95
Live | 216732501 |  | 10.5 | 15.5 | 26202 | 23184 | 19100 | 2.85 | 2.38 | 27741 | 3.37 | 1.96 | 8.5 | 7
Live | 216733233 |  | 11 | 17 | 27631 | 22540 | 18400 | 2.99 | 2.41 | 27476 | 3.53 | 1.96 | 8.5 | 7
Live | 216734040 |  | 10.5 | 14.5 | 26202 | 22797 | 18900 | 2.85 | 2.28 | 27476 | 3.3 | 1.9 | 8.1 | 6.95
Live | 216732500 |  | 10.5 | 15.5 | 26202 | 23184 | 19100 | 2.85 | 2.38 | 27741 | 3.37 | 1.96 | 8.5 | 7
Live | 216733232 |  | 11 | 17 | 27631 | 22540 | 18400 | 2.99 | 2.41 | 27476 | 3.53 | 1.96 | 8.5 | 7
Live | 216734039 |  | 10.5 | 14.5 | 26202 | 22797 | 18900 | 2.85 | 2.28 | 27476 | 3.3 | 1.9 | 8.1 | 6.95
Live | 216732499 |  | 10.5 | 15.5 | 26202 | 23184 | 19100 | 2.85 | 2.38 | 27741 | 3.37 | 1.96 | 8.5 | 7
Live | 216733231 |  | 11 | 17 | 27631 | 22540 | 18400 | 2.99 | 2.41 | 27476 | 3.53 | 1.96 | 8.5 | 7
Live | 216734038 |  | 10.5 | 14.5 | 26202 | 22797 | 18900 | 2.85 | 2.28 | 27476 | 3.3 | 1.9 | 8.1 | 6.95
Live | 216732498 |  | 10.5 | 15.5 | 26202 | 23184 | 19100 | 2.85 | 2.38 | 27741 | 3.37 | 1.96 | 8.5 | 7
Live | 216733230 |  | 11 | 17 | 27631 | 22540 | 18400 | 2.99 | 2.41 | 27476 | 3.53 | 1.96 | 8.5 | 7
Live | 216734037 |  | 10.5 | 14.5 | 26202 | 22797 | 18900 | 2.85 | 2.28 | 27476 | 3.3 | 1.9 | 8.1 | 6.95
Live | 216728048 |  | 11 | 17 | 27631 | 23184 | 19100 | 2.99 | 2.44 | 28269 | 3.67 | 2 | 9 | 7
Live | 216733229 |  | 11 | 17 | 27631 | 22540 | 18400 | 2.99 | 2.41 | 27476 | 3.53 | 1.96 | 8.5 | 7
Live | 216734036 |  | 10.5 | 14.5 | 26202 | 22797 | 18900 | 2.85 | 2.28 | 27476 | 3.3 | 1.9 | 8.1 | 6.95
Live | 216734003 |  | 10.5 | 16 | 26678 | 22668 | 18800 | 2.85 | 2.33 | 27741 | 3.37 | 1.96 | 8.5 | 7
Live | 216733228 |  | 11 | 17 | 27631 | 22540 | 18400 | 2.99 | 2.41 | 27476 | 3.53 | 1.96 | 8.5 | 7
Live | 216728047 |  | 11 | 17 | 27631 | 23184 | 19100 | 2.99 | 2.44 | 28269 | 3.67 | 2 | 9 | 7
Live | 216734002 |  | 10.5 | 16 | 26678 | 22668 | 18800 | 2.85 | 2.33 | 27741 | 3.37 | 1.96 | 8.5 | 7
Live | 216733227 |  | 11 | 17 | 27631 | 22540 | 18400 | 2.99 | 2.41 | 27476 | 3.53 | 1.96 | 8.5 | 7
Live | 216728046 |  | 11 | 17 | 27631 | 23184 | 19100 | 2.99 | 2.44 | 28269 | 3.67 | 2 | 9 | 7
Live | 216734001 |  | 10.5 | 16 | 26678 | 22668 | 18800 | 2.85 | 2.33 | 27741 | 3.37 | 1.96 | 8.5 | 7
Live | 216733226 |  | 11 | 17 | 27631 | 22540 | 18400 | 2.99 | 2.41 | 27476 | 3.53 | 1.96 | 8.5 | 7
Live | 216728045 |  | 11 | 17 | 27631 | 23184 | 19100 | 2.99 | 2.44 | 28269 | 3.67 | 2 | 9 | 7
Live | 216734000 |  | 10.5 | 16 | 26678 | 22668 | 18800 | 2.85 | 2.33 | 27741 | 3.37 | 1.96 | 8.5 | 7
Live | 216728044 |  | 11 | 17 | 27631 | 23184 | 19100 | 2.99 | 2.44 | 28269 | 3.67 | 2 | 9 | 7
Live | 216733224 |  | 11 | 16.5 | 27154 | 22411 | 18400 | 2.99 | 2.39 | 27212 | 3.47 | 1.98 | 8.5 | 7
Live | 216733999 |  | 10.5 | 16 | 26678 | 22668 | 18800 | 2.85 | 2.33 | 27741 | 3.37 | 1.96 | 8.5 | 7
Live | 216728043 |  | 11 | 17 | 27631 | 23184 | 19100 | 2.99 | 2.44 | 28269 | 3.67 | 2 | 9 | 7
Live | 216733223 |  | 11 | 16.5 | 27154 | 22411 | 18400 | 2.99 | 2.39 | 27212 | 3.47 | 1.98 | 8.5 | 7
Live | 216733998 |  | 10.5 | 16 | 26678 | 22668 | 18800 | 2.85 | 2.33 | 27741 | 3.37 | 1.96 | 8.5 | 7
Live | 216728042 |  | 11 | 17 | 27631 | 23184 | 19100 | 2.99 | 2.44 | 28269 | 3.67 | 2 | 9 | 7
Live | 216733222 |  | 11 | 16.5 | 27154 | 22411 | 18400 | 2.99 | 2.39 | 27212 | 3.47 | 1.98 | 8.5 | 7
Live | 216733997 |  | 10.5 | 16 | 26678 | 22668 | 18800 | 2.85 | 2.33 | 27741 | 3.37 | 1.96 | 8.5 | 7
Live | 216728041 |  | 11 | 17 | 27631 | 23184 | 19100 | 2.99 | 2.44 | 28269 | 3.67 | 2 | 9 | 7
Live | 216733221 |  | 11 | 16.5 | 27154 | 22411 | 18400 | 2.99 | 2.39 | 27212 | 3.47 | 1.98 | 8.5 | 7
Live | 216733996 |  | 10.5 | 16 | 26678 | 22668 | 18800 | 2.85 | 2.33 | 27741 | 3.37 | 1.96 | 8.5 | 7
Live | 216733220 |  | 11 | 16.5 | 27154 | 22411 | 18400 | 2.99 | 2.39 | 27212 | 3.47 | 1.98 | 8.5 | 7
Live | 216733989 |  | 10.5 | 16.5 | 26440 | 22668 | 18700 | 2.85 | 2.33 | 27476 | 3.36 | 1.85 | 8.1 | 6.85
Live | 216733219 |  | 11 | 16.5 | 27154 | 22411 | 18400 | 2.99 | 2.39 | 27212 | 3.47 | 1.98 | 8.5 | 7
Live | 216733988 |  | 10.5 | 16.5 | 26440 | 22668 | 18700 | 2.85 | 2.33 | 27476 | 3.36 | 1.85 | 8.1 | 6.85
Live | 216733218 |  | 11 | 16.5 | 27154 | 22411 | 18400 | 2.99 | 2.39 | 27212 | 3.47 | 1.98 | 8.5 | 7
Live | 216733987 |  | 10.5 | 16.5 | 26440 | 22668 | 18700 | 2.85 | 2.33 | 27476 | 3.36 | 1.85 | 8.1 | 6.85
Live | 216733217 |  | 11 | 16.5 | 27154 | 22411 | 18400 | 2.99 | 2.39 | 27212 | 3.47 | 1.98 | 8.5 | 7
Live | 216733986 |  | 10.5 | 16.5 | 26440 | 22668 | 18700 | 2.85 | 2.33 | 27476 | 3.36 | 1.85 | 8.1 | 6.85
Live | 216733214 |  | 11 | 16 | 27393 | 22540 | 18400 | 2.98 | 2.39 | 27212 | 3.48 | 1.98 | 8.5 | 7
Live | 216733985 |  | 10.5 | 16.5 | 26440 | 22668 | 18700 | 2.85 | 2.33 | 27476 | 3.36 | 1.85 | 8.1 | 6.85
Live | 216733213 |  | 11 | 16 | 27393 | 22540 | 18400 | 2.98 | 2.39 | 27212 | 3.48 | 1.98 | 8.5 | 7
Live | 216733984 |  | 10.5 | 16.5 | 26440 | 22668 | 18700 | 2.85 | 2.33 | 27476 | 3.36 | 1.85 | 8.1 | 6.85
Live | 216733212 |  | 11 | 16 | 27393 | 22540 | 18400 | 2.98 | 2.39 | 27212 | 3.48 | 1.98 | 8.5 | 7
Live | 216733983 |  | 10.5 | 16.5 | 26440 | 22668 | 18700 | 2.85 | 2.33 | 27476 | 3.36 | 1.85 | 8.1 | 6.85
Live | 216733211 |  | 11 | 16 | 27393 | 22540 | 18400 | 2.98 | 2.39 | 27212 | 3.48 | 1.98 | 8.5 | 7
Live | 216733982 |  | 10.5 | 16.5 | 26440 | 22668 | 18700 | 2.85 | 2.33 | 27476 | 3.36 | 1.85 | 8.1 | 6.85
Live | 216733210 |  | 11 | 16 | 27393 | 22540 | 18400 | 2.98 | 2.39 | 27212 | 3.48 | 1.98 | 8.5 | 7
Live | 216733942 |  | 10.5 | 16.5 | 26440 | 22540 | 18700 | 2.85 | 2.33 | 27476 | 3.36 | 1.85 | 8.1 | 6.85
Live | 216733209 |  | 11 | 16 | 27393 | 22540 | 18400 | 2.98 | 2.39 | 27212 | 3.48 | 1.98 | 8.5 | 7
Live | 216733941 |  | 10.5 | 16.5 | 26440 | 22540 | 18700 | 2.85 | 2.33 | 27476 | 3.36 | 1.85 | 8.1 | 6.85
Live | 216733208 |  | 11 | 16 | 27393 | 22540 | 18400 | 2.98 | 2.39 | 27212 | 3.48 | 1.98 | 8.5 | 7
Live | 216733940 |  | 10.5 | 16.5 | 26440 | 22540 | 18700 | 2.85 | 2.33 | 27476 | 3.36 | 1.85 | 8.1 | 6.85
Live | 216733207 |  | 11 | 16 | 27393 | 22540 | 18400 | 2.98 | 2.39 | 27212 | 3.48 | 1.98 | 8.5 | 7
Live | 216733939 |  | 10.5 | 16.5 | 26440 | 22540 | 18700 | 2.85 | 2.33 | 27476 | 3.36 | 1.85 | 8.1 | 6.85
Live | 216733203 |  | 11 | 16.5 | 27393 | 22540 | 18400 | 2.98 | 2.39 | 27212 | 3.48 | 1.98 | 8.5 | 7
Live | 216733938 |  | 10.5 | 16.5 | 26440 | 22540 | 18700 | 2.85 | 2.33 | 27476 | 3.36 | 1.85 | 8.1 | 6.85
Live | 216733202 |  | 11 | 16.5 | 27393 | 22540 | 18400 | 2.98 | 2.39 | 27212 | 3.48 | 1.98 | 8.5 | 7
Live | 216733937 |  | 10.5 | 16.5 | 26440 | 22540 | 18700 | 2.85 | 2.33 | 27476 | 3.36 | 1.85 | 8.1 | 6.85
Live | 216733201 |  | 11 | 16.5 | 27393 | 22540 | 18400 | 2.98 | 2.39 | 27212 | 3.48 | 1.98 | 8.5 | 7
Live | 216733936 |  | 10.5 | 16.5 | 26440 | 22540 | 18700 | 2.85 | 2.33 | 27476 | 3.36 | 1.85 | 8.1 | 6.85
Live | 216733200 |  | 11 | 16.5 | 27393 | 22540 | 18400 | 2.98 | 2.39 | 27212 | 3.48 | 1.98 | 8.5 | 7
Live | 216733935 |  | 10.5 | 16.5 | 26440 | 22540 | 18700 | 2.85 | 2.33 | 27476 | 3.36 | 1.85 | 8.1 | 6.85
Live | 216733199 |  | 11 | 16.5 | 27393 | 22540 | 18400 | 2.98 | 2.39 | 27212 | 3.48 | 1.98 | 8.5 | 7
Live | 216733931 |  | 10.5 | 16.5 | 26440 | 22668 | 18800 | 2.85 | 2.33 | 27476 | 3.38 | 1.96 | 8.5 | 7
Live | 216733198 |  | 11 | 16.5 | 27393 | 22540 | 18400 | 2.98 | 2.39 | 27212 | 3.48 | 1.98 | 8.5 | 7
Live | 216733930 |  | 10.5 | 16.5 | 26440 | 22668 | 18800 | 2.85 | 2.33 | 27476 | 3.38 | 1.96 | 8.5 | 7
Live | 216733197 |  | 11 | 16.5 | 27393 | 22540 | 18400 | 2.98 | 2.39 | 27212 | 3.48 | 1.98 | 8.5 | 7
Live | 216733929 |  | 10.5 | 16.5 | 26440 | 22668 | 18800 | 2.85 | 2.33 | 27476 | 3.38 | 1.96 | 8.5 | 7
Live | 216733196 |  | 11 | 16.5 | 27393 | 22540 | 18400 | 2.98 | 2.39 | 27212 | 3.48 | 1.98 | 8.5 | 7
Live | 216733928 |  | 10.5 | 16.5 | 26440 | 22668 | 18800 | 2.85 | 2.33 | 27476 | 3.38 | 1.96 | 8.5 | 7
Live | 216733192 |  | 11 | 16.5 | 27631 | 22540 | 18400 | 2.99 | 2.41 | 27476 | 3.53 | 1.96 | 8.5 | 7
Live | 216733927 |  | 10.5 | 16.5 | 26440 | 22668 | 18800 | 2.85 | 2.33 | 27476 | 3.38 | 1.96 | 8.5 | 7
Live | 216733191 |  | 11 | 16.5 | 27631 | 22540 | 18400 | 2.99 | 2.41 | 27476 | 3.53 | 1.96 | 8.5 | 7
Live | 216733926 |  | 10.5 | 16.5 | 26440 | 22668 | 18800 | 2.85 | 2.33 | 27476 | 3.38 | 1.96 | 8.5 | 7
Live | 216733190 |  | 11 | 16.5 | 27631 | 22540 | 18400 | 2.99 | 2.41 | 27476 | 3.53 | 1.96 | 8.5 | 7
Live | 216733925 |  | 10.5 | 16.5 | 26440 | 22668 | 18800 | 2.85 | 2.33 | 27476 | 3.38 | 1.96 | 8.5 | 7
Live | 216733189 |  | 11 | 16.5 | 27631 | 22540 | 18400 | 2.99 | 2.41 | 27476 | 3.53 | 1.96 | 8.5 | 7
Live | 216733924 |  | 10.5 | 16.5 | 26440 | 22668 | 18800 | 2.85 | 2.33 | 27476 | 3.38 | 1.96 | 8.5 | 7
Live | 216733188 |  | 11 | 16.5 | 27631 | 22540 | 18400 | 2.99 | 2.41 | 27476 | 3.53 | 1.96 | 8.5 | 7
Live | 216733921 |  | 10.5 | 16 | 26440 | 22668 | 18800 | 2.85 | 2.31 | 27476 | 3.34 | 1.85 | 8.1 | 6.9
Live | 216733187 |  | 11 | 16.5 | 27631 | 22540 | 18400 | 2.99 | 2.41 | 27476 | 3.53 | 1.96 | 8.5 | 7
Live | 216733920 |  | 10.5 | 16 | 26440 | 22668 | 18800 | 2.85 | 2.31 | 27476 | 3.34 | 1.85 | 8.1 | 6.9
Live | 216733186 |  | 11 | 16.5 | 27631 | 22540 | 18400 | 2.99 | 2.41 | 27476 | 3.53 | 1.96 | 8.5 | 7
Live | 216733919 |  | 10.5 | 16 | 26440 | 22668 | 18800 | 2.85 | 2.31 | 27476 | 3.34 | 1.85 | 8.1 | 6.9
Live | 216733182 |  | 11 | 16.5 | 27393 | 22540 | 18400 | 2.98 | 2.39 | 27212 | 3.48 | 1.98 | 8.5 | 7
Live | 216733918 |  | 10.5 | 16 | 26440 | 22668 | 18800 | 2.85 | 2.31 | 27476 | 3.34 | 1.85 | 8.1 | 6.9
Live | 216733181 |  | 11 | 16.5 | 27393 | 22540 | 18400 | 2.98 | 2.39 | 27212 | 3.48 | 1.98 | 8.5 | 7
Live | 216733917 |  | 10.5 | 16 | 26440 | 22668 | 18800 | 2.85 | 2.31 | 27476 | 3.34 | 1.85 | 8.1 | 6.9
Live | 216733180 |  | 11 | 16.5 | 27393 | 22540 | 18400 | 2.98 | 2.39 | 27212 | 3.48 | 1.98 | 8.5 | 7
Live | 216733916 |  | 10.5 | 16 | 26440 | 22668 | 18800 | 2.85 | 2.31 | 27476 | 3.34 | 1.85 | 8.1 | 6.9
Live | 216733179 |  | 11 | 16.5 | 27393 | 22540 | 18400 | 2.98 | 2.39 | 27212 | 3.48 | 1.98 | 8.5 | 7
Live | 216733915 |  | 10.5 | 16 | 26440 | 22668 | 18800 | 2.85 | 2.31 | 27476 | 3.34 | 1.85 | 8.1 | 6.9
Live | 216733178 |  | 11 | 16.5 | 27393 | 22540 | 18400 | 2.98 | 2.39 | 27212 | 3.48 | 1.98 | 8.5 | 7
Live | 216733914 |  | 10.5 | 16 | 26440 | 22668 | 18800 | 2.85 | 2.31 | 27476 | 3.34 | 1.85 | 8.1 | 6.9
Live | 216733177 |  | 11 | 16.5 | 27393 | 22540 | 18400 | 2.98 | 2.39 | 27212 | 3.48 | 1.98 | 8.5 | 7
Live | 217603532 |  | 11.7 | 23.5 | 15200 | 12500 | 11500 | 3.28 | 2.12 | 16000 | 3.4 | 1.8 | 9.9 | 7.5
Live | 217606283 |  | 12.5 | 21.4 | 19400 | 19200 | 18000 | 3.38 | 2 | 19500 | 2.79 | 1.92 | 11 | 8.5
Live | 217607240 |  | 10.9 | 19 | 12500 | 8300 | 7000 | 2.71 | 2.41 | 12400 | 3.13 | 2.16 | 9.7 | 7.5
Live | 217607241 |  | 9 | 17 | 24200 | 18400 | 17100 | 2.51 | 2.17 | 27000 | 2.63 | 2.01 | 8.5 | 6.9
Live | 217607243 |  | 12.6 | 21.2 | 9700 | 8300 | 7000 | 3.55 | 2.23 | 11100 | 3.1 | 2.07 | 9.1 | 7
Live | 217607244 |  | 10 | 18.7 | 24200 | 18700 | 17000 | 2.74 | 2.18 | 27000 | 2.94 | 2.14 | 9.3 | 7.3
Live | 217607246 |  | 12.5 | 23.2 | 13000 | 8800 | 7300 | 3.53 | 2.77 | 12800 | 3.83 | 2.21 | 10.4 | 7.6
Live | 217607249 |  | 13.5 | 24 | 20000 | 15000 | 13000 | 3.45 | 2.43 | 22000 | 3.68 | 2.35 | 11.1 | 8.3
Live | 217607248 |  | 12.2 | 23.1 | 13700 | 9900 | 8600 | 3.32 | 2.57 | 14400 | 3.27 | 2.36 | 11.5 | 8.5
Live | 217607247 |  | 14.7 | 24.6 | 10900 | 10200 | 8200 | 3.9 | 2.47 | 14200 | 3.36 | 2.33 | 13 | 9.5
Live | 217607250 |  | 13 | 23.5 | 27000 | 21300 | 17800 | 3.1 | 2.42 | 32700 | 2.89 | 2.15 | 10 | 7.7
Live | 217607251 |  | 16 | 25.3 | 11500 | 8700 | 7500 | 3.62 | 2.04 | 10700 | 2.61 | 2.29 | 14.6 | 11.2
Live | 217607252 |  | 15 | 26 | 13500 | 12800 | 11500 | 3.35 | 1.75 | 16000 | 3.3 | 1.8 | 12.5 | 10.1
Live | 217607255 |  | 12.5 | 22.3 | 24500 | 23400 | 24000 | 3.25 | 2.33 | 28100 | 3.2 | 2 | 13.3 | 9.6
Live | 217607254 |  | 13 | 21.7 | 20200 | 19800 | 18000 | 3.18 | 2.49 | 23000 | 3.74 | 2 | 10.8 | 8.8
Live | 217607253 |  | 13.2 | 24 | 13500 | 12800 | 11500 | 3.35 | 1.75 | 16000 | 3.35 | 1.8 | 10.5 | 8
Live | 217607256 |  | 11.7 | 20 | 35900 | 30200 | 34600 | 3.05 | 2 | 38200 | 2.72 | 1.91 | 10.5 | 8.6
Live | 217607257 |  | 17.4 | 35 | 16500 | 14600 | 13500 | 3.5 | 2.26 | 17200 | 3.19 | 2 | 30 | 25
Live | 217607260 |  | 15 | 25.6 | 27900 | 23200 | 22600 | 3.59 | 2.35 | 29700 | 3.57 | 2.34 | 16.2 | 12.9
Live | 217607259 |  | 14.2 | 29.4 | 16500 | 14600 | 13500 | 3.5 | 2.26 | 17200 | 3.19 | 2 | 14.5 | 10
Live | 217607258 |  | 17 | 33.3 | 16500 | 14600 | 13500 | 3.5 | 2.26 | 17200 | 3.19 | 2 | 22 | 16
Live | 217607262 |  | 12 | 19.5 | 37000 | 30200 | 35000 | 3.14 | 2.02 | 37800 | 2.79 | 1.98 | 10.5 | 8.6
Live | 217607261 |  | 13 | 21 | 27900 | 23200 | 24200 | 3.59 | 2.35 | 29700 | 3.39 | 2.34 | 13.5 | 9.8
Live | 217607265 |  | 12.5 | 20.7 | 17800 | 14800 | 12800 | 3.22 | 2.36 | 21500 | 3.26 | 2.19 | 11.4 | 8.5
Live | 217607264 |  | 12.5 | 21.1 | 14100 | 9300 | 8400 | 3.56 | 2.55 | 15000 | 3.66 | 2.39 | 10.4 | 7.9
Live | 217607263 |  | 14.3 | 21.6 | 12000 | 9300 | 8300 | 3.48 | 2.55 | 13700 | 3.62 | 2.17 | 11.3 | 8.8
Live | 217607267 |  | 12.8 | 19.5 | 11900 | 9600 | 8600 | 3.35 | 2.45 | 14000 | 3.45 | 2.25 | 11 | 8.8
Live | 217607266 |  | 12 | 22 | 26800 | 20500 | 18500 | 3.06 | 2.55 | 33100 | 3.43 | 2.3 | 10.5 | 8.1
Live | 217607269 |  | 12.5 | 20 | 19000 | 14100 | 14000 | 3.18 | 2.4 | 22000 | 3.49 | 2.19 | 10.5 | 8.2
Live | 217607268 |  | 11.7 | 19 | 13000 | 10300 | 8800 | 3.15 | 2.58 | 15600 | 3.49 | 2.24 | 10.2 | 8
Live | 217607271 |  | 12 | 19.5 | 12200 | 9800 | 8900 | 2.98 | 2.52 | 15700 | 3.33 | 2.44 | 10.5 | 8
Live | 217607270 |  | 13 | 19.7 | 11200 | 9800 | 8300 | 3.28 | 2.56 | 14500 | 3.7 | 2.32 | 11.5 | 9
Live | 217607273 |  | 12.5 | 19 | 28300 | 21600 | 19000 | 3.06 | 2.56 | 35100 | 3.43 | 2.3 | 11 | 8.5
Live | 217607272 |  | 13.3 | 20 | 20200 | 15900 | 14200 | 3.34 | 2.65 | 23000 | 3.92 | 2.41 | 11.3 | 8.8
Live | 217607275 |  | 12.7 | 24.6 | 13100 | 9600 | 8900 | 3.37 | 2.49 | 12900 | 3.15 | 2.51 | 11 | 8.2
Live | 217607274 |  | 16.2 | 26 | 12900 | 9600 | 8600 | 3.86 | 2.49 | 12700 | 3.38 | 2.27 | 13.9 | 10
Live | 217607277 |  | 12.5 | 22.3 | 19300 | 15100 | 12800 | 3.37 | 2.38 | 22200 | 3.27 | 2.05 | 10.4 | 8
Live | 217607276 |  | 12.5 | 23.8 | 18000 | 14600 | 13100 | 3.3 | 2.58 | 22900 | 3.67 | 2.16 | 13.5 | 9.4
Live | 217607278 |  | 12.2 | 21.1 | 29000 | 20000 | 18600 | 3.26 | 2.56 | 32600 | 3.2 | 2.27 | 11.1 | 8.4
Live | 217607279 |  | 14.4 | 22.1 | 11400 | 9900 | 8000 | 3.37 | 2.59 | 14300 | 3.2 | 2.17 | 11.8 | 9
Live | 217607281 |  | 12.5 | 22.2 | 18800 | 15200 | 13100 | 3.32 | 2.47 | 22800 | 3.55 | 2.25 | 12.2 | 8.6
Live | 217607280 |  | 12.3 | 22.1 | 13800 | 10000 | 8600 | 3.43 | 2.59 | 15300 | 3.42 | 2.47 | 10 | 7.8
Live | 217607283 |  | 12.5 | 22.2 | 15100 | 12900 | 11500 | 3.51 | 2.14 | 16300 | 3.59 | 1.99 | 11.6 | 8.9
Live | 217607282 |  | 14 | 22.6 | 13600 | 12600 | 11000 | 3.47 | 2.1 | 15700 | 3.46 | 1.84 | 12.1 | 9.3
Live | 217607285 |  | 12 | 20.7 | 26200 | 23900 | 23800 | 3.34 | 2.48 | 30700 | 3.61 | 2.23 | 11.6 | 9.2
Live | 217607284 |  | 12.5 | 20 | 18500 | 18000 | 17000 | 3.31 | 2.1 | 20000 | 3.01 | 1.9 | 12.3 | 9.5
Live | 217607287 |  | 13.4 | 21.4 | 13500 | 12600 | 11200 | 3.3 | 1.99 | 16000 | 3.23 | 1.89 | 12.5 | 9.7
Live | 217607286 |  | 14.4 | 21.4 | 11800 | 9100 | 7800 | 3.53 | 2.52 | 11100 | 3.1 | 2.41 | 13.8 | 10.8
Live | 217607289 |  | 12 | 18 | 18800 | 19000 | 18000 | 3.15 | 2.23 | 22000 | 2.87 | 2 | 10.5 | 9
Live | 217607288 |  | 12 | 20 | 13500 | 13100 | 11800 | 3.3 | 1.99 | 16200 | 3.27 | 1.9 | 10 | 8
Live | 217607291 |  | 12 | 20 | 13300 | 14000 | 12000 | 3.09 | 2.31 | 16500 | 3.41 | 1.95 | 10.6 | 8.5
Live | 217607290 |  | 14 | 20.5 | 13100 | 12600 | 11900 | 3.05 | 1.94 | 16500 | 3.41 | 1.85 | 13.8 | 10.8
Live | 217607292 |  | 12 | 18.4 | 20600 | 20000 | 18000 | 3.37 | 2.5 | 23000 | 3.85 | 2.1 | 11.1 | 9
Live | 217607293 |  | 12 | 19 | 28000 | 23600 | 24000 | 3.4 | 2.48 | 31400 | 3.71 | 2.18 | 11.7 | 9.3
Live | 217607294 |  | 15.1 | 27.2 | 13700 | 12200 | 11300 | 3.49 | 2.17 | 16100 | 3.5 | 1.84 | 10.9 | 8.9
Live | 217607295 |  | 12.5 | 25 | 14000 | 12400 | 11300 | 3.57 | 2.14 | 16100 | 3.5 | 1.88 | 10.5 | 8.3
Live | 217607297 |  | 12.5 | 20.4 | 19200 | 20200 | 17000 | 3.37 | 2.24 | 20700 | 3.32 | 1.86 | 10.3 | 8.2
Live | 217607296 |  | 12.5 | 20 | 17200 | 18800 | 17500 | 3.15 | 2.13 | 20000 | 3.12 | 1.95 | 10.3 | 8.7
Live | 217607298 |  | 12 | 20.4 | 25600 | 23300 | 24200 | 3.26 | 2.38 | 29500 | 3.36 | 2.16 | 12.1 | 9.8
Live | 217607299 |  | 15 | 22 | 12700 | 9500 | 8100 | 3.88 | 2.53 | 11500 | 3.55 | 2.4 | 12 | 10.3
Live | 217607301 |  | 13 | 23 | 13900 | 11900 | 11500 | 3.31 | 1.95 | 15200 | 3.23 | 1.99 | 10 | 8
Live | 217607300 |  | 14.6 | 24 | 12900 | 11900 | 10600 | 3.29 | 2 | 13900 | 3.02 | 1.83 | 12.1 | 9.5
Live | 217607302 |  | 12.5 | 20.6 | 19000 | 18800 | 17500 | 3.28 | 2.05 | 22200 | 3.27 | 1.89 | 12.2 | 9.2
Live | 217607303 |  | 9.6 | 20 | 39800 | 28100 | 26600 | 2.68 | 2.22 | 42200 | 3.45 | 2.2 | 10.3 | 7.9
Live | 217607305 |  | 10 | 17.1 | 56500 | 46500 | 38000 | 2.83 | 2.35 | 60500 | 3.48 | 2 | 9.8 | 7.7
Live | 217607304 |  | 9.5 | 19 | 50400 | 44600 | 40500 | 2.78 | 2.12 | 61700 | 3.04 | 2.11 | 9.9 | 7.7
Live | 217607306 |  | 9.5 | 19.8 | 50000 | 45100 | 38500 | 2.78 | 2.13 | 59100 | 2.96 | 1.95 | 10.2 | 7.8
Live | 217607307 |  | 12 | 21.2 | 38000 | 46200 | 37000 | 3.2 | 2.17 | 44600 | 3.14 | 1.95 | 10.6 | 8.8
Live | 217607309 |  | 12 | 17.7 | 37000 | 40000 | 37600 | 2.95 | 2.29 | 45500 | 3.46 | 2.1 | 11.1 | 9.2
Live | 217607308 |  | 10 | 18 | 52700 | 48000 | 47500 | 2.69 | 2.17 | 57400 | 2.97 | 1.96 | 11 | 8.8
Live | 217607310 |  | 10.4 | 16.7 | 56500 | 45500 | 47500 | 2.74 | 2.4 | 60000 | 3.27 | 2 | 10.8 | 8.8
Live | 217607311 |  | 10.2 | 15.8 | 60000 | 52000 | 53500 | 2.87 | 2.41 | 66000 | 3.76 | 2.1 | 10.4 | 8.7
Live | 217607312 |  | 12 | 20 | 38300 | 42400 | 39500 | 3.11 | 2.16 | 45400 | 3.27 | 2.02 | 10.8 | 8.9
Live | 217607314 |  | 9 | 18 | 54500 | 58000 | 54000 | 2.62 | 2.17 | 65500 | 3.2 | 1.91 | 10.7 | 8.5
Live | 217607313 |  | 9.4 | 18.5 | 53500 | 44500 | 47000 | 2.72 | 2.23 | 58700 | 2.92 | 1.83 | 10.1 | 8
Live | 217607316 |  | 12 | 20 | 24000 | 14600 | 14600 | 3.35 | 2.3 | 22000 | 4.03 | 2.3 | 10 | 7.8
Live | 217607315 |  | 14 | 25.1 | 21600 | 14000 | 13500 | 3.33 | 2.5 | 21600 | 3.88 | 2.3 | 9.8 | 7.8
Live | 217607319 |  | 12 | 21 | 32000 | 18600 | 18800 | 3.17 | 2.3 | 28800 | 3.67 | 2 | 9 | 7
Live | 217607318 |  | 13 | 25 | 32000 | 19000 | 19000 | 3.44 | 2.3 | 29000 | 3.54 | 2 | 9.5 | 7.4
Live | 217607317 |  | 13 | 22.55 | 22800 | 14300 | 14000 | 3.34 | 2.39 | 21800 | 3.97 | 2.31 | 9.9 | 7.8
Live | 217607320 |  | 12.5 | 23 | 32000 | 18800 | 18900 | 3.3 | 2.3 | 28900 | 3.6 | 2 | 9.25 | 7.2
Live | 217607323 |  | 11.85 | 22 | 41000 | 27300 | 26000 | 2.79 | 2.15 | 41500 | 3.24 | 2 | 9.35 | 7.4
Live | 217607322 |  | 11.7 | 20 | 40000 | 28000 | 26000 | 2.61 | 2.2 | 40500 | 3.3 | 2 | 9.2 | 7.4
Live | 217607321 |  | 12 | 24 | 42000 | 26600 | 26000 | 3 | 2.4 | 42500 | 3.19 | 2 | 9.5 | 7.4
Live | 217607324 |  | 12.5 | 24 | 55000 | 38500 | 36000 | 2.78 | 2 | 53000 | 2.99 | 2 | 10.3 | 8
Live | 217607326 |  | 12.25 | 22.2 | 53500 | 39750 | 37000 | 2.66 | 2.19 | 53000 | 2.99 | 2.05 | 10.45 | 8.05
Live | 217607325 |  | 12 | 20.4 | 52000 | 41000 | 38000 | 2.54 | 2.4 | 53000 | 2.99 | 2.1 | 10.6 | 8.1
Live | 217607327 |  | 15 | 25 | 28000 | 19000 | 19000 | 3.65 | 2.2 | 27000 | 3.44 | 2 | 10.4 | 8.5
Live | 217607329 |  | 14 | 22.5 | 27800 | 20500 | 18500 | 3.54 | 2.36 | 26200 | 3.41 | 2 | 10.2 | 8.25
Live | 217607328 |  | 13 | 20 | 27600 | 22000 | 18000 | 3.44 | 2.5 | 25400 | 3.38 | 2 | 10 | 8
Live | 217607330 |  | 12.5 | 23 | 37000 | 28000 | 27000 | 3 | 2.2 | 36000 | 3.1 | 2 | 10.5 | 8.5
Live | 217607332 |  | 12.25 | 21 | 37500 | 27500 | 27000 | 2.71 | 2.15 | 37250 | 2.95 | 2 | 10 | 8.1
Live | 217607331 |  | 12 | 19 | 38000 | 27000 | 27000 | 2.47 | 2.1 | 38500 | 2.82 | 2 | 9.5 | 7.7
Live | 217607334 |  | 12 | 19.4 | 42000 | 34000 | 38000 | 2.93 | 2.2 | 45000 | 3.61 | 2 | 10.4 | 8.8
Live | 217607333 |  | 13 | 23 | 43000 | 42000 | 36000 | 3.15 | 2.6 | 44000 | 3.44 | 2 | 10.7 | 8.5
Live | 217607336 |  | 12 | 23 | 57000 | 45000 | 47000 | 3.09 | 2 | 57000 | 3.21 | 2 | 11 | 9
Live | 217607335 |  | 12.5 | 21.2 | 42500 | 38000 | 37000 | 3.04 | 2.41 | 44500 | 3.52 | 2 | 10.55 | 8.65
Live | 217607338 |  | 11.85 | 21.7 | 57000 | 45500 | 47500 | 3.01 | 2.1 | 58500 | 3.36 | 2 | 11 | 9
Live | 217607337 |  | 11.7 | 20.4 | 57000 | 46000 | 48000 | 2.93 | 2.2 | 60000 | 3.52 | 2 | 11 | 9
Live | 217607340 |  | 11.7 | 20 | 60000 | 52000 | 48000 | 2.88 | 2.3 | 61000 | 3.51 | 2.1 | 10.7 | 8.8
Live | 217607339 |  | 12 | 22.2 | 59000 | 47000 | 47000 | 3.09 | 2.5 | 59000 | 3.39 | 2 | 10.5 | 8.5
Live | 217607341 |  | 11.85 | 21.1 | 59500 | 49500 | 47500 | 2.98 | 2.39 | 60000 | 3.45 | 2.05 | 10.6 | 8.65
Live | 217607367 |  | 17 | 33.3 | 16500 | 14600 | 13500 | 3.5 | 2.26 | 17200 | 3.19 | 2 | 22 | 16
Live | 217607368 |  | 14.2 | 29.4 | 16500 | 14600 | 13500 | 3.5 | 2.26 | 17200 | 3.19 | 2 | 14.5 | 10
Live | 217607369 |  | 15 | 25.6 | 27900 | 23200 | 22600 | 3.59 | 2.35 | 29700 | 3.57 | 2.34 | 16.2 | 12.9
Live | 217608151 |  | 15 | 25.6 | 27900 | 23200 | 22600 | 3.59 | 2.35 | 29700 | 3.57 | 2.34 | 16.2 | 12.9
Live | 217607158 |  | 12.1 | 18.5 | 20400 | 14800 | 13000 | 3.23 | 2.48 | 21800 | 3.55 | 2.3 | 9.8 | 7.7
Live | 217607160 |  | 11 | 17 | 34000 | 23600 | 20400 | 2.93 | 2.23 | 33000 | 3.58 | 2.1 | 8.7 | 7
Live | 217607159 |  | 11.7 | 19.7 | 29600 | 23200 | 18000 | 3.05 | 2.55 | 33800 | 3.36 | 2.2 | 9 | 7.3
Live | 217607161 |  | 12 | 18 | 20400 | 19800 | 18000 | 3.15 | 2.38 | 21600 | 3.3 | 2.2 | 10 | 8.3
Live | 217607164 |  | 10 | 17.7 | 56000 | 41000 | 35200 | 2.71 | 2.28 | 60000 | 3.21 | 1.9 | 10 | 7.7
Live | 217607165 |  | 11.7 | 17.2 | 36400 | 38000 | 38000 | 2.81 | 2.11 | 45000 | 3.17 | 2.06 | 9.5 | 8
Live | 217607163 |  | 11.7 | 16.5 | 39000 | 33400 | 34000 | 2.98 | 2.62 | 41500 | 3.24 | 2 | 10 | 8.4
Live | 217607162 |  | 12 | 18.7 | 27000 | 24000 | 23600 | 3.04 | 2.39 | 29000 | 3.27 | 2.1 | 10 | 8
Live | 217607169 |  | 11 | 18.1 | 28000 | 22200 | 21600 | 2.86 | 2.24 | 30600 | 3.28 | 1.87 | 9.7 | 7.7
Live | 217607168 |  | 11 | 18.8 | 20000 | 12600 | 11200 | 3.08 | 2.2 | 19000 | 3.06 | 2 | 9.1 | 7
Live | 217607167 |  | 10 | 15.2 | 58500 | 51500 | 53000 | 2.57 | 2.2 | 66500 | 3.45 | 2 | 9.2 | 7.7
Live | 217607166 |  | 10 | 17 | 55500 | 42000 | 46000 | 2.6 | 2.16 | 60000 | 3.2 | 2 | 10.2 | 8.1
Live | 217607172 |  | 8.6 | 15.2 | 55000 | 35800 | 38000 | 2.51 | 1.96 | 55000 | 3.35 | 1.8 | 8.4 | 6.8
Live | 217607171 |  | 10 | 16 | 49900 | 35400 | 38000 | 2.73 | 2 | 49500 | 3.12 | 1.85 | 8.5 | 7.1
Live | 217607170 |  | 10 | 16.1 | 39000 | 26200 | 27000 | 2.73 | 2.19 | 40000 | 3.3 | 2 | 8.7 | 7
Live | 217607174 |  | 11.7 | 18.3 | 27000 | 22200 | 21600 | 2.76 | 2.24 | 30000 | 3.22 | 1.87 | 10 | 8
Live | 217607173 |  | 12.5 | 19 | 22000 | 21600 | 18000 | 3.31 | 2.3 | 22000 | 3.31 | 2 | 9.7 | 8
Live | 217607176 |  | 10 | 16.5 | 36800 | 31900 | 32000 | 2.62 | 2.09 | 38000 | 3.18 | 1.85 | 8.2 | 6.7
Live | 217607175 |  | 11.7 | 16.8 | 39000 | 37800 | 32600 | 3.16 | 2.39 | 38500 | 3.74 | 1.96 | 10 | 8.3
Live | 217607180 |  | 11.7 | 16.3 | 56300 | 50400 | 52000 | 2.57 | 2.3 | 64500 | 3.17 | 1.8 | 9 | 8
Live | 217607179 |  | 10.5 | 16.5 | 51000 | 38300 | 46000 | 2.89 | 2.02 | 57300 | 3.23 | 1.9 | 9.5 | 8
Live | 217607178 |  | 11.7 | 16.7 | 51000 | 38300 | 46000 | 2.89 | 2.02 | 57300 | 3.23 | 1.9 | 9.5 | 8
Live | 217607177 |  | 11.7 | 17.4 | 42000 | 41000 | 39000 | 2.77 | 2.03 | 48000 | 3.22 | 1.9 | 10.3 | 8.6
Live | 217607181 |  | 10 | 16 | 56300 | 50400 | 52000 | 2.57 | 2.3 | 64500 | 3.17 | 1.8 | 9 | 8
Live | 217607185 |  | 12 | 17.7 | 41700 | 33000 | 32600 | 3.11 | 2.26 | 38400 | 3.62 | 2.06 | 10 | 8
Live | 217607184 |  | 12 | 17.2 | 40000 | 24600 | 33200 | 3.02 | 1.94 | 35800 | 3.46 | 1.97 | 10.8 | 8.8
Live | 217607183 |  | 12 | 18.6 | 28800 | 20200 | 20600 | 2.96 | 2.24 | 29200 | 3.49 | 2.14 | 10 | 8.1
Live | 217607182 |  | 12.5 | 19 | 23200 | 19000 | 18600 | 3.37 | 2.37 | 23200 | 3.58 | 2.12 | 10.1 | 8.5
Live | 217607186 |  | 12 | 18 | 43000 | 41500 | 37400 | 2.88 | 2.21 | 47000 | 3.27 | 1.9 | 10 | 8.2
Live | 217607189 |  | 12.5 | 19 | 23200 | 19000 | 18600 | 3.37 | 2.37 | 23200 | 3.58 | 2.12 | 10.1 | 8.5
Live | 217607188 |  | 12 | 17.5 | 60000 | 54000 | 54000 | 2.62 | 2.29 | 60000 | 3.08 | 1.9 | 9.5 | 7.7
Live | 217607187 |  | 12 | 17.5 | 52000 | 48000 | 48000 | 3.13 | 2.13 | 52000 | 3.19 | 2 | 9.5 | 7.7
Live | 217607192 |  | 11.5 | 18.5 | 20600 | 12600 | 11400 | 3.32 | 2.34 | 19600 | 3.57 | 2.1 | 9.4 | 7.2
Live | 217607193 |  | 10.8 | 17.4 | 27600 | 21800 | 19600 | 2.84 | 2.34 | 32200 | 3.64 | 1.96 | 10.4 | 8.1
Live | 217607191 |  | 12 | 17.5 | 52000 | 48000 | 48000 | 3.13 | 2.13 | 52000 | 3.19 | 2 | 9.5 | 7.7
Live | 217607190 |  | 12 | 17.2 | 40000 | 24600 | 33200 | 3.02 | 1.94 | 35800 | 3.46 | 1.97 | 10.8 | 8.8
Live | 217607197 |  | 10.8 | 17.5 | 27600 | 21800 | 19600 | 2.84 | 2.34 | 32200 | 3.64 | 1.96 | 10.5 | 8.2
Live | 217607196 |  | 12.1 | 19.3 | 21900 | 19600 | 19600 | 3.27 | 2.4 | 23000 | 3.47 | 2.1 | 10.8 | 9.2
Live | 217607198 |  | 11.7 | 17.5 | 37800 | 31900 | 32000 | 3.05 | 2.25 | 40200 | 3.59 | 2 | 10.2 | 8.2
Live | 217607194 |  | 11 | 18.6 | 34400 | 23900 | 18700 | 3.22 | 2.61 | 31900 | 3.6 | 1.99 | 8.7 | 6.7
Live | 217607195 |  | 10.2 | 16.7 | 39000 | 31400 | 29200 | 2.79 | 2.2 | 41000 | 3.24 | 1.99 | 9.3 | 7.5
Live | 217607201 |  | 9.2 | 15.4 | 38000 | 32000 | 28400 | 2.75 | 2.29 | 39000 | 3.03 | 1.86 | 8.7 | 7.1
Live | 217607200 |  | 10 | 16 | 27000 | 20000 | 19000 | 2.73 | 2 | 32200 | 3.43 | 1.8 | 9 | 7
Live | 217607202 |  | 12 | 16.8 | 20000 | 23000 | 19000 | 3.08 | 2.1 | 22800 | 3.43 | 1.8 | 10.5 | 8.5
Live | 217607199 |  | 11.2 | 16.8 | 41500 | 40000 | 34600 | 2.76 | 2.17 | 48500 | 3.22 | 1.8 | 9.6 | 8
Live | 217607206 |  | 10 | 16 | 27600 | 19700 | 19000 | 2.8 | 2.66 | 27000 | 2.73 | 1.8 | 9 | 7
Live | 217607205 |  | 10.2 | 15.4 | 40000 | 38000 | 36000 | 2.69 | 2.06 | 45000 | 2.96 | 1.9 | 9.8 | 8
Live | 217607204 |  | 11 | 16.3 | 36000 | 34800 | 31000 | 2.89 | 2.33 | 37600 | 3.24 | 1.86 | 9.5 | 8
Live | 217607203 |  | 10.8 | 17.5 | 27000 | 23000 | 20000 | 2.73 | 2.1 | 32200 | 3.43 | 1.9 | 9.2 | 7.5
Live | 217607207 |  | 10 | 16 | 27600 | 19700 | 19000 | 2.8 | 2.66 | 27000 | 3.03 | 1.8 | 9 | 7
Live | 217607211 |  | 10 | 16 | 27600 | 22000 | 21000 | 2.8 | 2 | 30000 | 3.03 | 1.8 | 9.5 | 7
Live | 217607209 |  | 10 | 16 | 27600 | 22000 | 21000 | 2.8 | 2 | 30000 | 3.03 | 1.8 | 9.5 | 7
Live | 217607210 |  | 11.7 | 16.1 | 22800 | 21000 | 18000 | 3.15 | 2 | 22800 | 3.28 | 2.06 | 9.5 | 7.8
Live | 217607208 |  | 11.7 | 16.1 | 22800 | 21000 | 18000 | 3.15 | 2 | 22800 | 3.28 | 2.06 | 9.5 | 7.8
Live | 217607215 |  | 11 | 16 | 36000 | 38000 | 32000 | 2.82 | 2.24 | 39000 | 3.28 | 1.85 | 9.6 | 8.2
Live | 217607213 |  | 11 | 16 | 36000 | 38000 | 32000 | 2.82 | 2.24 | 39000 | 3.28 | 1.85 | 9.6 | 8.2
Live | 217607212 |  | 10 | 15.3 | 34800 | 31700 | 30400 | 2.77 | 2 | 35900 | 2.93 | 1.78 | 9.3 | 7.7
Live | 217607214 |  | 10.7 | 15.8 | 41000 | 39000 | 36000 | 2.66 | 2.18 | 46000 | 2.97 | 1.9 | 9.4 | 7.9
Live | 217607217 |  | 10 | 16 | 55000 | 50000 | 45000 | 2.55 | 2.02 | 57000 | 2.55 | 1.8 | 8.5 | 6.9
Live | 217607218 |  | 10 | 15.2 | 53400 | 48000 | 43000 | 2.59 | 2 | 59000 | 2.56 | 1.83 | 8.1 | 6.8
Live | 217607216 |  | 10.7 | 15.8 | 41000 | 39000 | 36000 | 2.66 | 2.18 | 46000 | 2.97 | 1.9 | 9.4 | 7.9
Live | 217607220 |  | 10 | 16 | 49900 | 35400 | 38000 | 2.73 | 2 | 49500 | 3.12 | 1.85 | 8.5 | 7.1
Live | 217607219 |  | 11 | 18.8 | 20000 | 12600 | 11200 | 3.08 | 2.2 | 19000 | 3.06 | 2 | 9.1 | 7
Live | 217607224 |  | 11.5 | 16.8 | 20000 | 13400 | 11400 | 3.08 | 2.3 | 19600 | 3.38 | 1.8 | 8.8 | 6.8
Live | 217607223 |  | 10.5 | 16.5 | 51000 | 38300 | 46000 | 2.89 | 2.02 | 57300 | 3.23 | 1.9 | 9.5 | 8
Live | 217607222 |  | 11.7 | 16.8 | 39000 | 37800 | 32600 | 3.16 | 2.39 | 38500 | 3.74 | 1.96 | 10 | 8.3
Live | 217607221 |  | 12.5 | 19 | 22000 | 21600 | 18000 | 3.31 | 2.3 | 22000 | 3.31 | 2 | 9.7 | 8
Live | 217607225 |  | 10 | 15.2 | 48000 | 36000 | 42000 | 2.49 | 2.29 | 50000 | 2.76 | 1.85 | 8.8 | 7.4
Live | 217607227 |  | 9.6 | 14.7 | 38600 | 29600 | 27200 | 2.76 | 2.1 | 41000 | 3.2 | 2 | 9 | 7
Live | 217607226 |  | 9.6 | 14.7 | 38600 | 29600 | 27200 | 2.76 | 2.1 | 41000 | 3.2 | 2 | 9 | 7
Live | 217607232 |  | 10.5 | 17.2 | 28400 | 22600 | 20000 | 3.08 | 1.97 | 28600 | 2.92 | 1.8 | 8.5 | 7
Live | 217607231 |  | 10.5 | 17.2 | 28400 | 22600 | 20000 | 3.08 | 1.97 | 28600 | 2.92 | 1.8 | 8.5 | 7
Live | 217607230 |  | 10.5 | 17.2 | 28400 | 22600 | 20000 | 3.08 | 1.97 | 28600 | 2.92 | 1.8 | 8.5 | 7
Live | 217607229 |  | 10.5 | 17.2 | 28400 | 22600 | 20000 | 3.08 | 1.97 | 28600 | 2.92 | 1.8 | 8.5 | 7
Live | 217607228 |  | 10 | 15.2 | 49000 | 37800 | 40000 | 2.83 | 2.32 | 50000 | 3.02 | 1.85 | 9 | 7
Live | 217607236 |  | 10.3 | 15.2 | 43000 | 39000 | 33000 | 2.9 | 2.12 | 46000 | 2.81 | 1.8 | 9 | 6.5
Live | 217607235 |  | 10.3 | 15.3 | 43000 | 39000 | 33000 | 2.9 | 2.12 | 46000 | 2.81 | 1.8 | 8.9 | 6.5
Live | 217607234 |  | 10.5 | 17.2 | 28400 | 22600 | 20000 | 3.08 | 1.97 | 28600 | 2.92 | 1.8 | 8.5 | 7
Live | 217607233 |  | 10.5 | 17.2 | 28400 | 22600 | 20000 | 3.08 | 1.97 | 28600 | 2.92 | 1.8 | 8.5 | 7
Live | 217607239 |  | 10 | 16.6 | 50000 | 52000 | 41000 | 2.94 | 1.99 | 49000 | 2.84 | 1.8 | 8.5 | 7
Live | 217607238 |  | 10.4 | 15.5 | 43000 | 39000 | 33000 | 2.9 | 2.12 | 46000 | 2.81 | 1.8 | 9.2 | 6.5
Live | 217607237 |  | 10.3 | 15.2 | 43000 | 39000 | 33000 | 2.9 | 2.12 | 46000 | 2.81 | 1.8 | 9 | 6.5
Live | 217607729 |  | 10.5 | 17.2 | 28400 | 22600 | 20000 | 3.08 | 1.97 | 28600 | 2.92 | 1.8 | 8.5 | 7
Live | 217607731 |  | 10.5 | 17.2 | 28400 | 22600 | 20000 | 3.08 | 1.97 | 28600 | 2.92 | 1.8 | 8.5 | 7
Live | 217607730 |  | 10.5 | 17.2 | 28400 | 22600 | 20000 | 3.08 | 1.97 | 28600 | 2.92 | 1.8 | 8.5 | 7
Live | 217607733 |  | 10.5 | 17.2 | 28400 | 22600 | 20000 | 3.08 | 1.97 | 28600 | 2.92 | 1.8 | 8.5 | 7
Live | 217607732 |  | 10.5 | 17.2 | 28400 | 22600 | 20000 | 3.08 | 1.97 | 28600 | 2.92 | 1.8 | 8.5 | 7
Live | 217607734 |  | 10.5 | 17.2 | 28400 | 22600 | 20000 | 3.08 | 1.97 | 28600 | 2.92 | 1.8 | 8.5 | 7
Live | 217607736 |  | 10.3 | 15.2 | 43000 | 39000 | 33000 | 2.9 | 2.12 | 46000 | 2.81 | 1.8 | 9 | 6.5
Live | 217607735 |  | 10.3 | 15.3 | 43000 | 39000 | 33000 | 2.9 | 2.12 | 46000 | 2.81 | 1.8 | 8.9 | 6.5
Live | 217607739 |  | 10 | 16.6 | 50000 | 52000 | 41000 | 2.94 | 1.99 | 49000 | 2.84 | 1.8 | 8.5 | 7
Live | 217607738 |  | 10.4 | 15.5 | 43000 | 39000 | 33000 | 2.9 | 2.12 | 46000 | 2.81 | 1.8 | 9.2 | 6.5
Live | 217607737 |  | 10.3 | 15.2 | 43000 | 39000 | 33000 | 2.9 | 2.12 | 46000 | 2.81 | 1.8 | 9 | 6.5
Live | 217607740 |  | 9.1 | 14.5 | 37000 | 30000 | 25000 | 2.68 | 2.23 | 38000 | 3.04 | 1.8 | 7.9 | 6.5
Live | 217607742 |  | 9.1 | 14.5 | 37000 | 30000 | 25000 | 2.68 | 2.23 | 38000 | 3.04 | 1.8 | 7.8 | 6.5
Live | 217607741 |  | 9.1 | 14.5 | 37000 | 30000 | 25000 | 2.68 | 2.23 | 38000 | 3.04 | 1.8 | 7.9 | 6.5
Live | 217607744 |  | 10 | 16.6 | 49000 | 48000 | 39000 | 2.86 | 2.11 | 50000 | 3.08 | 1.8 | 8 | 7
Live | 217607743 |  | 9.1 | 14.4 | 37000 | 30000 | 25000 | 2.68 | 2.23 | 38000 | 3.04 | 1.8 | 8.2 | 6.5
Live | 217608503 |  | 10.5 | 17.2 | 28400 | 22600 | 20000 | 3.08 | 1.97 | 28600 | 2.92 | 1.8 | 8.5 | 7
Live | 217608505 |  | 10.5 | 17.2 | 28400 | 22600 | 20000 | 3.08 | 1.97 | 28600 | 2.92 | 1.8 | 8.5 | 7
Live | 217608509 |  | 10.3 | 15.2 | 43000 | 39000 | 33000 | 2.9 | 2.12 | 46000 | 2.81 | 1.8 | 9 | 6.5
Live | 217608508 |  | 10.3 | 15.2 | 43000 | 39000 | 33000 | 2.9 | 2.12 | 46000 | 2.81 | 1.8 | 9 | 6.5
Live | 217608507 |  | 10.3 | 15.3 | 43000 | 39000 | 33000 | 2.9 | 2.12 | 46000 | 2.81 | 1.8 | 8.9 | 6.5
Live | 217608506 |  | 10.5 | 17.2 | 28400 | 22600 | 20000 | 3.08 | 1.97 | 28600 | 2.92 | 1.8 | 8.5 | 7
Live | 217608511 |  | 10 | 16.6 | 50000 | 52000 | 41000 | 2.94 | 1.99 | 49000 | 2.84 | 1.8 | 8.5 | 7
Live | 217608510 |  | 10.4 | 15.5 | 43000 | 39000 | 33000 | 2.9 | 2.12 | 46000 | 2.81 | 1.8 | 9.2 | 6.5
Live | 217608512 |  | 10.5 | 17.2 | 28400 | 22600 | 20000 | 3.08 | 1.97 | 28600 | 2.92 | 1.8 | 8.5 | 7
Live | 217608516 |  | 9.1 | 14.5 | 37000 | 30000 | 25000 | 2.68 | 2.23 | 38000 | 3.04 | 1.8 | 7.9 | 6.5
Live | 217608515 |  | 10.5 | 17.2 | 28400 | 22600 | 20000 | 3.08 | 1.97 | 28600 | 2.92 | 1.8 | 8.5 | 7
Live | 217608513 |  | 10.5 | 17.2 | 28400 | 22600 | 20000 | 3.08 | 1.97 | 28600 | 2.92 | 1.8 | 8.5 | 7
Live | 217608520 |  | 10 | 16.6 | 49000 | 48000 | 39000 | 2.86 | 2.11 | 50000 | 3.08 | 1.8 | 8 | 7
Live | 217608519 |  | 9.1 | 14.4 | 37000 | 30000 | 25000 | 2.68 | 2.23 | 38000 | 3.04 | 1.8 | 8.2 | 6.5
Live | 217608518 |  | 9.1 | 14.5 | 37000 | 30000 | 25000 | 2.68 | 2.23 | 38000 | 3.04 | 1.8 | 7.8 | 6.5
Live | 217608517 |  | 9.1 | 14.5 | 37000 | 30000 | 25000 | 2.68 | 2.23 | 38000 | 3.04 | 1.8 | 7.9 | 6.5
Live | 217608523 |  | 10.8 | 17.8 | 27600 | 22000 | 20000 | 2.8 | 1.92 | 30000 | 3.03 | 1.9 | 9.2 | 7.5
Live | 217608522 |  | 11.7 | 16.1 | 22800 | 20000 | 18000 | 3.15 | 1.9 | 22800 | 3.28 | 1.9 | 10 | 8.3
Live | 217608521 |  | 11.8 | 16.3 | 22800 | 20000 | 18000 | 3.15 | 1.9 | 22800 | 3.28 | 1.9 | 10.1 | 8.3
Live | 217608526 |  | 10.7 | 15.6 | 36000 | 38000 | 29000 | 2.82 | 2.24 | 39000 | 3.28 | 1.75 | 8.8 | 7.4
Live | 217608525 |  | 10.8 | 15.8 | 36000 | 38000 | 28000 | 2.82 | 2.24 | 39000 | 3.28 | 1.75 | 8.7 | 7.3
Live | 217608524 |  | 10.7 | 17.6 | 27600 | 22000 | 20000 | 2.8 | 1.92 | 30000 | 3.03 | 1.9 | 9.3 | 7.5
Live | 217608529 |  | 11 | 14.8 | 36000 | 38000 | 30000 | 2.82 | 2.24 | 39000 | 3.28 | 1.8 | 9.2 | 7.8
Live | 217608530 |  | 10.8 | 16.3 | 41000 | 39000 | 33000 | 2.66 | 2.18 | 46000 | 2.97 | 1.8 | 9.2 | 7.5
Live | 217608527 |  | 11 | 15.8 | 36000 | 38000 | 29000 | 2.82 | 2.24 | 39000 | 3.28 | 1.8 | 9 | 7.6
Live | 217608534 |  | 11 | 15.2 | 41000 | 39000 | 34000 | 2.66 | 2.18 | 46000 | 2.97 | 1.9 | 9.3 | 7.7
Live | 217608533 |  | 11 | 16 | 41000 | 39000 | 33000 | 2.66 | 2.18 | 46000 | 2.97 | 1.9 | 9.3 | 7.6
Live | 217608531 |  | 10.7 | 16 | 41000 | 39000 | 33000 | 2.66 | 2.18 | 46000 | 2.97 | 1.8 | 9.1 | 7.4
Live | 217608535 |  | 10.5 | 15.2 | 48000 | 36000 | 42000 | 2.49 | 2.29 | 50000 | 2.76 | 1.8 | 8.5 | 7.1
Live | 217608536 |  | 10.4 | 15.5 | 48000 | 36000 | 41000 | 2.49 | 2.29 | 50000 | 2.76 | 1.75 | 8.3 | 6.9
Live | 217608538 |  | 11 | 16.4 | 21600 | 13400 | 10000 | 3.17 | 2.38 | 22000 | 3.58 | 1.9 | 8.4 | 6.7
Live | 217608542 |  | 10.7 | 17.6 | 27600 | 19700 | 20000 | 2.8 | 2.36 | 27000 | 3.03 | 1.9 | 9.1 | 7.5
Live | 217608541 |  | 10.8 | 17.8 | 27600 | 19700 | 20000 | 2.8 | 2.36 | 27000 | 3.03 | 1.9 | 9.2 | 7.5
Live | 217608539 |  | 11 | 16.1 | 21600 | 13400 | 10000 | 3.17 | 2.38 | 22000 | 3.58 | 1.9 | 8.4 | 6.7
Live | 217608544 |  | 10.8 | 16.1 | 33700 | 25000 | 19000 | 3.05 | 2.5 | 30000 | 3.08 | 1.9 | 8.3 | 6.7
Live | 217608543 |  | 10.8 | 16.3 | 33700 | 25000 | 19000 | 3.05 | 2.5 | 30000 | 3.08 | 1.9 | 8.3 | 6.6
Live | 217608545 |  | 11 | 16.2 | 33700 | 25000 | 19000 | 3.05 | 2.5 | 30000 | 3.12 | 1.9 | 8.4 | 6.7
Live | 217608549 |  | 9.8 | 15 | 38600 | 29600 | 26000 | 2.76 | 2.1 | 41000 | 3.2 | 1.9 | 8.4 | 6.8
Live | 217608548 |  | 9.4 | 15.1 | 38600 | 29600 | 25000 | 2.76 | 2.1 | 41000 | 3.2 | 1.8 | 8.1 | 6.6
Live | 217608547 |  | 9.5 | 15.4 | 38600 | 29600 | 26000 | 2.76 | 2.1 | 41000 | 3.2 | 1.9 | 8.2 | 6.7
Live | 217608546 |  | 11 | 14.3 | 33700 | 25000 | 19000 | 3.05 | 2.5 | 30000 | 3.12 | 1.9 | 8.3 | 6.7
Live | 217608550 |  | 10.1 | 14.3 | 38600 | 29600 | 26000 | 2.76 | 2.1 | 41000 | 3.2 | 1.9 | 8.6 | 7
Live | 217608553 |  | 10 | 15.3 | 49000 | 37800 | 41000 | 2.83 | 2.32 | 50000 | 3.02 | 1.8 | 9 | 7.6
Live | 217608552 |  | 9.9 | 15.9 | 49000 | 37800 | 41000 | 2.83 | 2.32 | 50000 | 3.02 | 1.8 | 8.9 | 7.5
Live | 217608556 |  | 8.5 | 14.9 | 52000 | 37800 | 40000 | 2.49 | 2.32 | 50000 | 3.02 | 1.9 | 8.6 | 7.1
Live | 217608554 |  | 9.8 | 15 | 47000 | 47500 | 41000 | 2.62 | 1.99 | 51000 | 3.07 | 1.9 | 9.1 | 7.5
Live | 217608555 |  | 8.5 | 15.5 | 51000 | 37800 | 40000 | 2.49 | 2.32 | 50000 | 3.02 | 1.8 | 8.6 | 7.1
Live | 217608557 |  | 8.7 | 14.7 | 50000 | 47500 | 40000 | 2.55 | 1.99 | 51000 | 3.07 | 1.9 | 8.8 | 7.2
Live | 217608559 |  | 10.6 | 16.4 | 28400 | 22600 | 21000 | 3.08 | 1.97 | 28600 | 2.92 | 1.8 | 9.6 | 7.7
Live | 217608558 |  | 11.6 | 15.8 | 23000 | 20000 | 19000 | 3.32 | 2.29 | 23000 | 3.24 | 1.8 | 10.1 | 8.4
Live | 217608564 |  | 10.6 | 15.3 | 43000 | 39000 | 35000 | 2.9 | 2.12 | 46000 | 2.81 | 1.8 | 9.6 | 7.9
Live | 217608562 |  | 10.5 | 16 | 37000 | 36000 | 31000 | 2.79 | 2.16 | 38000 | 3.23 | 1.8 | 9.3 | 7.8
Live | 217608561 |  | 10.6 | 15.3 | 43000 | 39000 | 34000 | 2.9 | 2.12 | 46000 | 2.81 | 1.8 | 9.5 | 7.8
Live | 217608560 |  | 10.6 | 16.3 | 37000 | 36000 | 30000 | 2.79 | 2.16 | 38000 | 3.23 | 1.8 | 9.2 | 7.7
Live | 216623522 |  | 10 | 15.3 | 34800 | 31700 | 30400 | 2.77 | 2 | 35900 | 2.93 | 1.78 | 9.3 | 7.7
Live | 217162486 |  | 10 | 15.3 | 34800 | 31700 | 30400 | 2.77 | 2 | 35900 | 2.93 | 1.78 | 9.3 | 7.7
Live | 216621489 |  | 10 | 15.3 | 34800 | 31700 | 30400 | 2.77 | 2 | 35900 | 2.93 | 1.78 | 9.3 | 7.7
Live | 217497646 |  | 10 | 15.3 | 34800 | 31700 | 30400 | 2.77 | 2 | 35900 | 2.93 | 1.78 | 9.3 | 7.7
Live | 217559562 |  | 10 | 21.3 | 12600 | 8100 | 7000 | 2.88 | 1.99 | 12500 | 3.1 | 1.85 | 8.7 | 6.7
Live | 217559563 |  | 10.8 | 21.3 | 13800 | 9300 | 8000 | 2.83 | 2.11 | 14100 | 3.15 | 1.8 | 9.2 | 7
Live | 217559564 |  | 11.5 | 20.2 | 18600 | 13300 | 11500 | 3.24 | 2.41 | 19200 | 2.8 | 1.99 | 9.1 | 7
Live | 217550387 |  | 11.7 | 17.4 | 27000 | 26400 | 22600 | 3.23 | 2.14 | 31000 | 3.13 | 1.91 | 10 | 8
Live | 217550391 |  | 9.7 | 14.6 | 36000 | 21200 | 20200 | 2.45 | 2.2 | 36000 | 3.2 | 1.91 | 7.7 | 6.3
Live | 217550390 |  | 9.3 | 14.4 | 38000 | 24900 | 20800 | 2.68 | 2.13 | 40000 | 3.65 | 1.9 | 8 | 6.2
Live | 217550389 |  | 10.2 | 14.9 | 33000 | 24400 | 19000 | 2.56 | 2.1 | 34000 | 3.32 | 1.81 | 9.3 | 7.1
Live | 211709683 |  | 14 | 25.5 | 14146 | 13112 | 11782 | 3.32 | 2.11 | 15613 | 2.95 | 2.07 | 10.4 | 8
Live | 217563478 |  | 12.5 | 21.5 | 10500 | 7600 | 7000 | 3.5 | 1.9 | 11200 | 3.53 | 1.95 | 9 | 7
Live | 217563480 |  | 12.6 | 21.6 | 10500 | 7500 | 7000 | 3.5 | 2 | 11200 | 2.98 | 1.99 | 9.4 | 7.2
Live | 217563479 |  | 10 | 21.3 | 12600 | 8100 | 7000 | 2.88 | 1.99 | 12500 | 3.1 | 1.85 | 8.7 | 6.7
Live | 217563483 |  | 9.6 | 18.5 | 24700 | 20200 | 17000 | 2.75 | 2.26 | 27200 | 2.88 | 2.11 | 9 | 7.1
Live | 217563482 |  | 11.5 | 20.2 | 18600 | 13300 | 11500 | 3.24 | 2.41 | 19200 | 2.8 | 1.99 | 9.1 | 7
Live | 217563481 |  | 10.8 | 21.3 | 13800 | 9300 | 8000 | 2.83 | 2.11 | 14100 | 3.15 | 1.8 | 9.2 | 7
Live | 217563485 |  | 9.3 | 19.5 | 36800 | 25600 | 24000 | 2.45 | 2.3 | 44000 | 2.69 | 2.02 | 9.1 | 7
Live | 217563484 |  | 12 | 22.3 | 34000 | 21500 | 20000 | 3.09 | 2.2 | 32200 | 3.2 | 1.94 | 9 | 7
Live | 217563487 |  | 12.5 | 23.5 | 12300 | 9200 | 7800 | 3.5 | 2.37 | 12300 | 3.16 | 2.24 | 10.1 | 7.7
Live | 217563486 |  | 14 | 25 | 12300 | 9200 | 7000 | 3.75 | 2.37 | 12300 | 3.16 | 2.09 | 10 | 8
Live | 217563488 |  | 14.4 | 24.6 | 11400 | 9300 | 8100 | 3.34 | 2.2 | 12500 | 2.75 | 2.26 | 13 | 9.5
Live | 217563491 |  | 12 | 21 | 25700 | 21400 | 17000 | 2.98 | 2.55 | 28300 | 2.87 | 2.13 | 9.5 | 7.2
Live | 217563490 |  | 13.5 | 23.7 | 20400 | 16300 | 13400 | 3.52 | 2.68 | 23100 | 3.87 | 2.39 | 11.9 | 9
Live | 217563492 |  | 13 | 19.7 | 11200 | 9800 | 8300 | 3.28 | 2.56 | 14500 | 3.7 | 2.32 | 11.5 | 9
Live | 217563494 |  | 13.3 | 20 | 20200 | 15900 | 14200 | 3.34 | 2.65 | 23000 | 3.92 | 2.41 | 11.3 | 8.8
Live | 217563493 |  | 12 | 19.5 | 12200 | 9800 | 8900 | 2.98 | 2.52 | 15700 | 3.33 | 2.44 | 10.5 | 8
Live | 217563496 |  | 10.1 | 18.7 | 42500 | 31000 | 25600 | 2.93 | 2.39 | 43500 | 3.79 | 2.1 | 10.2 | 7.8
Live | 217563495 |  | 12.5 | 19 | 28300 | 21600 | 19000 | 3.06 | 2.56 | 35100 | 3.43 | 2.3 | 11 | 8.5
Live | 217563498 |  | 10 | 17 | 63000 | 41500 | 40000 | 2.72 | 2.45 | 67000 | 3.8 | 2.2 | 9.7 | 7.6
Live | 217563497 |  | 10 | 17.1 | 56500 | 46500 | 38000 | 2.83 | 2.35 | 60500 | 3.48 | 2 | 9.8 | 7.7
Live | 217563499 |  | 14.3 | 21.6 | 12000 | 9300 | 8300 | 3.48 | 2.55 | 13700 | 3.62 | 2.17 | 11.3 | 8.8
Live | 217563501 |  | 12.5 | 20.7 | 17800 | 14800 | 12800 | 3.22 | 2.36 | 21500 | 3.26 | 2.19 | 11.4 | 8.5
Live | 217563500 |  | 12.5 | 21.1 | 14100 | 9300 | 8400 | 3.56 | 2.55 | 15000 | 3.66 | 2.39 | 10.4 | 7.9
Live | 217563502 |  | 12 | 22 | 26800 | 20500 | 18500 | 3.06 | 2.55 | 33100 | 3.43 | 2.3 | 10.5 | 8.1
Live | 217563504 |  | 9.5 | 19 | 50400 | 44600 | 40500 | 2.78 | 2.12 | 61700 | 3.04 | 2.11 | 9.9 | 7.7
Live | 217563503 |  | 9.6 | 20 | 39800 | 28100 | 26600 | 2.68 | 2.22 | 42200 | 3.45 | 2.2 | 10.3 | 7.9
Live | 217563506 |  | 12 | 20 | 24000 | 14600 | 14600 | 3.35 | 2.8 | 22000 | 4.03 | 2.3 | 10 | 7.8
Live | 217563505 |  | 12.5 | 23 | 21600 | 14000 | 13500 | 3.33 | 2.21 | 21600 | 3.33 | 2.2 | 10 | 7.7
Live | 217563507 |  | 12.25 | 21.5 | 22800 | 14300 | 14000 | 3.34 | 2.25 | 21800 | 3.65 | 2.25 | 10 | 7.75
Live | 217563509 |  | 12 | 21 | 32000 | 18600 | 18800 | 3.17 | 2.3 | 28800 | 3.67 | 2 | 9 | 7
Live | 217563508 |  | 12.2 | 23 | 32000 | 18000 | 19000 | 3.44 | 1.9 | 29200 | 3.34 | 2 | 9.5 | 7.1
Live | 217563510 |  | 12.1 | 22 | 32000 | 18300 | 18900 | 3.3 | 2.09 | 29000 | 3.5 | 2 | 9.25 | 7.05
Live | 217563511 |  | 12 | 23.1 | 40000 | 30000 | 26000 | 2.86 | 2.18 | 40000 | 2.97 | 2 | 10 | 7.5
Live | 217563512 |  | 11.7 | 20 | 40000 | 28000 | 26000 | 2.61 | 2.2 | 40500 | 3.3 | 2 | 9.2 | 7.4
Live | 217563514 |  | 11.7 | 21.3 | 49000 | 34000 | 36000 | 2.43 | 1.9 | 55000 | 3.1 | 2.1 | 10 | 7.7
Live | 217563513 |  | 11.85 | 21.55 | 40000 | 29000 | 26000 | 2.73 | 2.19 | 40250 | 3.12 | 2 | 9.6 | 7.45
Live | 217563516 |  | 11.85 | 20.85 | 50500 | 37500 | 37000 | 2.49 | 2.15 | 54000 | 3.04 | 2.1 | 10.3 | 7.9
Live | 217563515 |  | 12 | 20.4 | 52000 | 41000 | 38000 | 2.54 | 2.4 | 53000 | 2.99 | 2.1 | 10.6 | 8.1
Live | 217563517 |  | 10 | 19.2 | 62000 | 40000 | 36000 | 3.03 | 2.3 | 60000 | 3.38 | 2 | 9.6 | 7.3
Live | 217563519 |  | 10 | 18.6 | 61500 | 40500 | 38000 | 2.92 | 2.3 | 60500 | 3.41 | 2.05 | 9.4 | 7.2
Live | 217563518 |  | 10 | 18 | 61000 | 41000 | 40000 | 2.81 | 2.3 | 61000 | 3.44 | 2.1 | 9.2 | 7.1
Live | 217567010 |  | 12.7 | 24.6 | 13100 | 9600 | 8900 | 3.37 | 2.49 | 12900 | 3.15 | 2.51 | 11 | 8.2
Live | 217590532 |  | 12.6 | 21.6 | 10500 | 7500 | 7000 | 3.5 | 2 | 11200 | 2.98 | 1.99 | 9.4 | 7.2
Live | 217590533 |  | 9.3 | 19.5 | 36800 | 25600 | 24000 | 2.45 | 2.3 | 44000 | 2.69 | 2.02 | 9.1 | 7
Live | 217596892 |  | 15 | 26 | 13500 | 12800 | 11500 | 3.35 | 1.75 | 16000 | 3.3 | 1.8 | 12.5 | 10.1
Live | 217596895 |  | 17.4 | 35 | 16500 | 14600 | 13500 | 3.5 | 2.26 | 17200 | 3.19 | 2 | 30 | 25
Live | 217596894 |  | 13 | 21.7 | 20200 | 19800 | 18000 | 3.18 | 2.49 | 23000 | 3.74 | 2 | 10.8 | 8.8
Live | 217596893 |  | 13.2 | 24 | 13500 | 12800 | 11500 | 3.35 | 1.75 | 16000 | 3.35 | 1.8 | 10.5 | 8
Live | 217596898 |  | 15 | 22 | 12700 | 9500 | 8100 | 3.88 | 2.53 | 11500 | 3.55 | 2.4 | 12 | 10.3
Live | 217596897 |  | 17.4 | 35 | 16500 | 14600 | 13500 | 3.5 | 2.26 | 17200 | 3.19 | 2 | 30 | 25
Live | 217596896 |  | 17.4 | 35 | 16500 | 14600 | 13500 | 3.5 | 2.26 | 17200 | 3.19 | 2 | 30 | 25
Live | 217596901 |  | 12.5 | 20.6 | 19000 | 18800 | 17500 | 3.28 | 2.05 | 22200 | 3.27 | 1.89 | 12.2 | 9.2
Live | 217596900 |  | 13 | 23 | 13900 | 11900 | 11500 | 3.31 | 1.95 | 15200 | 3.23 | 1.99 | 10 | 8
Live | 217596899 |  | 14.6 | 24 | 12900 | 11900 | 10600 | 3.29 | 2 | 13900 | 3.02 | 1.83 | 12.1 | 9.5
Live | 217596903 |  | 12 | 20.4 | 25600 | 23300 | 24200 | 3.26 | 2.38 | 29500 | 3.36 | 2.16 | 12.1 | 9.8
Live | 217596902 |  | 12.5 | 20.4 | 19200 | 20200 | 17000 | 3.37 | 2.24 | 20700 | 3.32 | 1.86 | 10.3 | 8.2
Live | 217596904 |  | 12 | 20 | 38300 | 42400 | 39500 | 3.11 | 2.16 | 45400 | 3.27 | 2.02 | 10.8 | 8.9
Live | 217596906 |  | 9 | 18 | 54500 | 58000 | 54000 | 2.62 | 2.17 | 65500 | 3.2 | 1.91 | 10.7 | 8.5
Live | 217596905 |  | 9.4 | 18.5 | 53500 | 44500 | 47000 | 2.72 | 2.23 | 58700 | 2.92 | 1.83 | 10.1 | 8
Live | 217596909 |  | 12.25 | 21.5 | 22800 | 14300 | 14000 | 3.34 | 2.25 | 21800 | 3.65 | 2.25 | 10 | 7.75
Live | 217596908 |  | 12 | 20 | 24000 | 14600 | 14600 | 3.35 | 2.8 | 22000 | 4.03 | 2.3 | 10 | 7.8
Live | 217596907 |  | 12.5 | 23 | 21600 | 14000 | 13500 | 3.33 | 2.21 | 21600 | 3.33 | 2.2 | 10 | 7.7
Live | 217596910 |  | 12.2 | 23 | 32000 | 18000 | 19000 | 3.44 | 2.5 | 29200 | 3.34 | 2 | 9.5 | 7.1
Live | 217596912 |  | 12.1 | 22 | 32000 | 18300 | 18900 | 3.3 | 2.09 | 29000 | 3.5 | 2 | 9.25 | 7.05
Live | 217596911 |  | 12 | 21 | 32000 | 18600 | 18800 | 3.17 | 2.3 | 28800 | 3.67 | 2 | 9 | 7
Live | 217596913 |  | 12 | 23.1 | 40000 | 30000 | 26000 | 2.86 | 2.18 | 40000 | 2.97 | 2 | 10 | 7.5
Live | 217596915 |  | 11.85 | 21.55 | 40000 | 29000 | 26000 | 2.73 | 2.19 | 40250 | 3.12 | 2 | 9.6 | 7.45
Live | 217596914 |  | 11.7 | 20 | 40000 | 28000 | 26000 | 2.61 | 2.2 | 40500 | 3.3 | 2 | 9.2 | 7.4
Live | 217596918 |  | 11.85 | 20.85 | 50500 | 37500 | 37000 | 2.49 | 2.15 | 54000 | 3.04 | 2.1 | 10.3 | 7.9
Live | 217596917 |  | 12 | 20.4 | 52000 | 41000 | 38000 | 2.54 | 2.4 | 53000 | 2.99 | 2.1 | 10.6 | 8.1
Live | 217596916 |  | 11.7 | 21.3 | 49000 | 34000 | 36000 | 2.43 | 2.4 | 55000 | 3.1 | 2.1 | 10 | 7.7
Live | 217596919 |  | 10 | 19.2 | 62000 | 40000 | 36000 | 3.03 | 2.3 | 60000 | 3.5 | 2 | 9.6 | 7.3
Live | 217596921 |  | 10 | 18.6 | 61500 | 40500 | 38000 | 2.92 | 2.3 | 60500 | 3.41 | 2.05 | 9.4 | 7.2
Live | 217596920 |  | 10 | 18 | 61000 | 41000 | 40000 | 2.81 | 2.3 | 61000 | 3.44 | 2.1 | 9.2 | 7.1
Live | 217596923 |  | 13 | 20 | 27600 | 22000 | 18000 | 3.44 | 2.5 | 25400 | 3.38 | 2 | 10 | 8
Live | 217596922 |  | 13 | 21 | 27600 | 18000 | 18000 | 3.52 | 2.1 | 25400 | 3.24 | 2 | 10 | 7.5
Live | 217596924 |  | 13 | 20.5 | 27600 | 20000 | 18000 | 3.47 | 2.3 | 25400 | 3.31 | 2 | 10 | 7.75
Live | 217596926 |  | 12 | 19 | 38000 | 27000 | 27000 | 2.47 | 2.1 | 38500 | 2.82 | 2 | 9.5 | 7.7
Live | 217596925 |  | 12 | 21 | 33000 | 27000 | 27000 | 2.71 | 1.9 | 32000 | 2.73 | 1.9 | 10 | 8.1
Live | 217596928 |  | 12.2 | 21.5 | 42000 | 43000 | 37000 | 3.04 | 2.3 | 44000 | 2.58 | 1.9 | 11.3 | 9.2
Live | 217596927 |  | 12 | 20 | 35500 | 27000 | 27000 | 2.58 | 1.99 | 35250 | 2.78 | 1.95 | 9.75 | 7.9
Live | 217596929 |  | 12 | 19.4 | 42000 | 34000 | 38000 | 2.93 | 2.2 | 45000 | 3.61 | 2 | 10.4 | 8.8
Live | 217596931 |  | 12 | 21.2 | 55000 | 42000 | 48000 | 2.88 | 2 | 55000 | 3.1 | 2 | 10.2 | 8.4
Live | 217596930 |  | 12.1 | 20.45 | 42000 | 38500 | 37400 | 2.99 | 2.26 | 44500 | 3.01 | 1.95 | 10.85 | 9
Live | 217596932 |  | 11.7 | 20.4 | 57000 | 46000 | 48000 | 2.93 | 2.2 | 60000 | 3.52 | 2 | 11 | 9
Live | 217596933 |  | 11.85 | 20.8 | 56000 | 44000 | 48000 | 2.9 | 2.1 | 57500 | 3.3 | 2 | 10.6 | 8.7
Live | 217596935 |  | 11.7 | 20 | 60000 | 52000 | 48000 | 2.88 | 2.3 | 61000 | 3.51 | 2.1 | 10.7 | 8.8
Live | 217596934 |  | 12 | 21.4 | 58000 | 49000 | 48000 | 3.04 | 2.2 | 56000 | 3.04 | 2 | 10.6 | 8.5
Live | 217596936 |  | 11.85 | 20.7 | 59000 | 50500 | 48000 | 2.96 | 2.25 | 58500 | 3.27 | 2.05 | 10.65 | 8.65
Live | 217563469 |  | 11 | 18.1 | 28000 | 22200 | 21600 | 2.86 | 2.24 | 30600 | 3.28 | 1.87 | 9.7 | 7.7
Live | 217563472 |  | 8.6 | 15.2 | 55000 | 35800 | 38000 | 2.51 | 1.96 | 55000 | 3.35 | 1.8 | 8.4 | 6.8
Live | 217563471 |  | 10 | 16 | 49900 | 35400 | 38000 | 2.73 | 2 | 49500 | 3.12 | 1.85 | 8.5 | 7.1
Live | 217563470 |  | 10 | 16.1 | 39000 | 26200 | 27000 | 2.73 | 2.19 | 40000 | 3.3 | 2 | 8.7 | 7
Live | 217563476 |  | 12 | 17.5 | 52000 | 48000 | 48000 | 3.13 | 2.13 | 52000 | 3.19 | 2 | 9.5 | 7.7
Live | 217563475 |  | 12 | 17.7 | 41700 | 33000 | 32600 | 3.11 | 2.26 | 38400 | 3.62 | 2.06 | 10 | 8
Live | 217563474 |  | 12 | 17.2 | 40000 | 24600 | 33200 | 3.02 | 1.94 | 35800 | 3.46 | 1.97 | 10.8 | 8.8
Live | 217563473 |  | 12 | 18.6 | 28800 | 20200 | 20600 | 2.96 | 2.24 | 29200 | 3.49 | 2.14 | 10 | 8.1
Live | 217563477 |  | 12 | 17.5 | 60000 | 54000 | 54000 | 2.62 | 2.29 | 60000 | 3.08 | 1.9 | 9.5 | 7.7
Live | 217563528 |  | 11 | 18.8 | 20000 | 12600 | 11200 | 3.08 | 2.2 | 19000 | 3.06 | 2 | 9.1 | 7
Live | 217563529 |  | 10.7 | 17 | 34000 | 20200 | 19100 | 3.08 | 2.26 | 32200 | 3.63 | 2 | 8.5 | 6.6
Live | 217596872 |  | 11 | 18.8 | 20000 | 12600 | 11200 | 3.08 | 2.2 | 19000 | 3.06 | 2 | 9.1 | 7
Live | 217596875 |  | 10 | 16 | 49900 | 35400 | 38000 | 2.73 | 2 | 49500 | 3.12 | 1.85 | 8.5 | 7.1
Live | 217596874 |  | 10 | 16.1 | 39000 | 26200 | 27000 | 2.73 | 2.19 | 40000 | 3.3 | 2 | 8.7 | 7
Live | 217596873 |  | 11 | 18.1 | 28000 | 22200 | 21600 | 2.86 | 2.24 | 30600 | 3.28 | 1.87 | 9.7 | 7.7
Live | 217596876 |  | 10 | 16 | 56300 | 50400 | 52000 | 2.57 | 2.3 | 64500 | 3.17 | 1.8 | 9 | 8
Live | 217596877 |  | 12.5 | 19 | 22000 | 21600 | 18000 | 3.31 | 2.3 | 22000 | 3.31 | 2 | 9.7 | 8
Live | 217596880 |  | 10.5 | 16.5 | 51000 | 38300 | 46000 | 2.89 | 2.02 | 57300 | 3.23 | 1.9 | 9.5 | 8
Live | 217596879 |  | 11.7 | 17.4 | 42000 | 41000 | 39000 | 2.77 | 2.03 | 48000 | 3.22 | 1.9 | 10.3 | 8.6
Live | 217596878 |  | 11.7 | 18.3 | 27000 | 22200 | 21600 | 2.76 | 2.24 | 30000 | 3.22 | 1.87 | 10 | 8
Live | 217596881 |  | 12.5 | 19 | 23200 | 19000 | 18600 | 3.37 | 2.37 | 23200 | 3.58 | 2.12 | 10.1 | 8.5
Live | 217596886 |  | 11.5 | 16.8 | 20000 | 13400 | 11400 | 3.08 | 2.3 | 19600 | 3.38 | 1.8 | 8.8 | 6.8
Live | 217596885 |  | 12 | 17.5 | 60000 | 54000 | 54000 | 2.62 | 2.29 | 60000 | 3.08 | 1.9 | 9.5 | 7.7
Live | 217596884 |  | 12 | 17.5 | 52000 | 48000 | 48000 | 3.13 | 2.13 | 52000 | 3.19 | 2 | 9.5 | 7.7
Live | 217596883 |  | 12 | 17.7 | 41700 | 33000 | 32600 | 3.11 | 2.26 | 38400 | 3.62 | 2.06 | 10 | 8
Live | 217596882 |  | 12 | 18.6 | 28800 | 20200 | 20600 | 2.96 | 2.24 | 29200 | 3.49 | 2.14 | 10 | 8.1
Live | 217596888 |  | 9.2 | 15.4 | 38000 | 32000 | 28400 | 2.75 | 2.29 | 39000 | 3.03 | 1.86 | 8.7 | 7.1
Live | 217596887 |  | 10 | 16 | 27000 | 20000 | 19000 | 2.73 | 2 | 32200 | 3.43 | 1.8 | 9 | 7
Live | 217596890 |  | 10.8 | 17.5 | 27000 | 23000 | 20000 | 2.73 | 2.1 | 32200 | 3.43 | 1.9 | 9.2 | 7.5
Live | 217596889 |  | 12 | 16.8 | 20000 | 23000 | 19000 | 3.08 | 2.1 | 22800 | 3.43 | 1.8 | 10.5 | 8.5
Live | 217596891 |  | 10.2 | 15.4 | 40000 | 38000 | 36000 | 2.69 | 2.06 | 45000 | 2.96 | 1.9 | 9.8 | 8
Live | 217598655 |  | 12.1 | 18.5 | 20400 | 14800 | 13000 | 3.23 | 2.48 | 21800 | 3.55 | 2.3 | 9.8 | 7.7
Live | 217598656 |  | 11.7 | 19.7 | 29600 | 23200 | 18000 | 3.05 | 2.55 | 33800 | 3.36 | 2.2 | 9 | 7.3
Delisted | 216720882 |  | 12.5 | 23.2 | 13000 | 8800 | 7300 | 3.53 | 2.77 | 12800 | 3.83 | 2.21 | 10.4 | 7.6
Delisted | 217138354 |  | 12 | 18.7 | 27000 | 24000 | 23600 | 3.04 | 2.39 | 29000 | 3.27 | 2.1 | 10 | 8
Delisted | 217138353 |  | 12 | 18 | 20400 | 19800 | 18000 | 3.15 | 2.38 | 21600 | 3.3 | 2.2 | 10 | 8.3
Live | 217450739 |  | 14 | 21.8 | 35000 | 31000 | 26000 | 3.48 | 3.34 | 38500 | 3.59 | 2.04 | 10 | 7.5
Live | 217450738 |  | 13 | 21.5 | 26000 | 23000 | 18000 | 3.66 | 2.34 | 27000 | 3.61 | 1.84 | 9.1 | 7
Live | 217450737 |  | 14 | 23 | 20000 | 18000 | 14000 | 3.71 | 2.6 | 23000 | 3.55 | 2.31 | 10 | 7.8
Live | 217450736 |  | 15 | 23 | 13500 | 12600 | 9800 | 3.44 | 2.41 | 16500 | 3.5 | 2.1 | 9.5 | 7.5
Live | 217450735 |  | 15 | 22 | 11800 | 12000 | 9000 | 3.49 | 2.44 | 13000 | 3.23 | 1.81 | 10 | 8
Live | 217450756 |  | 12.7 | 21 | 50900 | 43000 | 34200 | 3.4 | 2.45 | 52600 | 3.53 | 2 | 10 | 7.8
Live | 217450755 |  | 12.8 | 20 | 41600 | 36000 | 32000 | 3.27 | 2.3 | 45200 | 3.77 | 2 | 9.8 | 8
Live | 217450754 |  | 13 | 20 | 35300 | 32000 | 30000 | 3.47 | 2.4 | 39300 | 3.75 | 2.13 | 10 | 7.9
Live | 217450753 |  | 12.7 | 20 | 26300 | 22800 | 19400 | 3.78 | 2.98 | 28000 | 3.87 | 2.19 | 9.6 | 8
Live | 217450752 |  | 13 | 21 | 20000 | 18200 | 14100 | 3.76 | 2.82 | 23000 | 4.01 | 2.25 | 9.5 | 8
Live | 217450751 |  | 12.5 | 20.5 | 13800 | 13300 | 10800 | 3 | 2.63 | 17100 | 3.11 | 2.1 | 9.8 | 8.08
Live | 217450750 |  | 13 | 20 | 12000 | 12400 | 9600 | 3.2 | 2.42 | 13800 | 3.16 | 1.98 | 9.6 | 8.03
Live | 217450780 |  | 13 | 22.5 | 51700 | 43570 | 34000 | 3.57 | 2.48 | 54170 | 3.65 | 2.2 | 10 | 7.5
Live | 217450779 |  | 13 | 21 | 43000 | 37160 | 30000 | 3.43 | 2.54 | 48250 | 3.88 | 2.4 | 10 | 8.22
Live | 217450778 |  | 14 | 21 | 37500 | 32250 | 24000 | 3.75 | 2.55 | 41200 | 4.04 | 2.4 | 10 | 8.35
Live | 217450777 |  | 13 | 24 | 27000 | 23600 | 19000 | 3.75 | 2.82 | 29750 | 4.23 | 2.5 | 10 | 8.45
Live | 217450776 |  | 15 | 27 | 21100 | 18600 | 15000 | 3.94 | 2.87 | 24500 | 4.33 | 2.6 | 11 | 8.65
Live | 217450775 |  | 14 | 23.5 | 14200 | 12900 | 10800 | 3.23 | 2.55 | 17400 | 3.49 | 2.23 | 10 | 7.99
Live | 217450774 |  | 15 | 23.5 | 12300 | 12450 | 10000 | 3.4 | 2.61 | 14200 | 3.5 | 2.19 | 11 | 8.38
Live | 217450773 |  | 12 | 20.5 | 48750 | 40390 | 32000 | 3.36 | 2.26 | 51850 | 3.53 | 2.2 | 9.5 | 7.6
Live | 217450772 |  | 12 | 19.4 | 40800 | 36700 | 27000 | 3.28 | 2.43 | 46900 | 3.67 | 2.4 | 10 | 7.7
Live | 217450771 |  | 12 | 19.6 | 35830 | 31640 | 26000 | 3.56 | 2.46 | 42000 | 3.78 | 2.5 | 10 | 8.22
Live | 217450770 |  | 13 | 21 | 26000 | 23250 | 19000 | 3.7 | 2.62 | 29600 | 3.96 | 2.5 | 10 | 7.8
Live | 217450769 |  | 13 | 23 | 20000 | 18100 | 14500 | 3.64 | 2.68 | 24100 | 3.72 | 2.4 | 10 | 8.1
Live | 217450768 |  | 13.5 | 22 | 13800 | 12800 | 11000 | 3.34 | 2.76 | 16700 | 3.52 | 2.22 | 9.8 | 8.2
Live | 217450767 |  | 15 | 23 | 11800 | 12200 | 9900 | 3.57 | 2.57 | 13300 | 3.48 | 2.17 | 9.5 | 7.54
Live | 217178424 |  | 12.65 | 19.5 | 40000 | 37600 | 26400 | 3.05 | 2.69 | 52500 | 3.43 | 2.95 | 9.05 | 6.9
Live | 217178423 |  | 8.6 | 18.25 | 58500 | 45500 | 38500 | 2.43 | 2.69 | 63500 | 3.36 | 2.17 | 9 | 6.85
Live | 217178421 |  | 12.65 | 19.5 | 40000 | 31400 | 26400 | 3.05 | 2.87 | 48000 | 3.79 | 2.34 | 9.05 | 6.9
Live | 217562103 |  | 11 | 17 | 20800 | 18300 | 17200 | 3.3 | 2.31 | 28789 | 2.89 | 1.9 | 9.5 | 7.5
Live | 217562110 |  | 11 | 17 | 21000 | 18200 | 17000 | 3.4 | 2.31 | 28676 | 2.91 | 1.9 | 9.5 | 7.5
Live | 217562095 |  | 11 | 17 | 20800 | 18300 | 17100 | 3.26 | 2.31 | 28837 | 2.87 | 1.9 | 9.5 | 7.5
Live | 217348867 |  | 10 | 16 | 32600 | 23800 | 19600 | 2.97 | 2.5 | 35809 | 3.18 | 2.2 | 8.1 | 7.2
Live | 217348868 |  | 10 | 16 | 32400 | 23800 | 19700 | 3.06 | 2.64 | 35417 | 3.26 | 2.2 | 8.1 | 7.2
Live | 217348869 |  | 10 | 16 | 32800 | 23600 | 19400 | 3.05 | 2.5 | 35581 | 3.23 | 2.2 | 8.1 | 7.2
Live | 217348870 |  | 10 | 16 | 32800 | 23800 | 19400 | 3.12 | 2.64 | 35350 | 3.28 | 2.2 | 8.1 | 7.3
Live | 217348871 |  | 10 | 16 | 32400 | 23800 | 19700 | 3.06 | 2.64 | 35417 | 3.26 | 2.2 | 8.1 | 7.3
Live | 217348872 |  | 10 | 16 | 32400 | 23800 | 19800 | 2.98 | 2.5 | 35682 | 3.21 | 2.2 | 8.1 | 7.3
Live | 217348873 |  | 10 | 16 | 32400 | 23800 | 19700 | 3.02 | 2.52 | 35546 | 3.24 | 2.2 | 8.1 | 7.2
Live | 217348874 |  | 10 | 16 | 32800 | 23600 | 19400 | 3.04 | 2.5 | 35608 | 3.22 | 2.2 | 8.1 | 7.3
Live | 217348875 |  | 10 | 16 | 32600 | 23800 | 19600 | 3 | 2.5 | 35682 | 3.21 | 2.2 | 8.1 | 7.2
Live | 217348876 |  | 10 | 16 | 32600 | 23800 | 19700 | 3.03 | 2.52 | 35581 | 3.23 | 2.2 | 8.1 | 7.2
Live | 217348877 |  | 10 | 16 | 32600 | 23800 | 19600 | 3.01 | 2.5 | 35640 | 3.21 | 2.2 | 8.1 | 7.2
Live | 217348878 |  | 10 | 16 | 32600 | 23600 | 19600 | 3.03 | 2.5 | 35572 | 3.23 | 2.2 | 8.1 | 7.2
Live | 217348880 |  | 10 | 16 | 32600 | 23800 | 19600 | 3.03 | 2.52 | 35572 | 3.23 | 2.2 | 8.1 | 7.2
Live | 217348881 |  | 10 | 16 | 32400 | 23800 | 19700 | 3 | 2.5 | 35621 | 3.22 | 2.2 | 8.1 | 7.3
Live | 217348882 |  | 10 | 16 | 32600 | 23800 | 19600 | 3 | 2.5 | 35697 | 3.2 | 2.2 | 8.1 | 7.2
Live | 217348883 |  | 10 | 16 | 32400 | 23800 | 19700 | 3.06 | 2.64 | 35417 | 3.26 | 2.2 | 8.1 | 7.3
Live | 217348884 |  | 10 | 16 | 32600 | 23800 | 19700 | 3.02 | 2.5 | 35621 | 3.22 | 2.2 | 8.1 | 7.2
Live | 217348887 |  | 10 | 16 | 32600 | 23800 | 19600 | 3.08 | 2.64 | 35417 | 3.26 | 2.2 | 8.1 | 7.2
Live | 217348889 |  | 10 | 16 | 32600 | 23800 | 19600 | 3.01 | 2.5 | 35640 | 3.21 | 2.2 | 8.1 | 7.2
Live | 217348890 |  | 10 | 16 | 32400 | 23800 | 19700 | 3.02 | 2.52 | 35530 | 3.23 | 2.2 | 8.1 | 7.3
Live | 217348891 |  | 10 | 16 | 32600 | 23800 | 19700 | 3 | 2.5 | 35682 | 3.21 | 2.2 | 8.1 | 7.2
Live | 217348893 |  | 10 | 16 | 32800 | 23600 | 19400 | 3.04 | 2.5 | 35608 | 3.22 | 2.2 | 8.1 | 7.3
Live | 217348894 |  | 10 | 16 | 32400 | 23800 | 19700 | 3 | 2.52 | 35608 | 3.22 | 2.2 | 8.1 | 7.3
Live | 217348895 |  | 10 | 16 | 32400 | 23800 | 19700 | 3 | 2.52 | 35608 | 3.22 | 2.2 | 8.1 | 7.3
Live | 217348896 |  | 10 | 16 | 32600 | 23600 | 19500 | 3.02 | 2.5 | 35608 | 3.22 | 2.2 | 8.1 | 7.3
Live | 217348898 |  | 10 | 16 | 32600 | 23600 | 19600 | 3.03 | 2.5 | 35581 | 3.23 | 2.2 | 8.1 | 7.2
Live | 217348901 |  | 10 | 16 | 32400 | 23800 | 19800 | 3 | 2.5 | 35621 | 3.22 | 2.2 | 8.1 | 7.2
Live | 217348905 |  | 10 | 16 | 32400 | 23800 | 19700 | 3.01 | 2.52 | 35581 | 3.23 | 2.2 | 8.1 | 7.3
Live | 217348907 |  | 10 | 16 | 32600 | 23800 | 19700 | 3 | 2.5 | 35682 | 3.21 | 2.2 | 8.1 | 7.2
Live | 217348908 |  | 10 | 16 | 32600 | 23800 | 19600 | 3.08 | 2.64 | 35417 | 3.26 | 2.2 | 8.1 | 7.2
Live | 217348909 |  | 10 | 16 | 32600 | 23800 | 19700 | 3 | 2.5 | 35682 | 3.21 | 2.2 | 8.1 | 7.2
Live | 217348910 |  | 10 | 16 | 32600 | 23600 | 19600 | 3.02 | 2.5 | 35618 | 3.22 | 2.2 | 8.1 | 7.2
Live | 217348912 |  | 10 | 16 | 32600 | 23600 | 19600 | 3.03 | 2.5 | 35581 | 3.23 | 2.2 | 8.1 | 7.2
Live | 217348914 |  | 10 | 16 | 32400 | 23800 | 19800 | 3 | 2.5 | 35640 | 3.21 | 2.2 | 8.1 | 7.2
Live | 217348915 |  | 10 | 16 | 32400 | 23800 | 19700 | 3 | 2.5 | 35621 | 3.22 | 2.2 | 8.1 | 7.3
Live | 217348916 |  | 10 | 16 | 32400 | 23800 | 19800 | 3.02 | 2.52 | 35554 | 3.24 | 2.2 | 8.1 | 7.2
Live | 217348917 |  | 10 | 16 | 32800 | 23600 | 19400 | 3.04 | 2.5 | 35608 | 3.22 | 2.2 | 8.1 | 7.2
Live | 217348920 |  | 10 | 16 | 32600 | 23800 | 19600 | 3.08 | 2.64 | 35417 | 3.26 | 2.2 | 8.1 | 7.2
Live | 217348922 |  | 10 | 16 | 32600 | 23600 | 19600 | 3.02 | 2.5 | 35608 | 3.22 | 2.2 | 8.1 | 7.2
Live | 217348924 |  | 10 | 16 | 32400 | 23800 | 19800 | 2.98 | 2.5 | 35682 | 3.21 | 2.2 | 8.1 | 7.2
Live | 217348925 |  | 10 | 16 | 32600 | 23600 | 19500 | 3.04 | 2.5 | 35554 | 3.24 | 2.2 | 8.1 | 7.3
Live | 217348926 |  | 10 | 16 | 32600 | 23800 | 19500 | 3 | 2.5 | 35706 | 3.2 | 2.2 | 8.1 | 7.3
Live | 217348927 |  | 10 | 16 | 32400 | 23800 | 19800 | 3.06 | 2.64 | 35417 | 3.26 | 2.2 | 8.1 | 7.2
Live | 217348928 |  | 10 | 16 | 32600 | 23600 | 19600 | 3.05 | 2.5 | 35522 | 3.24 | 2.2 | 8.1 | 7.2
Live | 217348933 |  | 10 | 16 | 32600 | 23800 | 19700 | 3 | 2.5 | 35682 | 3.21 | 2.2 | 8.1 | 7.2
Live | 217348934 |  | 10 | 16 | 32400 | 23800 | 19800 | 3 | 2.5 | 35621 | 3.22 | 2.2 | 8.1 | 7.3
Live | 217348937 |  | 10 | 16 | 32400 | 23800 | 19700 | 3.02 | 2.52 | 35530 | 3.23 | 2.2 | 8.1 | 7.3
Live | 217348938 |  | 10 | 16 | 32800 | 23800 | 19400 | 3.04 | 2.5 | 35621 | 3.22 | 2.2 | 8.1 | 7.3
Live | 217348939 |  | 10 | 16 | 32600 | 23800 | 19600 | 3.1 | 2.64 | 35350 | 3.28 | 2.2 | 8.1 | 7.2
Live | 217348942 |  | 10 | 16 | 32600 | 23800 | 19600 | 3.1 | 2.64 | 35350 | 3.28 | 2.2 | 8.1 | 7.2
Live | 217348944 |  | 10 | 16 | 32600 | 23800 | 19600 | 3 | 2.5 | 35715 | 3.2 | 2.2 | 8.1 | 7.2
Live | 217348945 |  | 10 | 16 | 32600 | 23600 | 19600 | 3.03 | 2.5 | 35581 | 3.23 | 2.2 | 8.1 | 7.2
Live | 217348946 |  | 10 | 16 | 32600 | 23800 | 19700 | 3 | 2.5 | 35706 | 3.2 | 2.2 | 8.1 | 7.2
Live | 217348948 |  | 10 | 16 | 32600 | 23800 | 19600 | 3.01 | 2.5 | 35640 | 3.21 | 2.2 | 8.1 | 7.2
Live | 217348949 |  | 10 | 16 | 32600 | 23800 | 19600 | 3 | 2.5 | 35682 | 3.21 | 2.2 | 8.1 | 7.2
Live | 217348950 |  | 10 | 16 | 32400 | 23800 | 19700 | 3 | 2.52 | 35608 | 3.22 | 2.2 | 8.1 | 7.3
Live | 217348951 |  | 10 | 16 | 32600 | 23800 | 19500 | 3 | 2.5 | 35682 | 3.21 | 2.2 | 8.1 | 7.3
Live | 217348952 |  | 10 | 16 | 32800 | 23800 | 19400 | 3.03 | 2.5 | 35640 | 3.21 | 2.2 | 8.1 | 7.3
Live | 217348953 |  | 10 | 16 | 32800 | 23600 | 19400 | 3.05 | 2.5 | 35572 | 3.23 | 2.2 | 8.1 | 7.3
Live | 217348954 |  | 10 | 16 | 32400 | 23800 | 19800 | 3.06 | 2.64 | 35417 | 3.26 | 2.2 | 8.1 | 7.2
Live | 217348957 |  | 10 | 16 | 32600 | 23800 | 19600 | 3.01 | 2.5 | 35640 | 3.21 | 2.2 | 8.1 | 7.2
Live | 217349044 |  | 9 | 15.2 | 43500 | 30600 | 25200 | 2.85 | 2.3 | 46132 | 3 | 2 | 8.1 | 6.7
Live | 217349045 |  | 9 | 16 | 43500 | 30600 | 25200 | 2.85 | 2.3 | 46132 | 3 | 2 | 8.1 | 6.7
Live | 217349046 |  | 10 | 16 | 43500 | 30400 | 24800 | 2.89 | 2.3 | 45945 | 3.03 | 2 | 8.1 | 6.7
Live | 217349047 |  | 9 | 16 | 43500 | 30600 | 25000 | 2.85 | 2.3 | 46132 | 3 | 2 | 8.1 | 6.7
Live | 217349048 |  | 9 | 16 | 43000 | 31000 | 25200 | 2.92 | 2.46 | 45702 | 3.06 | 2 | 8.1 | 6.7
Live | 217349049 |  | 9 | 15 | 42500 | 31000 | 25600 | 2.89 | 2.46 | 45702 | 3.06 | 2 | 8.1 | 6.7
Live | 217349050 |  | 9 | 15.2 | 43500 | 31000 | 25200 | 2.96 | 2.46 | 45702 | 3.06 | 2 | 8.1 | 6.7
Live | 217349052 |  | 10 | 16 | 43500 | 30400 | 24800 | 2.9 | 2.3 | 45936 | 3.03 | 2 | 8.1 | 6.7
Live | 217349057 |  | 9 | 15.2 | 43000 | 30600 | 25400 | 2.82 | 2.3 | 46132 | 3 | 2 | 8.1 | 6.7
Live | 217349060 |  | 10 | 16 | 43500 | 30400 | 25000 | 2.9 | 2.3 | 45942 | 3.03 | 2 | 8.1 | 6.7
Live | 217349062 |  | 9 | 15.2 | 43000 | 31000 | 25200 | 2.76 | 2.3 | 46405 | 2.97 | 2 | 8.1 | 6.7
Live | 217349066 |  | 9 | 15.2 | 43000 | 30800 | 25200 | 2.92 | 2.45 | 45702 | 3.06 | 2 | 8.1 | 6.7
Live | 217349068 |  | 9 | 14.3 | 43000 | 30800 | 25600 | 2.84 | 2.33 | 45996 | 3.02 | 2 | 8.1 | 6.7
Live | 217349069 |  | 9 | 15.2 | 43000 | 30800 | 25400 | 2.84 | 2.33 | 45996 | 3.02 | 2 | 8.1 | 6.7
Live | 217349072 |  | 10 | 16 | 43500 | 30200 | 24800 | 2.94 | 2.4 | 45717 | 3.06 | 2 | 8.1 | 6.7
Live | 217349074 |  | 9 | 15.2 | 43000 | 30800 | 25200 | 2.92 | 2.45 | 45634 | 3.07 | 2 | 8.1 | 6.7
Live | 217349076 |  | 10 | 16 | 43500 | 30400 | 25000 | 2.89 | 2.3 | 45945 | 3.03 | 2 | 8.1 | 6.7
Live | 217349078 |  | 10 | 16 | 43500 | 30400 | 24800 | 2.9 | 2.3 | 45942 | 3.03 | 2 | 8.1 | 6.7
Live | 217349080 |  | 9 | 16 | 43000 | 30400 | 25200 | 2.91 | 2.41 | 45717 | 3.06 | 2 | 8.1 | 6.7
Live | 217349081 |  | 9 | 15.2 | 43500 | 30400 | 25000 | 2.88 | 2.3 | 45996 | 3.02 | 2 | 8.1 | 6.7
Live | 217349086 |  | 10 | 16 | 43500 | 31000 | 25000 | 2.81 | 2.3 | 46508 | 2.96 | 2 | 8.1 | 6.7
Live | 217349087 |  | 9 | 15.2 | 43500 | 31000 | 25000 | 2.79 | 2.3 | 46405 | 2.97 | 2 | 8.1 | 6.7
Live | 217349089 |  | 10 | 16 | 43500 | 30600 | 25000 | 2.88 | 2.3 | 46012 | 3.02 | 2 | 8.1 | 6.7
Live | 217349092 |  | 9 | 15.2 | 43500 | 30400 | 25000 | 2.96 | 2.41 | 45702 | 3.06 | 2 | 8.1 | 6.7
Live | 217349093 |  | 10 | 16 | 43500 | 30200 | 25000 | 2.96 | 2.4 | 45702 | 3.06 | 2 | 8.1 | 6.7
Live | 217349095 |  | 10 | 16 | 43500 | 30400 | 24800 | 2.89 | 2.3 | 45945 | 3.03 | 2 | 8.1 | 6.7
Live | 217349099 |  | 10 | 16 | 43500 | 30400 | 24800 | 2.9 | 2.3 | 45954 | 3.03 | 2 | 8.1 | 6.7
Live | 217349100 |  | 9 | 16 | 43500 | 30400 | 25000 | 2.9 | 2.3 | 45894 | 3.04 | 2 | 8.1 | 6.7
Live | 217349102 |  | 9 | 16 | 43000 | 31000 | 25200 | 2.92 | 2.46 | 45702 | 3.06 | 2 | 8.1 | 6.7
Live | 217349103 |  | 9 | 15 | 42500 | 31000 | 25600 | 2.83 | 2.35 | 45936 | 3.03 | 2 | 8.1 | 6.7
Live | 217349104 |  | 9 | 15.2 | 43000 | 30600 | 25400 | 2.82 | 2.3 | 46132 | 3 | 2 | 8.1 | 6.7
Live | 217349105 |  | 9 | 16 | 43500 | 30600 | 25200 | 2.85 | 2.3 | 46132 | 3 | 2 | 8.1 | 6.7
Live | 217349108 |  | 9 | 15 | 42500 | 31000 | 25600 | 2.74 | 2.3 | 46508 | 2.96 | 2 | 8.1 | 6.7
Live | 217349109 |  | 10 | 16 | 43500 | 30400 | 24800 | 2.9 | 2.3 | 45936 | 3.03 | 2 | 8.1 | 6.7
Live | 217349111 |  | 9 | 15.2 | 43000 | 31000 | 25200 | 2.76 | 2.3 | 46405 | 2.97 | 2 | 8.1 | 6.7
Live | 217349255 |  | 10 | 16 | 32600 | 23600 | 19600 | 3.04 | 2.5 | 35541 | 3.23 | 2.2 | 8.1 | 7.3
Live | 217349256 |  | 10 | 16 | 33000 | 23600 | 19400 | 3.12 | 2.6 | 35440 | 3.26 | 2.2 | 8.1 | 7.2
Live | 217349259 |  | 10 | 16 | 33000 | 23800 | 19300 | 3.04 | 2.5 | 35705 | 3.2 | 2.2 | 8.1 | 7.2
Live | 217349260 |  | 10 | 16 | 33000 | 23600 | 19200 | 3.08 | 2.5 | 35541 | 3.23 | 2.2 | 8.1 | 7.2
Live | 217349261 |  | 10 | 16 | 32600 | 23800 | 19700 | 3 | 2.5 | 35706 | 3.2 | 2.2 | 8.1 | 7.2
Live | 217349265 |  | 10 | 16 | 32800 | 23800 | 19400 | 3.02 | 2.5 | 35706 | 3.2 | 2.2 | 8.1 | 7.3
Live | 217349266 |  | 10 | 16 | 32600 | 23800 | 19700 | 3 | 2.5 | 35725 | 3.2 | 2.2 | 8.1 | 7.2
Live | 217349267 |  | 10 | 16 | 33000 | 23600 | 19200 | 3.1 | 2.5 | 35500 | 3.24 | 2.2 | 8.1 | 7.2
Live | 217349269 |  | 10 | 16 | 32600 | 23800 | 19600 | 3 | 2.5 | 35706 | 3.2 | 2.2 | 8.1 | 7.3
Live | 217349271 |  | 10 | 16 | 33000 | 23600 | 19200 | 3.12 | 2.6 | 35440 | 3.26 | 2.2 | 8.1 | 7.2
Live | 217349273 |  | 10 | 16 | 33000 | 23600 | 19300 | 3.1 | 2.5 | 35514 | 3.24 | 2.2 | 8.1 | 7.2
Live | 217349274 |  | 10 | 16 | 33000 | 23800 | 19300 | 3.04 | 2.5 | 35705 | 3.2 | 2.2 | 8.1 | 7.2
Live | 217349275 |  | 10 | 16 | 32600 | 23800 | 19700 | 3.02 | 2.5 | 35631 | 3.21 | 2.2 | 8.1 | 7.2
Live | 217349276 |  | 10 | 16 | 33000 | 23600 | 19300 | 3.11 | 2.5 | 35482 | 3.25 | 2.2 | 8.1 | 7.2
Live | 217349277 |  | 10 | 16 | 32600 | 30400 | 19700 | 3.04 | 3.22 | 35541 | 3.23 | 2.2 | 8.1 | 7.2
Live | 217349279 |  | 10 | 16 | 32600 | 23800 | 19700 | 3 | 2.5 | 35725 | 3.2 | 2.2 | 8.1 | 7.2
Live | 217349280 |  | 10 | 16 | 32800 | 23800 | 19400 | 3.02 | 2.5 | 35706 | 3.2 | 2.2 | 8.1 | 7.3
Live | 217349281 |  | 10 | 16 | 32800 | 23800 | 19400 | 3.04 | 2.5 | 35631 | 3.21 | 2.2 | 8.1 | 7.3
Live | 217349282 |  | 10 | 16 | 33000 | 23800 | 19300 | 3.03 | 2.5 | 35725 | 3.2 | 2.2 | 8.1 | 7.2
Live | 217349283 |  | 10 | 16 | 32800 | 23600 | 19400 | 3.06 | 2.5 | 35541 | 3.23 | 2.2 | 8.1 | 7.3
Live | 217349284 |  | 10 | 16 | 33000 | 23600 | 19400 | 3.11 | 2.5 | 35482 | 3.25 | 2.2 | 8.1 | 7.2
Live | 217349286 |  | 10 | 16 | 33000 | 23800 | 19300 | 3.04 | 2.5 | 35706 | 3.2 | 2.2 | 8.1 | 7.2
Live | 217349287 |  | 10 | 16 | 33000 | 23600 | 19400 | 3.11 | 2.5 | 35482 | 3.25 | 2.2 | 8.1 | 7.2
Live | 217349289 |  | 10 | 16 | 33000 | 23800 | 19300 | 3.06 | 2.5 | 35631 | 3.21 | 2.2 | 8.1 | 7.2
Live | 217349291 |  | 10 | 16 | 33000 | 23600 | 19400 | 3.1 | 2.5 | 35500 | 3.24 | 2.2 | 8.1 | 7.2
Live | 217349292 |  | 10 | 16 | 32600 | 30400 | 19700 | 3.06 | 3.22 | 35514 | 3.24 | 2.2 | 8.1 | 7.2
Live | 217349293 |  | 10 | 16 | 33000 | 23800 | 19400 | 3.03 | 2.5 | 35725 | 3.2 | 2.2 | 8.1 | 7.2
Live | 217349294 |  | 10 | 16 | 33000 | 23600 | 19300 | 3.08 | 2.5 | 35541 | 3.23 | 2.2 | 8.1 | 7.2
Live | 217349296 |  | 10 | 16 | 32400 | 23800 | 19800 | 2.99 | 2.5 | 35706 | 3.2 | 2.2 | 8.1 | 7.2
Live | 217349297 |  | 10 | 16 | 33000 | 23800 | 19200 | 3.03 | 2.5 | 35725 | 3.2 | 2.2 | 8.1 | 7.2
Live | 217349299 |  | 10 | 16 | 32600 | 23800 | 19600 | 3 | 2.5 | 35725 | 3.2 | 2.2 | 8.1 | 7.3
Live | 217349303 |  | 10 | 16 | 32600 | 23800 | 19600 | 3 | 2.5 | 35706 | 3.2 | 2.2 | 8.1 | 7.3
Live | 217349304 |  | 10 | 16 | 33000 | 23600 | 19400 | 3.12 | 2.6 | 35440 | 3.26 | 2.2 | 8.1 | 7.2
Live | 217349305 |  | 10 | 16 | 32800 | 23800 | 19500 | 3.01 | 2.5 | 35725 | 3.2 | 2.2 | 8.1 | 7.2
Live | 217349307 |  | 10 | 16 | 32600 | 23800 | 19700 | 3.02 | 2.5 | 35631 | 3.21 | 2.2 | 8.1 | 7.2
Live | 217349309 |  | 10 | 16 | 32400 | 23800 | 19800 | 2.98 | 2.5 | 35725 | 3.2 | 2.2 | 8.1 | 7.2
Live | 217349310 |  | 10 | 16 | 33000 | 23600 | 19300 | 3.1 | 2.5 | 35500 | 3.24 | 2.2 | 8.1 | 7.2
Live | 217349312 |  | 10 | 16 | 32800 | 23600 | 19400 | 3.06 | 2.5 | 35541 | 3.23 | 2.2 | 8.1 | 7.3
Live | 217349313 |  | 10 | 16 | 33000 | 23800 | 19300 | 3.03 | 2.5 | 35725 | 3.2 | 2.2 | 8.1 | 7.2
Live | 217349314 |  | 10 | 16 | 32800 | 23800 | 19500 | 3 | 2.5 | 35764 | 3.19 | 2.2 | 8.1 | 7.2
Live | 217349315 |  | 10 | 16 | 32800 | 23600 | 19400 | 3.06 | 2.5 | 35541 | 3.23 | 2.2 | 8.1 | 7.3
Live | 217349319 |  | 10 | 16 | 32800 | 23800 | 19500 | 3 | 2.5 | 35764 | 3.19 | 2.2 | 8.1 | 7.2
Live | 217349320 |  | 10 | 16 | 32800 | 23600 | 19500 | 3.06 | 2.5 | 35597 | 3.22 | 2.2 | 8.1 | 7.2
Live | 217349323 |  | 10 | 16 | 32800 | 23800 | 19500 | 3.02 | 2.5 | 35705 | 3.2 | 2.2 | 8.1 | 7.2
Live | 217349324 |  | 10 | 16 | 32800 | 23600 | 19500 | 3.06 | 2.5 | 35541 | 3.23 | 2.2 | 8.1 | 7.2
Live | 217349325 |  | 10 | 16 | 32800 | 23800 | 19500 | 3.02 | 2.5 | 35706 | 3.2 | 2.2 | 8.1 | 7.2
Live | 217349326 |  | 10 | 16 | 32800 | 23800 | 19500 | 3.01 | 2.5 | 35725 | 3.2 | 2.2 | 8.1 | 7.2
Live | 217349327 |  | 10 | 16 | 32800 | 23800 | 19500 | 3.04 | 2.5 | 35631 | 3.21 | 2.2 | 8.1 | 7.2
Live | 217349328 |  | 10 | 16 | 32400 | 30400 | 19800 | 3.02 | 3.22 | 35541 | 3.23 | 2.2 | 8.1 | 7.2
Live | 217349330 |  | 10 | 16 | 32600 | 23800 | 19700 | 2.99 | 2.5 | 35764 | 3.19 | 2.2 | 8.1 | 7.2
Live | 217349331 |  | 10 | 16 | 32400 | 30400 | 19800 | 3.04 | 3.22 | 35500 | 3.24 | 2.2 | 8.1 | 7.2
Live | 217349333 |  | 10 | 16 | 32400 | 23800 | 19800 | 2.99 | 2.5 | 35706 | 3.2 | 2.2 | 8.1 | 7.2
Live | 217349338 |  | 10 | 16 | 32600 | 23800 | 19600 | 3 | 2.5 | 35705 | 3.2 | 2.2 | 8.1 | 7.2
Live | 217349339 |  | 10 | 16 | 32400 | 30400 | 19800 | 3.04 | 3.22 | 35514 | 3.24 | 2.2 | 8.1 | 7.2
Live | 217349343 |  | 10 | 16 | 32800 | 23800 | 19500 | 3.02 | 2.5 | 35706 | 3.2 | 2.2 | 8.1 | 7.2
Live | 217349344 |  | 10 | 16 | 32600 | 23800 | 19700 | 3 | 2.5 | 35705 | 3.2 | 2.2 | 8.1 | 7.2
Live | 217349346 |  | 10 | 16 | 32800 | 23800 | 19500 | 3.02 | 2.5 | 35705 | 3.2 | 2.2 | 8.1 | 7.2
Live | 217349347 |  | 10 | 16 | 32600 | 23800 | 19600 | 3 | 2.5 | 35725 | 3.2 | 2.2 | 8.1 | 7.2
Live | 217349350 |  | 10 | 16 | 32600 | 23800 | 19600 | 3 | 2.5 | 35725 | 3.2 | 2.2 | 8.1 | 7.2
Live | 217349351 |  | 10 | 16 | 32600 | 23600 | 19600 | 3.04 | 2.5 | 35541 | 3.23 | 2.2 | 8.1 | 7.2
Live | 217349352 |  | 10 | 16 | 33000 | 23800 | 19500 | 3.03 | 2.5 | 35725 | 3.2 | 2.2 | 8.1 | 7.2
Live | 217349353 |  | 10 | 16 | 32600 | 23800 | 19600 | 3 | 2.5 | 35725 | 3.2 | 2.2 | 8.1 | 7.2
Live | 217349354 |  | 10 | 16 | 32600 | 30400 | 19700 | 3.06 | 3.22 | 35500 | 3.24 | 2.2 | 8.1 | 7.2
Live | 217349355 |  | 10 | 16 | 32600 | 23800 | 19600 | 3 | 2.5 | 35725 | 3.2 | 2.2 | 8.1 | 7.2
Live | 217349357 |  | 10 | 16 | 32800 | 23800 | 19500 | 3.01 | 2.5 | 35725 | 3.2 | 2.2 | 8.1 | 7.2
Live | 217349358 |  | 10 | 16 | 32600 | 23800 | 19700 | 3.02 | 2.5 | 35631 | 3.21 | 2.2 | 8.1 | 7.2
Live | 217349359 |  | 10 | 16 | 32800 | 23800 | 19500 | 3.01 | 2.5 | 35725 | 3.2 | 2.2 | 8.1 | 7.2
Live | 217349360 |  | 10 | 16 | 32800 | 23800 | 19500 | 3.04 | 2.5 | 35631 | 3.21 | 2.2 | 8.1 | 7.2
Live | 217349361 |  | 10 | 16 | 32600 | 23600 | 19600 | 3.07 | 2.6 | 35464 | 3.25 | 2.2 | 8.1 | 7.2
Live | 217349362 |  | 10 | 16 | 32800 | 23800 | 19500 | 3.04 | 2.5 | 35631 | 3.21 | 2.2 | 8.1 | 7.2
Live | 217349363 |  | 10 | 16 | 32600 | 23600 | 19600 | 3.08 | 2.6 | 35440 | 3.26 | 2.2 | 8.1 | 7.2
Live | 217349364 |  | 10 | 16 | 32800 | 23600 | 19500 | 3.09 | 2.6 | 35459 | 3.25 | 2.2 | 8.1 | 7.2
Live | 217349365 |  | 10 | 16 | 33000 | 23600 | 19500 | 3.11 | 2.5 | 35482 | 3.25 | 2.2 | 8.1 | 7.2
Live | 217349366 |  | 10 | 16 | 43500 | 30200 | 24800 | 2.94 | 2.4 | 45702 | 3.06 | 2 | 8.1 | 6.7
Live | 217349367 |  | 10 | 16 | 43500 | 30400 | 24800 | 2.9 | 2.3 | 45919 | 3.03 | 2 | 8.1 | 6.7
Live | 217349370 |  | 10 | 16 | 43500 | 30600 | 24800 | 2.88 | 2.3 | 46012 | 3.02 | 2 | 8.1 | 6.7
Live | 217349372 |  | 10 | 16 | 43500 | 30400 | 24800 | 2.9 | 2.3 | 45919 | 3.03 | 2 | 8.1 | 6.7
Live | 217349373 |  | 10 | 16 | 43500 | 30400 | 24800 | 2.88 | 2.3 | 45996 | 3.02 | 2 | 8.1 | 6.7
Live | 217349375 |  | 10 | 16 | 43500 | 30400 | 25000 | 2.94 | 2.41 | 45702 | 3.06 | 2 | 8.1 | 6.7
Live | 217349377 |  | 10 | 16 | 43500 | 30600 | 24800 | 2.85 | 2.3 | 46132 | 3 | 2 | 8.1 | 6.7
Live | 217349378 |  | 10 | 16 | 43500 | 30400 | 24800 | 2.9 | 2.3 | 45954 | 3.03 | 2 | 8.1 | 6.7
Live | 217349379 |  | 10 | 16 | 43500 | 30600 | 25000 | 2.88 | 2.3 | 46012 | 3.02 | 2 | 8.1 | 6.7
Live | 217349381 |  | 10 | 16 | 43500 | 30400 | 24800 | 2.9 | 2.3 | 45919 | 3.03 | 2 | 8.1 | 6.7
Live | 217349385 |  | 10 | 16 | 43500 | 30400 | 25000 | 2.9 | 2.3 | 45952 | 3.03 | 2 | 8.1 | 6.7
Live | 217349386 |  | 10 | 16 | 43500 | 30600 | 24800 | 2.88 | 2.3 | 46012 | 3.02 | 2 | 8.1 | 6.7
Live | 217349389 |  | 10 | 16 | 43500 | 30400 | 24800 | 2.9 | 2.3 | 45919 | 3.03 | 2 | 8.1 | 6.7
Live | 217349392 |  | 10 | 16 | 43500 | 30400 | 24800 | 2.9 | 2.3 | 45901 | 3.04 | 2 | 8.1 | 6.7
Live | 217349393 |  | 10 | 16 | 43500 | 30400 | 24800 | 2.9 | 2.3 | 45954 | 3.03 | 2 | 8.1 | 6.7
Live | 217349396 |  | 10 | 16 | 43500 | 30400 | 24800 | 2.89 | 2.3 | 45950 | 3.03 | 2 | 8.1 | 6.7
Live | 217349398 |  | 10 | 16 | 32400 | 23800 | 19700 | 3.05 | 2.62 | 35464 | 3.25 | 2.2 | 8.1 | 7.3
Live | 217349399 |  | 10 | 16 | 32600 | 23800 | 19600 | 3.02 | 2.5 | 35631 | 3.21 | 2.2 | 8.1 | 7.3
Live | 217349400 |  | 10 | 16 | 32800 | 23600 | 19500 | 3.09 | 2.6 | 35459 | 3.25 | 2.2 | 8.1 | 7.3
Live | 217349401 |  | 10 | 16 | 32600 | 23800 | 19700 | 3.04 | 2.52 | 35541 | 3.23 | 2.2 | 8.1 | 7.2
Live | 217349402 |  | 10 | 16 | 32600 | 23800 | 19700 | 3 | 2.5 | 35725 | 3.2 | 2.2 | 8.1 | 7.2
Live | 217349403 |  | 10 | 16 | 32800 | 23800 | 19500 | 3.04 | 2.5 | 35631 | 3.21 | 2.2 | 8.1 | 7.2
Live | 217349405 |  | 10 | 16 | 32600 | 23800 | 19700 | 3 | 2.5 | 35705 | 3.2 | 2.2 | 8.1 | 7.2
Live | 217349406 |  | 10 | 16 | 32600 | 23800 | 19700 | 3.08 | 2.62 | 35440 | 3.26 | 2.2 | 8.1 | 7.2
Live | 217349412 |  | 10 | 16 | 32800 | 23600 | 19500 | 3.08 | 2.5 | 35514 | 3.24 | 2.2 | 8.1 | 7.3
Live | 217349414 |  | 10 | 16 | 32400 | 23800 | 19800 | 3.05 | 2.52 | 35482 | 3.25 | 2.2 | 8.1 | 7.3
Live | 217349415 |  | 10 | 16 | 32400 | 23800 | 19700 | 2.98 | 2.5 | 35725 | 3.2 | 2.2 | 8.1 | 7.3
Live | 217349418 |  | 10 | 16 | 32400 | 23800 | 19700 | 3.02 | 2.52 | 35541 | 3.23 | 2.2 | 8.1 | 7.2
Live | 217349419 |  | 10 | 16 | 32800 | 23800 | 19500 | 3.02 | 2.5 | 35706 | 3.2 | 2.2 | 8.1 | 7.3
Live | 217349420 |  | 10 | 16 | 32800 | 23600 | 19500 | 3.08 | 2.5 | 35514 | 3.24 | 2.2 | 8.1 | 7.3
Live | 217349421 |  | 10 | 16 | 32600 | 23800 | 19600 | 3 | 2.5 | 35706 | 3.2 | 2.2 | 8.1 | 7.2
Live | 217349422 |  | 10 | 16 | 32800 | 23600 | 19500 | 3.08 | 2.5 | 35500 | 3.24 | 2.2 | 8.1 | 7.2
Live | 217349423 |  | 10 | 16 | 32600 | 23600 | 19600 | 3.04 | 2.5 | 35541 | 3.23 | 2.2 | 8.1 | 7.3
Live | 217349424 |  | 10 | 16 | 32800 | 23800 | 19500 | 3.02 | 2.5 | 35706 | 3.2 | 2.2 | 8.1 | 7.3
Live | 217349425 |  | 10 | 16 | 32800 | 23600 | 19500 | 3.06 | 2.5 | 35597 | 3.22 | 2.2 | 8.1 | 7.2
Live | 217349427 |  | 10 | 16 | 32400 | 23800 | 19700 | 2.98 | 2.5 | 35725 | 3.2 | 2.2 | 8.1 | 7.2
Live | 217349428 |  | 10 | 16 | 32600 | 23800 | 19700 | 3.06 | 2.52 | 35500 | 3.24 | 2.2 | 8.1 | 7.2
Live | 217349431 |  | 10 | 16 | 32600 | 23800 | 19700 | 2.99 | 2.5 | 35764 | 3.19 | 2.2 | 8.1 | 7.2
Live | 217349432 |  | 10 | 16 | 32800 | 23800 | 19500 | 3.02 | 2.5 | 35706 | 3.2 | 2.2 | 8.1 | 7.2
Live | 217349433 |  | 10 | 16 | 32400 | 23800 | 19800 | 2.97 | 2.5 | 35764 | 3.19 | 2.2 | 8.1 | 7.3
Live | 217349434 |  | 10 | 16 | 32800 | 23600 | 19500 | 3.06 | 2.5 | 35541 | 3.23 | 2.2 | 8.1 | 7.3
Live | 217349435 |  | 10 | 16 | 32800 | 23800 | 19500 | 3.03 | 2.5 | 35677 | 3.21 | 2.2 | 8.1 | 7.2
Live | 217349437 |  | 10 | 16 | 32800 | 23800 | 19500 | 3.02 | 2.5 | 35705 | 3.2 | 2.2 | 8.1 | 7.2
Live | 217349438 |  | 10 | 16 | 32600 | 23800 | 19600 | 3 | 2.5 | 35725 | 3.2 | 2.2 | 8.1 | 7.2
Live | 217349440 |  | 9 | 16 | 43000 | 30600 | 25200 | 2.84 | 2.3 | 46012 | 3.02 | 2 | 8.1 | 6.7
Live | 217349441 |  | 10 | 16 | 43500 | 30400 | 24800 | 2.9 | 2.3 | 45919 | 3.03 | 2 | 8.1 | 6.7
Live | 217349447 |  | 9 | 15.2 | 43000 | 30600 | 25200 | 2.87 | 2.32 | 45901 | 3.04 | 2 | 8.1 | 6.7
Live | 217349448 |  | 10 | 15.2 | 43000 | 30400 | 25000 | 2.86 | 2.3 | 45952 | 3.03 | 2.1 | 8.1 | 6.8
Live | 217349450 |  | 9 | 15.2 | 43500 | 30400 | 25200 | 2.88 | 2.3 | 45996 | 3.02 | 2 | 8.1 | 6.7
Live | 217349452 |  | 10 | 15.2 | 43000 | 30400 | 24600 | 2.86 | 2.3 | 45954 | 3.03 | 2 | 8.1 | 6.6
Live | 217349456 |  | 9 | 15.2 | 43500 | 30400 | 25000 | 2.9 | 2.3 | 45919 | 3.03 | 2 | 8.1 | 6.7
Live | 217349457 |  | 9 | 16 | 43500 | 30600 | 25000 | 2.94 | 2.43 | 45702 | 3.06 | 2 | 8.1 | 6.7
Live | 217349458 |  | 9 | 15.2 | 43000 | 30600 | 25200 | 2.84 | 2.32 | 45996 | 3.02 | 2 | 8.1 | 6.7
Live | 217349459 |  | 9 | 15.2 | 43500 | 30600 | 25200 | 2.88 | 2.3 | 46012 | 3.02 | 2 | 8.1 | 6.7
Live | 217349771 |  | 11 | 17 | 34200 | 23600 | 19800 | 3.25 | 2.7 | 35000 | 3.45 | 2.3 | 8.5 | 7.3
Live | 217349892 |  | 11 | 17 | 34200 | 23600 | 19800 | 3.26 | 2.7 | 34966 | 3.46 | 2.3 | 8.5 | 7.3
Live | 212404693 |  | 10 | 17 | 22000 | 22000 | 21700 | 2.93 | 2.48 | 25500 | 3.4 | 1.82 | 8.5 | 6.7
Live | 216733912 |  | 10.5 | 16 | 26440 | 22668 | 18800 | 2.85 | 2.33 | 27476 | 3.36 | 1.85 | 8.1 | 6.85
Live | 216733176 |  | 11 | 16.5 | 27393 | 22540 | 18400 | 2.98 | 2.39 | 27212 | 3.48 | 1.98 | 8.5 | 7
Live | 216733911 |  | 10.5 | 16 | 26440 | 22668 | 18800 | 2.85 | 2.33 | 27476 | 3.36 | 1.85 | 8.1 | 6.85
Live | 216733175 |  | 11 | 16.5 | 27393 | 22540 | 18400 | 2.98 | 2.39 | 27212 | 3.48 | 1.98 | 8.5 | 7
Live | 216733910 |  | 10.5 | 16 | 26440 | 22668 | 18800 | 2.85 | 2.33 | 27476 | 3.36 | 1.85 | 8.1 | 6.85
Live | 216733172 |  | 11 | 15.5 | 27154 | 22540 | 18400 | 2.99 | 2.38 | 27212 | 3.44 | 1.96 | 8.5 | 7
Live | 216733909 |  | 10.5 | 16 | 26440 | 22668 | 18800 | 2.85 | 2.33 | 27476 | 3.36 | 1.85 | 8.1 | 6.85
Live | 216733171 |  | 11 | 15.5 | 27154 | 22540 | 18400 | 2.99 | 2.38 | 27212 | 3.44 | 1.96 | 8.5 | 7
Live | 216733908 |  | 10.5 | 16 | 26440 | 22668 | 18800 | 2.85 | 2.33 | 27476 | 3.36 | 1.85 | 8.1 | 6.85
Live | 216733170 |  | 11 | 15.5 | 27154 | 22540 | 18400 | 2.99 | 2.38 | 27212 | 3.44 | 1.96 | 8.5 | 7
Live | 216733907 |  | 10.5 | 16 | 26440 | 22668 | 18800 | 2.85 | 2.33 | 27476 | 3.36 | 1.85 | 8.1 | 6.85
Live | 216733169 |  | 11 | 15.5 | 27154 | 22540 | 18400 | 2.99 | 2.38 | 27212 | 3.44 | 1.96 | 8.5 | 7
Live | 216733906 |  | 10.5 | 16 | 26440 | 22668 | 18800 | 2.85 | 2.33 | 27476 | 3.36 | 1.85 | 8.1 | 6.85
Live | 216733168 |  | 11 | 15.5 | 27154 | 22540 | 18400 | 2.99 | 2.38 | 27212 | 3.44 | 1.96 | 8.5 | 7
Live | 216733905 |  | 10.5 | 16 | 26440 | 22668 | 18800 | 2.85 | 2.33 | 27476 | 3.36 | 1.85 | 8.1 | 6.85
Live | 216733167 |  | 11 | 15.5 | 27154 | 22540 | 18400 | 2.99 | 2.38 | 27212 | 3.44 | 1.96 | 8.5 | 7
Live | 216733903 |  | 11 | 16.5 | 26678 | 22668 | 18800 | 2.98 | 2.36 | 27741 | 3.4 | 1.96 | 8.5 | 7
Live | 216733166 |  | 11 | 15.5 | 27154 | 22540 | 18400 | 2.99 | 2.38 | 27212 | 3.44 | 1.96 | 8.5 | 7
Live | 216733902 |  | 11 | 16.5 | 26678 | 22668 | 18800 | 2.98 | 2.36 | 27741 | 3.4 | 1.96 | 8.5 | 7
Live | 216733162 |  | 11 | 16 | 27393 | 22540 | 18400 | 2.98 | 2.41 | 27212 | 3.51 | 1.96 | 8.5 | 7
Live | 216733901 |  | 11 | 16.5 | 26678 | 22668 | 18800 | 2.98 | 2.36 | 27741 | 3.4 | 1.96 | 8.5 | 7
Live | 216733161 |  | 11 | 16 | 27393 | 22540 | 18400 | 2.98 | 2.41 | 27212 | 3.51 | 1.96 | 8.5 | 7
Live | 216733900 |  | 11 | 16.5 | 26678 | 22668 | 18800 | 2.98 | 2.36 | 27741 | 3.4 | 1.96 | 8.5 | 7
Live | 216733160 |  | 11 | 16 | 27393 | 22540 | 18400 | 2.98 | 2.41 | 27212 | 3.51 | 1.96 | 8.5 | 7
Live | 216733899 |  | 11 | 16.5 | 26678 | 22668 | 18800 | 2.98 | 2.36 | 27741 | 3.4 | 1.96 | 8.5 | 7
Live | 216733159 |  | 11 | 16 | 27393 | 22540 | 18400 | 2.98 | 2.41 | 27212 | 3.51 | 1.96 | 8.5 | 7
Live | 216733898 |  | 11 | 16.5 | 26678 | 22668 | 18800 | 2.98 | 2.36 | 27741 | 3.4 | 1.96 | 8.5 | 7
Live | 216733158 |  | 11 | 16 | 27393 | 22540 | 18400 | 2.98 | 2.41 | 27212 | 3.51 | 1.96 | 8.5 | 7
Live | 216733897 |  | 11 | 16.5 | 26678 | 22668 | 18800 | 2.98 | 2.36 | 27741 | 3.4 | 1.96 | 8.5 | 7
Live | 216733157 |  | 11 | 16 | 27393 | 22540 | 18400 | 2.98 | 2.41 | 27212 | 3.51 | 1.96 | 8.5 | 7
Live | 216733896 |  | 11 | 16.5 | 26678 | 22668 | 18800 | 2.98 | 2.36 | 27741 | 3.4 | 1.96 | 8.5 | 7
Live | 216733156 |  | 11 | 16 | 27393 | 22540 | 18400 | 2.98 | 2.41 | 27212 | 3.51 | 1.96 | 8.5 | 7
Live | 216733894 |  | 10.5 | 16.5 | 26440 | 22668 | 18700 | 2.85 | 2.33 | 27476 | 3.36 | 1.85 | 8.1 | 6.85
Live | 216733155 |  | 11 | 16 | 27393 | 22540 | 18400 | 2.98 | 2.41 | 27212 | 3.51 | 1.96 | 8.5 | 7
Live | 216733893 |  | 10.5 | 16.5 | 26440 | 22668 | 18700 | 2.85 | 2.33 | 27476 | 3.36 | 1.85 | 8.1 | 6.85
Live | 216733892 |  | 10.5 | 16.5 | 26440 | 22668 | 18700 | 2.85 | 2.33 | 27476 | 3.36 | 1.85 | 8.1 | 6.85
Live | 216733134 |  | 10.5 | 15.5 | 26678 | 23570 | 19500 | 2.85 | 2.39 | 28533 | 3.48 | 1.94 | 8.5 | 7
Live | 216733891 |  | 10.5 | 16.5 | 26440 | 22668 | 18700 | 2.85 | 2.33 | 27476 | 3.36 | 1.85 | 8.1 | 6.85
Live | 216733133 |  | 10.5 | 15.5 | 26678 | 23570 | 19500 | 2.85 | 2.39 | 28533 | 3.48 | 1.94 | 8.5 | 7
Live | 216733890 |  | 10.5 | 16.5 | 26440 | 22668 | 18700 | 2.85 | 2.33 | 27476 | 3.36 | 1.85 | 8.1 | 6.85
Live | 216733132 |  | 10.5 | 15.5 | 26678 | 23570 | 19500 | 2.85 | 2.39 | 28533 | 3.48 | 1.94 | 8.5 | 7
Live | 216733889 |  | 10.5 | 16.5 | 26440 | 22668 | 18700 | 2.85 | 2.33 | 27476 | 3.36 | 1.85 | 8.1 | 6.85
Live | 216733131 |  | 10.5 | 15.5 | 26678 | 23570 | 19500 | 2.85 | 2.39 | 28533 | 3.48 | 1.94 | 8.5 | 7
Live | 216733888 |  | 10.5 | 16.5 | 26440 | 22668 | 18700 | 2.85 | 2.33 | 27476 | 3.36 | 1.85 | 8.1 | 6.85
Live | 216733130 |  | 10.5 | 15.5 | 26678 | 23570 | 19500 | 2.85 | 2.39 | 28533 | 3.48 | 1.94 | 8.5 | 7
Live | 216733887 |  | 10.5 | 16.5 | 26440 | 22668 | 18700 | 2.85 | 2.33 | 27476 | 3.36 | 1.85 | 8.1 | 6.85
Live | 216733129 |  | 10.5 | 15.5 | 26678 | 23570 | 19500 | 2.85 | 2.39 | 28533 | 3.48 | 1.94 | 8.5 | 7
Live | 216733884 |  | 10.5 | 16 | 26440 | 22668 | 18800 | 2.85 | 2.33 | 27476 | 3.38 | 1.85 | 8.1 | 6.85
Live | 216733128 |  | 10.5 | 15.5 | 26678 | 23570 | 19500 | 2.85 | 2.39 | 28533 | 3.48 | 1.94 | 8.5 | 7
Live | 216733883 |  | 10.5 | 16 | 26440 | 22668 | 18800 | 2.85 | 2.33 | 27476 | 3.38 | 1.85 | 8.1 | 6.85
Live | 216733127 |  | 10.5 | 15.5 | 26678 | 23570 | 19500 | 2.85 | 2.39 | 28533 | 3.48 | 1.94 | 8.5 | 7
Live | 216733882 |  | 10.5 | 16 | 26440 | 22668 | 18800 | 2.85 | 2.33 | 27476 | 3.38 | 1.85 | 8.1 | 6.85
Live | 216733125 |  | 10.5 | 14.5 | 26202 | 23312 | 19200 | 2.85 | 2.37 | 28005 | 3.38 | 1.98 | 8.5 | 7
Live | 216733124 |  | 10.5 | 14.5 | 26202 | 23312 | 19200 | 2.85 | 2.37 | 28005 | 3.38 | 1.98 | 8.5 | 7
Live | 216733881 |  | 10.5 | 16 | 26440 | 22668 | 18800 | 2.85 | 2.33 | 27476 | 3.38 | 1.85 | 8.1 | 6.85
Live | 216733123 |  | 10.5 | 14.5 | 26202 | 23312 | 19200 | 2.85 | 2.37 | 28005 | 3.38 | 1.98 | 8.5 | 7
Live | 216733880 |  | 10.5 | 16 | 26440 | 22668 | 18800 | 2.85 | 2.33 | 27476 | 3.38 | 1.85 | 8.1 | 6.85
Live | 216733122 |  | 10.5 | 14.5 | 26202 | 23312 | 19200 | 2.85 | 2.37 | 28005 | 3.38 | 1.98 | 8.5 | 7
Live | 216733879 |  | 10.5 | 16 | 26440 | 22668 | 18800 | 2.85 | 2.33 | 27476 | 3.38 | 1.85 | 8.1 | 6.85
Live | 216733121 |  | 10.5 | 14.5 | 26202 | 23312 | 19200 | 2.85 | 2.37 | 28005 | 3.38 | 1.98 | 8.5 | 7
Live | 216733878 |  | 10.5 | 16 | 26440 | 22668 | 18800 | 2.85 | 2.33 | 27476 | 3.38 | 1.85 | 8.1 | 6.85
Live | 216733120 |  | 10.5 | 14.5 | 26202 | 23312 | 19200 | 2.85 | 2.37 | 28005 | 3.38 | 1.98 | 8.5 | 7
Live | 216733877 |  | 10.5 | 16 | 26440 | 22668 | 18800 | 2.85 | 2.33 | 27476 | 3.38 | 1.85 | 8.1 | 6.85
Live | 216733119 |  | 10.5 | 14.5 | 26202 | 23312 | 19200 | 2.85 | 2.37 | 28005 | 3.38 | 1.98 | 8.5 | 7
Live | 216733873 |  | 10.5 | 16 | 26440 | 22668 | 18800 | 2.85 | 2.33 | 27476 | 3.38 | 1.85 | 8.1 | 6.85
Live | 216733118 |  | 10.5 | 14.5 | 26202 | 23312 | 19200 | 2.85 | 2.37 | 28005 | 3.38 | 1.98 | 8.5 | 7
Live | 216733872 |  | 10.5 | 16 | 26440 | 22668 | 18800 | 2.85 | 2.33 | 27476 | 3.38 | 1.85 | 8.1 | 6.85
Live | 216733115 |  | 10.5 | 16 | 26440 | 23312 | 19200 | 2.85 | 2.39 | 28005 | 3.42 | 1.96 | 8.5 | 7
Live | 216733871 |  | 10.5 | 16 | 26440 | 22668 | 18800 | 2.85 | 2.33 | 27476 | 3.38 | 1.85 | 8.1 | 6.85
Live | 216733114 |  | 10.5 | 16 | 26440 | 23312 | 19200 | 2.85 | 2.39 | 28005 | 3.42 | 1.96 | 8.5 | 7
Live | 216733870 |  | 10.5 | 16 | 26440 | 22668 | 18800 | 2.85 | 2.33 | 27476 | 3.38 | 1.85 | 8.1 | 6.85
Live | 216733113 |  | 10.5 | 16 | 26440 | 23312 | 19200 | 2.85 | 2.39 | 28005 | 3.42 | 1.96 | 8.5 | 7
Live | 216733869 |  | 10.5 | 16 | 26440 | 22668 | 18800 | 2.85 | 2.33 | 27476 | 3.38 | 1.85 | 8.1 | 6.85
Live | 216733112 |  | 10.5 | 16 | 26440 | 23312 | 19200 | 2.85 | 2.39 | 28005 | 3.42 | 1.96 | 8.5 | 7
Live | 216733868 |  | 10.5 | 16 | 26440 | 22668 | 18800 | 2.85 | 2.33 | 27476 | 3.38 | 1.85 | 8.1 | 6.85
Live | 216733111 |  | 10.5 | 16 | 26440 | 23312 | 19200 | 2.85 | 2.39 | 28005 | 3.42 | 1.96 | 8.5 | 7
Live | 216733867 |  | 10.5 | 16 | 26440 | 22668 | 18800 | 2.85 | 2.33 | 27476 | 3.38 | 1.85 | 8.1 | 6.85
Live | 216733110 |  | 10.5 | 16 | 26440 | 23312 | 19200 | 2.85 | 2.39 | 28005 | 3.42 | 1.96 | 8.5 | 7
Live | 216733866 |  | 10.5 | 16 | 26440 | 22668 | 18800 | 2.85 | 2.33 | 27476 | 3.38 | 1.85 | 8.1 | 6.85
Live | 216733109 |  | 10.5 | 16 | 26440 | 23312 | 19200 | 2.85 | 2.39 | 28005 | 3.42 | 1.96 | 8.5 | 7
Live | 216733862 |  | 10.5 | 16.5 | 26440 | 22540 | 18700 | 2.85 | 2.33 | 27476 | 3.34 | 1.85 | 8.1 | 6.9
Live | 216733108 |  | 10.5 | 16 | 26440 | 23312 | 19200 | 2.85 | 2.39 | 28005 | 3.42 | 1.96 | 8.5 | 7
Live | 216733861 |  | 10.5 | 16.5 | 26440 | 22540 | 18700 | 2.85 | 2.33 | 27476 | 3.34 | 1.85 | 8.1 | 6.9
Live | 216733104 |  | 10.5 | 16 | 26202 | 23184 | 19100 | 2.85 | 2.38 | 27741 | 3.36 | 1.96 | 8.5 | 7
Live | 216733860 |  | 10.5 | 16.5 | 26440 | 22540 | 18700 | 2.85 | 2.33 | 27476 | 3.34 | 1.85 | 8.1 | 6.9
Live | 216733103 |  | 10.5 | 16 | 26202 | 23184 | 19100 | 2.85 | 2.38 | 27741 | 3.36 | 1.96 | 8.5 | 7
Live | 216733859 |  | 10.5 | 16.5 | 26440 | 22540 | 18700 | 2.85 | 2.33 | 27476 | 3.34 | 1.85 | 8.1 | 6.9
Live | 216733102 |  | 10.5 | 16 | 26202 | 23184 | 19100 | 2.85 | 2.38 | 27741 | 3.36 | 1.96 | 8.5 | 7
Live | 216733858 |  | 10.5 | 16.5 | 26440 | 22540 | 18700 | 2.85 | 2.33 | 27476 | 3.34 | 1.85 | 8.1 | 6.9
Live | 216733101 |  | 10.5 | 16 | 26202 | 23184 | 19100 | 2.85 | 2.38 | 27741 | 3.36 | 1.96 | 8.5 | 7
Live | 216733857 |  | 10.5 | 16.5 | 26440 | 22540 | 18700 | 2.85 | 2.33 | 27476 | 3.34 | 1.85 | 8.1 | 6.9
Live | 216733100 |  | 10.5 | 16 | 26202 | 23184 | 19100 | 2.85 | 2.38 | 27741 | 3.36 | 1.96 | 8.5 | 7
Live | 216733856 |  | 10.5 | 16.5 | 26440 | 22540 | 18700 | 2.85 | 2.33 | 27476 | 3.34 | 1.85 | 8.1 | 6.9
Live | 216733099 |  | 10.5 | 16 | 26202 | 23184 | 19100 | 2.85 | 2.38 | 27741 | 3.36 | 1.96 | 8.5 | 7
Live | 216733852 |  | 10.5 | 16.5 | 26440 | 22668 | 18800 | 2.85 | 2.33 | 27476 | 3.38 | 1.85 | 8.1 | 6.85
Live | 216733098 |  | 10.5 | 16 | 26202 | 23184 | 19100 | 2.85 | 2.38 | 27741 | 3.36 | 1.96 | 8.5 | 7
Live | 216733851 |  | 10.5 | 16.5 | 26440 | 22668 | 18800 | 2.85 | 2.33 | 27476 | 3.38 | 1.85 | 8.1 | 6.85
Live | 216733097 |  | 10.5 | 16 | 26202 | 23184 | 19100 | 2.85 | 2.38 | 27741 | 3.36 | 1.96 | 8.5 | 7
Live | 216733850 |  | 10.5 | 16.5 | 26440 | 22668 | 18800 | 2.85 | 2.33 | 27476 | 3.38 | 1.85 | 8.1 | 6.85
Live | 216733093 |  | 10.5 | 16 | 26440 | 23312 | 19200 | 2.85 | 2.39 | 28005 | 3.42 | 1.96 | 8.5 | 7
Live | 216733849 |  | 10.5 | 16.5 | 26440 | 22668 | 18800 | 2.85 | 2.33 | 27476 | 3.38 | 1.85 | 8.1 | 6.85
Live | 216733092 |  | 10.5 | 16 | 26440 | 23312 | 19200 | 2.85 | 2.39 | 28005 | 3.42 | 1.96 | 8.5 | 7
Live | 216733848 |  | 10.5 | 16.5 | 26440 | 22668 | 18800 | 2.85 | 2.33 | 27476 | 3.38 | 1.85 | 8.1 | 6.85
Live | 216733091 |  | 10.5 | 16 | 26440 | 23312 | 19200 | 2.85 | 2.39 | 28005 | 3.42 | 1.96 | 8.5 | 7
Live | 216733847 |  | 10.5 | 16.5 | 26440 | 22668 | 18800 | 2.85 | 2.33 | 27476 | 3.38 | 1.85 | 8.1 | 6.85
Live | 216733090 |  | 10.5 | 16 | 26440 | 23312 | 19200 | 2.85 | 2.39 | 28005 | 3.42 | 1.96 | 8.5 | 7
Live | 216733846 |  | 10.5 | 16.5 | 26440 | 22668 | 18800 | 2.85 | 2.33 | 27476 | 3.38 | 1.85 | 8.1 | 6.85
Live | 216733089 |  | 10.5 | 16 | 26440 | 23312 | 19200 | 2.85 | 2.39 | 28005 | 3.42 | 1.96 | 8.5 | 7
Live | 216733088 |  | 10.5 | 16 | 26440 | 23312 | 19200 | 2.85 | 2.39 | 28005 | 3.42 | 1.96 | 8.5 | 7
Live | 216733087 |  | 10.5 | 16 | 26440 | 23312 | 19200 | 2.85 | 2.39 | 28005 | 3.42 | 1.96 | 8.5 | 7
Live | 216733086 |  | 10.5 | 16 | 26440 | 23312 | 19200 | 2.85 | 2.39 | 28005 | 3.42 | 1.96 | 8.5 | 7
Live | 216733082 |  | 10.5 | 16 | 26202 | 23184 | 19100 | 2.85 | 2.38 | 27741 | 3.36 | 1.96 | 8.5 | 7
Live | 216733081 |  | 10.5 | 16 | 26202 | 23184 | 19100 | 2.85 | 2.38 | 27741 | 3.36 | 1.96 | 8.5 | 7
Live | 216738525 |  | 10.5 | 14.5 | 26916 | 22797 | 18600 | 2.85 | 2.35 | 27476 | 3.43 | 1.9 | 8.1 | 6.9
Live | 216738524 |  | 10.5 | 14.5 | 26916 | 22797 | 18600 | 2.85 | 2.35 | 27476 | 3.43 | 1.9 | 8.1 | 6.9
Live | 216738516 |  | 10.5 | 15 | 27154 | 22797 | 18600 | 2.85 | 2.37 | 27476 | 3.44 | 1.85 | 8.1 | 6.8
Live | 216738515 |  | 10.5 | 15 | 27154 | 22797 | 18600 | 2.85 | 2.37 | 27476 | 3.44 | 1.85 | 8.1 | 6.8
Live | 216738506 |  | 10.5 | 15.2 | 27393 | 22797 | 18700 | 2.86 | 2.41 | 27741 | 3.53 | 1.9 | 8.1 | 6.8
Live | 216738505 |  | 10.5 | 15.2 | 27393 | 22797 | 18700 | 2.86 | 2.41 | 27741 | 3.53 | 1.9 | 8.1 | 6.8
Live | 216738497 |  | 11 | 15.2 | 27631 | 22926 | 18800 | 2.99 | 2.43 | 28005 | 3.6 | 1.9 | 8.1 | 6.8
Live | 216738487 |  | 11 | 16 | 27154 | 22668 | 18500 | 2.99 | 2.39 | 27476 | 3.47 | 1.85 | 8.1 | 6.8
Live | 216738486 |  | 11 | 16 | 27154 | 22668 | 18500 | 2.99 | 2.39 | 27476 | 3.47 | 1.85 | 8.1 | 6.8
Live | 216738478 |  | 11 | 15.5 | 27631 | 22797 | 18700 | 2.99 | 2.43 | 27741 | 3.58 | 1.9 | 8.1 | 6.75
Live | 216738477 |  | 11 | 15.5 | 27631 | 22797 | 18700 | 2.99 | 2.43 | 27741 | 3.58 | 1.9 | 8.1 | 6.75
Live | 216738467 |  | 10.5 | 16 | 26916 | 22540 | 18400 | 2.85 | 2.38 | 27476 | 3.43 | 1.85 | 8.1 | 6.8
Live | 216738466 |  | 10.5 | 16 | 26916 | 22540 | 18400 | 2.85 | 2.38 | 27476 | 3.43 | 1.85 | 8.1 | 6.8
Live | 216738456 |  | 11 | 16 | 27154 | 22668 | 18500 | 2.99 | 2.37 | 27476 | 3.44 | 1.85 | 8.1 | 6.8
Live | 216738455 |  | 11 | 16 | 27154 | 22668 | 18500 | 2.99 | 2.37 | 27476 | 3.44 | 1.85 | 8.1 | 6.8
Live | 216738447 |  | 10.5 | 15.2 | 27393 | 22797 | 18700 | 2.86 | 2.39 | 27741 | 3.5 | 1.85 | 8.1 | 6.75
Live | 216734998 |  | 11 | 16.5 | 27154 | 22540 | 18400 | 2.99 | 2.38 | 27212 | 3.44 | 1.96 | 8.5 | 7
Live | 216738446 |  | 10.5 | 15.2 | 27393 | 22797 | 18700 | 2.86 | 2.39 | 27741 | 3.5 | 1.85 | 8.1 | 6.75
Live | 216734997 |  | 11 | 16.5 | 27154 | 22540 | 18400 | 2.99 | 2.38 | 27212 | 3.44 | 1.96 | 8.5 | 7
Live | 216738364 |  | 10.5 | 14.5 | 27154 | 22668 | 18500 | 2.85 | 2.37 | 27476 | 3.47 | 1.85 | 8.1 | 6.75
Live | 216734988 |  | 11 | 16.5 | 27393 | 22668 | 18500 | 2.98 | 2.39 | 27476 | 3.49 | 1.96 | 8.5 | 7
Live | 216738363 |  | 10.5 | 14.5 | 27154 | 22668 | 18500 | 2.85 | 2.37 | 27476 | 3.47 | 1.85 | 8.1 | 6.75
Live | 216738353 |  | 10.5 | 15.2 | 27154 | 22797 | 18600 | 2.85 | 2.39 | 27741 | 3.49 | 1.85 | 8.1 | 6.75
Live | 216734979 |  | 11 | 16.5 | 27631 | 22797 | 18600 | 2.99 | 2.41 | 27741 | 3.55 | 1.96 | 8.5 | 7
Live | 216734970 |  | 11 | 16.5 | 27393 | 22668 | 18500 | 2.98 | 2.39 | 27476 | 3.49 | 1.94 | 8.5 | 7
Live | 216738352 |  | 10.5 | 15.2 | 27154 | 22797 | 18600 | 2.85 | 2.39 | 27741 | 3.49 | 1.85 | 8.1 | 6.75
Live | 216738343 |  | 10.5 | 14.5 | 26678 | 22540 | 18400 | 2.85 | 2.35 | 27476 | 3.4 | 1.85 | 8.1 | 6.8
Live | 216734961 |  | 11 | 16.5 | 27393 | 22668 | 18500 | 2.98 | 2.39 | 27476 | 3.49 | 1.96 | 8.5 | 7
Live | 216734951 |  | 11 | 16 | 27154 | 22540 | 18400 | 2.99 | 2.38 | 27212 | 3.42 | 1.9 | 8.1 | 6.85
Live | 216738342 |  | 10.5 | 14.5 | 26678 | 22540 | 18400 | 2.85 | 2.35 | 27476 | 3.4 | 1.85 | 8.1 | 6.8
Live | 216734950 |  | 11 | 16 | 27154 | 22540 | 18400 | 2.99 | 2.38 | 27212 | 3.42 | 1.9 | 8.1 | 6.85
Live | 216738340 |  | 10.5 | 15.5 | 26916 | 22540 | 18400 | 2.85 | 2.35 | 27212 | 3.41 | 1.85 | 8.1 | 6.8
Live | 216734940 |  | 11 | 16 | 27154 | 22540 | 18400 | 2.99 | 2.38 | 27212 | 3.44 | 1.96 | 8.5 | 7
Live | 216738339 |  | 10.5 | 15.5 | 26916 | 22540 | 18400 | 2.85 | 2.35 | 27212 | 3.41 | 1.85 | 8.1 | 6.8
Live | 216734939 |  | 11 | 16 | 27154 | 22540 | 18400 | 2.99 | 2.38 | 27212 | 3.44 | 1.96 | 8.5 | 7
Live | 216738330 |  | 11 | 16 | 27154 | 22668 | 18500 | 2.99 | 2.37 | 27476 | 3.47 | 1.85 | 8.1 | 6.8
Live | 216734930 |  | 11 | 16.5 | 27393 | 22668 | 18500 | 2.98 | 2.39 | 27476 | 3.49 | 1.98 | 8.5 | 7
Live | 216734929 |  | 11 | 16.5 | 27393 | 22668 | 18500 | 2.98 | 2.39 | 27476 | 3.49 | 1.98 | 8.5 | 7
Live | 216738329 |  | 11 | 16 | 27154 | 22668 | 18500 | 2.99 | 2.37 | 27476 | 3.47 | 1.85 | 8.1 | 6.8
Live | 216734919 |  | 11 | 16.5 | 27154 | 22540 | 18400 | 2.99 | 2.39 | 27212 | 3.47 | 1.98 | 8.5 | 7
Live | 216738327 |  | 11 | 16 | 27154 | 22668 | 18500 | 2.99 | 2.39 | 27476 | 3.49 | 1.85 | 8.1 | 6.8
Live | 216734918 |  | 11 | 16.5 | 27154 | 22540 | 18400 | 2.99 | 2.39 | 27212 | 3.47 | 1.98 | 8.5 | 7
Live | 216738326 |  | 11 | 16 | 27154 | 22668 | 18500 | 2.99 | 2.39 | 27476 | 3.49 | 1.85 | 8.1 | 6.8
Live | 216734910 |  | 11 | 15.5 | 27154 | 22668 | 18500 | 2.99 | 2.37 | 27476 | 3.43 | 1.9 | 8.1 | 6.85
Live | 216738316 |  | 11 | 16 | 26916 | 22540 | 18400 | 2.99 | 2.38 | 27476 | 3.43 | 1.85 | 8.1 | 6.8
Live | 216734909 |  | 11 | 15.5 | 27154 | 22668 | 18500 | 2.99 | 2.37 | 27476 | 3.43 | 1.9 | 8.1 | 6.85
Live | 216738315 |  | 11 | 16 | 26916 | 22540 | 18400 | 2.99 | 2.38 | 27476 | 3.43 | 1.85 | 8.1 | 6.8
Live | 216734899 |  | 11 | 16 | 27154 | 22668 | 18500 | 2.99 | 2.39 | 27476 | 3.47 | 1.98 | 8.5 | 7
Live | 216738233 |  | 11 | 16 | 27154 | 22797 | 18600 | 2.99 | 2.39 | 27741 | 3.49 | 1.85 | 8.1 | 6.75
Live | 216734898 |  | 11 | 16 | 27154 | 22668 | 18500 | 2.99 | 2.39 | 27476 | 3.47 | 1.98 | 8.5 | 7
Live | 216738232 |  | 11 | 16 | 27154 | 22797 | 18600 | 2.99 | 2.39 | 27741 | 3.49 | 1.85 | 8.1 | 6.75
Live | 216734871 |  | 10.5 | 16 | 27154 | 23055 | 19000 | 2.85 | 2.37 | 28005 | 3.49 | 1.96 | 8.5 | 7
Live | 216738222 |  | 11 | 16 | 26916 | 22540 | 18400 | 2.99 | 2.38 | 27212 | 3.42 | 1.85 | 8.1 | 6.8
Live | 216734862 |  | 10.5 | 15.2 | 26678 | 22668 | 18700 | 2.85 | 2.33 | 27476 | 3.4 | 1.9 | 8.1 | 6.85
Live | 216738221 |  | 11 | 16 | 26916 | 22540 | 18400 | 2.99 | 2.38 | 27212 | 3.42 | 1.85 | 8.1 | 6.8
Live | 216734853 |  | 10.5 | 15 | 26202 | 22668 | 18700 | 2.85 | 2.31 | 27476 | 3.31 | 1.9 | 8.1 | 6.9
Live | 216738211 |  | 10.5 | 16 | 26916 | 22540 | 18400 | 2.85 | 2.38 | 27212 | 3.42 | 1.85 | 8.1 | 6.75
Live | 216734843 |  | 10.5 | 16 | 26440 | 22540 | 18700 | 2.85 | 2.33 | 27476 | 3.36 | 1.85 | 8.1 | 6.85
Live | 216738210 |  | 10.5 | 16 | 26916 | 22540 | 18400 | 2.85 | 2.38 | 27212 | 3.42 | 1.85 | 8.1 | 6.75
Live | 216734842 |  | 10.5 | 16 | 26440 | 22540 | 18700 | 2.85 | 2.33 | 27476 | 3.36 | 1.85 | 8.1 | 6.85
Live | 216738200 |  | 10.5 | 16 | 27154 | 22668 | 18500 | 2.85 | 2.39 | 27476 | 3.47 | 1.85 | 8.1 | 6.75
Live | 216734832 |  | 10.5 | 16 | 26678 | 22668 | 18700 | 2.85 | 2.33 | 27476 | 3.38 | 1.96 | 8.5 | 7
Live | 216738199 |  | 10.5 | 16 | 27154 | 22668 | 18500 | 2.85 | 2.39 | 27476 | 3.47 | 1.85 | 8.1 | 6.75
Live | 216734831 |  | 10.5 | 16 | 26678 | 22668 | 18700 | 2.85 | 2.33 | 27476 | 3.38 | 1.96 | 8.5 | 7
Live | 216738190 |  | 10.5 | 14.5 | 26678 | 22540 | 18400 | 2.85 | 2.35 | 27476 | 3.4 | 1.85 | 8.1 | 6.8
Live | 216734821 |  | 10.5 | 16 | 26440 | 22540 | 18700 | 2.85 | 2.33 | 27476 | 3.36 | 1.85 | 8.1 | 6.85
Live | 216738181 |  | 10.5 | 15 | 26916 | 22540 | 18400 | 2.85 | 2.38 | 27476 | 3.43 | 1.85 | 8.1 | 6.8
Live | 216738172 |  | 10.5 | 14.5 | 26678 | 22540 | 18400 | 2.85 | 2.35 | 27476 | 3.4 | 1.85 | 8.1 | 6.8
Live | 216734820 |  | 10.5 | 16 | 26440 | 22540 | 18700 | 2.85 | 2.33 | 27476 | 3.36 | 1.85 | 8.1 | 6.85
Live | 216738163 |  | 10.5 | 15.5 | 26916 | 22540 | 18400 | 2.85 | 2.35 | 27212 | 3.41 | 1.85 | 8.1 | 6.8
Live | 216734810 |  | 10.5 | 16 | 26678 | 22668 | 18700 | 2.85 | 2.33 | 27476 | 3.38 | 1.96 | 8.5 | 7
Live | 216727890 |  | 10 | 14.5 | 26440 | 22797 | 18900 | 2.72 | 2.35 | 27741 | 3.37 | 1.85 | 8.1 | 6.9
Live | 216738154 |  | 11 | 16 | 26916 | 22540 | 18400 | 2.99 | 2.38 | 27476 | 3.43 | 1.85 | 8.1 | 6.8
Live | 216734809 |  | 10.5 | 16 | 26678 | 22668 | 18700 | 2.85 | 2.33 | 27476 | 3.38 | 1.96 | 8.5 | 7
Live | 216738145 |  | 11 | 16 | 27154 | 22668 | 18500 | 2.99 | 2.39 | 27476 | 3.49 | 1.85 | 8.1 | 6.8
Live | 216734800 |  | 10.5 | 16 | 26440 | 22668 | 18700 | 2.85 | 2.33 | 27476 | 3.36 | 1.85 | 8.1 | 6.85
Live | 216738136 |  | 11 | 16 | 26916 | 22540 | 18400 | 2.99 | 2.38 | 27476 | 3.43 | 1.85 | 8.1 | 6.8
Live | 216734799 |  | 10.5 | 16 | 26440 | 22668 | 18700 | 2.85 | 2.33 | 27476 | 3.36 | 1.85 | 8.1 | 6.85
Live | 216738128 |  | 10.5 | 15.5 | 27154 | 22668 | 18500 | 2.85 | 2.37 | 27476 | 3.47 | 1.85 | 8.1 | 6.8
Live | 216734790 |  | 10.5 | 15.5 | 26440 | 22668 | 18700 | 2.85 | 2.31 | 27476 | 3.31 | 1.85 | 8.1 | 6.9
Live | 216738127 |  | 10.5 | 15.5 | 27154 | 22668 | 18500 | 2.85 | 2.37 | 27476 | 3.47 | 1.85 | 8.1 | 6.8
Live | 216734789 |  | 10.5 | 15.5 | 26440 | 22668 | 18700 | 2.85 | 2.31 | 27476 | 3.31 | 1.85 | 8.1 | 6.9
Live | 216738118 |  | 11 | 15.2 | 27631 | 22926 | 18700 | 2.99 | 2.41 | 28005 | 3.57 | 1.9 | 8.1 | 6.75
Live | 216734779 |  | 10.5 | 15.5 | 26440 | 22797 | 18800 | 2.85 | 2.32 | 27476 | 3.34 | 1.85 | 8.1 | 6.9
Live | 216738117 |  | 11 | 15.2 | 27631 | 22926 | 18700 | 2.99 | 2.41 | 28005 | 3.57 | 1.9 | 8.1 | 6.75
Live | 216734778 |  | 10.5 | 15.5 | 26440 | 22797 | 18800 | 2.85 | 2.32 | 27476 | 3.34 | 1.85 | 8.1 | 6.9
Live | 216738109 |  | 11 | 16 | 27393 | 22668 | 18600 | 2.98 | 2.39 | 27476 | 3.52 | 1.85 | 8.1 | 6.75
Live | 216734741 |  | 10.5 | 16.5 | 26678 | 22668 | 18700 | 2.85 | 2.36 | 27476 | 3.4 | 1.96 | 8.5 | 7
Live | 216738108 |  | 11 | 16 | 27393 | 22668 | 18600 | 2.98 | 2.39 | 27476 | 3.52 | 1.85 | 8.1 | 6.75
Live | 216734740 |  | 10.5 | 16.5 | 26678 | 22668 | 18700 | 2.85 | 2.36 | 27476 | 3.4 | 1.96 | 8.5 | 7
Live | 216738098 |  | 11 | 16 | 26916 | 22540 | 18400 | 2.99 | 2.35 | 27212 | 3.41 | 1.9 | 8.1 | 6.85
Live | 216734730 |  | 10.5 | 16 | 26678 | 22797 | 18800 | 2.85 | 2.34 | 27741 | 3.4 | 1.96 | 8.5 | 7
Live | 216738097 |  | 11 | 16 | 26916 | 22540 | 18400 | 2.99 | 2.35 | 27212 | 3.41 | 1.9 | 8.1 | 6.85
Live | 216734729 |  | 10.5 | 16 | 26678 | 22797 | 18800 | 2.85 | 2.34 | 27741 | 3.4 | 1.96 | 8.5 | 7
Live | 216738089 |  | 11 | 16 | 26916 | 22668 | 18500 | 2.99 | 2.37 | 27476 | 3.44 | 1.85 | 8.1 | 6.8
Live | 216734720 |  | 10.5 | 16 | 26440 | 22540 | 18700 | 2.85 | 2.33 | 27476 | 3.36 | 1.85 | 8.1 | 6.85
Live | 216738080 |  | 10.5 | 15.5 | 26916 | 22540 | 18400 | 2.85 | 2.35 | 27476 | 3.4 | 1.9 | 8.1 | 6.85
Live | 216734711 |  | 10.5 | 16 | 26678 | 22668 | 18700 | 2.85 | 2.33 | 27476 | 3.38 | 1.96 | 8.5 | 7
Live | 216738079 |  | 10.5 | 15.5 | 26916 | 22540 | 18400 | 2.85 | 2.35 | 27476 | 3.4 | 1.9 | 8.1 | 6.85
Live | 216734702 |  | 10.5 | 16 | 26440 | 22668 | 18700 | 2.85 | 2.33 | 27476 | 3.36 | 1.85 | 8.1 | 6.85
Live | 216738070 |  | 11 | 16 | 27154 | 22668 | 18600 | 2.99 | 2.39 | 27476 | 3.52 | 1.85 | 8.1 | 6.75
Live | 216734693 |  | 10.5 | 15.5 | 26440 | 22668 | 18700 | 2.85 | 2.31 | 27476 | 3.31 | 1.85 | 8.1 | 6.9
Live | 216738069 |  | 11 | 16 | 27154 | 22668 | 18600 | 2.99 | 2.39 | 27476 | 3.52 | 1.85 | 8.1 | 6.75
Live | 216734684 |  | 10.5 | 15.5 | 26440 | 22797 | 18800 | 2.85 | 2.32 | 27741 | 3.36 | 1.85 | 8.1 | 6.9
Live | 216738059 |  | 11 | 16 | 26916 | 22668 | 18500 | 2.99 | 2.37 | 27476 | 3.44 | 1.85 | 8.1 | 6.8
Live | 216734674 |  | 10.5 | 16 | 26916 | 22797 | 18800 | 2.85 | 2.35 | 27741 | 3.43 | 1.96 | 8.5 | 7
Live | 216738058 |  | 11 | 16 | 26916 | 22668 | 18500 | 2.99 | 2.37 | 27476 | 3.44 | 1.85 | 8.1 | 6.8
Live | 216734673 |  | 10.5 | 16 | 26916 | 22797 | 18800 | 2.85 | 2.35 | 27741 | 3.43 | 1.96 | 8.5 | 7
Live | 216738050 |  | 10.5 | 15.5 | 27154 | 22668 | 18500 | 2.85 | 2.39 | 27476 | 3.49 | 1.9 | 8.1 | 6.8
Live | 216734661 |  | 10.5 | 15.5 | 26440 | 22668 | 18700 | 2.85 | 2.33 | 27476 | 3.36 | 1.85 | 8.1 | 6.9
Live | 216738049 |  | 10.5 | 15.5 | 27154 | 22668 | 18500 | 2.85 | 2.39 | 27476 | 3.49 | 1.9 | 8.1 | 6.8
Live | 216734660 |  | 10.5 | 15.5 | 26440 | 22668 | 18700 | 2.85 | 2.33 | 27476 | 3.36 | 1.85 | 8.1 | 6.9
Live | 216738039 |  | 11 | 16 | 27154 | 22668 | 18500 | 2.99 | 2.37 | 27476 | 3.44 | 1.85 | 8.1 | 6.8
Live | 216734652 |  | 10.5 | 15.5 | 26678 | 22668 | 18800 | 2.85 | 2.33 | 27476 | 3.38 | 1.9 | 8.1 | 6.9
Live | 216738038 |  | 11 | 16 | 27154 | 22668 | 18500 | 2.99 | 2.37 | 27476 | 3.44 | 1.85 | 8.1 | 6.8
Live | 216734651 |  | 10.5 | 15.5 | 26678 | 22668 | 18800 | 2.85 | 2.33 | 27476 | 3.38 | 1.9 | 8.1 | 6.9
Live | 216738029 |  | 10.5 | 16 | 26916 | 22540 | 18400 | 2.85 | 2.38 | 27212 | 3.42 | 1.85 | 8.1 | 6.8
Live | 216734640 |  | 10.5 | 14.5 | 26202 | 22797 | 18800 | 2.85 | 2.3 | 27741 | 3.32 | 1.9 | 8.1 | 6.9
Live | 216738028 |  | 10.5 | 16 | 26916 | 22540 | 18400 | 2.85 | 2.38 | 27212 | 3.42 | 1.85 | 8.1 | 6.8
Live | 216734639 |  | 10.5 | 14.5 | 26202 | 22797 | 18800 | 2.85 | 2.3 | 27741 | 3.32 | 1.9 | 8.1 | 6.9
Live | 216738018 |  | 10.5 | 16 | 26916 | 22540 | 18400 | 2.85 | 2.38 | 27476 | 3.44 | 1.85 | 8.1 | 6.8
Live | 216734629 |  | 10.5 | 15 | 26440 | 22797 | 18800 | 2.85 | 2.32 | 27741 | 3.36 | 1.9 | 8.1 | 6.9
Live | 216734628 |  | 10.5 | 15 | 26440 | 22797 | 18800 | 2.85 | 2.32 | 27741 | 3.36 | 1.9 | 8.1 | 6.9
Live | 216738017 |  | 10.5 | 16 | 26916 | 22540 | 18400 | 2.85 | 2.38 | 27476 | 3.44 | 1.85 | 8.1 | 6.8
Live | 216734620 |  | 10.5 | 15.5 | 26440 | 22668 | 18700 | 2.85 | 2.31 | 27476 | 3.34 | 1.9 | 8.1 | 6.9
Live | 216738009 |  | 10.5 | 15.2 | 26916 | 22668 | 18500 | 2.85 | 2.36 | 27476 | 3.43 | 1.9 | 8.1 | 6.85
Live | 216734619 |  | 10.5 | 15.5 | 26440 | 22668 | 18700 | 2.85 | 2.31 | 27476 | 3.34 | 1.9 | 8.1 | 6.9
Live | 216738008 |  | 10.5 | 15.2 | 26916 | 22668 | 18500 | 2.85 | 2.36 | 27476 | 3.43 | 1.9 | 8.1 | 6.85
Live | 216734609 |  | 11 | 16.5 | 26678 | 22540 | 18600 | 2.98 | 2.35 | 27476 | 3.38 | 1.9 | 8.1 | 6.85
Live | 216737998 |  | 10.5 | 15.5 | 27154 | 22668 | 18500 | 2.85 | 2.39 | 27476 | 3.47 | 1.9 | 8.1 | 6.8
Live | 216734608 |  | 11 | 16.5 | 26678 | 22540 | 18600 | 2.98 | 2.35 | 27476 | 3.38 | 1.9 | 8.1 | 6.85
Live | 216737997 |  | 10.5 | 15.5 | 27154 | 22668 | 18500 | 2.85 | 2.39 | 27476 | 3.47 | 1.9 | 8.1 | 6.8
Live | 216734598 |  | 10.5 | 16 | 26678 | 22668 | 18700 | 2.85 | 2.36 | 27476 | 3.4 | 1.9 | 8.1 | 6.9
Live | 216737952 |  | 10.5 | 15 | 27154 | 23312 | 19200 | 2.85 | 2.41 | 28533 | 3.56 | 1.96 | 8.5 | 7
Live | 216737943 |  | 10.5 | 15.5 | 27154 | 23055 | 19000 | 2.85 | 2.41 | 28005 | 3.54 | 1.85 | 8.1 | 6.8
Live | 216734597 |  | 10.5 | 16 | 26678 | 22668 | 18700 | 2.85 | 2.36 | 27476 | 3.4 | 1.9 | 8.1 | 6.9
Live | 216737942 |  | 10.5 | 15.5 | 27154 | 23055 | 19000 | 2.85 | 2.41 | 28005 | 3.54 | 1.85 | 8.1 | 6.8
Live | 216734589 |  | 11 | 15.5 | 26916 | 22797 | 18800 | 2.99 | 2.37 | 27741 | 3.46 | 1.98 | 8.5 | 7
Live | 216737933 |  | 10.5 | 15.2 | 26916 | 22797 | 18900 | 2.85 | 2.41 | 27741 | 3.49 | 1.85 | 8.1 | 6.8
Live | 216734588 |  | 11 | 15.5 | 26916 | 22797 | 18800 | 2.99 | 2.37 | 27741 | 3.46 | 1.98 | 8.5 | 7
Live | 216737923 |  | 11 | 16 | 27154 | 22926 | 19000 | 2.99 | 2.43 | 28005 | 3.55 | 1.96 | 8.5 | 7
Live | 216734579 |  | 10.5 | 14.5 | 26440 | 22797 | 18800 | 2.85 | 2.32 | 27741 | 3.33 | 1.9 | 8.1 | 6.9
Live | 216734578 |  | 10.5 | 14.5 | 26440 | 22797 | 18800 | 2.85 | 2.32 | 27741 | 3.33 | 1.9 | 8.1 | 6.9
Live | 216737922 |  | 11 | 16 | 27154 | 22926 | 19000 | 2.99 | 2.43 | 28005 | 3.55 | 1.96 | 8.5 | 7
Live | 216734568 |  | 10.5 | 14.5 | 26440 | 22797 | 18800 | 2.85 | 2.3 | 27476 | 3.31 | 1.9 | 8.1 | 6.9
Live | 216737913 |  | 10.5 | 15.5 | 26916 | 22797 | 18900 | 2.85 | 2.39 | 27741 | 3.49 | 1.85 | 8.1 | 6.8
Live | 216734567 |  | 10.5 | 14.5 | 26440 | 22797 | 18800 | 2.85 | 2.3 | 27476 | 3.31 | 1.9 | 8.1 | 6.9
Live | 216737912 |  | 10.5 | 15.5 | 26916 | 22797 | 18900 | 2.85 | 2.39 | 27741 | 3.49 | 1.85 | 8.1 | 6.8
Live | 216734538 |  | 10.5 | 16.5 | 26440 | 22668 | 18700 | 2.85 | 2.33 | 27476 | 3.36 | 1.85 | 8.1 | 6.85
Live | 216737902 |  | 10.5 | 16 | 26916 | 22926 | 18900 | 2.85 | 2.39 | 28005 | 3.49 | 1.85 | 8.1 | 6.85
Live | 216734537 |  | 10.5 | 16.5 | 26440 | 22668 | 18700 | 2.85 | 2.33 | 27476 | 3.36 | 1.85 | 8.1 | 6.85
Live | 216737901 |  | 10.5 | 16 | 26916 | 22926 | 18900 | 2.85 | 2.39 | 28005 | 3.49 | 1.85 | 8.1 | 6.85
Live | 216734528 |  | 10.5 | 16 | 26678 | 22668 | 18700 | 2.85 | 2.36 | 27476 | 3.4 | 1.96 | 8.5 | 7
Live | 216737891 |  | 10.5 | 15.5 | 26678 | 22797 | 18800 | 2.85 | 2.37 | 27741 | 3.43 | 1.85 | 8.1 | 6.8
Live | 216734527 |  | 10.5 | 16 | 26678 | 22668 | 18700 | 2.85 | 2.36 | 27476 | 3.4 | 1.96 | 8.5 | 7
Live | 216737890 |  | 10.5 | 15.5 | 26678 | 22797 | 18800 | 2.85 | 2.37 | 27741 | 3.43 | 1.85 | 8.1 | 6.8
Live | 216734525 |  | 11 | 16.5 | 26916 | 22668 | 18700 | 2.99 | 2.37 | 27476 | 3.43 | 1.96 | 8.5 | 7
Live | 216737881 |  | 10.5 | 15.5 | 27154 | 23055 | 19000 | 2.85 | 2.41 | 28005 | 3.54 | 1.85 | 8.1 | 6.8
Live | 216734524 |  | 11 | 16.5 | 26916 | 22668 | 18700 | 2.99 | 2.37 | 27476 | 3.43 | 1.96 | 8.5 | 7
Live | 216737880 |  | 10.5 | 15.5 | 27154 | 23055 | 19000 | 2.85 | 2.41 | 28005 | 3.54 | 1.85 | 8.1 | 6.8
Live | 216734514 |  | 10.5 | 16.5 | 26440 | 22540 | 18700 | 2.85 | 2.33 | 27476 | 3.38 | 1.94 | 8.5 | 7
Live | 216737871 |  | 10.5 | 15.2 | 26916 | 22797 | 18900 | 2.85 | 2.41 | 27741 | 3.49 | 1.85 | 8.1 | 6.8
Live | 216734513 |  | 10.5 | 16.5 | 26440 | 22540 | 18700 | 2.85 | 2.33 | 27476 | 3.38 | 1.94 | 8.5 | 7
Live | 216737861 |  | 11 | 16 | 27154 | 22926 | 19000 | 2.99 | 2.43 | 28005 | 3.55 | 1.96 | 8.5 | 7
Live | 216734467 |  | 11 | 16.5 | 26678 | 22540 | 18600 | 2.98 | 2.35 | 27476 | 3.38 | 1.96 | 8.5 | 7
Live | 216737860 |  | 11 | 16 | 27154 | 22926 | 19000 | 2.99 | 2.43 | 28005 | 3.55 | 1.96 | 8.5 | 7
Live | 216734466 |  | 11 | 16.5 | 26678 | 22540 | 18600 | 2.98 | 2.35 | 27476 | 3.38 | 1.96 | 8.5 | 7
Live | 216737851 |  | 10.5 | 15.5 | 26916 | 22797 | 18900 | 2.85 | 2.39 | 27741 | 3.49 | 1.85 | 8.1 | 6.8
Live | 216734456 |  | 11 | 16.5 | 26678 | 22668 | 18700 | 2.98 | 2.36 | 27476 | 3.4 | 1.96 | 8.5 | 7
Live | 216737850 |  | 10.5 | 15.5 | 26916 | 22797 | 18900 | 2.85 | 2.39 | 27741 | 3.49 | 1.85 | 8.1 | 6.8
Live | 216734455 |  | 11 | 16.5 | 26678 | 22668 | 18700 | 2.98 | 2.36 | 27476 | 3.4 | 1.96 | 8.5 | 7
Live | 216737840 |  | 10.5 | 16 | 26916 | 22926 | 18900 | 2.85 | 2.39 | 28005 | 3.49 | 1.85 | 8.1 | 6.85
Live | 216734446 |  | 10.5 | 16.5 | 26440 | 22668 | 18700 | 2.85 | 2.33 | 27476 | 3.36 | 1.85 | 8.1 | 6.85
Live | 216737839 |  | 10.5 | 16 | 26916 | 22926 | 18900 | 2.85 | 2.39 | 28005 | 3.49 | 1.85 | 8.1 | 6.85
Live | 216734437 |  | 10.5 | 16.5 | 26440 | 22668 | 18700 | 2.85 | 2.33 | 27476 | 3.38 | 1.85 | 8.1 | 6.85
Live | 216737829 |  | 10.5 | 15.5 | 26678 | 22797 | 18800 | 2.85 | 2.37 | 27741 | 3.43 | 1.85 | 8.1 | 6.8
Live | 216734428 |  | 11 | 16.5 | 26916 | 22668 | 18700 | 2.99 | 2.37 | 27476 | 3.43 | 1.96 | 8.5 | 7
Live | 216737828 |  | 10.5 | 15.5 | 26678 | 22797 | 18800 | 2.85 | 2.37 | 27741 | 3.43 | 1.85 | 8.1 | 6.8
Live | 216734419 |  | 10.5 | 16.5 | 26440 | 22540 | 18700 | 2.85 | 2.33 | 27476 | 3.38 | 1.94 | 8.5 | 7
Live | 216737819 |  | 10.5 | 15.2 | 26440 | 22797 | 18800 | 2.85 | 2.37 | 27741 | 3.4 | 1.9 | 8.1 | 6.85
Live | 216734409 |  | 11 | 16 | 26678 | 22668 | 18700 | 2.98 | 2.36 | 27476 | 3.4 | 1.9 | 8.1 | 6.9
Live | 216737818 |  | 10.5 | 15.2 | 26440 | 22797 | 18800 | 2.85 | 2.37 | 27741 | 3.4 | 1.9 | 8.1 | 6.85
Live | 216734408 |  | 11 | 16 | 26678 | 22668 | 18700 | 2.98 | 2.36 | 27476 | 3.4 | 1.9 | 8.1 | 6.9
Live | 216737809 |  | 10 | 15.2 | 26678 | 22926 | 19000 | 2.71 | 2.36 | 28005 | 3.42 | 1.85 | 8.1 | 6.8
Live | 216734398 |  | 11 | 16 | 26678 | 22668 | 18700 | 2.98 | 2.36 | 27476 | 3.4 | 1.9 | 8.1 | 6.9
Live | 216737808 |  | 10 | 15.2 | 26678 | 22926 | 19000 | 2.71 | 2.36 | 28005 | 3.42 | 1.85 | 8.1 | 6.8
Live | 216734397 |  | 11 | 16 | 26678 | 22668 | 18700 | 2.98 | 2.36 | 27476 | 3.4 | 1.9 | 8.1 | 6.9
Live | 216737798 |  | 10 | 14.5 | 26440 | 22797 | 18900 | 2.72 | 2.35 | 27741 | 3.37 | 1.85 | 8.1 | 6.9
Live | 216734388 |  | 11 | 16.5 | 26440 | 22540 | 18600 | 2.99 | 2.33 | 27476 | 3.38 | 1.85 | 8.1 | 6.85
Live | 216737797 |  | 10 | 14.5 | 26440 | 22797 | 18900 | 2.72 | 2.35 | 27741 | 3.37 | 1.85 | 8.1 | 6.9
Live | 216734387 |  | 11 | 16.5 | 26440 | 22540 | 18600 | 2.99 | 2.33 | 27476 | 3.38 | 1.85 | 8.1 | 6.85
Live | 216737735 |  | 10.5 | 16 | 27393 | 23055 | 19000 | 2.86 | 2.43 | 28005 | 3.6 | 1.96 | 8.5 | 7
Live | 216734377 |  | 11 | 16.5 | 26678 | 22668 | 18700 | 2.98 | 2.36 | 27476 | 3.4 | 1.96 | 8.5 | 7
Live | 216737725 |  | 10.5 | 15.5 | 26678 | 22797 | 18900 | 2.85 | 2.39 | 27741 | 3.46 | 1.85 | 8.1 | 6.85
Live | 216734376 |  | 11 | 16.5 | 26678 | 22668 | 18700 | 2.98 | 2.36 | 27476 | 3.4 | 1.96 | 8.5 | 7
Live | 216737724 |  | 10.5 | 15.5 | 26678 | 22797 | 18900 | 2.85 | 2.39 | 27741 | 3.46 | 1.85 | 8.1 | 6.85
Live | 216734368 |  | 10.5 | 15.5 | 26440 | 22668 | 18700 | 2.85 | 2.33 | 27476 | 3.38 | 1.85 | 8.1 | 6.9
Live | 216737714 |  | 10.5 | 16 | 27154 | 22926 | 19000 | 2.85 | 2.41 | 28005 | 3.54 | 1.96 | 8.5 | 7
Live | 216734367 |  | 10.5 | 15.5 | 26440 | 22668 | 18700 | 2.85 | 2.33 | 27476 | 3.38 | 1.85 | 8.1 | 6.9
Live | 216737713 |  | 10.5 | 16 | 27154 | 22926 | 19000 | 2.85 | 2.41 | 28005 | 3.54 | 1.96 | 8.5 | 7
Live | 216734357 |  | 11 | 16 | 26678 | 22668 | 18700 | 2.98 | 2.36 | 27476 | 3.43 | 1.96 | 8.5 | 7
Live | 216737703 |  | 10.5 | 16 | 26678 | 22797 | 18800 | 2.85 | 2.37 | 27741 | 3.43 | 1.85 | 8.1 | 6.8
Live | 216734356 |  | 11 | 16 | 26678 | 22668 | 18700 | 2.98 | 2.36 | 27476 | 3.43 | 1.96 | 8.5 | 7
Live | 216737702 |  | 10.5 | 16 | 26678 | 22797 | 18800 | 2.85 | 2.37 | 27741 | 3.43 | 1.85 | 8.1 | 6.8
Live | 216734329 |  | 10.5 | 15.5 | 26916 | 23184 | 19100 | 2.85 | 2.35 | 28269 | 3.47 | 1.96 | 8.5 | 7
Live | 216737692 |  | 10.5 | 15.5 | 26678 | 22797 | 18900 | 2.85 | 2.37 | 27741 | 3.44 | 1.85 | 8.1 | 6.85
Live | 216734320 |  | 10.5 | 15 | 26440 | 22797 | 18800 | 2.85 | 2.34 | 27741 | 3.36 | 1.85 | 8.1 | 6.9
Live | 216737691 |  | 10.5 | 15.5 | 26678 | 22797 | 18900 | 2.85 | 2.37 | 27741 | 3.44 | 1.85 | 8.1 | 6.85
Live | 216734311 |  | 10.5 | 14.5 | 26202 | 22668 | 18800 | 2.85 | 2.3 | 27476 | 3.3 | 1.9 | 8.1 | 6.9
Live | 216737682 |  | 10.5 | 15.5 | 27154 | 23055 | 19000 | 2.85 | 2.43 | 28005 | 3.55 | 1.96 | 8.5 | 7
Live | 216734301 |  | 10.5 | 16 | 26202 | 22668 | 18800 | 2.85 | 2.31 | 27476 | 3.34 | 1.85 | 8.1 | 6.9
Live | 216727793 |  | 10.5 | 15.2 | 26678 | 23055 | 19100 | 2.85 | 2.37 | 28005 | 3.45 | 1.85 | 8.1 | 6.85
Live | 216737673 |  | 10.5 | 15.5 | 27154 | 22926 | 19000 | 2.85 | 2.41 | 28005 | 3.54 | 1.85 | 8.1 | 6.8
Live | 216734300 |  | 10.5 | 16 | 26202 | 22668 | 18800 | 2.85 | 2.31 | 27476 | 3.34 | 1.85 | 8.1 | 6.9
Live | 216737664 |  | 10.5 | 15.5 | 26916 | 22797 | 18900 | 2.85 | 2.39 | 27741 | 3.49 | 1.85 | 8.1 | 6.8
Live | 216734290 |  | 10.5 | 16 | 26440 | 22668 | 18800 | 2.85 | 2.33 | 27476 | 3.36 | 1.85 | 8.1 | 6.85
Live | 216737655 |  | 10.5 | 16 | 26916 | 22926 | 18900 | 2.85 | 2.39 | 28005 | 3.49 | 1.85 | 8.1 | 6.85
Live | 216727790 |  | 10.5 | 15.5 | 26678 | 22926 | 19100 | 2.85 | 2.37 | 28005 | 3.46 | 1.85 | 8.1 | 6.85
Live | 216734289 |  | 10.5 | 16 | 26440 | 22668 | 18800 | 2.85 | 2.33 | 27476 | 3.36 | 1.85 | 8.1 | 6.85
Live | 216737646 |  | 10.5 | 15.5 | 26678 | 22797 | 18800 | 2.85 | 2.37 | 27741 | 3.43 | 1.85 | 8.1 | 6.8
Live | 216734279 |  | 10.5 | 16 | 26202 | 22668 | 18800 | 2.85 | 2.31 | 27476 | 3.34 | 1.85 | 8.1 | 6.9
Live | 216737637 |  | 10.5 | 15.2 | 26440 | 22797 | 18800 | 2.85 | 2.37 | 27741 | 3.4 | 1.9 | 8.1 | 6.85
Live | 216734278 |  | 10.5 | 16 | 26202 | 22668 | 18800 | 2.85 | 2.31 | 27476 | 3.34 | 1.85 | 8.1 | 6.9
Live | 216737628 |  | 10 | 15.2 | 26678 | 22926 | 19000 | 2.71 | 2.36 | 28005 | 3.42 | 1.85 | 8.1 | 6.8
Live | 216727787 |  | 10.5 | 15 | 26678 | 22926 | 19000 | 2.85 | 2.37 | 28005 | 3.42 | 1.85 | 8.1 | 6.85
Live | 216734268 |  | 10.5 | 16 | 26440 | 22668 | 18800 | 2.85 | 2.33 | 27476 | 3.36 | 1.85 | 8.1 | 6.85
Live | 216737619 |  | 10 | 15 | 26440 | 22926 | 18900 | 2.72 | 2.36 | 27741 | 3.4 | 1.85 | 8.1 | 6.85
Live | 216734267 |  | 10.5 | 16 | 26440 | 22668 | 18800 | 2.85 | 2.33 | 27476 | 3.36 | 1.85 | 8.1 | 6.85
Live | 216737611 |  | 10.5 | 15 | 26678 | 22797 | 18900 | 2.85 | 2.37 | 27741 | 3.43 | 1.9 | 8.1 | 6.85
Live | 216727785 |  | 10.5 | 15.2 | 26678 | 23055 | 19100 | 2.85 | 2.37 | 28005 | 3.45 | 1.85 | 8.1 | 6.85
Live | 216734258 |  | 10.5 | 16 | 26440 | 22668 | 18800 | 2.85 | 2.31 | 27476 | 3.34 | 1.85 | 8.1 | 6.9
Live | 216737610 |  | 10.5 | 15 | 26678 | 22797 | 18900 | 2.85 | 2.37 | 27741 | 3.43 | 1.9 | 8.1 | 6.85
Live | 216737600 |  | 10.5 | 15 | 26916 | 22926 | 18900 | 2.85 | 2.39 | 28005 | 3.49 | 1.9 | 8.1 | 6.85
Live | 216734257 |  | 10.5 | 16 | 26440 | 22668 | 18800 | 2.85 | 2.31 | 27476 | 3.34 | 1.85 | 8.1 | 6.9
Live | 216737599 |  | 10.5 | 15 | 26916 | 22926 | 18900 | 2.85 | 2.39 | 28005 | 3.49 | 1.9 | 8.1 | 6.85
Live | 216734248 |  | 10.5 | 15.5 | 26202 | 22668 | 18800 | 2.85 | 2.3 | 27476 | 3.3 | 1.9 | 8.1 | 6.9
Live | 216737591 |  | 10.5 | 15 | 27154 | 23055 | 19000 | 2.85 | 2.41 | 28005 | 3.54 | 1.9 | 8.1 | 6.85
Live | 216734247 |  | 10.5 | 15.5 | 26202 | 22668 | 18800 | 2.85 | 2.3 | 27476 | 3.3 | 1.9 | 8.1 | 6.9
Live | 216737581 |  | 10.5 | 15.2 | 26916 | 22926 | 18900 | 2.85 | 2.41 | 27741 | 3.49 | 1.85 | 8.1 | 6.85
Live | 216734237 |  | 10.5 | 15.5 | 26202 | 22797 | 18900 | 2.85 | 2.3 | 27741 | 3.32 | 1.85 | 8.1 | 6.9
Live | 216737580 |  | 10.5 | 15.2 | 26916 | 22926 | 18900 | 2.85 | 2.41 | 27741 | 3.49 | 1.85 | 8.1 | 6.85
Live | 216734236 |  | 10.5 | 15.5 | 26202 | 22797 | 18900 | 2.85 | 2.3 | 27741 | 3.32 | 1.85 | 8.1 | 6.9
Live | 216737569 |  | 10.5 | 15.2 | 26678 | 22797 | 18800 | 2.85 | 2.37 | 27741 | 3.43 | 1.9 | 8.1 | 6.85
Live | 216734199 |  | 10.5 | 16.5 | 26440 | 22668 | 18800 | 2.85 | 2.33 | 27476 | 3.38 | 1.94 | 8.5 | 7
Live | 216737568 |  | 10.5 | 15.2 | 26678 | 22797 | 18800 | 2.85 | 2.37 | 27741 | 3.43 | 1.9 | 8.1 | 6.85
Live | 216734198 |  | 10.5 | 16.5 | 26440 | 22668 | 18800 | 2.85 | 2.33 | 27476 | 3.38 | 1.94 | 8.5 | 7
Live | 216737558 |  | 10.5 | 15.2 | 26678 | 22797 | 18900 | 2.85 | 2.39 | 27741 | 3.46 | 1.9 | 8.1 | 6.85
Live | 216734188 |  | 10.5 | 16 | 26440 | 22797 | 18900 | 2.85 | 2.34 | 27741 | 3.37 | 1.85 | 8.1 | 6.9
Live | 216737557 |  | 10.5 | 15.2 | 26678 | 22797 | 18900 | 2.85 | 2.39 | 27741 | 3.46 | 1.9 | 8.1 | 6.85
Live | 216734187 |  | 10.5 | 16 | 26440 | 22797 | 18900 | 2.85 | 2.34 | 27741 | 3.37 | 1.85 | 8.1 | 6.9
Live | 216737545 |  | 10.5 | 14.5 | 26916 | 22926 | 18900 | 2.85 | 2.39 | 28005 | 3.49 | 1.9 | 8.1 | 6.85
Live | 216734178 |  | 10.5 | 16 | 26202 | 22668 | 18800 | 2.85 | 2.31 | 27476 | 3.34 | 1.85 | 8.1 | 6.9
Live | 216737544 |  | 10.5 | 14.5 | 26916 | 22926 | 18900 | 2.85 | 2.39 | 28005 | 3.49 | 1.9 | 8.1 | 6.85
Live | 216734169 |  | 10.5 | 16 | 26440 | 22668 | 18800 | 2.85 | 2.33 | 27476 | 3.36 | 1.85 | 8.1 | 6.85
Live | 216737536 |  | 10.5 | 15 | 26678 | 22797 | 18900 | 2.85 | 2.37 | 27741 | 3.43 | 1.9 | 8.1 | 6.85
Live | 216734160 |  | 10.5 | 16 | 26440 | 22668 | 18800 | 2.85 | 2.31 | 27476 | 3.34 | 1.85 | 8.1 | 6.9
Live | 216737535 |  | 10.5 | 15 | 26678 | 22797 | 18900 | 2.85 | 2.37 | 27741 | 3.43 | 1.9 | 8.1 | 6.85
Live | 216734151 |  | 10.5 | 15.5 | 26202 | 22668 | 18800 | 2.85 | 2.3 | 27476 | 3.3 | 1.9 | 8.1 | 6.9
Live | 216737527 |  | 10.5 | 14.5 | 26678 | 22926 | 18900 | 2.85 | 2.37 | 27741 | 3.43 | 1.9 | 8.1 | 6.85
Live | 216737526 |  | 10.5 | 14.5 | 26678 | 22926 | 18900 | 2.85 | 2.37 | 27741 | 3.43 | 1.9 | 8.1 | 6.85
Live | 216734142 |  | 10.5 | 15.5 | 26202 | 22797 | 18900 | 2.85 | 2.3 | 27741 | 3.32 | 1.85 | 8.1 | 6.9
Live | 216737517 |  | 10.5 | 15.2 | 26916 | 22926 | 18900 | 2.85 | 2.41 | 28005 | 3.51 | 1.85 | 8.1 | 6.85
Live | 216734132 |  | 10.5 | 15.5 | 26678 | 22797 | 18900 | 2.85 | 2.34 | 27741 | 3.4 | 1.9 | 8.1 | 6.9
Live | 216737516 |  | 10.5 | 15.2 | 26916 | 22926 | 18900 | 2.85 | 2.41 | 28005 | 3.51 | 1.85 | 8.1 | 6.85
Live | 216734131 |  | 10.5 | 15.5 | 26678 | 22797 | 18900 | 2.85 | 2.34 | 27741 | 3.4 | 1.9 | 8.1 | 6.9
Live | 216737508 |  | 10.5 | 15.2 | 27154 | 23055 | 19000 | 2.85 | 2.43 | 28005 | 3.55 | 1.85 | 8.1 | 6.8
Live | 216734119 |  | 10.5 | 15.5 | 26202 | 22668 | 18800 | 2.85 | 2.31 | 27476 | 3.31 | 1.9 | 8.1 | 6.9
Live | 216737498 |  | 11 | 16 | 26678 | 22668 | 18800 | 2.98 | 2.39 | 27741 | 3.44 | 1.85 | 8.1 | 6.8
Live | 216734118 |  | 10.5 | 15.5 | 26202 | 22668 | 18800 | 2.85 | 2.31 | 27476 | 3.31 | 1.9 | 8.1 | 6.9
Live | 216737497 |  | 11 | 16 | 26678 | 22668 | 18800 | 2.98 | 2.39 | 27741 | 3.44 | 1.85 | 8.1 | 6.8
Live | 216734110 |  | 10.5 | 15.5 | 26440 | 22797 | 18800 | 2.85 | 2.32 | 27741 | 3.36 | 1.85 | 8.1 | 6.9
Live | 216737489 |  | 10.5 | 15.5 | 27154 | 22926 | 18900 | 2.85 | 2.43 | 28005 | 3.55 | 1.85 | 8.1 | 6.8
Live | 216734109 |  | 10.5 | 15.5 | 26440 | 22797 | 18800 | 2.85 | 2.32 | 27741 | 3.36 | 1.85 | 8.1 | 6.9
Live | 216737488 |  | 10.5 | 15.5 | 27154 | 22926 | 18900 | 2.85 | 2.43 | 28005 | 3.55 | 1.85 | 8.1 | 6.8
Live | 216734098 |  | 10 | 14.5 | 26202 | 22797 | 18900 | 2.71 | 2.28 | 27741 | 3.28 | 1.9 | 8.1 | 6.9
Live | 216737478 |  | 11 | 16 | 26440 | 22668 | 18700 | 2.99 | 2.37 | 27476 | 3.43 | 1.9 | 8.1 | 6.85
Live | 216734097 |  | 10 | 14.5 | 26202 | 22797 | 18900 | 2.71 | 2.28 | 27741 | 3.28 | 1.9 | 8.1 | 6.9
Live | 216737477 |  | 11 | 16 | 26440 | 22668 | 18700 | 2.99 | 2.37 | 27476 | 3.43 | 1.9 | 8.1 | 6.85
Live | 216734087 |  | 10.5 | 15 | 26440 | 22797 | 18900 | 2.85 | 2.32 | 27741 | 3.33 | 1.9 | 8.1 | 6.9
Live | 216734086 |  | 10.5 | 15 | 26440 | 22797 | 18900 | 2.85 | 2.32 | 27741 | 3.33 | 1.9 | 8.1 | 6.9
Live | 216737467 |  | 10.5 | 15.5 | 26678 | 22797 | 18800 | 2.85 | 2.37 | 27741 | 3.44 | 1.9 | 8.1 | 6.85
Live | 216734076 |  | 10.5 | 16.5 | 26440 | 22540 | 18700 | 2.85 | 2.33 | 27476 | 3.36 | 1.85 | 8.1 | 6.9
Live | 216737466 |  | 10.5 | 15.5 | 26678 | 22797 | 18800 | 2.85 | 2.37 | 27741 | 3.44 | 1.9 | 8.1 | 6.85
Live | 216734075 |  | 10.5 | 16.5 | 26440 | 22540 | 18700 | 2.85 | 2.33 | 27476 | 3.36 | 1.85 | 8.1 | 6.9
Live | 216737458 |  | 10.5 | 15.2 | 26916 | 22926 | 18900 | 2.85 | 2.41 | 28005 | 3.51 | 1.85 | 8.1 | 6.85
Live | 216734065 |  | 10.5 | 16 | 26440 | 22668 | 18800 | 2.85 | 2.33 | 27476 | 3.38 | 1.85 | 8.1 | 6.9
Live | 216737457 |  | 10.5 | 15.2 | 26916 | 22926 | 18900 | 2.85 | 2.41 | 28005 | 3.51 | 1.85 | 8.1 | 6.85
Live | 216734064 |  | 10.5 | 16 | 26440 | 22668 | 18800 | 2.85 | 2.33 | 27476 | 3.38 | 1.85 | 8.1 | 6.9
Live | 216737375 |  | 10.5 | 14.5 | 26678 | 22797 | 18800 | 2.85 | 2.37 | 27741 | 3.44 | 1.9 | 8.1 | 6.85
Live | 216734056 |  | 10.5 | 15.5 | 26678 | 22797 | 18900 | 2.85 | 2.35 | 27741 | 3.43 | 1.96 | 8.5 | 7
Live | 216737374 |  | 10.5 | 14.5 | 26678 | 22797 | 18800 | 2.85 | 2.37 | 27741 | 3.44 | 1.9 | 8.1 | 6.85
Live | 216737364 |  | 10.5 | 15.2 | 26678 | 22797 | 18900 | 2.85 | 2.39 | 27741 | 3.46 | 1.85 | 8.1 | 6.85
Live | 216734055 |  | 10.5 | 15.5 | 26678 | 22797 | 18900 | 2.85 | 2.35 | 27741 | 3.43 | 1.96 | 8.5 | 7
Live | 216737363 |  | 10.5 | 15.2 | 26678 | 22797 | 18900 | 2.85 | 2.39 | 27741 | 3.46 | 1.85 | 8.1 | 6.85
Live | 216734046 |  | 10.5 | 14.5 | 26202 | 22926 | 18900 | 2.85 | 2.3 | 27741 | 3.32 | 1.9 | 8.1 | 6.9
Live | 216734045 |  | 10.5 | 14.5 | 26202 | 22926 | 18900 | 2.85 | 2.3 | 27741 | 3.32 | 1.9 | 8.1 | 6.9
Live | 216737354 |  | 10.5 | 15 | 27154 | 23055 | 19000 | 2.85 | 2.41 | 28005 | 3.54 | 1.9 | 8.1 | 6.85
Live | 216734035 |  | 10.5 | 14.5 | 26202 | 22797 | 18900 | 2.85 | 2.28 | 27476 | 3.3 | 1.9 | 8.1 | 6.95
Live | 216737353 |  | 10.5 | 15 | 27154 | 23055 | 19000 | 2.85 | 2.41 | 28005 | 3.54 | 1.9 | 8.1 | 6.85
Live | 216734034 |  | 10.5 | 14.5 | 26202 | 22797 | 18900 | 2.85 | 2.28 | 27476 | 3.3 | 1.9 | 8.1 | 6.95
Live | 216737351 |  | 10.5 | 16 | 26916 | 22797 | 18900 | 2.85 | 2.39 | 27741 | 3.49 | 1.85 | 8.1 | 6.8
Live | 216734005 |  | 10.5 | 16 | 26440 | 22668 | 18800 | 2.85 | 2.31 | 27476 | 3.34 | 1.85 | 8.1 | 6.9
Live | 216737350 |  | 10.5 | 16 | 26916 | 22797 | 18900 | 2.85 | 2.39 | 27741 | 3.49 | 1.85 | 8.1 | 6.8
Live | 216734004 |  | 10.5 | 16 | 26440 | 22668 | 18800 | 2.85 | 2.31 | 27476 | 3.34 | 1.85 | 8.1 | 6.9
Live | 216737341 |  | 10.5 | 15.5 | 26678 | 22797 | 18800 | 2.85 | 2.39 | 27741 | 3.44 | 1.85 | 8.1 | 6.85
Live | 216733995 |  | 10.5 | 16 | 26678 | 22668 | 18800 | 2.85 | 2.33 | 27741 | 3.37 | 1.96 | 8.5 | 7
Live | 216737340 |  | 10.5 | 15.5 | 26678 | 22797 | 18800 | 2.85 | 2.39 | 27741 | 3.44 | 1.85 | 8.1 | 6.85
Live | 216733994 |  | 10.5 | 16 | 26678 | 22668 | 18800 | 2.85 | 2.33 | 27741 | 3.37 | 1.96 | 8.5 | 7
Live | 216737338 |  | 10.5 | 16 | 26916 | 22797 | 18800 | 2.85 | 2.39 | 27741 | 3.49 | 1.85 | 8.1 | 6.8
Live | 216733992 |  | 11 | 16.5 | 26678 | 22668 | 18800 | 2.98 | 2.36 | 27741 | 3.4 | 1.96 | 8.5 | 7
Live | 216737337 |  | 10.5 | 16 | 26916 | 22797 | 18800 | 2.85 | 2.39 | 27741 | 3.49 | 1.85 | 8.1 | 6.8
Live | 216733991 |  | 11 | 16.5 | 26678 | 22668 | 18800 | 2.98 | 2.36 | 27741 | 3.4 | 1.96 | 8.5 | 7
Live | 216737327 |  | 10.5 | 15.5 | 26440 | 22668 | 18700 | 2.85 | 2.37 | 27476 | 3.43 | 1.85 | 8.1 | 6.8
Live | 216733981 |  | 10.5 | 16.5 | 26440 | 22668 | 18700 | 2.85 | 2.33 | 27476 | 3.36 | 1.85 | 8.1 | 6.85
Live | 216737326 |  | 10.5 | 15.5 | 26440 | 22668 | 18700 | 2.85 | 2.37 | 27476 | 3.43 | 1.85 | 8.1 | 6.8
Live | 216733980 |  | 10.5 | 16.5 | 26440 | 22668 | 18700 | 2.85 | 2.33 | 27476 | 3.36 | 1.85 | 8.1 | 6.85
Live | 216737244 |  | 10.5 | 15.5 | 26678 | 22926 | 18900 | 2.85 | 2.39 | 27741 | 3.46 | 1.85 | 8.1 | 6.85
Live | 216733934 |  | 10.5 | 16.5 | 26440 | 22540 | 18700 | 2.85 | 2.33 | 27476 | 3.36 | 1.85 | 8.1 | 6.85
Live | 216737243 |  | 10.5 | 15.5 | 26678 | 22926 | 18900 | 2.85 | 2.39 | 27741 | 3.46 | 1.85 | 8.1 | 6.85
Live | 216733933 |  | 10.5 | 16.5 | 26440 | 22540 | 18700 | 2.85 | 2.33 | 27476 | 3.36 | 1.85 | 8.1 | 6.85
Live | 216737233 |  | 10.5 | 16 | 27154 | 22926 | 19000 | 2.85 | 2.43 | 28005 | 3.57 | 1.96 | 8.5 | 7
Live | 216733923 |  | 10.5 | 16.5 | 26440 | 22668 | 18800 | 2.85 | 2.33 | 27476 | 3.38 | 1.96 | 8.5 | 7
Live | 216737232 |  | 10.5 | 16 | 27154 | 22926 | 19000 | 2.85 | 2.43 | 28005 | 3.57 | 1.96 | 8.5 | 7
Live | 216733922 |  | 10.5 | 16.5 | 26440 | 22668 | 18800 | 2.85 | 2.33 | 27476 | 3.38 | 1.96 | 8.5 | 7
Live | 216737222 |  | 10.5 | 16 | 27154 | 22926 | 19000 | 2.85 | 2.43 | 28005 | 3.57 | 1.96 | 8.5 | 7
Live | 216733913 |  | 10.5 | 16 | 26440 | 22668 | 18800 | 2.85 | 2.31 | 27476 | 3.34 | 1.85 | 8.1 | 6.9
Live | 216737221 |  | 10.5 | 16 | 27154 | 22926 | 19000 | 2.85 | 2.43 | 28005 | 3.57 | 1.96 | 8.5 | 7
Live | 216733904 |  | 10.5 | 16 | 26440 | 22668 | 18800 | 2.85 | 2.33 | 27476 | 3.36 | 1.85 | 8.1 | 6.85
Live | 216737211 |  | 10.5 | 16 | 26678 | 22668 | 18800 | 2.85 | 2.39 | 27741 | 3.44 | 1.85 | 8.1 | 6.85
Live | 216733895 |  | 11 | 16.5 | 26678 | 22668 | 18800 | 2.98 | 2.36 | 27741 | 3.4 | 1.96 | 8.5 | 7
Live | 216737210 |  | 10.5 | 16 | 26678 | 22668 | 18800 | 2.85 | 2.39 | 27741 | 3.44 | 1.85 | 8.1 | 6.85
Live | 216733886 |  | 10.5 | 16.5 | 26440 | 22668 | 18700 | 2.85 | 2.33 | 27476 | 3.36 | 1.85 | 8.1 | 6.85
Live | 216737201 |  | 10.5 | 15 | 27154 | 23055 | 19000 | 2.85 | 2.41 | 28005 | 3.54 | 1.85 | 8.1 | 6.8
Live | 216733876 |  | 10.5 | 16 | 26440 | 22668 | 18800 | 2.85 | 2.33 | 27476 | 3.38 | 1.85 | 8.1 | 6.85
Live | 216737192 |  | 10.5 | 15.2 | 27154 | 23055 | 19000 | 2.85 | 2.43 | 28005 | 3.55 | 1.85 | 8.1 | 6.8
Live | 216733875 |  | 10.5 | 16 | 26440 | 22668 | 18800 | 2.85 | 2.33 | 27476 | 3.38 | 1.85 | 8.1 | 6.85
Live | 216737183 |  | 10.5 | 15 | 27154 | 23055 | 19000 | 2.85 | 2.41 | 28005 | 3.54 | 1.9 | 8.1 | 6.85
Live | 216733865 |  | 10.5 | 16 | 26440 | 22668 | 18800 | 2.85 | 2.33 | 27476 | 3.38 | 1.85 | 8.1 | 6.85
Live | 216737174 |  | 10.5 | 16 | 26916 | 22797 | 18900 | 2.85 | 2.39 | 27741 | 3.49 | 1.85 | 8.1 | 6.8
Live | 216733864 |  | 10.5 | 16 | 26440 | 22668 | 18800 | 2.85 | 2.33 | 27476 | 3.38 | 1.85 | 8.1 | 6.85
Live | 216737165 |  | 10.5 | 16 | 26440 | 22668 | 18700 | 2.85 | 2.37 | 27476 | 3.4 | 1.85 | 8.1 | 6.8
Live | 216733855 |  | 10.5 | 16.5 | 26440 | 22540 | 18700 | 2.85 | 2.33 | 27476 | 3.34 | 1.85 | 8.1 | 6.9
Live | 216737156 |  | 10.5 | 16 | 26916 | 22797 | 18800 | 2.85 | 2.39 | 27741 | 3.49 | 1.85 | 8.1 | 6.8
Live | 216733854 |  | 10.5 | 16.5 | 26440 | 22540 | 18700 | 2.85 | 2.33 | 27476 | 3.34 | 1.85 | 8.1 | 6.9
Live | 216737147 |  | 10.5 | 15.5 | 26440 | 22668 | 18700 | 2.85 | 2.37 | 27476 | 3.43 | 1.85 | 8.1 | 6.8
Live | 216733844 |  | 10.5 | 16.5 | 26440 | 22668 | 18800 | 2.85 | 2.33 | 27476 | 3.38 | 1.85 | 8.1 | 6.85
Live | 216737139 |  | 10.5 | 15.2 | 26678 | 22797 | 18800 | 2.85 | 2.37 | 27741 | 3.43 | 1.9 | 8.1 | 6.85
Live | 216733843 |  | 10.5 | 16.5 | 26440 | 22668 | 18800 | 2.85 | 2.33 | 27476 | 3.38 | 1.85 | 8.1 | 6.85
Live | 216737138 |  | 10.5 | 15.2 | 26678 | 22797 | 18800 | 2.85 | 2.37 | 27741 | 3.43 | 1.9 | 8.1 | 6.85
Live | 216733835 |  | 10.5 | 15.5 | 26440 | 22668 | 18800 | 2.85 | 2.31 | 27476 | 3.36 | 1.9 | 8.1 | 6.9
Live | 216737129 |  | 10.5 | 15 | 27154 | 23055 | 19000 | 2.85 | 2.41 | 28005 | 3.55 | 1.9 | 8.1 | 6.85
Live | 216737128 |  | 10.5 | 15 | 27154 | 23055 | 19000 | 2.85 | 2.41 | 28005 | 3.55 | 1.9 | 8.1 | 6.85
Live | 216733834 |  | 10.5 | 15.5 | 26440 | 22668 | 18800 | 2.85 | 2.31 | 27476 | 3.36 | 1.9 | 8.1 | 6.9
Live | 216737120 |  | 10.5 | 15.5 | 26916 | 22797 | 18800 | 2.85 | 2.39 | 27741 | 3.49 | 1.85 | 8.1 | 6.85
Live | 216733824 |  | 10.5 | 16 | 26678 | 22668 | 18800 | 2.85 | 2.33 | 27476 | 3.38 | 1.9 | 8.1 | 6.9
Live | 216737119 |  | 10.5 | 15.5 | 26916 | 22797 | 18800 | 2.85 | 2.39 | 27741 | 3.49 | 1.85 | 8.1 | 6.85
Live | 216733823 |  | 10.5 | 16 | 26678 | 22668 | 18800 | 2.85 | 2.33 | 27476 | 3.38 | 1.9 | 8.1 | 6.9
Live | 216737109 |  | 10.5 | 15.2 | 27154 | 22926 | 19000 | 2.85 | 2.41 | 28005 | 3.55 | 1.9 | 8.1 | 6.85
Live | 216733796 |  | 10.5 | 16 | 26202 | 22668 | 18800 | 2.85 | 2.3 | 27476 | 3.31 | 1.85 | 8.1 | 6.9
Live | 216737108 |  | 10.5 | 15.2 | 27154 | 22926 | 19000 | 2.85 | 2.41 | 28005 | 3.55 | 1.9 | 8.1 | 6.85
Live | 216733795 |  | 10.5 | 16 | 26202 | 22668 | 18800 | 2.85 | 2.3 | 27476 | 3.31 | 1.85 | 8.1 | 6.9
Live | 216737100 |  | 10.5 | 15.5 | 26440 | 22668 | 18800 | 2.85 | 2.37 | 27741 | 3.43 | 1.9 | 8.1 | 6.85
Live | 216733785 |  | 10.5 | 15.5 | 26202 | 22797 | 18900 | 2.85 | 2.28 | 27476 | 3.3 | 1.9 | 8.1 | 6.9
Live | 216733784 |  | 10.5 | 15.5 | 26202 | 22797 | 18900 | 2.85 | 2.28 | 27476 | 3.3 | 1.9 | 8.1 | 6.9
Live | 216737091 |  | 10.5 | 15 | 27154 | 23055 | 19000 | 2.85 | 2.43 | 28005 | 3.55 | 1.9 | 8.1 | 6.85
Live | 216733766 |  | 10.5 | 16 | 26202 | 22668 | 18800 | 2.85 | 2.3 | 27476 | 3.31 | 1.85 | 8.1 | 6.9
Live | 216737090 |  | 10.5 | 15 | 27154 | 23055 | 19000 | 2.85 | 2.43 | 28005 | 3.55 | 1.9 | 8.1 | 6.85
Live | 216733757 |  | 10.5 | 15.5 | 26202 | 22797 | 18900 | 2.85 | 2.3 | 27741 | 3.32 | 1.85 | 8.1 | 6.9
Live | 216737081 |  | 10.5 | 15.2 | 26916 | 22797 | 18900 | 2.85 | 2.39 | 27741 | 3.46 | 1.85 | 8.1 | 6.85
Live | 216727698 |  | 11 | 16.5 | 27154 | 22411 | 18300 | 2.99 | 2.39 | 26948 | 3.46 | 1.98 | 8.5 | 7
Live | 216733749 |  | 10.5 | 15.5 | 26440 | 22797 | 18800 | 2.85 | 2.32 | 27476 | 3.34 | 1.9 | 8.1 | 6.9
Live | 216737080 |  | 10.5 | 15.2 | 26916 | 22797 | 18900 | 2.85 | 2.39 | 27741 | 3.46 | 1.85 | 8.1 | 6.85
Live | 216733748 |  | 10.5 | 15.5 | 26440 | 22797 | 18800 | 2.85 | 2.32 | 27476 | 3.34 | 1.9 | 8.1 | 6.9
Live | 216737070 |  | 10.5 | 15.5 | 26678 | 22668 | 18800 | 2.85 | 2.37 | 27741 | 3.43 | 1.9 | 8.1 | 6.85
Live | 216733738 |  | 10.5 | 14.5 | 26202 | 22797 | 18900 | 2.85 | 2.3 | 27741 | 3.32 | 1.9 | 8.1 | 6.9
Live | 216737069 |  | 10.5 | 15.5 | 26678 | 22668 | 18800 | 2.85 | 2.37 | 27741 | 3.43 | 1.9 | 8.1 | 6.85
Live | 216727695 |  | 11 | 16.5 | 27631 | 22668 | 18500 | 2.99 | 2.41 | 27476 | 3.55 | 1.96 | 8.5 | 7
Live | 216733737 |  | 10.5 | 14.5 | 26202 | 22797 | 18900 | 2.85 | 2.3 | 27741 | 3.32 | 1.9 | 8.1 | 6.9
Live | 216737061 |  | 10.5 | 15.2 | 26678 | 22797 | 18900 | 2.85 | 2.39 | 27741 | 3.46 | 1.9 | 8.1 | 6.85
Live | 216733729 |  | 10.5 | 15.5 | 26678 | 22797 | 18900 | 2.85 | 2.34 | 27741 | 3.4 | 1.9 | 8.1 | 6.9
Live | 216737060 |  | 10.5 | 15.2 | 26678 | 22797 | 18900 | 2.85 | 2.39 | 27741 | 3.46 | 1.9 | 8.1 | 6.85
Live | 216727693 |  | 11 | 16.5 | 27393 | 22540 | 18400 | 2.98 | 2.39 | 27212 | 3.48 | 1.96 | 8.5 | 7
Live | 216733728 |  | 10.5 | 15.5 | 26678 | 22797 | 18900 | 2.85 | 2.34 | 27741 | 3.4 | 1.9 | 8.1 | 6.9
Live | 216737050 |  | 10.5 | 15.5 | 26678 | 22797 | 18800 | 2.85 | 2.39 | 27741 | 3.44 | 1.85 | 8.1 | 6.8
Live | 216733718 |  | 10 | 14.5 | 26202 | 22926 | 18900 | 2.71 | 2.3 | 27741 | 3.32 | 1.9 | 8.1 | 6.9
Live | 216733717 |  | 10 | 14.5 | 26202 | 22926 | 18900 | 2.71 | 2.3 | 27741 | 3.32 | 1.9 | 8.1 | 6.9
Live | 216737049 |  | 10.5 | 15.5 | 26678 | 22797 | 18800 | 2.85 | 2.39 | 27741 | 3.44 | 1.85 | 8.1 | 6.8
Live | 217117997 |  | 13.65 | 25.6 | 17200 | 16000 | 12200 | 3.82 | 2.4 | 16000 | 2.93 | 2.25 | 11.1 | 9.5
Delisted | 216623483 |  | 10.7 | 15.8 | 41000 | 39000 | 36000 | 2.66 | 2.18 | 46000 | 2.97 | 1.9 | 9.4 | 7.9
Live | 217452746 |  | 13.5 | 22.2 | 19400 | 19200 | 17500 | 3.38 | 2 | 19500 | 2.79 | 1.83 | 11.5 | 8.5
Live | 216018272 |  | 13.5 | 22.2 | 19400 | 19200 | 17500 | 3.38 | 2 | 19500 | 2.79 | 1.83 | 11.5 | 8.5
Delisted | 216505940 |  | 9.15 | 17.45 | 41000 | 29800 | 22400 | 2.67 | 1.8 | 47300 | 2.36 | 1.57 | 8.55 | 6.9
Delisted | 216505936 |  | 9 | 15.6 | 39000 | 29100 | 20000 | 2.49 | 1.63 | 41000 | 1.92 | 1.39 | 8 | 6.4
Live | 206347302 |  | 9 | 17.55 | 48000 | 43800 | 37500 | 2.74 | 2.99 | 54000 | 3.59 | 2.91 | 8.8 | 7.2
Live | 217299532 |  | 9.5 | 14.5 | 52128 | 31605 | 34200 | 2.94 | 2.33 | 50490 | 3.1 | 1.96 | 7.7 | 6.6
Live | 217299531 |  | 9.5 | 14.5 | 52128 | 31605 | 34200 | 2.94 | 2.33 | 50490 | 3.1 | 1.96 | 7.7 | 6.6
Live | 217299482 |  | 9 | 15 | 32362 | 23906 | 27800 | 2.78 | 2.45 | 34884 | 2.99 | 1.8 | 8 | 7.25
Live | 217299481 |  | 9 | 15 | 32362 | 23906 | 27800 | 2.78 | 2.45 | 34884 | 2.99 | 1.8 | 8 | 7.25
Live | 217299472 |  | 9 | 14.5 | 31928 | 23906 | 28400 | 2.78 | 2.39 | 34884 | 2.93 | 1.76 | 7.8 | 7.15
Live | 217299471 |  | 9 | 14.5 | 31928 | 23906 | 28400 | 2.78 | 2.39 | 34884 | 2.93 | 1.76 | 7.8 | 7.15
Live | 217299462 |  | 9 | 15.2 | 33231 | 23501 | 26400 | 2.78 | 2.55 | 34068 | 3.07 | 1.86 | 8.1 | 7.25
Live | 217299461 |  | 9 | 15.2 | 33231 | 23501 | 26400 | 2.78 | 2.55 | 34068 | 3.07 | 1.86 | 8.1 | 7.25
Live | 217299452 |  | 9 | 15 | 32580 | 23704 | 27600 | 2.78 | 2.47 | 34884 | 3.02 | 1.8 | 8.1 | 7.25
Live | 217299451 |  | 9 | 15 | 32580 | 23704 | 27600 | 2.78 | 2.47 | 34884 | 3.02 | 1.8 | 8.1 | 7.25
Live | 217299432 |  | 9 | 15 | 32362 | 23906 | 28000 | 2.78 | 2.43 | 35088 | 2.97 | 1.78 | 8.1 | 7.2
Live | 217299431 |  | 9 | 15 | 32362 | 23906 | 28000 | 2.78 | 2.43 | 35088 | 2.97 | 1.78 | 8.1 | 7.2
Live | 217299422 |  | 10.5 | 17 | 25846 | 19449 | 24000 | 3.25 | 2.61 | 26928 | 3.12 | 1.98 | 8.5 | 7.8
Live | 217299421 |  | 10.5 | 17 | 25846 | 19449 | 24000 | 3.25 | 2.61 | 26928 | 3.12 | 1.98 | 8.5 | 7.8
Live | 217299402 |  | 10 | 17 | 26064 | 19348 | 23400 | 3.09 | 2.64 | 26928 | 3.16 | 1.94 | 8.5 | 7.7
Live | 217299401 |  | 10 | 17 | 26064 | 19348 | 23400 | 3.09 | 2.64 | 26928 | 3.16 | 1.94 | 8.5 | 7.7
Live | 217299362 |  | 10 | 16 | 38444 | 29377 | 34800 | 3.09 | 2.41 | 38556 | 2.89 | 2 | 8.1 | 7.5
Live | 217299360 |  | 10 | 16 | 38444 | 29377 | 34800 | 3.09 | 2.41 | 38556 | 2.89 | 2 | 8.1 | 7.5
Live | 217299351 |  | 9 | 14.5 | 32145 | 23704 | 27800 | 2.78 | 2.43 | 34680 | 2.93 | 1.78 | 7.8 | 7.2
Live | 217299349 |  | 9 | 14.5 | 32145 | 23704 | 27800 | 2.78 | 2.43 | 34680 | 2.93 | 1.78 | 7.8 | 7.2
Live | 217299340 |  | 9 | 14.5 | 32362 | 23704 | 27400 | 2.78 | 2.47 | 34680 | 2.99 | 1.8 | 8 | 7.25
Live | 217299338 |  | 9 | 14.5 | 32362 | 23704 | 27400 | 2.78 | 2.47 | 34680 | 2.99 | 1.8 | 8 | 7.25
Live | 217299329 |  | 9 | 14.5 | 32145 | 23906 | 28400 | 2.78 | 2.39 | 35292 | 2.96 | 1.76 | 7.8 | 7.15
Live | 217299327 |  | 9 | 14.5 | 32145 | 23906 | 28400 | 2.78 | 2.39 | 35292 | 2.96 | 1.76 | 7.8 | 7.15
Live | 217299318 |  | 9 | 14.3 | 32145 | 23906 | 28200 | 2.78 | 2.41 | 35088 | 2.95 | 1.76 | 7.8 | 7.15
Live | 217299316 |  | 9 | 14.3 | 32145 | 23906 | 28200 | 2.78 | 2.41 | 35088 | 2.95 | 1.76 | 7.8 | 7.15
Live | 217299307 |  | 9 | 14.3 | 32145 | 23906 | 28200 | 2.78 | 2.41 | 35088 | 2.95 | 1.76 | 7.8 | 7.15
Live | 217299305 |  | 9 | 14.3 | 32145 | 23906 | 28200 | 2.78 | 2.41 | 35088 | 2.95 | 1.76 | 7.8 | 7.15
Live | 217299296 |  | 9 | 14.5 | 33448 | 23501 | 26400 | 2.78 | 2.55 | 34068 | 3.11 | 1.86 | 8.1 | 7.25
Live | 217299294 |  | 9 | 14.5 | 33448 | 23501 | 26400 | 2.78 | 2.55 | 34068 | 3.11 | 1.86 | 8.1 | 7.25
Live | 217299285 |  | 9 | 14.5 | 32145 | 23704 | 27600 | 2.78 | 2.45 | 34476 | 2.95 | 1.78 | 8.1 | 7.2
Live | 217299283 |  | 9 | 14.5 | 32145 | 23704 | 27600 | 2.78 | 2.45 | 34476 | 2.95 | 1.78 | 8.1 | 7.2
Live | 217299252 |  | 8.5 | 14.5 | 31928 | 23704 | 28000 | 2.63 | 2.41 | 34680 | 2.91 | 1.76 | 8.1 | 7.15
Live | 217299250 |  | 8.5 | 14.5 | 31928 | 23704 | 28000 | 2.63 | 2.41 | 34680 | 2.91 | 1.76 | 8.1 | 7.15
Live | 217299241 |  | 8.5 | 14.5 | 31928 | 23704 | 28200 | 2.63 | 2.41 | 34680 | 2.89 | 1.76 | 8.1 | 7.15
Live | 217299239 |  | 8.5 | 14.5 | 31928 | 23704 | 28200 | 2.63 | 2.41 | 34680 | 2.89 | 1.76 | 8.1 | 7.15
Live | 217299219 |  | 10 | 16.5 | 25412 | 19145 | 24200 | 3.09 | 2.57 | 26316 | 3.01 | 2 | 8.1 | 7.8
Live | 217299217 |  | 10 | 16.5 | 25412 | 19145 | 24200 | 3.09 | 2.57 | 26316 | 3.01 | 2 | 8.1 | 7.8
Live | 217299208 |  | 10 | 16.5 | 25412 | 19145 | 24200 | 3.09 | 2.57 | 26316 | 3.01 | 2 | 8.1 | 7.8
Live | 217299206 |  | 10 | 16.5 | 25412 | 19145 | 24200 | 3.09 | 2.57 | 26316 | 3.01 | 2 | 8.1 | 7.8
Live | 217299197 |  | 10 | 16.5 | 25412 | 19145 | 24200 | 3.09 | 2.57 | 26316 | 3.01 | 2 | 8.1 | 7.8
Live | 217299195 |  | 10 | 16.5 | 25412 | 19145 | 24200 | 3.09 | 2.57 | 26316 | 3.01 | 2 | 8.1 | 7.8
Live | 217299186 |  | 10 | 16.5 | 25412 | 19753 | 24800 | 3.09 | 2.66 | 27540 | 3.15 | 2.04 | 8.5 | 8.1
Live | 217299184 |  | 10 | 16.5 | 25412 | 19753 | 24800 | 3.09 | 2.66 | 27540 | 3.15 | 2.04 | 8.5 | 8.1
Live | 217299153 |  | 10 | 17 | 25629 | 19247 | 24000 | 3.09 | 2.59 | 26724 | 3.05 | 2 | 8.5 | 7.8
Live | 217299151 |  | 10 | 17 | 25629 | 19247 | 24000 | 3.09 | 2.59 | 26724 | 3.05 | 2 | 8.5 | 7.8
Live | 217299142 |  | 10 | 17 | 25629 | 19247 | 24200 | 3.09 | 2.59 | 26520 | 3.04 | 2.02 | 8.5 | 7.85
Live | 217299140 |  | 10 | 17 | 25629 | 19247 | 24200 | 3.09 | 2.59 | 26520 | 3.04 | 2.02 | 8.5 | 7.85
Live | 217299131 |  | 10 | 17 | 25412 | 19348 | 25000 | 3.09 | 2.58 | 26724 | 3.01 | 2.08 | 8.5 | 8
Live | 217299129 |  | 10 | 17 | 25412 | 19348 | 25000 | 3.09 | 2.58 | 26724 | 3.01 | 2.08 | 8.5 | 8
Live | 217299120 |  | 10 | 16.5 | 25629 | 19753 | 25600 | 3.09 | 2.61 | 27540 | 3.13 | 2.14 | 8.5 | 8.2
Live | 217299118 |  | 10 | 16.5 | 25629 | 19753 | 25600 | 3.09 | 2.61 | 27540 | 3.13 | 2.14 | 8.5 | 8.2
Live | 217298999 |  | 11 | 16 | 19005 | 12358 | 18700 | 3.4 | 2.37 | 18360 | 3.07 | 2.24 | 8.1 | 7.75
Live | 217298997 |  | 11 | 16 | 19005 | 12358 | 18700 | 3.4 | 2.37 | 18360 | 3.07 | 2.24 | 8.1 | 7.75
Live | 217298988 |  | 11 | 16 | 19222 | 12662 | 19100 | 3.39 | 2.47 | 19074 | 3.23 | 2.3 | 8.5 | 8.05
Live | 217298986 |  | 11 | 16 | 19222 | 12662 | 19100 | 3.39 | 2.47 | 19074 | 3.23 | 2.3 | 8.5 | 8.05
Live | 217298977 |  | 10.5 | 16 | 18896 | 12358 | 18700 | 3.24 | 2.35 | 18360 | 3.04 | 2.26 | 8.5 | 7.75
Live | 217298975 |  | 10.5 | 16 | 18896 | 12358 | 18700 | 3.24 | 2.35 | 18360 | 3.04 | 2.26 | 8.5 | 7.75
Live | 217298966 |  | 10.5 | 16 | 18679 | 12459 | 19400 | 3.24 | 2.37 | 18564 | 3.04 | 2.34 | 8.5 | 8
Live | 217298964 |  | 10.5 | 16 | 18679 | 12459 | 19400 | 3.24 | 2.37 | 18564 | 3.04 | 2.34 | 8.5 | 8
Live | 217298944 |  | 9 | 14.5 | 32145 | 23906 | 27400 | 2.78 | 2.48 | 34680 | 2.97 | 1.8 | 8 | 7.2
Live | 217298943 |  | 9 | 14.5 | 32145 | 23906 | 27400 | 2.78 | 2.48 | 34680 | 2.97 | 1.8 | 8 | 7.2
Live | 217298934 |  | 10 | 16.5 | 25412 | 19348 | 24600 | 3.09 | 2.58 | 26724 | 3.04 | 2.04 | 8.1 | 7.9
Live | 217298933 |  | 10 | 16.5 | 25412 | 19348 | 24600 | 3.09 | 2.58 | 26724 | 3.04 | 2.04 | 8.1 | 7.9
Live | 217298924 |  | 10 | 16.5 | 25412 | 19348 | 24600 | 3.09 | 2.58 | 26724 | 3.04 | 2.04 | 8.1 | 7.9
Live | 217298923 |  | 10 | 16.5 | 25412 | 19348 | 24600 | 3.09 | 2.58 | 26724 | 3.04 | 2.04 | 8.1 | 7.9
Live | 217298914 |  | 10 | 16.5 | 25412 | 19247 | 24400 | 3.09 | 2.55 | 26520 | 3.01 | 2.02 | 8.1 | 7.85
Live | 217298913 |  | 10 | 16.5 | 25412 | 19247 | 24400 | 3.09 | 2.55 | 26520 | 3.01 | 2.02 | 8.1 | 7.85
Live | 217298904 |  | 10 | 16.5 | 25195 | 19753 | 25400 | 3.09 | 2.63 | 27336 | 3.09 | 2.12 | 8.5 | 8.2
Live | 217298903 |  | 10 | 16.5 | 25195 | 19753 | 25400 | 3.09 | 2.63 | 27336 | 3.09 | 2.12 | 8.5 | 8.2
Live | 217298894 |  | 10 | 16.5 | 25195 | 19753 | 25400 | 3.09 | 2.63 | 27336 | 3.09 | 2.12 | 8.5 | 8.2
Live | 217298893 |  | 10 | 16.5 | 25195 | 19753 | 25400 | 3.09 | 2.63 | 27336 | 3.09 | 2.12 | 8.5 | 8.2
Live | 217298874 |  | 10 | 17 | 25629 | 19348 | 24000 | 3.09 | 2.59 | 26724 | 3.05 | 2 | 8.5 | 7.8
Live | 217298873 |  | 10 | 17 | 25629 | 19348 | 24000 | 3.09 | 2.59 | 26724 | 3.05 | 2 | 8.5 | 7.8
Live | 217298864 |  | 10 | 16.5 | 25412 | 19348 | 24800 | 3.09 | 2.58 | 26928 | 3.04 | 2.06 | 8.5 | 7.95
Live | 217298863 |  | 10 | 16.5 | 25412 | 19348 | 24800 | 3.09 | 2.58 | 26928 | 3.04 | 2.06 | 8.5 | 7.95
Live | 217298854 |  | 10 | 16.5 | 25412 | 19348 | 25000 | 3.09 | 2.55 | 26724 | 3.01 | 2.08 | 8.5 | 8
Live | 217298853 |  | 10 | 16.5 | 25412 | 19348 | 25000 | 3.09 | 2.55 | 26724 | 3.01 | 2.08 | 8.5 | 8
Live | 217298844 |  | 10 | 16.5 | 25195 | 19652 | 26800 | 3.09 | 2.57 | 27336 | 3.06 | 2.28 | 8.5 | 8.4
Live | 217298843 |  | 10 | 16.5 | 25195 | 19652 | 26800 | 3.09 | 2.57 | 27336 | 3.06 | 2.28 | 8.5 | 8.4
Live | 217298834 |  | 10 | 16.5 | 25195 | 19652 | 27000 | 3.09 | 2.57 | 27336 | 3.03 | 2.3 | 8.5 | 8.4
Live | 217298833 |  | 10 | 16.5 | 25195 | 19652 | 27000 | 3.09 | 2.57 | 27336 | 3.03 | 2.3 | 8.5 | 8.4
Live | 217298714 |  | 11 | 16.5 | 19005 | 12358 | 18700 | 3.4 | 2.37 | 18360 | 3.07 | 2.24 | 8.1 | 7.75
Live | 217298713 |  | 11 | 16.5 | 19005 | 12358 | 18700 | 3.4 | 2.37 | 18360 | 3.07 | 2.24 | 8.1 | 7.75
Live | 217298704 |  | 11 | 16 | 18896 | 12358 | 18700 | 3.4 | 2.37 | 18360 | 3.06 | 2.24 | 8.1 | 7.75
Live | 217298703 |  | 11 | 16 | 18896 | 12358 | 18700 | 3.4 | 2.37 | 18360 | 3.06 | 2.24 | 8.1 | 7.75
Live | 217298694 |  | 10.5 | 16 | 19005 | 12561 | 19200 | 3.24 | 2.44 | 18870 | 3.18 | 2.3 | 8.5 | 8.05
Live | 217298693 |  | 10.5 | 16 | 19005 | 12561 | 19200 | 3.24 | 2.44 | 18870 | 3.18 | 2.3 | 8.5 | 8.05
Live | 217298684 |  | 10.5 | 16 | 19005 | 12561 | 19200 | 3.24 | 2.44 | 18870 | 3.18 | 2.3 | 8.5 | 8.05
Live | 217298683 |  | 10.5 | 16 | 19005 | 12561 | 19200 | 3.24 | 2.44 | 18870 | 3.18 | 2.3 | 8.5 | 8.05
Live | 217298664 |  | 10.5 | 16.5 | 18896 | 12358 | 18700 | 3.24 | 2.35 | 18360 | 3.06 | 2.26 | 8.5 | 7.75
Live | 217298663 |  | 10.5 | 16.5 | 18896 | 12358 | 18700 | 3.24 | 2.35 | 18360 | 3.06 | 2.26 | 8.5 | 7.75
Live | 217298654 |  | 10.5 | 16.5 | 18896 | 12358 | 18900 | 3.24 | 2.35 | 18360 | 3.04 | 2.28 | 8.5 | 7.8
Live | 217298653 |  | 10.5 | 16.5 | 18896 | 12358 | 18900 | 3.24 | 2.35 | 18360 | 3.04 | 2.28 | 8.5 | 7.8
Live | 217298644 |  | 10.5 | 16 | 18787 | 12459 | 19400 | 3.24 | 2.37 | 18564 | 3.04 | 2.34 | 8.5 | 8
Live | 217298643 |  | 10.5 | 16 | 18787 | 12459 | 19400 | 3.24 | 2.37 | 18564 | 3.04 | 2.34 | 8.5 | 8
Live | 217298634 |  | 10.5 | 16 | 18679 | 12358 | 19400 | 3.24 | 2.35 | 18462 | 3.04 | 2.34 | 8.5 | 8
Live | 217298633 |  | 10.5 | 16 | 18679 | 12358 | 19400 | 3.24 | 2.35 | 18462 | 3.04 | 2.34 | 8.5 | 8
Live | 217298614 |  | 10 | 16 | 25195 | 19449 | 24800 | 3.09 | 2.56 | 26724 | 2.99 | 2.06 | 8.1 | 7.95
Live | 217298613 |  | 10 | 16 | 25195 | 19449 | 24800 | 3.09 | 2.56 | 26724 | 2.99 | 2.06 | 8.1 | 7.95
Live | 217298604 |  | 10 | 16 | 25195 | 19449 | 24800 | 3.09 | 2.56 | 26724 | 2.99 | 2.06 | 8.1 | 7.95
Live | 217298603 |  | 10 | 16 | 25195 | 19449 | 24800 | 3.09 | 2.56 | 26724 | 2.99 | 2.06 | 8.1 | 7.95
Live | 217298594 |  | 10 | 16 | 25195 | 19449 | 24800 | 3.09 | 2.56 | 26724 | 2.99 | 2.06 | 8.1 | 7.95
Live | 217298593 |  | 10 | 16 | 25195 | 19449 | 24800 | 3.09 | 2.56 | 26724 | 2.99 | 2.06 | 8.1 | 7.95
Live | 217298584 |  | 10 | 15.5 | 25195 | 19854 | 25000 | 3.09 | 2.61 | 27540 | 3.09 | 2.06 | 8.5 | 8.1
Live | 217298583 |  | 10 | 15.5 | 25195 | 19854 | 25000 | 3.09 | 2.61 | 27540 | 3.09 | 2.06 | 8.5 | 8.1
Live | 217298554 |  | 10 | 16.5 | 25412 | 19348 | 24200 | 3.09 | 2.58 | 26724 | 3.01 | 2 | 8.5 | 7.8
Live | 217298553 |  | 10 | 16.5 | 25412 | 19348 | 24200 | 3.09 | 2.58 | 26724 | 3.01 | 2 | 8.5 | 7.8
Live | 217298544 |  | 10 | 16.5 | 25412 | 19348 | 24400 | 3.09 | 2.55 | 26724 | 3.01 | 2.02 | 8.5 | 7.85
Live | 217298543 |  | 10 | 16.5 | 25412 | 19348 | 24400 | 3.09 | 2.55 | 26724 | 3.01 | 2.02 | 8.5 | 7.85
Live | 217298534 |  | 10 | 16 | 25195 | 19449 | 25200 | 3.09 | 2.53 | 26928 | 2.99 | 2.08 | 8.5 | 8
Live | 217298533 |  | 10 | 16 | 25195 | 19449 | 25200 | 3.09 | 2.53 | 26928 | 2.99 | 2.08 | 8.5 | 8
Live | 217298524 |  | 9.5 | 16 | 25412 | 19753 | 26200 | 2.93 | 2.57 | 27540 | 3.07 | 2.18 | 8.5 | 8.2
Live | 217298523 |  | 9.5 | 16 | 25412 | 19753 | 26200 | 2.93 | 2.57 | 27540 | 3.07 | 2.18 | 8.5 | 8.2
Live | 217298414 |  | 10.5 | 16 | 18787 | 12358 | 18600 | 3.24 | 2.34 | 18258 | 3.01 | 2.22 | 8.1 | 7.7
Live | 217298413 |  | 10.5 | 16 | 18787 | 12358 | 18600 | 3.24 | 2.34 | 18258 | 3.01 | 2.22 | 8.1 | 7.7
Live | 217298404 |  | 10.5 | 15.5 | 19005 | 12662 | 19200 | 3.24 | 2.43 | 18972 | 3.18 | 2.3 | 8.5 | 8.05
Live | 217298403 |  | 10.5 | 15.5 | 19005 | 12662 | 19200 | 3.24 | 2.43 | 18972 | 3.18 | 2.3 | 8.5 | 8.05
Live | 217298394 |  | 10.5 | 16 | 18896 | 12358 | 18800 | 3.24 | 2.35 | 18360 | 3.04 | 2.24 | 8.5 | 7.75
Live | 217298393 |  | 10.5 | 16 | 18896 | 12358 | 18800 | 3.24 | 2.35 | 18360 | 3.04 | 2.24 | 8.5 | 7.75
Live | 217298384 |  | 10.5 | 16 | 18679 | 12459 | 19400 | 3.24 | 2.36 | 18564 | 3.04 | 2.34 | 8.5 | 8
Live | 217298383 |  | 10.5 | 16 | 18679 | 12459 | 19400 | 3.24 | 2.36 | 18564 | 3.04 | 2.34 | 8.5 | 8
Live | 217298364 |  | 10 | 16 | 25412 | 19449 | 24600 | 3.09 | 2.56 | 26928 | 3.01 | 2.04 | 8.1 | 7.9
Live | 217298362 |  | 10 | 16 | 25412 | 19449 | 24600 | 3.09 | 2.56 | 26928 | 3.01 | 2.04 | 8.1 | 7.9
Live | 217298353 |  | 10 | 16 | 25412 | 19449 | 24600 | 3.09 | 2.56 | 26928 | 3.01 | 2.04 | 8.1 | 7.9
Live | 217298351 |  | 10 | 16 | 25412 | 19449 | 24600 | 3.09 | 2.56 | 26928 | 3.01 | 2.04 | 8.1 | 7.9
Live | 217298342 |  | 10 | 15.5 | 25195 | 19348 | 24200 | 3.09 | 2.53 | 26316 | 2.97 | 2 | 8.1 | 7.75
Live | 217298340 |  | 10 | 15.5 | 25195 | 19348 | 24200 | 3.09 | 2.53 | 26316 | 2.97 | 2 | 8.1 | 7.75
Live | 217298331 |  | 10 | 15.5 | 25195 | 19854 | 25000 | 3.09 | 2.61 | 27540 | 3.09 | 2.06 | 8.5 | 8.1
Live | 217298329 |  | 10 | 15.5 | 25195 | 19854 | 25000 | 3.09 | 2.61 | 27540 | 3.09 | 2.06 | 8.5 | 8.1
Live | 217298320 |  | 10 | 15.5 | 25195 | 19854 | 25000 | 3.09 | 2.61 | 27540 | 3.09 | 2.06 | 8.5 | 8.1
Live | 217298318 |  | 10 | 15.5 | 25195 | 19854 | 25000 | 3.09 | 2.61 | 27540 | 3.09 | 2.06 | 8.5 | 8.1
Live | 217298298 |  | 10 | 16 | 25412 | 19449 | 24200 | 3.09 | 2.56 | 26724 | 3.01 | 2 | 8.5 | 7.8
Live | 217298296 |  | 10 | 16 | 25412 | 19449 | 24200 | 3.09 | 2.56 | 26724 | 3.01 | 2 | 8.5 | 7.8
Live | 217298287 |  | 10 | 16 | 25412 | 19449 | 24800 | 3.09 | 2.56 | 26928 | 3.01 | 2.06 | 8.5 | 7.9
Live | 217298285 |  | 10 | 16 | 25412 | 19449 | 24800 | 3.09 | 2.56 | 26928 | 3.01 | 2.06 | 8.5 | 7.9
Live | 217298276 |  | 10 | 16 | 25195 | 19449 | 25000 | 3.09 | 2.53 | 26928 | 2.99 | 2.08 | 8.5 | 7.95
Live | 217298274 |  | 10 | 16 | 25195 | 19449 | 25000 | 3.09 | 2.53 | 26928 | 2.99 | 2.08 | 8.5 | 7.95
Live | 217298265 |  | 9.5 | 16 | 24978 | 19753 | 27000 | 2.94 | 2.55 | 27540 | 3.01 | 2.28 | 8.5 | 8.35
Live | 217298263 |  | 9.5 | 16 | 24978 | 19753 | 27000 | 2.94 | 2.55 | 27540 | 3.01 | 2.28 | 8.5 | 8.35
Live | 217298254 |  | 9.5 | 16 | 24978 | 19753 | 27200 | 2.94 | 2.55 | 27540 | 3.01 | 2.3 | 8.5 | 8.4
Live | 217298252 |  | 9.5 | 16 | 24978 | 19753 | 27200 | 2.94 | 2.55 | 27540 | 3.01 | 2.3 | 8.5 | 8.4
Live | 217298122 |  | 10.5 | 16 | 18896 | 12358 | 18700 | 3.24 | 2.35 | 18360 | 3.04 | 2.24 | 8.1 | 7.75
Live | 217298120 |  | 10.5 | 16 | 18896 | 12358 | 18700 | 3.24 | 2.35 | 18360 | 3.04 | 2.24 | 8.1 | 7.75
Live | 217298111 |  | 10.5 | 16 | 18896 | 12358 | 18600 | 3.24 | 2.35 | 18360 | 3.04 | 2.22 | 8.1 | 7.7
Live | 217298109 |  | 10.5 | 16 | 18896 | 12358 | 18600 | 3.24 | 2.35 | 18360 | 3.04 | 2.22 | 8.1 | 7.7
Live | 217298100 |  | 10.5 | 15.5 | 18787 | 12561 | 19200 | 3.24 | 2.41 | 18768 | 3.11 | 2.3 | 8.5 | 8
Live | 217298098 |  | 10.5 | 15.5 | 18787 | 12561 | 19200 | 3.24 | 2.41 | 18768 | 3.11 | 2.3 | 8.5 | 8
Live | 217298089 |  | 10.5 | 15.5 | 18787 | 12561 | 19200 | 3.24 | 2.41 | 18768 | 3.11 | 2.3 | 8.5 | 8
Live | 217298087 |  | 10.5 | 15.5 | 18787 | 12561 | 19200 | 3.24 | 2.41 | 18768 | 3.11 | 2.3 | 8.5 | 8
Live | 217298067 |  | 10.5 | 16 | 18787 | 12358 | 18900 | 3.24 | 2.35 | 18462 | 3.04 | 2.26 | 8.5 | 7.8
Live | 217298065 |  | 10.5 | 16 | 18787 | 12358 | 18900 | 3.24 | 2.35 | 18462 | 3.04 | 2.26 | 8.5 | 7.8
Live | 217298056 |  | 10.5 | 16 | 18787 | 12358 | 18700 | 3.24 | 2.34 | 18258 | 2.99 | 2.24 | 8.1 | 7.7
Live | 217298054 |  | 10.5 | 16 | 18787 | 12358 | 18700 | 3.24 | 2.34 | 18258 | 2.99 | 2.24 | 8.1 | 7.7
Live | 217298045 |  | 10 | 16.5 | 18679 | 12459 | 19400 | 3.09 | 2.36 | 18564 | 3.01 | 2.34 | 8.5 | 7.95
Live | 217298043 |  | 10 | 16.5 | 18679 | 12459 | 19400 | 3.09 | 2.36 | 18564 | 3.01 | 2.34 | 8.5 | 7.95
Live | 217298034 |  | 10.5 | 15.5 | 18787 | 12561 | 19400 | 3.24 | 2.38 | 18768 | 3.07 | 2.32 | 8.5 | 8
Live | 217298032 |  | 10.5 | 15.5 | 18787 | 12561 | 19400 | 3.24 | 2.38 | 18768 | 3.07 | 2.32 | 8.5 | 8
Live | 217178425 |  | 10.5 | 18 | 51500 | 44500 | 33800 | 2.78 | 2.61 | 64000 | 3.2 | 3.19 | 9 | 6.85
Live | 217178422 |  | 10.5 | 18 | 51500 | 40500 | 33800 | 2.78 | 2.69 | 59000 | 3.38 | 2.27 | 9 | 6.85
Live | 217178420 |  | 13.3 | 19.65 | 38500 | 28400 | 24200 | 3.04 | 2.38 | 41000 | 3.43 | 2.04 | 8.9 | 6.8
Live | 217178419 |  | 9 | 16 | 50000 | 43500 | 33600 | 2.45 | 2.58 | 62500 | 3.1 | 3.02 | 8.5 | 6.6
Live | 217178418 |  | 11.3 | 16 | 38500 | 36400 | 26400 | 2.75 | 2.54 | 51500 | 3.2 | 2.74 | 8.5 | 6.6
Live | 217178417 |  | 8.5 | 16 | 58000 | 45000 | 38500 | 2.39 | 2.66 | 63000 | 3.2 | 2.04 | 8.5 | 6.6
Live | 217178416 |  | 9 | 16 | 50000 | 40000 | 33600 | 2.45 | 2.6 | 58000 | 3.2 | 2.09 | 8.5 | 6.6
Live | 217178415 |  | 11.3 | 16 | 38500 | 31600 | 26400 | 2.75 | 2.68 | 46000 | 3.48 | 2.2 | 8.5 | 6.6
Live | 217178414 |  | 11.8 | 16 | 37000 | 27800 | 23800 | 2.7 | 2.2 | 40000 | 3.24 | 1.86 | 8.2 | 6.4
Live | 217178413 |  | 12 | 20 | 52500 | 45500 | 34000 | 3.15 | 2.64 | 65000 | 3.28 | 3.38 | 9.5 | 7.1
Live | 217178412 |  | 14 | 23 | 41000 | 38800 | 26400 | 3.35 | 2.84 | 53500 | 3.68 | 3.2 | 9.6 | 7.2
Live | 217178411 |  | 8.7 | 20.5 | 59000 | 45500 | 38500 | 2.47 | 2.7 | 63500 | 3.5 | 2.32 | 9.5 | 7.1
Live | 217178410 |  | 12 | 20 | 52500 | 41000 | 34000 | 3.15 | 2.78 | 60000 | 3.58 | 2.5 | 9.5 | 7.1
Live | 217178409 |  | 14 | 23 | 41000 | 31200 | 26400 | 3.35 | 3.08 | 49500 | 4.1 | 2.52 | 9.6 | 7.2
Live | 217178408 |  | 14.8 | 23.3 | 40000 | 29000 | 24600 | 3.45 | 2.6 | 42000 | 3.64 | 2.25 | 9.6 | 7.2
Live | 217175225 |  | 10 | 16 | 40500 | 32500 | 40000 | 2.93 | 2.65 | 48000 | 3.44 | 2 | 9 | 7.5
Live | 217175224 |  | 8.9 | 15.3 | 52000 | 47000 | 38500 | 2.5 | 2.06 | 58500 | 2.78 | 3.12 | 9.3 | 7.2
Live | 217175223 |  | 10.5 | 15.6 | 51500 | 46500 | 38500 | 2.6 | 2.36 | 54500 | 2.82 | 3.68 | 9.5 | 7.4
Live | 217175222 |  | 11.75 | 16.9 | 48000 | 40000 | 37600 | 2.56 | 2.22 | 48000 | 3.22 | 3.66 | 8.8 | 6.9
Live | 217175221 |  | 12.35 | 16.5 | 47000 | 38000 | 37000 | 2.44 | 2.3 | 45000 | 3 | 3.94 | 8.9 | 6.9
Live | 217175220 |  | 11.7 | 16.2 | 35000 | 24600 | 21000 | 2.66 | 2.24 | 35500 | 3.36 | 3.31 | 9.3 | 7.4
Live | 217175219 |  | 13.45 | 16.3 | 32600 | 22600 | 20200 | 2.44 | 2.2 | 30000 | 3 | 3.5 | 8.5 | 6.6
Live | 217175218 |  | 8.9 | 15.2 | 47000 | 36800 | 40500 | 2.6 | 2.7 | 55000 | 3.39 | 2 | 9 | 7.5
Live | 217175217 |  | 10 | 16.8 | 35000 | 27600 | 39000 | 2.93 | 2.71 | 40500 | 3.34 | 2 | 9 | 7.5
Live | 217175216 |  | 11 | 16.8 | 29400 | 23800 | 35000 | 3.22 | 2.28 | 35000 | 2.8 | 1.9 | 9 | 7.5
Live | 217175215 |  | 11.7 | 17 | 24000 | 19400 | 21200 | 3.41 | 2.42 | 27000 | 2.77 | 2 | 9 | 7.5
Live | 217175214 |  | 11.7 | 17.5 | 17200 | 13700 | 21000 | 3.41 | 2.32 | 21000 | 3.03 | 2 | 9 | 7.5
Live | 217175213 |  | 8.8 | 18 | 54000 | 47000 | 37800 | 2.68 | 2.22 | 60000 | 2.86 | 3.07 | 9.7 | 7.3
Live | 217175212 |  | 10.5 | 18.9 | 54000 | 46500 | 37800 | 2.78 | 2.42 | 59000 | 2.92 | 3.61 | 10.2 | 7.6
Live | 217175211 |  | 12.2 | 20 | 52500 | 40000 | 37600 | 2.92 | 2.12 | 58000 | 3.2 | 4.43 | 10 | 7.5
Live | 217175210 |  | 13.2 | 21 | 49000 | 38000 | 37000 | 2.76 | 2.4 | 57000 | 3.14 | 4.86 | 10.1 | 7.5
Live | 217175209 |  | 13.4 | 19.6 | 36800 | 27000 | 21400 | 2.86 | 2.66 | 37000 | 3.38 | 3.6 | 9.1 | 6.8
Live | 216699604 |  | 11.7 | 18.5 | 50400 | 28700 | 36000 | 2.4 | 2.51 | 51000 | 3.34 | 2.01 | 9 | 8.6
Live | 216626165 |  | 11.7 | 19 | 31500 | 20700 | 24000 | 2.78 | 2.23 | 34000 | 2.89 | 2.03 | 9.5 | 7.49
Live | 216626164 |  | 11.7 | 19 | 25000 | 17000 | 18000 | 2.65 | 2.04 | 25300 | 2.76 | 2.16 | 9 | 7.14
Live | 216626159 |  | 11.7 | 19.5 | 14500 | 9700 | 12000 | 2.56 | 2.11 | 16900 | 2.91 | 1.8 | 9.5 | 7.4
Live | 216626158 |  | 11.7 | 19.5 | 14500 | 9700 | 12000 | 2.56 | 2.11 | 16900 | 2.91 | 1.8 | 9.5 | 7.4
Live | 216699605 |  | 12 | 19.5 | 47000 | 30000 | 36000 | 2.33 | 2.53 | 50500 | 3.27 | 2.07 | 9.5 | 8.1
Live | 216626163 |  | 12 | 20 | 30500 | 19740 | 24000 | 2.86 | 2.35 | 34000 | 3.04 | 2.01 | 10.5 | 7.6
Live | 216626162 |  | 12 | 20 | 23200 | 17600 | 18000 | 2.83 | 2.43 | 25300 | 2.92 | 2.26 | 10 | 8
Live | 216626161 |  | 12 | 20 | 14500 | 9700 | 12000 | 2.76 | 2.45 | 16900 | 3.44 | 1.8 | 9.5 | 7.8
Live | 216626160 |  | 12 | 20 | 14500 | 9700 | 12000 | 2.76 | 2.45 | 16900 | 3.44 | 1.8 | 9.5 | 7.8
Live | 217348857 |  | 10 | 16 | 22800 | 16000 | 12600 | 3.05 | 2.49 | 25249 | 3.41 | 2.1 | 8.1 | 7.2
Live | 217349004 |  | 10 | 16 | 55000 | 37800 | 30200 | 2.92 | 2.5 | 57606 | 3.22 | 2.1 | 8.1 | 7
Live | 217349225 |  | 9 | 16 | 40000 | 29600 | 24800 | 2.79 | 2.3 | 43838 | 3 | 2 | 8.1 | 7.5
Live | 217349233 |  | 9 | 15.2 | 51000 | 37000 | 28400 | 2.75 | 2.4 | 60081 | 3.26 | 2 | 8.1 | 6.9
Live | 207642986 |  | 12.5 | 23 | 13100 | 10500 | 9200 | 2.84 | 2.46 | 15500 | 3.03 | 1.93 | 9 | 7.5
Live | 216733715 |  | 10.5 | 16.5 | 26678 | 22668 | 18800 | 2.85 | 2.33 | 27476 | 3.4 | 1.96 | 8.5 | 7
Live | 216737040 |  | 10.5 | 15.5 | 26916 | 22797 | 18800 | 2.85 | 2.41 | 27741 | 3.49 | 1.85 | 8.1 | 6.85
Live | 216733714 |  | 10.5 | 16.5 | 26678 | 22668 | 18800 | 2.85 | 2.33 | 27476 | 3.4 | 1.96 | 8.5 | 7
Live | 216737039 |  | 10.5 | 15.5 | 26916 | 22797 | 18800 | 2.85 | 2.41 | 27741 | 3.49 | 1.85 | 8.1 | 6.85
Live | 216733704 |  | 10.5 | 16 | 26202 | 22540 | 18700 | 2.85 | 2.32 | 27476 | 3.34 | 1.85 | 8.1 | 6.9
Live | 216737029 |  | 11 | 16 | 26678 | 22668 | 18800 | 2.98 | 2.39 | 27476 | 3.44 | 1.9 | 8.1 | 6.85
Live | 216733703 |  | 10.5 | 16 | 26202 | 22540 | 18700 | 2.85 | 2.32 | 27476 | 3.34 | 1.85 | 8.1 | 6.9
Live | 216737028 |  | 11 | 16 | 26678 | 22668 | 18800 | 2.98 | 2.39 | 27476 | 3.44 | 1.9 | 8.1 | 6.85
Live | 216733685 |  | 11 | 16.5 | 26678 | 22668 | 18800 | 2.98 | 2.33 | 27476 | 3.4 | 1.96 | 8.5 | 7
Live | 216737020 |  | 10.5 | 15 | 26440 | 22797 | 18800 | 2.85 | 2.37 | 27741 | 3.4 | 1.9 | 8.1 | 6.9
Live | 216733676 |  | 10.5 | 16 | 26202 | 22540 | 18700 | 2.85 | 2.32 | 27476 | 3.34 | 1.85 | 8.1 | 6.9
Live | 216737019 |  | 10.5 | 15 | 26440 | 22797 | 18800 | 2.85 | 2.37 | 27741 | 3.4 | 1.9 | 8.1 | 6.9
Live | 216733666 |  | 10.5 | 16 | 26440 | 22668 | 18700 | 2.85 | 2.33 | 27476 | 3.36 | 1.85 | 8.1 | 6.9
Live | 216737009 |  | 10.5 | 15.2 | 26678 | 22797 | 18800 | 2.85 | 2.39 | 27741 | 3.46 | 1.9 | 8.1 | 6.85
Live | 216733665 |  | 10.5 | 16 | 26440 | 22668 | 18700 | 2.85 | 2.33 | 27476 | 3.36 | 1.85 | 8.1 | 6.9
Live | 216737008 |  | 10.5 | 15.2 | 26678 | 22797 | 18800 | 2.85 | 2.39 | 27741 | 3.46 | 1.9 | 8.1 | 6.85
Live | 216733655 |  | 10.5 | 16 | 26440 | 22668 | 18800 | 2.85 | 2.33 | 27476 | 3.36 | 1.85 | 8.1 | 6.9
Live | 216736963 |  | 10 | 14.5 | 27154 | 23570 | 19400 | 2.72 | 2.39 | 28533 | 3.51 | 1.85 | 8.1 | 6.85
Live | 216736954 |  | 10.5 | 15.2 | 26678 | 23055 | 19100 | 2.85 | 2.37 | 28005 | 3.45 | 1.85 | 8.1 | 6.85
Live | 216733654 |  | 10.5 | 16 | 26440 | 22668 | 18800 | 2.85 | 2.33 | 27476 | 3.36 | 1.85 | 8.1 | 6.9
Live | 216736953 |  | 10.5 | 15.2 | 26678 | 23055 | 19100 | 2.85 | 2.37 | 28005 | 3.45 | 1.85 | 8.1 | 6.85
Live | 216733645 |  | 11 | 16 | 27869 | 23055 | 18800 | 2.99 | 2.41 | 28005 | 3.62 | 1.96 | 8.5 | 7
Live | 216736944 |  | 10.5 | 15 | 26440 | 22797 | 19000 | 2.85 | 2.35 | 27741 | 3.4 | 1.9 | 8.1 | 6.85
Live | 216733636 |  | 11 | 15.2 | 27393 | 22668 | 18500 | 2.98 | 2.39 | 27476 | 3.52 | 1.98 | 8.5 | 7
Live | 216736934 |  | 10.5 | 15.5 | 26678 | 22926 | 19100 | 2.85 | 2.37 | 28005 | 3.46 | 1.85 | 8.1 | 6.85
Live | 216733627 |  | 11 | 15 | 27154 | 22540 | 18400 | 2.99 | 2.38 | 27212 | 3.42 | 1.9 | 8.1 | 6.8
Live | 216736933 |  | 10.5 | 15.5 | 26678 | 22926 | 19100 | 2.85 | 2.37 | 28005 | 3.46 | 1.85 | 8.1 | 6.85
Live | 216733617 |  | 11 | 16.5 | 27631 | 22668 | 18500 | 2.99 | 2.41 | 27476 | 3.55 | 1.96 | 8.5 | 7
Live | 216733616 |  | 11 | 16.5 | 27631 | 22668 | 18500 | 2.99 | 2.41 | 27476 | 3.55 | 1.96 | 8.5 | 7
Live | 216736924 |  | 10.5 | 15.2 | 26440 | 22797 | 19000 | 2.85 | 2.35 | 27741 | 3.37 | 1.9 | 8.1 | 6.85
Live | 216733606 |  | 11 | 16.5 | 27393 | 22540 | 18400 | 2.98 | 2.39 | 27212 | 3.47 | 1.98 | 8.5 | 7
Live | 216736923 |  | 10.5 | 15.2 | 26440 | 22797 | 19000 | 2.85 | 2.35 | 27741 | 3.37 | 1.9 | 8.1 | 6.85
Live | 216733605 |  | 11 | 16.5 | 27393 | 22540 | 18400 | 2.98 | 2.39 | 27212 | 3.47 | 1.98 | 8.5 | 7
Live | 216736913 |  | 10.5 | 15 | 26678 | 22926 | 19000 | 2.85 | 2.37 | 28005 | 3.42 | 1.85 | 8.1 | 6.85
Live | 216736912 |  | 10.5 | 15 | 26678 | 22926 | 19000 | 2.85 | 2.37 | 28005 | 3.42 | 1.85 | 8.1 | 6.85
Live | 216733595 |  | 11 | 16.5 | 27631 | 22668 | 18500 | 2.99 | 2.41 | 27476 | 3.55 | 1.96 | 8.5 | 7
Live | 216736902 |  | 10.5 | 15.2 | 26678 | 23055 | 19100 | 2.85 | 2.37 | 28005 | 3.45 | 1.85 | 8.1 | 6.85
Live | 216733594 |  | 11 | 16.5 | 27631 | 22668 | 18500 | 2.99 | 2.41 | 27476 | 3.55 | 1.96 | 8.5 | 7
Live | 216736901 |  | 10.5 | 15.2 | 26678 | 23055 | 19100 | 2.85 | 2.37 | 28005 | 3.45 | 1.85 | 8.1 | 6.85
Live | 216733584 |  | 11 | 16.5 | 27393 | 22540 | 18400 | 2.98 | 2.39 | 27212 | 3.47 | 1.98 | 8.5 | 7
Live | 216736892 |  | 10.5 | 15.2 | 26678 | 23055 | 19100 | 2.85 | 2.37 | 28005 | 3.45 | 1.85 | 8.1 | 6.85
Live | 216733583 |  | 11 | 16.5 | 27393 | 22540 | 18400 | 2.98 | 2.39 | 27212 | 3.47 | 1.98 | 8.5 | 7
Live | 216736891 |  | 10.5 | 15.2 | 26678 | 23055 | 19100 | 2.85 | 2.37 | 28005 | 3.45 | 1.85 | 8.1 | 6.85
Live | 216733574 |  | 11 | 16.5 | 27154 | 22540 | 18400 | 2.99 | 2.38 | 27212 | 3.44 | 1.96 | 8.5 | 7
Live | 216736882 |  | 10.5 | 15 | 26440 | 22797 | 19000 | 2.85 | 2.35 | 27741 | 3.4 | 1.9 | 8.1 | 6.85
Live | 216733573 |  | 11 | 16.5 | 27154 | 22540 | 18400 | 2.99 | 2.38 | 27212 | 3.44 | 1.96 | 8.5 | 7
Live | 216736872 |  | 10.5 | 15.5 | 26678 | 22926 | 19100 | 2.85 | 2.37 | 28005 | 3.46 | 1.85 | 8.1 | 6.85
Live | 216733564 |  | 11 | 16 | 27393 | 22797 | 18600 | 2.98 | 2.37 | 27476 | 3.47 | 1.98 | 8.5 | 7
Live | 216736871 |  | 10.5 | 15.5 | 26678 | 22926 | 19100 | 2.85 | 2.37 | 28005 | 3.46 | 1.85 | 8.1 | 6.85
Live | 216733563 |  | 11 | 16 | 27393 | 22797 | 18600 | 2.98 | 2.37 | 27476 | 3.47 | 1.98 | 8.5 | 7
Live | 216736862 |  | 10.5 | 15.2 | 26440 | 22797 | 19000 | 2.85 | 2.35 | 27741 | 3.37 | 1.9 | 8.1 | 6.85
Live | 216733526 |  | 11 | 16.5 | 27393 | 22540 | 18400 | 2.98 | 2.39 | 27212 | 3.48 | 1.96 | 8.5 | 7
Live | 216736861 |  | 10.5 | 15.2 | 26440 | 22797 | 19000 | 2.85 | 2.35 | 27741 | 3.37 | 1.9 | 8.1 | 6.85
Live | 216733525 |  | 11 | 16.5 | 27393 | 22540 | 18400 | 2.98 | 2.39 | 27212 | 3.48 | 1.96 | 8.5 | 7
Live | 216736851 |  | 10.5 | 15 | 26678 | 22926 | 19000 | 2.85 | 2.37 | 28005 | 3.42 | 1.85 | 8.1 | 6.85
Live | 216733515 |  | 11 | 16.5 | 27393 | 22668 | 18500 | 2.98 | 2.39 | 27476 | 3.49 | 1.96 | 8.5 | 7
Live | 216736850 |  | 10.5 | 15 | 26678 | 22926 | 19000 | 2.85 | 2.37 | 28005 | 3.42 | 1.85 | 8.1 | 6.85
Live | 216733514 |  | 11 | 16.5 | 27393 | 22668 | 18500 | 2.98 | 2.39 | 27476 | 3.49 | 1.96 | 8.5 | 7
Live | 216736840 |  | 10.5 | 15.2 | 26678 | 23055 | 19100 | 2.85 | 2.37 | 28005 | 3.45 | 1.85 | 8.1 | 6.85
Live | 216733505 |  | 11 | 16.5 | 27631 | 22668 | 18500 | 2.99 | 2.41 | 27476 | 3.55 | 1.96 | 8.5 | 7
Live | 216736839 |  | 10.5 | 15.2 | 26678 | 23055 | 19100 | 2.85 | 2.37 | 28005 | 3.45 | 1.85 | 8.1 | 6.85
Live | 216733496 |  | 11 | 16.5 | 27393 | 22540 | 18400 | 2.98 | 2.39 | 27212 | 3.47 | 1.98 | 8.5 | 7
Live | 216736830 |  | 10.5 | 15.2 | 26678 | 23055 | 19100 | 2.85 | 2.37 | 28005 | 3.45 | 1.9 | 8.1 | 6.85
Live | 216733487 |  | 11 | 16.5 | 27154 | 22540 | 18400 | 2.99 | 2.38 | 27212 | 3.44 | 1.96 | 8.5 | 7
Live | 216736829 |  | 10.5 | 15.2 | 26678 | 23055 | 19100 | 2.85 | 2.37 | 28005 | 3.45 | 1.9 | 8.1 | 6.85
Live | 216733478 |  | 11 | 16 | 27393 | 22797 | 18600 | 2.98 | 2.37 | 27476 | 3.47 | 1.98 | 8.5 | 7
Live | 216736820 |  | 10 | 14.5 | 26440 | 22926 | 19100 | 2.72 | 2.33 | 28005 | 3.36 | 1.85 | 8.1 | 6.9
Live | 216736819 |  | 10 | 14.5 | 26440 | 22926 | 19100 | 2.72 | 2.33 | 28005 | 3.36 | 1.85 | 8.1 | 6.9
Live | 216733469 |  | 11 | 15.5 | 27154 | 22668 | 18500 | 2.99 | 2.37 | 27476 | 3.44 | 1.96 | 8.5 | 7
Live | 216736775 |  | 10.5 | 16 | 26916 | 23055 | 19100 | 2.85 | 2.39 | 28005 | 3.49 | 1.85 | 8.1 | 6.85
Live | 216733459 |  | 11 | 16 | 27393 | 22668 | 18500 | 2.98 | 2.41 | 27476 | 3.53 | 1.98 | 8.5 | 7
Live | 216736765 |  | 10.5 | 15 | 26440 | 22797 | 18900 | 2.85 | 2.35 | 27741 | 3.37 | 1.9 | 8.1 | 6.9
Live | 216733458 |  | 11 | 16 | 27393 | 22668 | 18500 | 2.98 | 2.41 | 27476 | 3.53 | 1.98 | 8.5 | 7
Live | 216736764 |  | 10.5 | 15 | 26440 | 22797 | 18900 | 2.85 | 2.35 | 27741 | 3.37 | 1.9 | 8.1 | 6.9
Live | 216733446 |  | 11 | 15.5 | 27631 | 22797 | 18500 | 2.99 | 2.41 | 27476 | 3.53 | 1.98 | 8.5 | 7
Live | 216736754 |  | 10.5 | 15.2 | 26678 | 22926 | 19100 | 2.85 | 2.37 | 28005 | 3.45 | 1.85 | 8.1 | 6.85
Live | 216736753 |  | 10.5 | 15.2 | 26678 | 22926 | 19100 | 2.85 | 2.37 | 28005 | 3.45 | 1.85 | 8.1 | 6.85
Live | 216733445 |  | 11 | 15.5 | 27631 | 22797 | 18500 | 2.99 | 2.41 | 27476 | 3.53 | 1.98 | 8.5 | 7
Live | 216733437 |  | 11 | 15.5 | 27393 | 22668 | 18500 | 2.98 | 2.39 | 27476 | 3.49 | 1.98 | 8.5 | 7
Live | 216736743 |  | 10.5 | 15.5 | 26916 | 23055 | 19100 | 2.85 | 2.39 | 28005 | 3.51 | 1.85 | 8.1 | 6.8
Live | 216733436 |  | 11 | 15.5 | 27393 | 22668 | 18500 | 2.98 | 2.39 | 27476 | 3.49 | 1.98 | 8.5 | 7
Live | 216736742 |  | 10.5 | 15.5 | 26916 | 23055 | 19100 | 2.85 | 2.39 | 28005 | 3.51 | 1.85 | 8.1 | 6.8
Live | 216736732 |  | 10.5 | 14.5 | 26440 | 22797 | 19000 | 2.85 | 2.34 | 27741 | 3.37 | 1.85 | 8.1 | 6.9
Live | 216733426 |  | 11 | 15.2 | 27154 | 22668 | 18500 | 2.99 | 2.37 | 27476 | 3.44 | 1.9 | 8.1 | 6.85
Live | 216736731 |  | 10.5 | 14.5 | 26440 | 22797 | 19000 | 2.85 | 2.34 | 27741 | 3.37 | 1.85 | 8.1 | 6.9
Live | 216733425 |  | 11 | 15.2 | 27154 | 22668 | 18500 | 2.99 | 2.37 | 27476 | 3.44 | 1.9 | 8.1 | 6.85
Live | 216736722 |  | 10.5 | 15.2 | 26678 | 22926 | 19100 | 2.85 | 2.37 | 28005 | 3.46 | 1.85 | 8.1 | 6.85
Live | 216733417 |  | 11 | 15.5 | 27393 | 22668 | 18500 | 2.98 | 2.39 | 27476 | 3.49 | 1.98 | 8.5 | 7
Live | 216736713 |  | 10.5 | 15.2 | 26678 | 22926 | 19100 | 2.85 | 2.37 | 28005 | 3.45 | 1.85 | 8.1 | 6.85
Live | 216733416 |  | 11 | 15.5 | 27393 | 22668 | 18500 | 2.98 | 2.39 | 27476 | 3.49 | 1.98 | 8.5 | 7
Live | 216727623 |  | 11 | 16.5 | 27393 | 22668 | 18500 | 2.98 | 2.39 | 27476 | 3.49 | 1.96 | 8.5 | 7
Live | 216736704 |  | 10.5 | 15.2 | 26440 | 22797 | 19000 | 2.85 | 2.35 | 27741 | 3.37 | 1.9 | 8.1 | 6.85
Live | 216733406 |  | 11 | 16.5 | 27154 | 22411 | 18300 | 2.99 | 2.39 | 27212 | 3.47 | 1.98 | 8.5 | 7
Live | 216736695 |  | 10.5 | 15 | 26678 | 22926 | 19000 | 2.85 | 2.37 | 28005 | 3.42 | 1.85 | 8.1 | 6.85
Live | 216733405 |  | 11 | 16.5 | 27154 | 22411 | 18300 | 2.99 | 2.39 | 27212 | 3.47 | 1.98 | 8.5 | 7
Live | 216727621 |  | 11 | 16 | 27154 | 22540 | 18400 | 2.99 | 2.38 | 27212 | 3.42 | 1.96 | 8.5 | 7
Live | 216736686 |  | 10.5 | 15.2 | 26678 | 23055 | 19100 | 2.85 | 2.37 | 28005 | 3.45 | 1.85 | 8.1 | 6.85
Live | 216736677 |  | 10.5 | 15.2 | 26678 | 23055 | 19100 | 2.85 | 2.37 | 28005 | 3.45 | 1.9 | 8.1 | 6.85
Live | 216733395 |  | 11 | 16 | 27393 | 22540 | 18400 | 2.98 | 2.39 | 27212 | 3.48 | 1.98 | 8.5 | 7
Live | 216736668 |  | 10 | 14.5 | 26440 | 22926 | 19100 | 2.72 | 2.33 | 28005 | 3.36 | 1.85 | 8.1 | 6.9
Live | 216733394 |  | 11 | 16 | 27393 | 22540 | 18400 | 2.98 | 2.39 | 27212 | 3.48 | 1.98 | 8.5 | 7
Live | 216736659 |  | 10 | 14.5 | 26440 | 23055 | 19100 | 2.72 | 2.34 | 28005 | 3.41 | 1.9 | 8.1 | 6.85
Live | 216727617 |  | 10.5 | 15.5 | 26916 | 22668 | 18500 | 2.85 | 2.33 | 27476 | 3.4 | 1.85 | 8.1 | 6.8
Live | 216733386 |  | 11 | 16 | 27631 | 22797 | 18500 | 2.99 | 2.41 | 27476 | 3.55 | 1.96 | 8.5 | 7
Live | 216736649 |  | 10.5 | 14.5 | 26440 | 22797 | 19000 | 2.85 | 2.35 | 27741 | 3.37 | 1.9 | 8.1 | 6.95
Live | 216733385 |  | 11 | 16 | 27631 | 22797 | 18500 | 2.99 | 2.41 | 27476 | 3.55 | 1.96 | 8.5 | 7
Live | 216736648 |  | 10.5 | 14.5 | 26440 | 22797 | 19000 | 2.85 | 2.35 | 27741 | 3.37 | 1.9 | 8.1 | 6.95
Live | 216733376 |  | 10.5 | 14.5 | 27154 | 22668 | 18500 | 2.85 | 2.36 | 27476 | 3.43 | 1.9 | 8.1 | 6.85
Live | 216736640 |  | 10.5 | 14.5 | 26678 | 22926 | 19100 | 2.85 | 2.37 | 28005 | 3.45 | 1.9 | 8.1 | 6.9
Live | 216733375 |  | 10.5 | 14.5 | 27154 | 22668 | 18500 | 2.85 | 2.36 | 27476 | 3.43 | 1.9 | 8.1 | 6.85
Live | 216736630 |  | 10.5 | 15 | 26440 | 22797 | 19000 | 2.85 | 2.35 | 27741 | 3.4 | 1.9 | 8.1 | 6.9
Live | 216733365 |  | 10.5 | 14.5 | 27154 | 22797 | 18600 | 2.85 | 2.37 | 27476 | 3.47 | 1.9 | 8.1 | 6.85
Live | 216736629 |  | 10.5 | 15 | 26440 | 22797 | 19000 | 2.85 | 2.35 | 27741 | 3.4 | 1.9 | 8.1 | 6.9
Live | 216733364 |  | 10.5 | 14.5 | 27154 | 22797 | 18600 | 2.85 | 2.37 | 27476 | 3.47 | 1.9 | 8.1 | 6.85
Live | 216736618 |  | 10.5 | 14.5 | 26916 | 23184 | 19200 | 2.85 | 2.41 | 28269 | 3.53 | 1.9 | 8.1 | 6.85
Live | 216733335 |  | 11 | 16.5 | 27631 | 22668 | 18500 | 2.99 | 2.41 | 27476 | 3.53 | 1.96 | 8.5 | 7
Live | 216736617 |  | 10.5 | 14.5 | 26916 | 23184 | 19200 | 2.85 | 2.41 | 28269 | 3.53 | 1.9 | 8.1 | 6.85
Live | 216733334 |  | 11 | 16.5 | 27631 | 22668 | 18500 | 2.99 | 2.41 | 27476 | 3.53 | 1.96 | 8.5 | 7
Live | 216736607 |  | 10.5 | 15 | 26440 | 22797 | 19000 | 2.85 | 2.35 | 27741 | 3.4 | 1.9 | 8.1 | 6.9
Live | 216733325 |  | 11 | 16.5 | 27393 | 22540 | 18400 | 2.98 | 2.39 | 27212 | 3.48 | 1.96 | 8.5 | 7
Live | 216736606 |  | 10.5 | 15 | 26440 | 22797 | 19000 | 2.85 | 2.35 | 27741 | 3.4 | 1.9 | 8.1 | 6.9
Live | 216733324 |  | 11 | 16.5 | 27393 | 22540 | 18400 | 2.98 | 2.39 | 27212 | 3.48 | 1.96 | 8.5 | 7
Live | 216736594 |  | 10.5 | 14.5 | 26440 | 22926 | 19000 | 2.85 | 2.36 | 28005 | 3.42 | 1.9 | 8.1 | 6.9
Live | 216733322 |  | 11 | 17 | 27631 | 22540 | 18400 | 2.99 | 2.41 | 27476 | 3.53 | 1.96 | 8.5 | 7
Live | 216736593 |  | 10.5 | 14.5 | 26440 | 22926 | 19000 | 2.85 | 2.36 | 28005 | 3.42 | 1.9 | 8.1 | 6.9
Live | 216736585 |  | 10.5 | 14.5 | 26440 | 22797 | 19000 | 2.85 | 2.35 | 27741 | 3.37 | 1.9 | 8.1 | 6.95
Live | 216733321 |  | 11 | 17 | 27631 | 22540 | 18400 | 2.99 | 2.41 | 27476 | 3.53 | 1.96 | 8.5 | 7
Live | 216733311 |  | 11 | 16.5 | 27154 | 22411 | 18400 | 2.99 | 2.39 | 27212 | 3.47 | 1.98 | 8.5 | 7
Live | 216736584 |  | 10.5 | 14.5 | 26440 | 22797 | 19000 | 2.85 | 2.35 | 27741 | 3.37 | 1.9 | 8.1 | 6.95
Live | 216733310 |  | 11 | 16.5 | 27154 | 22411 | 18400 | 2.99 | 2.39 | 27212 | 3.47 | 1.98 | 8.5 | 7
Live | 216736576 |  | 10 | 14.5 | 26202 | 22797 | 19000 | 2.71 | 2.34 | 27741 | 3.36 | 1.9 | 8.1 | 6.9
Live | 216733264 |  | 11 | 17 | 27869 | 22797 | 18600 | 2.99 | 2.45 | 27741 | 3.61 | 1.96 | 8.5 | 7
Live | 216736575 |  | 10 | 14.5 | 26202 | 22797 | 19000 | 2.71 | 2.34 | 27741 | 3.36 | 1.9 | 8.1 | 6.9
Live | 216736566 |  | 10.5 | 14.5 | 26440 | 22926 | 19000 | 2.85 | 2.36 | 27741 | 3.43 | 1.9 | 8.1 | 6.85
Live | 216733263 |  | 11 | 17 | 27869 | 22797 | 18600 | 2.99 | 2.45 | 27741 | 3.61 | 1.96 | 8.5 | 7
Live | 216736565 |  | 10.5 | 14.5 | 26440 | 22926 | 19000 | 2.85 | 2.36 | 27741 | 3.43 | 1.9 | 8.1 | 6.85
Live | 216733253 |  | 11 | 17 | 27393 | 22540 | 18400 | 2.98 | 2.39 | 27212 | 3.48 | 1.96 | 8.5 | 7
Live | 216736557 |  | 10.5 | 14.5 | 26916 | 23055 | 19100 | 2.85 | 2.39 | 28005 | 3.49 | 1.9 | 8.1 | 6.85
Live | 216733252 |  | 11 | 17 | 27393 | 22540 | 18400 | 2.98 | 2.39 | 27212 | 3.48 | 1.96 | 8.5 | 7
Live | 216736547 |  | 10.5 | 15 | 26678 | 22926 | 19000 | 2.85 | 2.39 | 28005 | 3.46 | 1.9 | 8.1 | 6.85
Live | 216736546 |  | 10.5 | 15 | 26678 | 22926 | 19000 | 2.85 | 2.39 | 28005 | 3.46 | 1.9 | 8.1 | 6.85
Live | 216733243 |  | 11 | 16.5 | 27631 | 22668 | 18500 | 2.99 | 2.41 | 27476 | 3.53 | 1.96 | 8.5 | 7
Live | 216736538 |  | 10.5 | 15.2 | 26678 | 22926 | 19000 | 2.85 | 2.39 | 28005 | 3.46 | 1.9 | 8.1 | 6.85
Live | 216733234 |  | 11 | 16.5 | 27154 | 22540 | 18400 | 2.99 | 2.39 | 27212 | 3.47 | 1.98 | 8.5 | 7
Live | 216736537 |  | 10.5 | 15.2 | 26678 | 22926 | 19000 | 2.85 | 2.39 | 28005 | 3.46 | 1.9 | 8.1 | 6.85
Live | 216733225 |  | 11 | 17 | 27631 | 22540 | 18400 | 2.99 | 2.41 | 27476 | 3.53 | 1.96 | 8.5 | 7
Live | 216736527 |  | 10.5 | 15.2 | 26678 | 22926 | 19000 | 2.85 | 2.39 | 28005 | 3.45 | 1.9 | 8.1 | 6.85
Live | 216733216 |  | 11 | 16.5 | 27154 | 22411 | 18400 | 2.99 | 2.39 | 27212 | 3.47 | 1.98 | 8.5 | 7
Live | 216736526 |  | 10.5 | 15.2 | 26678 | 22926 | 19000 | 2.85 | 2.39 | 28005 | 3.45 | 1.9 | 8.1 | 6.85
Live | 216733206 |  | 11 | 16 | 27393 | 22540 | 18400 | 2.98 | 2.39 | 27212 | 3.48 | 1.98 | 8.5 | 7
Live | 216736516 |  | 10.5 | 14.5 | 26678 | 22926 | 19100 | 2.85 | 2.39 | 28005 | 3.46 | 1.9 | 8.1 | 6.85
Live | 216733205 |  | 11 | 16 | 27393 | 22540 | 18400 | 2.98 | 2.39 | 27212 | 3.48 | 1.98 | 8.5 | 7
Live | 216733195 |  | 11 | 16.5 | 27393 | 22540 | 18400 | 2.98 | 2.39 | 27212 | 3.48 | 1.98 | 8.5 | 7
Live | 216736515 |  | 10.5 | 14.5 | 26678 | 22926 | 19100 | 2.85 | 2.39 | 28005 | 3.46 | 1.9 | 8.1 | 6.85
Live | 216733194 |  | 11 | 16.5 | 27393 | 22540 | 18400 | 2.98 | 2.39 | 27212 | 3.48 | 1.98 | 8.5 | 7
Live | 216736507 |  | 10.5 | 14.5 | 26678 | 22926 | 19000 | 2.85 | 2.37 | 27741 | 3.43 | 1.9 | 8.1 | 6.85
Live | 216733185 |  | 11 | 16.5 | 27631 | 22540 | 18400 | 2.99 | 2.41 | 27476 | 3.53 | 1.96 | 8.5 | 7
Live | 216736506 |  | 10.5 | 14.5 | 26678 | 22926 | 19000 | 2.85 | 2.37 | 27741 | 3.43 | 1.9 | 8.1 | 6.85
Live | 216733184 |  | 11 | 16.5 | 27631 | 22540 | 18400 | 2.99 | 2.41 | 27476 | 3.53 | 1.96 | 8.5 | 7
Live | 216736460 |  | 10.5 | 14.5 | 26916 | 23055 | 19100 | 2.85 | 2.39 | 28005 | 3.46 | 1.85 | 8.1 | 6.85
Live | 216733174 |  | 11 | 16.5 | 27393 | 22540 | 18400 | 2.98 | 2.39 | 27212 | 3.48 | 1.98 | 8.5 | 7
Live | 216736459 |  | 10.5 | 14.5 | 26916 | 23055 | 19100 | 2.85 | 2.39 | 28005 | 3.46 | 1.85 | 8.1 | 6.85
Live | 216733173 |  | 11 | 16.5 | 27393 | 22540 | 18400 | 2.98 | 2.39 | 27212 | 3.48 | 1.98 | 8.5 | 7
Live | 216736449 |  | 10.5 | 14.5 | 26440 | 22797 | 19000 | 2.85 | 2.35 | 27741 | 3.37 | 1.9 | 8.1 | 6.9
Live | 216733165 |  | 11 | 15.5 | 27154 | 22540 | 18400 | 2.99 | 2.38 | 27212 | 3.44 | 1.96 | 8.5 | 7
Live | 216736448 |  | 10.5 | 14.5 | 26440 | 22797 | 19000 | 2.85 | 2.35 | 27741 | 3.37 | 1.9 | 8.1 | 6.9
Live | 216736439 |  | 10.5 | 14.5 | 26678 | 22926 | 19100 | 2.85 | 2.37 | 28005 | 3.42 | 1.85 | 8.1 | 6.85
Live | 216736438 |  | 10.5 | 14.5 | 26678 | 22926 | 19100 | 2.85 | 2.37 | 28005 | 3.42 | 1.85 | 8.1 | 6.85
Live | 216733164 |  | 11 | 15.5 | 27154 | 22540 | 18400 | 2.99 | 2.38 | 27212 | 3.44 | 1.96 | 8.5 | 7
Live | 216736436 |  | 10.5 | 15.2 | 26440 | 22797 | 19000 | 2.85 | 2.35 | 27741 | 3.4 | 1.9 | 8.1 | 6.85
Live | 216736435 |  | 10.5 | 15.2 | 26440 | 22797 | 19000 | 2.85 | 2.35 | 27741 | 3.4 | 1.9 | 8.1 | 6.85
Live | 216733154 |  | 11 | 16 | 27393 | 22540 | 18400 | 2.98 | 2.41 | 27212 | 3.51 | 1.96 | 8.5 | 7
Live | 216736426 |  | 10.5 | 15.5 | 26916 | 23055 | 19100 | 2.85 | 2.39 | 28005 | 3.49 | 1.85 | 8.1 | 6.8
Live | 216733153 |  | 11 | 16 | 27393 | 22540 | 18400 | 2.98 | 2.41 | 27212 | 3.51 | 1.96 | 8.5 | 7
Live | 216736425 |  | 10.5 | 15.5 | 26916 | 23055 | 19100 | 2.85 | 2.39 | 28005 | 3.49 | 1.85 | 8.1 | 6.8
Live | 216733126 |  | 10.5 | 15.5 | 26678 | 23570 | 19500 | 2.85 | 2.39 | 28533 | 3.48 | 1.94 | 8.5 | 7
Live | 216736423 |  | 10.5 | 15.5 | 26440 | 22797 | 18900 | 2.85 | 2.37 | 27741 | 3.4 | 1.85 | 8.1 | 6.85
Live | 216733117 |  | 10.5 | 14.5 | 26202 | 23312 | 19200 | 2.85 | 2.37 | 28005 | 3.38 | 1.98 | 8.5 | 7
Live | 216733107 |  | 10.5 | 16 | 26440 | 23312 | 19200 | 2.85 | 2.39 | 28005 | 3.42 | 1.96 | 8.5 | 7
Live | 216736422 |  | 10.5 | 15.5 | 26440 | 22797 | 18900 | 2.85 | 2.37 | 27741 | 3.4 | 1.85 | 8.1 | 6.85
Live | 216733106 |  | 10.5 | 16 | 26440 | 23312 | 19200 | 2.85 | 2.39 | 28005 | 3.42 | 1.96 | 8.5 | 7
Live | 216727565 |  | 10.5 | 16 | 26440 | 22540 | 18700 | 2.85 | 2.33 | 27476 | 3.36 | 1.85 | 8.1 | 6.85
Live | 216736412 |  | 10.5 | 15.2 | 26440 | 22797 | 19000 | 2.85 | 2.37 | 27741 | 3.4 | 1.85 | 8.1 | 6.85
Live | 216733096 |  | 10.5 | 16 | 26202 | 23184 | 19100 | 2.85 | 2.38 | 27741 | 3.36 | 1.96 | 8.5 | 7
Live | 216736411 |  | 10.5 | 15.2 | 26440 | 22797 | 19000 | 2.85 | 2.37 | 27741 | 3.4 | 1.85 | 8.1 | 6.85
Live | 216733095 |  | 10.5 | 16 | 26202 | 23184 | 19100 | 2.85 | 2.38 | 27741 | 3.36 | 1.96 | 8.5 | 7
Live | 216727563 |  | 10.5 | 16 | 26678 | 22668 | 18700 | 2.85 | 2.33 | 27476 | 3.38 | 1.96 | 8.5 | 7
Live | 216736365 |  | 10.5 | 15.5 | 27154 | 23312 | 19300 | 2.85 | 2.41 | 28269 | 3.53 | 1.96 | 8.5 | 7
Live | 216733085 |  | 10.5 | 16 | 26440 | 23312 | 19200 | 2.85 | 2.39 | 28005 | 3.42 | 1.96 | 8.5 | 7
Live | 216736364 |  | 10.5 | 15.5 | 27154 | 23312 | 19300 | 2.85 | 2.41 | 28269 | 3.53 | 1.96 | 8.5 | 7
Live | 216733084 |  | 10.5 | 16 | 26440 | 23312 | 19200 | 2.85 | 2.39 | 28005 | 3.42 | 1.96 | 8.5 | 7
Live | 216736354 |  | 10.5 | 15.5 | 26916 | 22926 | 19100 | 2.85 | 2.39 | 28005 | 3.49 | 1.85 | 8.1 | 6.85
Live | 216733074 |  | 10.5 | 16 | 26202 | 23184 | 19100 | 2.85 | 2.38 | 27741 | 3.36 | 1.96 | 8.5 | 7
Live | 216736353 |  | 10.5 | 15.5 | 26916 | 22926 | 19100 | 2.85 | 2.39 | 28005 | 3.49 | 1.85 | 8.1 | 6.85
Live | 216733073 |  | 10.5 | 16 | 26202 | 23184 | 19100 | 2.85 | 2.38 | 27741 | 3.36 | 1.96 | 8.5 | 7
Live | 216727559 |  | 10.5 | 15.5 | 26440 | 22797 | 18800 | 2.85 | 2.32 | 27476 | 3.34 | 1.85 | 8.1 | 6.9
Live | 216736343 |  | 10.5 | 16 | 26916 | 22926 | 19000 | 2.85 | 2.39 | 28005 | 3.49 | 1.85 | 8.1 | 6.8
Live | 216733064 |  | 10.5 | 16 | 25963 | 23184 | 19200 | 2.85 | 2.38 | 27741 | 3.33 | 1.98 | 8.5 | 7
Live | 216736342 |  | 10.5 | 16 | 26916 | 22926 | 19000 | 2.85 | 2.39 | 28005 | 3.49 | 1.85 | 8.1 | 6.8
Live | 216733063 |  | 10.5 | 16 | 25963 | 23184 | 19200 | 2.85 | 2.38 | 27741 | 3.33 | 1.98 | 8.5 | 7
Live | 216736332 |  | 10.5 | 15.5 | 26678 | 22926 | 19000 | 2.85 | 2.39 | 28005 | 3.46 | 1.85 | 8.1 | 6.85
Live | 216733054 |  | 10 | 15.5 | 26202 | 23312 | 19300 | 2.71 | 2.36 | 28005 | 3.36 | 1.98 | 8.5 | 7
Live | 216736331 |  | 10.5 | 15.5 | 26678 | 22926 | 19000 | 2.85 | 2.39 | 28005 | 3.46 | 1.85 | 8.1 | 6.85
Live | 216733053 |  | 10 | 15.5 | 26202 | 23312 | 19300 | 2.71 | 2.36 | 28005 | 3.36 | 1.98 | 8.5 | 7
Live | 216736322 |  | 10.5 | 14.5 | 26678 | 23055 | 19100 | 2.85 | 2.37 | 28005 | 3.45 | 1.9 | 8.1 | 6.85
Live | 216733043 |  | 10 | 15.2 | 25963 | 23184 | 19200 | 2.72 | 2.33 | 27741 | 3.32 | 1.9 | 8.1 | 7
Live | 216736313 |  | 10.5 | 14.5 | 26678 | 22926 | 19100 | 2.85 | 2.37 | 28005 | 3.46 | 1.9 | 8.1 | 6.85
Live | 216733042 |  | 10 | 15.2 | 25963 | 23184 | 19200 | 2.72 | 2.33 | 27741 | 3.32 | 1.9 | 8.1 | 7
Live | 216736304 |  | 10.5 | 14.5 | 26678 | 22926 | 19100 | 2.85 | 2.37 | 28005 | 3.42 | 1.85 | 8.1 | 6.85
Live | 216736295 |  | 10.5 | 15.2 | 26440 | 22797 | 19000 | 2.85 | 2.35 | 27741 | 3.4 | 1.9 | 8.1 | 6.85
Live | 216733005 |  | 10.5 | 16 | 26202 | 23184 | 19100 | 2.85 | 2.38 | 27741 | 3.37 | 1.96 | 8.5 | 7
Live | 216736286 |  | 10.5 | 16 | 26678 | 23055 | 19100 | 2.85 | 2.37 | 28005 | 3.46 | 1.85 | 8.1 | 6.85
Live | 216733004 |  | 10.5 | 16 | 26202 | 23184 | 19100 | 2.85 | 2.38 | 27741 | 3.37 | 1.96 | 8.5 | 7
Live | 216736277 |  | 10.5 | 16 | 26440 | 22797 | 18900 | 2.85 | 2.37 | 27741 | 3.4 | 1.85 | 8.1 | 6.85
Live | 216732994 |  | 10.5 | 16 | 26202 | 23312 | 19200 | 2.85 | 2.37 | 28005 | 3.38 | 1.96 | 8.5 | 7
Live | 216732993 |  | 10.5 | 16 | 26202 | 23312 | 19200 | 2.85 | 2.37 | 28005 | 3.38 | 1.96 | 8.5 | 7
Live | 216736268 |  | 10.5 | 15.2 | 26440 | 22797 | 19000 | 2.85 | 2.37 | 27741 | 3.4 | 1.85 | 8.1 | 6.85
Live | 216732984 |  | 10.5 | 16 | 26440 | 23312 | 19200 | 2.85 | 2.39 | 28005 | 3.42 | 1.96 | 8.5 | 7
Live | 216736260 |  | 10.5 | 14.5 | 26916 | 23055 | 19100 | 2.85 | 2.39 | 28005 | 3.49 | 1.9 | 8.1 | 6.85
Live | 216732975 |  | 10.5 | 16 | 26202 | 23184 | 19100 | 2.85 | 2.38 | 27741 | 3.36 | 1.96 | 8.5 | 7
Live | 216736259 |  | 10.5 | 14.5 | 26916 | 23055 | 19100 | 2.85 | 2.39 | 28005 | 3.49 | 1.9 | 8.1 | 6.85
Live | 216732966 |  | 10.5 | 16 | 25963 | 23184 | 19200 | 2.85 | 2.38 | 27741 | 3.33 | 1.98 | 8.5 | 7
Live | 216736250 |  | 10.5 | 14.5 | 26678 | 22926 | 19100 | 2.85 | 2.37 | 28005 | 3.45 | 1.9 | 8.1 | 6.9
Live | 216732957 |  | 10 | 15.5 | 26202 | 23312 | 19300 | 2.71 | 2.36 | 28005 | 3.36 | 1.98 | 8.5 | 7
Live | 216736249 |  | 10.5 | 14.5 | 26678 | 22926 | 19100 | 2.85 | 2.37 | 28005 | 3.45 | 1.9 | 8.1 | 6.9
Live | 216732948 |  | 10 | 15.5 | 25963 | 23312 | 19200 | 2.72 | 2.36 | 28005 | 3.34 | 1.96 | 8.5 | 7
Live | 216736241 |  | 10.5 | 14.5 | 26916 | 23184 | 19100 | 2.85 | 2.41 | 28005 | 3.54 | 1.9 | 8.1 | 6.85
Live | 216732938 |  | 10.5 | 15.5 | 26440 | 23184 | 19200 | 2.85 | 2.39 | 28005 | 3.41 | 1.96 | 8.5 | 7
Live | 216736240 |  | 10.5 | 14.5 | 26916 | 23184 | 19100 | 2.85 | 2.41 | 28005 | 3.54 | 1.9 | 8.1 | 6.85
Live | 216732937 |  | 10.5 | 15.5 | 26440 | 23184 | 19200 | 2.85 | 2.39 | 28005 | 3.41 | 1.96 | 8.5 | 7
Live | 216736230 |  | 10.5 | 15 | 26678 | 22926 | 19000 | 2.85 | 2.37 | 28005 | 3.45 | 1.9 | 8.1 | 6.85
Live | 216732925 |  | 10.5 | 15.2 | 26440 | 23312 | 19300 | 2.85 | 2.39 | 28005 | 3.42 | 1.98 | 8.5 | 7
Live | 216736229 |  | 10.5 | 15 | 26678 | 22926 | 19000 | 2.85 | 2.37 | 28005 | 3.45 | 1.9 | 8.1 | 6.85
Live | 216736221 |  | 10.5 | 14.5 | 26678 | 22926 | 19000 | 2.85 | 2.37 | 28005 | 3.45 | 1.9 | 8.1 | 6.9
Live | 216732924 |  | 10.5 | 15.2 | 26440 | 23312 | 19300 | 2.85 | 2.39 | 28005 | 3.42 | 1.98 | 8.5 | 7
Live | 216736212 |  | 10.5 | 14.5 | 26678 | 22926 | 19100 | 2.85 | 2.37 | 28005 | 3.46 | 1.9 | 8.1 | 6.85
Live | 216732916 |  | 10.5 | 15.5 | 26202 | 23184 | 19200 | 2.85 | 2.38 | 27741 | 3.36 | 1.98 | 8.5 | 7
Live | 216736211 |  | 10.5 | 14.5 | 26678 | 22926 | 19100 | 2.85 | 2.37 | 28005 | 3.46 | 1.9 | 8.1 | 6.85
Live | 216732915 |  | 10.5 | 15.5 | 26202 | 23184 | 19200 | 2.85 | 2.38 | 27741 | 3.36 | 1.98 | 8.5 | 7
Live | 216736202 |  | 10.5 | 15 | 26440 | 22797 | 18900 | 2.85 | 2.35 | 27741 | 3.37 | 1.9 | 8.1 | 6.9
Live | 216732905 |  | 10 | 14.5 | 26202 | 23312 | 19200 | 2.71 | 2.36 | 28005 | 3.36 | 1.98 | 8.5 | 7
Live | 216732904 |  | 10 | 14.5 | 26202 | 23312 | 19200 | 2.71 | 2.36 | 28005 | 3.36 | 1.98 | 8.5 | 7
Live | 216736201 |  | 10.5 | 15 | 26440 | 22797 | 18900 | 2.85 | 2.35 | 27741 | 3.37 | 1.9 | 8.1 | 6.9
Live | 216736191 |  | 10.5 | 15 | 26678 | 22926 | 19000 | 2.85 | 2.37 | 28005 | 3.45 | 1.9 | 8.1 | 6.9
Live | 216732896 |  | 10.5 | 15.2 | 26202 | 23312 | 19200 | 2.85 | 2.37 | 28005 | 3.38 | 1.98 | 8.5 | 7
Live | 216736190 |  | 10.5 | 15 | 26678 | 22926 | 19000 | 2.85 | 2.37 | 28005 | 3.45 | 1.9 | 8.1 | 6.9
Live | 216732895 |  | 10.5 | 15.2 | 26202 | 23312 | 19200 | 2.85 | 2.37 | 28005 | 3.38 | 1.98 | 8.5 | 7
Live | 216736182 |  | 10.5 | 15 | 26440 | 22797 | 19000 | 2.85 | 2.35 | 27741 | 3.37 | 1.9 | 8.1 | 6.9
Live | 216732885 |  | 10.5 | 16 | 26202 | 23184 | 19100 | 2.85 | 2.38 | 27741 | 3.37 | 1.96 | 8.5 | 7
Live | 216736181 |  | 10.5 | 15 | 26440 | 22797 | 19000 | 2.85 | 2.35 | 27741 | 3.37 | 1.9 | 8.1 | 6.9
Live | 216732884 |  | 10.5 | 16 | 26202 | 23184 | 19100 | 2.85 | 2.38 | 27741 | 3.37 | 1.96 | 8.5 | 7
Live | 216736171 |  | 10.5 | 14.5 | 26916 | 23055 | 19100 | 2.85 | 2.39 | 28005 | 3.51 | 1.9 | 8.1 | 6.85
Live | 216732876 |  | 10.5 | 15.5 | 26440 | 23312 | 19200 | 2.85 | 2.39 | 28005 | 3.42 | 1.96 | 8.5 | 7
Live | 216736170 |  | 10.5 | 14.5 | 26916 | 23055 | 19100 | 2.85 | 2.39 | 28005 | 3.51 | 1.9 | 8.1 | 6.85
Live | 216736161 |  | 10.5 | 15.2 | 26440 | 22797 | 18900 | 2.85 | 2.37 | 27741 | 3.43 | 1.9 | 8.1 | 6.85
Live | 216732875 |  | 10.5 | 15.5 | 26440 | 23312 | 19200 | 2.85 | 2.39 | 28005 | 3.42 | 1.96 | 8.5 | 7
Live | 216736160 |  | 10.5 | 15.2 | 26440 | 22797 | 18900 | 2.85 | 2.37 | 27741 | 3.43 | 1.9 | 8.1 | 6.85
Live | 216732866 |  | 10 | 14.5 | 25963 | 23312 | 19300 | 2.72 | 2.33 | 28005 | 3.31 | 1.9 | 8.1 | 7
Live | 216736150 |  | 10.5 | 15.2 | 26678 | 22926 | 19000 | 2.85 | 2.39 | 28005 | 3.46 | 1.85 | 8.1 | 6.85
Live | 216732865 |  | 10 | 14.5 | 25963 | 23312 | 19300 | 2.72 | 2.33 | 28005 | 3.31 | 1.9 | 8.1 | 7
Live | 216736149 |  | 10.5 | 15.2 | 26678 | 22926 | 19000 | 2.85 | 2.39 | 28005 | 3.46 | 1.85 | 8.1 | 6.85
Live | 216732836 |  | 10.5 | 16 | 25963 | 23055 | 19100 | 2.85 | 2.35 | 27741 | 3.33 | 1.98 | 8.5 | 7
Live | 216736113 |  | 11 | 16 | 28107 | 23055 | 18800 | 2.98 | 2.43 | 28005 | 3.63 | 1.96 | 8.5 | 7
Live | 216732835 |  | 10.5 | 16 | 25963 | 23055 | 19100 | 2.85 | 2.35 | 27741 | 3.33 | 1.98 | 8.5 | 7
Live | 216736104 |  | 11 | 15.2 | 27631 | 22540 | 18500 | 2.99 | 2.41 | 27212 | 3.51 | 1.98 | 8.5 | 7
Live | 216732826 |  | 10.5 | 16 | 26202 | 23184 | 19200 | 2.85 | 2.38 | 27741 | 3.37 | 1.96 | 8.5 | 7
Live | 216732825 |  | 10.5 | 16 | 26202 | 23184 | 19200 | 2.85 | 2.38 | 27741 | 3.37 | 1.96 | 8.5 | 7
Live | 216736095 |  | 11 | 14.5 | 28345 | 23184 | 18900 | 2.99 | 2.44 | 28269 | 3.7 | 1.98 | 8.5 | 7
Live | 216736086 |  | 11 | 16 | 27631 | 22668 | 18500 | 2.99 | 2.42 | 27476 | 3.58 | 1.96 | 8.5 | 7
Live | 216732823 |  | 10.5 | 16.5 | 26440 | 23184 | 19200 | 2.85 | 2.39 | 27741 | 3.43 | 1.96 | 8.5 | 7
Live | 216736077 |  | 11 | 16.5 | 27154 | 22411 | 18300 | 2.99 | 2.39 | 26948 | 3.46 | 1.98 | 8.5 | 7
Live | 216732822 |  | 10.5 | 16.5 | 26440 | 23184 | 19200 | 2.85 | 2.39 | 27741 | 3.43 | 1.96 | 8.5 | 7
Live | 216736076 |  | 11 | 16.5 | 27154 | 22411 | 18300 | 2.99 | 2.39 | 26948 | 3.46 | 1.98 | 8.5 | 7
Live | 216736067 |  | 11 | 16.5 | 27631 | 22540 | 18500 | 2.99 | 2.43 | 27476 | 3.55 | 1.96 | 8.5 | 7
Live | 216732812 |  | 10.5 | 16 | 26202 | 23055 | 19100 | 2.85 | 2.37 | 27741 | 3.36 | 1.96 | 8.5 | 7
Live | 216736066 |  | 11 | 16.5 | 27631 | 22540 | 18500 | 2.99 | 2.43 | 27476 | 3.55 | 1.96 | 8.5 | 7
Live | 216732811 |  | 10.5 | 16 | 26202 | 23055 | 19100 | 2.85 | 2.37 | 27741 | 3.36 | 1.96 | 8.5 | 7
Live | 216732765 |  | 10.5 | 16 | 25963 | 22926 | 19100 | 2.85 | 2.37 | 27741 | 3.36 | 1.98 | 8.5 | 7
Live | 216736057 |  | 11 | 16.5 | 27631 | 22668 | 18500 | 2.99 | 2.41 | 27476 | 3.55 | 1.96 | 8.5 | 7
Live | 216732764 |  | 10.5 | 16 | 25963 | 22926 | 19100 | 2.85 | 2.37 | 27741 | 3.36 | 1.98 | 8.5 | 7
Live | 216736056 |  | 11 | 16.5 | 27631 | 22668 | 18500 | 2.99 | 2.41 | 27476 | 3.55 | 1.96 | 8.5 | 7
Live | 216732754 |  | 10.5 | 16.5 | 26202 | 23184 | 19100 | 2.85 | 2.39 | 27741 | 3.37 | 1.94 | 8.5 | 7
Live | 216727506 |  | 10.5 | 16 | 26202 | 22668 | 18800 | 2.85 | 2.31 | 27476 | 3.34 | 1.85 | 8.1 | 6.9
Live | 216736047 |  | 11 | 16.5 | 27393 | 22540 | 18400 | 2.98 | 2.39 | 27212 | 3.48 | 1.96 | 8.5 | 7
Live | 216732753 |  | 10.5 | 16.5 | 26202 | 23184 | 19100 | 2.85 | 2.39 | 27741 | 3.37 | 1.94 | 8.5 | 7
Live | 216736046 |  | 11 | 16.5 | 27393 | 22540 | 18400 | 2.98 | 2.39 | 27212 | 3.48 | 1.96 | 8.5 | 7
Live | 216732744 |  | 10.5 | 16 | 25963 | 23055 | 19100 | 2.85 | 2.35 | 27741 | 3.33 | 1.98 | 8.5 | 7
Live | 216727504 |  | 10.5 | 16 | 26440 | 22668 | 18800 | 2.85 | 2.33 | 27476 | 3.36 | 1.85 | 8.1 | 6.85
Live | 216736037 |  | 11 | 16 | 27631 | 22668 | 18500 | 2.99 | 2.42 | 27476 | 3.58 | 1.96 | 8.5 | 7
Live | 216732735 |  | 10.5 | 16 | 26202 | 23184 | 19100 | 2.85 | 2.38 | 27741 | 3.36 | 1.96 | 8.5 | 7
Live | 216736028 |  | 11 | 16.5 | 27154 | 22411 | 18300 | 2.99 | 2.39 | 26948 | 3.46 | 1.98 | 8.5 | 7
Live | 216732726 |  | 10.5 | 16.5 | 26440 | 23184 | 19200 | 2.85 | 2.39 | 27741 | 3.43 | 1.96 | 8.5 | 7
Live | 216736027 |  | 11 | 16.5 | 27154 | 22411 | 18300 | 2.99 | 2.39 | 26948 | 3.46 | 1.98 | 8.5 | 7
Live | 216732717 |  | 10.5 | 16 | 26202 | 23055 | 19100 | 2.85 | 2.37 | 27741 | 3.36 | 1.96 | 8.5 | 7
Live | 216736018 |  | 11 | 16.5 | 27631 | 22540 | 18500 | 2.99 | 2.43 | 27476 | 3.55 | 1.96 | 8.5 | 7
Live | 216736017 |  | 11 | 16.5 | 27631 | 22540 | 18500 | 2.99 | 2.43 | 27476 | 3.55 | 1.96 | 8.5 | 7
Live | 216732707 |  | 10.5 | 16 | 26202 | 23184 | 19100 | 2.85 | 2.38 | 27741 | 3.36 | 1.98 | 8.5 | 7
Live | 216727500 |  | 10.5 | 15.5 | 26202 | 22797 | 18900 | 2.85 | 2.3 | 27741 | 3.32 | 1.85 | 8.1 | 6.9
Live | 216736008 |  | 11 | 16.5 | 27631 | 22668 | 18500 | 2.99 | 2.41 | 27476 | 3.55 | 1.96 | 8.5 | 7
Live | 216732706 |  | 10.5 | 16 | 26202 | 23184 | 19100 | 2.85 | 2.38 | 27741 | 3.36 | 1.98 | 8.5 | 7
Live | 216736007 |  | 11 | 16.5 | 27631 | 22668 | 18500 | 2.99 | 2.41 | 27476 | 3.55 | 1.96 | 8.5 | 7
Live | 216732696 |  | 10.5 | 16 | 26202 | 23184 | 19100 | 2.85 | 2.38 | 27741 | 3.37 | 1.96 | 8.5 | 7
Live | 216735998 |  | 11 | 16.5 | 27393 | 22540 | 18400 | 2.98 | 2.39 | 27212 | 3.48 | 1.96 | 8.5 | 7
Live | 216732695 |  | 10.5 | 16 | 26202 | 23184 | 19100 | 2.85 | 2.38 | 27741 | 3.37 | 1.96 | 8.5 | 7
Live | 216735997 |  | 11 | 16.5 | 27393 | 22540 | 18400 | 2.98 | 2.39 | 27212 | 3.48 | 1.96 | 8.5 | 7
Live | 216732686 |  | 10.5 | 16 | 26440 | 23184 | 19200 | 2.85 | 2.39 | 27741 | 3.43 | 1.96 | 8.5 | 7
Live | 216735988 |  | 10.5 | 16 | 27393 | 22668 | 18500 | 2.86 | 2.37 | 27476 | 3.49 | 1.96 | 8.5 | 7
Live | 216732685 |  | 10.5 | 16 | 26440 | 23184 | 19200 | 2.85 | 2.39 | 27741 | 3.43 | 1.96 | 8.5 | 7
Live | 216735987 |  | 10.5 | 16 | 27393 | 22668 | 18500 | 2.86 | 2.37 | 27476 | 3.49 | 1.96 | 8.5 | 7
Live | 216732675 |  | 10.5 | 16 | 26202 | 23055 | 19100 | 2.85 | 2.39 | 27741 | 3.37 | 1.96 | 8.5 | 7
Live | 216732674 |  | 10.5 | 16 | 26202 | 23055 | 19100 | 2.85 | 2.39 | 27741 | 3.37 | 1.96 | 8.5 | 7
Live | 216735943 |  | 11 | 17 | 28107 | 22797 | 18600 | 2.98 | 2.47 | 27741 | 3.66 | 1.96 | 8.5 | 7
Live | 216735934 |  | 11 | 16.5 | 27631 | 22540 | 18400 | 2.99 | 2.41 | 27212 | 3.53 | 1.96 | 8.5 | 7
Live | 216732664 |  | 10.5 | 16 | 26202 | 23184 | 19200 | 2.85 | 2.39 | 27741 | 3.4 | 1.96 | 8.5 | 7
Live | 216739142 |  | 11 | 17 | 27631 | 22926 | 18900 | 2.99 | 2.43 | 28005 | 3.6 | 1.96 | 8.5 | 7
Live | 216732663 |  | 10.5 | 16 | 26202 | 23184 | 19200 | 2.85 | 2.39 | 27741 | 3.4 | 1.96 | 8.5 | 7
Live | 216735933 |  | 11 | 16.5 | 27631 | 22540 | 18400 | 2.99 | 2.41 | 27212 | 3.53 | 1.96 | 8.5 | 7
Live | 216739141 |  | 11 | 17 | 27631 | 22926 | 18900 | 2.99 | 2.43 | 28005 | 3.6 | 1.96 | 8.5 | 7
Live | 216732636 |  | 10.5 | 15.5 | 25963 | 23055 | 19100 | 2.85 | 2.35 | 27741 | 3.33 | 1.96 | 8.5 | 7
Live | 216735924 |  | 11 | 16 | 27154 | 22411 | 18300 | 2.99 | 2.39 | 26948 | 3.46 | 1.98 | 8.5 | 7
Live | 216739140 |  | 11 | 17 | 27631 | 22926 | 18900 | 2.99 | 2.43 | 28005 | 3.6 | 1.96 | 8.5 | 7
Live | 216732635 |  | 10.5 | 15.5 | 25963 | 23055 | 19100 | 2.85 | 2.35 | 27741 | 3.33 | 1.96 | 8.5 | 7
Live | 216735923 |  | 11 | 16 | 27154 | 22411 | 18300 | 2.99 | 2.39 | 26948 | 3.46 | 1.98 | 8.5 | 7
Live | 216732625 |  | 10 | 15.2 | 25963 | 23184 | 19200 | 2.72 | 2.33 | 27741 | 3.29 | 1.9 | 8.1 | 6.95
Live | 216739139 |  | 11 | 17 | 27631 | 22926 | 18900 | 2.99 | 2.43 | 28005 | 3.6 | 1.96 | 8.5 | 7
Live | 216735914 |  | 11 | 16.5 | 27393 | 22411 | 18400 | 2.98 | 2.41 | 27212 | 3.51 | 1.96 | 8.5 | 7
Live | 216739129 |  | 11 | 17 | 26916 | 23699 | 19500 | 2.99 | 2.53 | 28269 | 3.53 | 2.1 | 9 | 7.5
Live | 216732624 |  | 10 | 15.2 | 25963 | 23184 | 19200 | 2.72 | 2.33 | 27741 | 3.29 | 1.9 | 8.1 | 6.95
Live | 216735913 |  | 11 | 16.5 | 27393 | 22411 | 18400 | 2.98 | 2.41 | 27212 | 3.51 | 1.96 | 8.5 | 7
Live | 216732606 |  | 10.5 | 15.5 | 25963 | 23055 | 19100 | 2.85 | 2.35 | 27741 | 3.33 | 1.96 | 8.5 | 7
Live | 216739128 |  | 11 | 17 | 26916 | 23699 | 19500 | 2.99 | 2.53 | 28269 | 3.53 | 2.1 | 9 | 7.5
Live | 216735904 |  | 11 | 16.5 | 27393 | 22540 | 18400 | 2.98 | 2.39 | 27212 | 3.51 | 1.9 | 8.5 | 7
Live | 216732597 |  | 10 | 15.5 | 25963 | 23312 | 19200 | 2.72 | 2.33 | 27741 | 3.32 | 1.96 | 8.5 | 7
Live | 216739118 |  | 10.5 | 14.3 | 27154 | 24214 | 19800 | 2.85 | 2.5 | 28797 | 3.58 | 1.98 | 8.5 | 7.5
Live | 216732589 |  | 10.5 | 15.5 | 26202 | 23184 | 19200 | 2.85 | 2.38 | 27741 | 3.36 | 1.98 | 8.5 | 7
Live | 216735903 |  | 11 | 16.5 | 27393 | 22540 | 18400 | 2.98 | 2.39 | 27212 | 3.51 | 1.9 | 8.5 | 7
Live | 216739117 |  | 10.5 | 14.3 | 27154 | 24214 | 19800 | 2.85 | 2.5 | 28797 | 3.58 | 1.98 | 8.5 | 7.5
Live | 216732588 |  | 10.5 | 15.5 | 26202 | 23184 | 19200 | 2.85 | 2.38 | 27741 | 3.36 | 1.98 | 8.5 | 7
Live | 216735894 |  | 11 | 16.5 | 27869 | 22668 | 18500 | 2.99 | 2.42 | 27476 | 3.61 | 1.96 | 8.5 | 7
Live | 216739107 |  | 11 | 17 | 27631 | 23441 | 19300 | 2.99 | 2.54 | 28269 | 3.68 | 2.08 | 9 | 7.5
Live | 216735885 |  | 11 | 16.5 | 27631 | 22540 | 18500 | 2.99 | 2.43 | 27476 | 3.55 | 1.96 | 8.5 | 7
Live | 216732580 |  | 10.5 | 15 | 26202 | 23312 | 19200 | 2.85 | 2.37 | 28005 | 3.36 | 1.98 | 8.5 | 7
Live | 216739106 |  | 11 | 17 | 27631 | 23441 | 19300 | 2.99 | 2.54 | 28269 | 3.68 | 2.08 | 9 | 7.5
Live | 216732579 |  | 10.5 | 15 | 26202 | 23312 | 19200 | 2.85 | 2.37 | 28005 | 3.36 | 1.98 | 8.5 | 7
Live | 216735876 |  | 11 | 16.5 | 27631 | 22668 | 18500 | 2.99 | 2.41 | 27476 | 3.55 | 1.96 | 8.5 | 7
Live | 216732571 |  | 10.5 | 15.5 | 26440 | 23312 | 19200 | 2.85 | 2.39 | 28005 | 3.42 | 1.98 | 8.5 | 7
Live | 216739096 |  | 11 | 17 | 27631 | 23441 | 19300 | 2.99 | 2.54 | 28269 | 3.68 | 2.08 | 9 | 7.5
Live | 216735867 |  | 11 | 16.5 | 27393 | 22540 | 18400 | 2.98 | 2.39 | 27212 | 3.48 | 1.96 | 8.5 | 7
Live | 216732570 |  | 10.5 | 15.5 | 26440 | 23312 | 19200 | 2.85 | 2.39 | 28005 | 3.42 | 1.98 | 8.5 | 7
Live | 216739095 |  | 11 | 17 | 27631 | 23441 | 19300 | 2.99 | 2.54 | 28269 | 3.68 | 2.08 | 9 | 7.5
Live | 216735858 |  | 10.5 | 16 | 27393 | 22668 | 18500 | 2.86 | 2.37 | 27476 | 3.49 | 1.96 | 8.5 | 7
Live | 216732560 |  | 10 | 14.3 | 25963 | 23312 | 19300 | 2.72 | 2.33 | 28005 | 3.34 | 1.9 | 8.1 | 7
Live | 216739085 |  | 11 | 16.5 | 27154 | 23828 | 19600 | 2.99 | 2.54 | 28533 | 3.59 | 2.08 | 9 | 7.5
Live | 216739084 |  | 11 | 16.5 | 27154 | 23828 | 19600 | 2.99 | 2.54 | 28533 | 3.59 | 2.08 | 9 | 7.5
Live | 216732559 |  | 10 | 14.3 | 25963 | 23312 | 19300 | 2.72 | 2.33 | 28005 | 3.34 | 1.9 | 8.1 | 7
Live | 216735850 |  | 11 | 16 | 27869 | 22668 | 18600 | 2.99 | 2.42 | 27476 | 3.61 | 1.98 | 8.5 | 7
Live | 216732557 |  | 10.5 | 16.5 | 26440 | 23184 | 19200 | 2.85 | 2.39 | 27741 | 3.4 | 1.96 | 8.5 | 7
Live | 216739067 |  | 11 | 15.2 | 28584 | 23441 | 19200 | 2.99 | 2.46 | 28797 | 3.78 | 1.98 | 8.5 | 7
Live | 216735841 |  | 11 | 16 | 27869 | 22668 | 18500 | 2.99 | 2.42 | 27476 | 3.58 | 1.98 | 8.5 | 7
Live | 216732556 |  | 10.5 | 16.5 | 26440 | 23184 | 19200 | 2.85 | 2.39 | 27741 | 3.4 | 1.96 | 8.5 | 7
Live | 216739066 |  | 11 | 15.2 | 28584 | 23441 | 19200 | 2.99 | 2.46 | 28797 | 3.78 | 1.98 | 8.5 | 7
Live | 216735840 |  | 11 | 16 | 27869 | 22668 | 18500 | 2.99 | 2.42 | 27476 | 3.58 | 1.98 | 8.5 | 7
Live | 216739065 |  | 11 | 15.2 | 28584 | 23441 | 19200 | 2.99 | 2.46 | 28797 | 3.78 | 1.98 | 8.5 | 7
Live | 216732546 |  | 10.5 | 16 | 25963 | 23055 | 19100 | 2.85 | 2.37 | 27741 | 3.33 | 1.98 | 8.5 | 7
Live | 216739064 |  | 11 | 15.2 | 28584 | 23441 | 19200 | 2.99 | 2.46 | 28797 | 3.78 | 1.98 | 8.5 | 7
Live | 216735829 |  | 11 | 16 | 27393 | 22540 | 18400 | 2.98 | 2.39 | 27212 | 3.48 | 1.98 | 8.5 | 7
Live | 216732545 |  | 10.5 | 16 | 25963 | 23055 | 19100 | 2.85 | 2.37 | 27741 | 3.33 | 1.98 | 8.5 | 7
Live | 216739063 |  | 11 | 15.2 | 28584 | 23441 | 19200 | 2.99 | 2.46 | 28797 | 3.78 | 1.98 | 8.5 | 7
Live | 216735828 |  | 11 | 16 | 27393 | 22540 | 18400 | 2.98 | 2.39 | 27212 | 3.48 | 1.98 | 8.5 | 7
Live | 216732527 |  | 10.5 | 16.5 | 26440 | 23184 | 19200 | 2.85 | 2.39 | 27741 | 3.4 | 1.96 | 8.5 | 7
Live | 216739045 |  | 11 | 16 | 27869 | 22926 | 18800 | 2.99 | 2.43 | 28005 | 3.63 | 1.96 | 8.5 | 7
Live | 216735819 |  | 11 | 16 | 27631 | 22540 | 18400 | 2.99 | 2.41 | 27212 | 3.53 | 1.98 | 8.5 | 7
Live | 216739044 |  | 11 | 16 | 27869 | 22926 | 18800 | 2.99 | 2.43 | 28005 | 3.63 | 1.96 | 8.5 | 7
Live | 216732518 |  | 10.5 | 16 | 25963 | 23055 | 19100 | 2.85 | 2.37 | 27741 | 3.33 | 1.98 | 8.5 | 7
Live | 216735818 |  | 11 | 16 | 27631 | 22540 | 18400 | 2.99 | 2.41 | 27212 | 3.53 | 1.98 | 8.5 | 7
Live | 216732508 |  | 10.5 | 16 | 26202 | 23055 | 19100 | 2.85 | 2.37 | 27741 | 3.36 | 1.96 | 8.5 | 7
Live | 216739043 |  | 11 | 16 | 27869 | 22926 | 18800 | 2.99 | 2.43 | 28005 | 3.63 | 1.96 | 8.5 | 7
Live | 216735807 |  | 11 | 15.5 | 27631 | 22668 | 18500 | 2.99 | 2.41 | 27476 | 3.55 | 1.98 | 8.5 | 7
Live | 216739042 |  | 11 | 16 | 27869 | 22926 | 18800 | 2.99 | 2.43 | 28005 | 3.63 | 1.96 | 8.5 | 7
Live | 216732507 |  | 10.5 | 16 | 26202 | 23055 | 19100 | 2.85 | 2.37 | 27741 | 3.36 | 1.96 | 8.5 | 7
Live | 216735806 |  | 11 | 15.5 | 27631 | 22668 | 18500 | 2.99 | 2.41 | 27476 | 3.55 | 1.98 | 8.5 | 7
Live | 216739041 |  | 11 | 16 | 27869 | 22926 | 18800 | 2.99 | 2.43 | 28005 | 3.63 | 1.96 | 8.5 | 7
Live | 216732497 |  | 10.5 | 15.5 | 26202 | 23184 | 19100 | 2.85 | 2.38 | 27741 | 3.37 | 1.96 | 8.5 | 7
Live | 216739023 |  | 11 | 15.5 | 27393 | 23184 | 19200 | 2.98 | 2.41 | 28269 | 3.57 | 1.98 | 8.5 | 7
Live | 216735798 |  | 11 | 16 | 28107 | 22797 | 18600 | 2.98 | 2.45 | 27741 | 3.65 | 1.96 | 8.5 | 7
Live | 216732496 |  | 10.5 | 15.5 | 26202 | 23184 | 19100 | 2.85 | 2.38 | 27741 | 3.37 | 1.96 | 8.5 | 7
Live | 216728040 |  | 11 | 17 | 27631 | 23184 | 19100 | 2.99 | 2.44 | 28269 | 3.67 | 2 | 9 | 7
Live | 216739022 |  | 11 | 15.5 | 27393 | 23184 | 19200 | 2.98 | 2.41 | 28269 | 3.57 | 1.98 | 8.5 | 7
Live | 216735789 |  | 11 | 16.5 | 27393 | 22411 | 18400 | 2.98 | 2.41 | 27212 | 3.51 | 1.98 | 8.5 | 7
Live | 216728039 |  | 11 | 17 | 27631 | 23184 | 19100 | 2.99 | 2.44 | 28269 | 3.67 | 2 | 9 | 7
Live | 216739021 |  | 11 | 15.5 | 27393 | 23184 | 19200 | 2.98 | 2.41 | 28269 | 3.57 | 1.98 | 8.5 | 7
Live | 216735788 |  | 11 | 16.5 | 27393 | 22411 | 18400 | 2.98 | 2.41 | 27212 | 3.51 | 1.98 | 8.5 | 7
Live | 216739020 |  | 11 | 15.5 | 27393 | 23184 | 19200 | 2.98 | 2.41 | 28269 | 3.57 | 1.98 | 8.5 | 7
Live | 216728038 |  | 11 | 17 | 27631 | 23184 | 19100 | 2.99 | 2.44 | 28269 | 3.67 | 2 | 9 | 7
Live | 216735780 |  | 11 | 16.5 | 28107 | 22668 | 18500 | 2.98 | 2.45 | 27476 | 3.64 | 1.96 | 8.5 | 7
Live | 216739019 |  | 11 | 15.5 | 27393 | 23184 | 19200 | 2.98 | 2.41 | 28269 | 3.57 | 1.98 | 8.5 | 7
Live | 216728037 |  | 11 | 17 | 27631 | 23184 | 19100 | 2.99 | 2.44 | 28269 | 3.67 | 2 | 9 | 7
Live | 216735779 |  | 11 | 16.5 | 28107 | 22668 | 18500 | 2.98 | 2.45 | 27476 | 3.64 | 1.96 | 8.5 | 7
Live | 216727452 |  | 10.5 | 15.5 | 26202 | 22797 | 18900 | 2.85 | 2.28 | 27476 | 3.3 | 1.9 | 8.1 | 6.9
Live | 216739009 |  | 11 | 15.2 | 28584 | 23441 | 19200 | 2.99 | 2.46 | 28797 | 3.78 | 1.98 | 8.5 | 7
Live | 216728036 |  | 11 | 17 | 27631 | 23184 | 19100 | 2.99 | 2.44 | 28269 | 3.67 | 2 | 9 | 7
Live | 216735770 |  | 11 | 16.5 | 27393 | 22411 | 18300 | 2.98 | 2.39 | 26948 | 3.49 | 1.98 | 8.5 | 7
Live | 216739008 |  | 11 | 15.2 | 28584 | 23441 | 19200 | 2.99 | 2.46 | 28797 | 3.78 | 1.98 | 8.5 | 7
Live | 216735769 |  | 11 | 16.5 | 27393 | 22411 | 18300 | 2.98 | 2.39 | 26948 | 3.49 | 1.98 | 8.5 | 7
Live | 216728035 |  | 11 | 17 | 27631 | 22926 | 18900 | 2.99 | 2.43 | 28005 | 3.6 | 1.96 | 8.5 | 7
Live | 216738998 |  | 11 | 15.5 | 27393 | 22926 | 18700 | 2.98 | 2.41 | 27741 | 3.55 | 1.98 | 8.5 | 7
Live | 216735760 |  | 11 | 16 | 27393 | 22411 | 18400 | 2.98 | 2.41 | 27212 | 3.51 | 1.98 | 8.5 | 7
Live | 216735759 |  | 11 | 16 | 27393 | 22411 | 18400 | 2.98 | 2.41 | 27212 | 3.51 | 1.98 | 8.5 | 7
Live | 216738997 |  | 11 | 15.5 | 27393 | 22926 | 18700 | 2.98 | 2.41 | 27741 | 3.55 | 1.98 | 8.5 | 7
Live | 216738970 |  | 11 | 14.5 | 28584 | 23312 | 19100 | 2.99 | 2.47 | 28533 | 3.78 | 1.96 | 8.5 | 7
Live | 216735751 |  | 10.5 | 14.5 | 27154 | 22668 | 18500 | 2.85 | 2.36 | 27212 | 3.44 | 1.9 | 8.1 | 6.85
Live | 216738961 |  | 10.5 | 15.2 | 27631 | 23055 | 18900 | 2.85 | 2.39 | 28005 | 3.57 | 1.85 | 8.1 | 6.8
Live | 216735750 |  | 10.5 | 14.5 | 27154 | 22668 | 18500 | 2.85 | 2.36 | 27212 | 3.44 | 1.9 | 8.1 | 6.85
Live | 216735669 |  | 11 | 16 | 27631 | 22540 | 18500 | 2.99 | 2.41 | 27212 | 3.56 | 1.96 | 8.5 | 7
Live | 216738952 |  | 10.5 | 14.5 | 27154 | 22668 | 18500 | 2.85 | 2.37 | 27476 | 3.47 | 1.85 | 8.1 | 6.8
Live | 216735668 |  | 11 | 16 | 27631 | 22540 | 18500 | 2.99 | 2.41 | 27212 | 3.56 | 1.96 | 8.5 | 7
Live | 216738943 |  | 10.5 | 15.2 | 26678 | 22540 | 18400 | 2.85 | 2.35 | 27476 | 3.4 | 1.85 | 8.1 | 6.85
Live | 216735659 |  | 11 | 16 | 27869 | 22797 | 18600 | 2.99 | 2.43 | 27476 | 3.61 | 1.98 | 8.5 | 7
Live | 216738942 |  | 10.5 | 15.2 | 26678 | 22540 | 18400 | 2.85 | 2.35 | 27476 | 3.4 | 1.85 | 8.1 | 6.85
Live | 216735658 |  | 11 | 16 | 27869 | 22797 | 18600 | 2.99 | 2.43 | 27476 | 3.61 | 1.98 | 8.5 | 7
Live | 216738933 |  | 11 | 16 | 27393 | 22797 | 18600 | 2.98 | 2.41 | 27741 | 3.53 | 1.85 | 8.1 | 6.8
Live | 216735657 |  | 11 | 16 | 27154 | 22411 | 18300 | 2.99 | 2.39 | 26948 | 3.46 | 1.98 | 8.5 | 7
Live | 216738923 |  | 11 | 16 | 26916 | 22540 | 18400 | 2.99 | 2.38 | 27476 | 3.43 | 1.85 | 8.1 | 6.8
Live | 216735656 |  | 11 | 16 | 27154 | 22411 | 18300 | 2.99 | 2.39 | 26948 | 3.46 | 1.98 | 8.5 | 7
Live | 216738922 |  | 11 | 16 | 26916 | 22540 | 18400 | 2.99 | 2.38 | 27476 | 3.43 | 1.85 | 8.1 | 6.8
Live | 216735647 |  | 11 | 16.5 | 27393 | 22540 | 18400 | 2.98 | 2.41 | 27212 | 3.51 | 1.96 | 8.5 | 7
Live | 216738913 |  | 11 | 16 | 27154 | 22797 | 18600 | 2.99 | 2.39 | 27741 | 3.5 | 1.85 | 8.1 | 6.8
Live | 216735646 |  | 11 | 16.5 | 27393 | 22540 | 18400 | 2.98 | 2.41 | 27212 | 3.51 | 1.96 | 8.5 | 7
Live | 216738912 |  | 11 | 16 | 27154 | 22797 | 18600 | 2.99 | 2.39 | 27741 | 3.5 | 1.85 | 8.1 | 6.8
Live | 216735583 |  | 11 | 16.5 | 27631 | 22668 | 18500 | 2.99 | 2.41 | 27476 | 3.53 | 1.96 | 8.5 | 7
Live | 216738902 |  | 11 | 16 | 26916 | 22540 | 18400 | 2.99 | 2.35 | 27476 | 3.4 | 1.85 | 8.1 | 6.8
Live | 216735582 |  | 11 | 16.5 | 27631 | 22668 | 18500 | 2.99 | 2.41 | 27476 | 3.53 | 1.96 | 8.5 | 7
Live | 216738901 |  | 11 | 16 | 26916 | 22540 | 18400 | 2.99 | 2.35 | 27476 | 3.4 | 1.85 | 8.1 | 6.8
Live | 216735573 |  | 11 | 16.5 | 27154 | 22411 | 18300 | 2.99 | 2.39 | 26948 | 3.46 | 1.98 | 8.5 | 7
Live | 216738891 |  | 11 | 16 | 26916 | 22668 | 18500 | 2.99 | 2.37 | 27476 | 3.44 | 1.85 | 8.1 | 6.75
Live | 216735572 |  | 11 | 16.5 | 27154 | 22411 | 18300 | 2.99 | 2.39 | 26948 | 3.46 | 1.98 | 8.5 | 7
Live | 216738890 |  | 11 | 16 | 26916 | 22668 | 18500 | 2.99 | 2.37 | 27476 | 3.44 | 1.85 | 8.1 | 6.75
Live | 216735563 |  | 11 | 16.5 | 27393 | 22411 | 18300 | 2.98 | 2.39 | 26948 | 3.46 | 1.98 | 8.5 | 7
Live | 216727431 |  | 11 | 16.5 | 27631 | 22668 | 18500 | 2.99 | 2.41 | 27476 | 3.55 | 1.96 | 8.5 | 7
Live | 216735562 |  | 11 | 16.5 | 27393 | 22411 | 18300 | 2.98 | 2.39 | 26948 | 3.46 | 1.98 | 8.5 | 7
Live | 216738881 |  | 10.5 | 15.2 | 26678 | 22540 | 18400 | 2.85 | 2.35 | 27476 | 3.4 | 1.85 | 8.1 | 6.85
Live | 216727429 |  | 11 | 16.5 | 27393 | 22540 | 18400 | 2.98 | 2.39 | 27212 | 3.47 | 1.98 | 8.5 | 7
Live | 216738880 |  | 10.5 | 15.2 | 26678 | 22540 | 18400 | 2.85 | 2.35 | 27476 | 3.4 | 1.85 | 8.1 | 6.85
Live | 216735553 |  | 11 | 17 | 27393 | 22411 | 18400 | 2.98 | 2.41 | 27212 | 3.51 | 1.96 | 8.5 | 7
Live | 216738871 |  | 11 | 15.5 | 27393 | 22797 | 18600 | 2.98 | 2.41 | 27741 | 3.53 | 1.85 | 8.1 | 6.8
Live | 216735552 |  | 11 | 17 | 27393 | 22411 | 18400 | 2.98 | 2.41 | 27212 | 3.51 | 1.96 | 8.5 | 7
Live | 216735543 |  | 11 | 15.5 | 27393 | 22411 | 18300 | 2.98 | 2.39 | 27212 | 3.47 | 1.98 | 8.5 | 7
Live | 216738861 |  | 11 | 16 | 26916 | 22540 | 18400 | 2.99 | 2.38 | 27476 | 3.43 | 1.85 | 8.1 | 6.8
Live | 216738860 |  | 11 | 16 | 26916 | 22540 | 18400 | 2.99 | 2.38 | 27476 | 3.43 | 1.85 | 8.1 | 6.8
Live | 216728012 |  | 10.5 | 15.2 | 26678 | 22540 | 18400 | 2.85 | 2.35 | 27476 | 3.4 | 1.85 | 8.1 | 6.85
Live | 216735534 |  | 11 | 16 | 27869 | 22797 | 18600 | 2.99 | 2.43 | 27476 | 3.61 | 1.98 | 8.5 | 7
Live | 216738851 |  | 11 | 16 | 27154 | 22797 | 18600 | 2.99 | 2.39 | 27741 | 3.5 | 1.85 | 8.1 | 6.8
Live | 216735525 |  | 11 | 16 | 27154 | 22411 | 18300 | 2.99 | 2.39 | 26948 | 3.46 | 1.98 | 8.5 | 7
Live | 216738850 |  | 11 | 16 | 27154 | 22797 | 18600 | 2.99 | 2.39 | 27741 | 3.5 | 1.85 | 8.1 | 6.8
Live | 216735516 |  | 11 | 16.5 | 27393 | 22411 | 18300 | 2.98 | 2.39 | 27212 | 3.48 | 1.96 | 8.5 | 7
Live | 216738840 |  | 11 | 16 | 26916 | 22540 | 18400 | 2.99 | 2.35 | 27476 | 3.4 | 1.85 | 8.1 | 6.8
Live | 216735507 |  | 11 | 16 | 28107 | 22668 | 18500 | 2.98 | 2.45 | 27476 | 3.64 | 1.96 | 8.5 | 7
Live | 216728009 |  | 11 | 16 | 26916 | 22540 | 18400 | 2.99 | 2.38 | 27476 | 3.43 | 1.85 | 8.1 | 6.8
Live | 216735506 |  | 11 | 16 | 28107 | 22668 | 18500 | 2.98 | 2.45 | 27476 | 3.64 | 1.96 | 8.5 | 7
Live | 216738839 |  | 11 | 16 | 26916 | 22540 | 18400 | 2.99 | 2.35 | 27476 | 3.4 | 1.85 | 8.1 | 6.8
Live | 216735498 |  | 11 | 16 | 27631 | 22540 | 18400 | 2.99 | 2.43 | 27212 | 3.56 | 1.96 | 8.5 | 7
Live | 216738829 |  | 11 | 16 | 26916 | 22668 | 18500 | 2.99 | 2.37 | 27476 | 3.44 | 1.85 | 8.1 | 6.75
Live | 216738828 |  | 11 | 16 | 26916 | 22668 | 18500 | 2.99 | 2.37 | 27476 | 3.44 | 1.85 | 8.1 | 6.75
Live | 216735497 |  | 11 | 16 | 27631 | 22540 | 18400 | 2.99 | 2.43 | 27212 | 3.56 | 1.96 | 8.5 | 7
Live | 216735488 |  | 11 | 16 | 27393 | 22411 | 18400 | 2.98 | 2.39 | 27212 | 3.48 | 1.98 | 8.5 | 7
Live | 216738819 |  | 11 | 16 | 26916 | 22668 | 18500 | 2.99 | 2.36 | 27476 | 3.4 | 1.85 | 8.1 | 6.8
Live | 216728006 |  | 11 | 16 | 26916 | 22540 | 18400 | 2.99 | 2.35 | 27476 | 3.4 | 1.85 | 8.1 | 6.8
Live | 216735487 |  | 11 | 16 | 27393 | 22411 | 18400 | 2.98 | 2.39 | 27212 | 3.48 | 1.98 | 8.5 | 7
Live | 216738818 |  | 11 | 16 | 26916 | 22668 | 18500 | 2.99 | 2.36 | 27476 | 3.4 | 1.85 | 8.1 | 6.8
Live | 216738809 |  | 10.5 | 15.5 | 26916 | 22797 | 18600 | 2.85 | 2.35 | 27741 | 3.44 | 1.85 | 8.1 | 6.8
Live | 216735479 |  | 11 | 16 | 27631 | 22540 | 18400 | 2.99 | 2.41 | 27212 | 3.53 | 1.98 | 8.5 | 7
Live | 216728004 |  | 11 | 16 | 26916 | 22668 | 18500 | 2.99 | 2.37 | 27476 | 3.44 | 1.85 | 8.1 | 6.75
Live | 216738808 |  | 10.5 | 15.5 | 26916 | 22797 | 18600 | 2.85 | 2.35 | 27741 | 3.44 | 1.85 | 8.1 | 6.8
Live | 216735478 |  | 11 | 16 | 27631 | 22540 | 18400 | 2.99 | 2.41 | 27212 | 3.53 | 1.98 | 8.5 | 7
Live | 216738798 |  | 10.5 | 15 | 26678 | 22797 | 18500 | 2.85 | 2.34 | 27476 | 3.38 | 1.85 | 8.1 | 6.85
Live | 216735469 |  | 11 | 16.5 | 27393 | 22411 | 18400 | 2.98 | 2.41 | 27212 | 3.51 | 1.98 | 8.5 | 7
Live | 216738797 |  | 10.5 | 15 | 26678 | 22797 | 18500 | 2.85 | 2.34 | 27476 | 3.38 | 1.85 | 8.1 | 6.85
Live | 216735468 |  | 11 | 16.5 | 27393 | 22411 | 18400 | 2.98 | 2.41 | 27212 | 3.51 | 1.98 | 8.5 | 7
Live | 216738735 |  | 11 | 16 | 27869 | 22926 | 18800 | 2.99 | 2.43 | 28005 | 3.62 | 1.94 | 8.5 | 7
Live | 216735460 |  | 11 | 16.5 | 27631 | 22540 | 18400 | 2.99 | 2.43 | 27212 | 3.56 | 1.96 | 8.5 | 7
Live | 216738725 |  | 11 | 16 | 27154 | 22668 | 18500 | 2.99 | 2.39 | 27476 | 3.49 | 1.85 | 8.1 | 6.75
Live | 216728000 |  | 10.5 | 15 | 26678 | 22797 | 18500 | 2.85 | 2.34 | 27476 | 3.38 | 1.85 | 8.1 | 6.85
Live | 216738724 |  | 11 | 16 | 27154 | 22668 | 18500 | 2.99 | 2.39 | 27476 | 3.49 | 1.85 | 8.1 | 6.75
Live | 216735459 |  | 11 | 16.5 | 27631 | 22540 | 18400 | 2.99 | 2.43 | 27212 | 3.56 | 1.96 | 8.5 | 7
Live | 216738714 |  | 11 | 16 | 26916 | 22540 | 18400 | 2.99 | 2.35 | 27476 | 3.43 | 1.85 | 8.1 | 6.8
Live | 216735451 |  | 11 | 15.5 | 27393 | 22540 | 18400 | 2.98 | 2.39 | 27212 | 3.47 | 1.98 | 8.5 | 7
Live | 216738713 |  | 11 | 16 | 26916 | 22540 | 18400 | 2.99 | 2.35 | 27476 | 3.43 | 1.85 | 8.1 | 6.8
Live | 216735450 |  | 11 | 15.5 | 27393 | 22540 | 18400 | 2.98 | 2.39 | 27212 | 3.47 | 1.98 | 8.5 | 7
Live | 216738703 |  | 11 | 16 | 26916 | 22668 | 18500 | 2.99 | 2.37 | 27476 | 3.44 | 1.85 | 8.1 | 6.8
Live | 216735405 |  | 10.5 | 15.5 | 27869 | 23184 | 18900 | 2.86 | 2.39 | 28269 | 3.57 | 1.96 | 8.5 | 7
Live | 216738702 |  | 11 | 16 | 26916 | 22668 | 18500 | 2.99 | 2.37 | 27476 | 3.44 | 1.85 | 8.1 | 6.8
Live | 216735392 |  | 11 | 15 | 27393 | 22668 | 18500 | 2.98 | 2.39 | 27476 | 3.49 | 1.98 | 8.5 | 7
Live | 216738692 |  | 11 | 16 | 27154 | 22797 | 18600 | 2.99 | 2.37 | 27476 | 3.44 | 1.85 | 8.1 | 6.8
Live | 216738691 |  | 11 | 16 | 27154 | 22797 | 18600 | 2.99 | 2.37 | 27476 | 3.44 | 1.85 | 8.1 | 6.8
Live | 216735383 |  | 10.5 | 14.5 | 26916 | 22668 | 18500 | 2.85 | 2.36 | 27476 | 3.4 | 1.9 | 8.1 | 6.85
Live | 216738682 |  | 10.5 | 15.5 | 26916 | 22540 | 18400 | 2.85 | 2.35 | 27476 | 3.4 | 1.85 | 8.1 | 6.8
Live | 216735373 |  | 11 | 16.5 | 27393 | 22668 | 18500 | 2.98 | 2.39 | 27476 | 3.49 | 1.96 | 8.5 | 7
Live | 216738673 |  | 11 | 16 | 27631 | 22926 | 18700 | 2.99 | 2.41 | 27741 | 3.58 | 1.85 | 8.1 | 6.75
Live | 216735372 |  | 11 | 16.5 | 27393 | 22668 | 18500 | 2.98 | 2.39 | 27476 | 3.49 | 1.96 | 8.5 | 7
Live | 216738664 |  | 11 | 16 | 27154 | 22797 | 18600 | 2.99 | 2.39 | 27741 | 3.5 | 1.85 | 8.1 | 6.8
Live | 216735362 |  | 11 | 16 | 27154 | 22540 | 18400 | 2.99 | 2.38 | 27212 | 3.42 | 1.96 | 8.5 | 7
Live | 216738655 |  | 11 | 16 | 26916 | 22540 | 18400 | 2.99 | 2.35 | 27476 | 3.4 | 1.85 | 8.1 | 6.8
Live | 216735361 |  | 11 | 16 | 27154 | 22540 | 18400 | 2.99 | 2.38 | 27212 | 3.42 | 1.96 | 8.5 | 7
Live | 216738646 |  | 11 | 16 | 26916 | 22668 | 18500 | 2.99 | 2.37 | 27476 | 3.44 | 1.85 | 8.1 | 6.75
Live | 216735351 |  | 11 | 16.5 | 27393 | 22668 | 18500 | 2.98 | 2.39 | 27476 | 3.49 | 1.96 | 8.5 | 7
Live | 216738637 |  | 11 | 16 | 26916 | 22668 | 18500 | 2.99 | 2.36 | 27476 | 3.4 | 1.85 | 8.1 | 6.8
Live | 216735350 |  | 11 | 16.5 | 27393 | 22668 | 18500 | 2.98 | 2.39 | 27476 | 3.49 | 1.96 | 8.5 | 7
Live | 216738628 |  | 10.5 | 15.5 | 26916 | 22797 | 18600 | 2.85 | 2.35 | 27741 | 3.44 | 1.85 | 8.1 | 6.8
Live | 216735340 |  | 11 | 16 | 27154 | 22540 | 18400 | 2.99 | 2.38 | 27212 | 3.42 | 1.96 | 8.5 | 7
Live | 216738619 |  | 10.5 | 15 | 26916 | 22797 | 18600 | 2.85 | 2.34 | 27476 | 3.4 | 1.85 | 8.1 | 6.85
Live | 216735339 |  | 11 | 16 | 27154 | 22540 | 18400 | 2.99 | 2.38 | 27212 | 3.42 | 1.96 | 8.5 | 7
Live | 216738611 |  | 10.5 | 15.2 | 27154 | 22797 | 18600 | 2.85 | 2.37 | 27476 | 3.47 | 1.85 | 8.1 | 6.85
Live | 216735330 |  | 11 | 16 | 26916 | 22540 | 18400 | 2.99 | 2.38 | 27212 | 3.42 | 1.96 | 8.5 | 7
Live | 216738610 |  | 10.5 | 15.2 | 27154 | 22797 | 18600 | 2.85 | 2.37 | 27476 | 3.47 | 1.85 | 8.1 | 6.85
Live | 216735329 |  | 11 | 16 | 26916 | 22540 | 18400 | 2.99 | 2.38 | 27212 | 3.42 | 1.96 | 8.5 | 7
Live | 216738600 |  | 10.5 | 15.2 | 27393 | 22797 | 18700 | 2.86 | 2.39 | 27741 | 3.5 | 1.9 | 8.1 | 6.8
Live | 216735320 |  | 10.5 | 16 | 27154 | 22797 | 18600 | 2.85 | 2.35 | 27476 | 3.44 | 1.96 | 8.5 | 7
Live | 216738599 |  | 10.5 | 15.2 | 27393 | 22797 | 18700 | 2.86 | 2.39 | 27741 | 3.5 | 1.9 | 8.1 | 6.8
Live | 216738591 |  | 10.5 | 15.5 | 26678 | 22540 | 18400 | 2.85 | 2.35 | 27476 | 3.4 | 1.85 | 8.1 | 6.85
Live | 216735319 |  | 10.5 | 16 | 27154 | 22797 | 18600 | 2.85 | 2.35 | 27476 | 3.44 | 1.96 | 8.5 | 7
Live | 216735309 |  | 10.5 | 15.5 | 26916 | 22668 | 18500 | 2.85 | 2.33 | 27476 | 3.4 | 1.85 | 8.1 | 6.8
Live | 216738581 |  | 10.5 | 15.5 | 27393 | 22797 | 18600 | 2.86 | 2.41 | 27741 | 3.53 | 1.9 | 8.1 | 6.8
Live | 216735308 |  | 10.5 | 15.5 | 26916 | 22668 | 18500 | 2.85 | 2.33 | 27476 | 3.4 | 1.85 | 8.1 | 6.8
Live | 216739151 |  | 11 | 17 | 27631 | 22926 | 18900 | 2.99 | 2.43 | 28005 | 3.6 | 1.96 | 8.5 | 7
Live | 216738580 |  | 10.5 | 15.5 | 27393 | 22797 | 18600 | 2.86 | 2.41 | 27741 | 3.53 | 1.9 | 8.1 | 6.8
Live | 216735271 |  | 11 | 16.5 | 27154 | 22540 | 18400 | 2.99 | 2.38 | 27212 | 3.44 | 1.96 | 8.5 | 7
Live | 216739138 |  | 11 | 17 | 26916 | 23699 | 19500 | 2.99 | 2.53 | 28269 | 3.53 | 2.1 | 9 | 7.5
Live | 216738569 |  | 10.5 | 15.5 | 27154 | 22668 | 18500 | 2.85 | 2.37 | 27476 | 3.47 | 1.85 | 8.1 | 6.8
Live | 216735270 |  | 11 | 16.5 | 27154 | 22540 | 18400 | 2.99 | 2.38 | 27212 | 3.44 | 1.96 | 8.5 | 7
Live | 216739127 |  | 10.5 | 14.3 | 27154 | 24214 | 19800 | 2.85 | 2.5 | 28797 | 3.58 | 1.98 | 8.5 | 7.5
Live | 216738568 |  | 10.5 | 15.5 | 27154 | 22668 | 18500 | 2.85 | 2.37 | 27476 | 3.47 | 1.85 | 8.1 | 6.8
Live | 216739116 |  | 11 | 17 | 27631 | 23441 | 19300 | 2.99 | 2.54 | 28269 | 3.68 | 2.08 | 9 | 7.5
Live | 216735260 |  | 11 | 16 | 27154 | 22668 | 18500 | 2.99 | 2.37 | 27476 | 3.44 | 1.96 | 8.5 | 7
Live | 216738558 |  | 10.5 | 15.2 | 27154 | 22668 | 18600 | 2.85 | 2.39 | 27476 | 3.49 | 1.9 | 8.1 | 6.8
Live | 216739105 |  | 11 | 17 | 27631 | 23441 | 19300 | 2.99 | 2.54 | 28269 | 3.68 | 2.08 | 9 | 7.5
Live | 216735259 |  | 11 | 16 | 27154 | 22668 | 18500 | 2.99 | 2.37 | 27476 | 3.44 | 1.96 | 8.5 | 7
Live | 216738557 |  | 10.5 | 15.2 | 27154 | 22668 | 18600 | 2.85 | 2.39 | 27476 | 3.49 | 1.9 | 8.1 | 6.8
Live | 216739094 |  | 11 | 16.5 | 27154 | 23828 | 19600 | 2.99 | 2.54 | 28533 | 3.59 | 2.08 | 9 | 7.5
Live | 216735250 |  | 11 | 16.5 | 27393 | 22668 | 18500 | 2.98 | 2.39 | 27476 | 3.49 | 1.96 | 8.5 | 7
Live | 216738545 |  | 10.5 | 15.2 | 26678 | 22540 | 18400 | 2.85 | 2.35 | 27476 | 3.4 | 1.85 | 8.1 | 6.85
Live | 216727376 |  | 10.5 | 16 | 26440 | 23312 | 19200 | 2.85 | 2.39 | 28005 | 3.42 | 1.96 | 8.5 | 7
Live | 216739083 |  | 11 | 15.2 | 28584 | 23441 | 19200 | 2.99 | 2.46 | 28797 | 3.78 | 1.98 | 8.5 | 7
Live | 216735241 |  | 11 | 16 | 27154 | 22540 | 18400 | 2.99 | 2.38 | 27212 | 3.42 | 1.96 | 8.5 | 7
Live | 216738544 |  | 10.5 | 15.2 | 26678 | 22540 | 18400 | 2.85 | 2.35 | 27476 | 3.4 | 1.85 | 8.1 | 6.85
Live | 216735232 |  | 11 | 16 | 26916 | 22540 | 18400 | 2.99 | 2.38 | 27212 | 3.42 | 1.96 | 8.5 | 7
Live | 216739062 |  | 11 | 16 | 27869 | 22926 | 18800 | 2.99 | 2.43 | 28005 | 3.63 | 1.96 | 8.5 | 7
Live | 216738536 |  | 10.5 | 15 | 26916 | 22668 | 18500 | 2.85 | 2.37 | 27476 | 3.44 | 1.85 | 8.1 | 6.8
Live | 216727374 |  | 10.5 | 16 | 26202 | 23184 | 19100 | 2.85 | 2.38 | 27741 | 3.36 | 1.96 | 8.5 | 7
Live | 216735223 |  | 10.5 | 16 | 27154 | 22797 | 18600 | 2.85 | 2.35 | 27476 | 3.44 | 1.96 | 8.5 | 7
Live | 216739040 |  | 11 | 15.5 | 27393 | 23184 | 19200 | 2.98 | 2.41 | 28269 | 3.57 | 1.98 | 8.5 | 7
Live | 216738535 |  | 10.5 | 15 | 26916 | 22668 | 18500 | 2.85 | 2.37 | 27476 | 3.44 | 1.85 | 8.1 | 6.8
Live | 216739018 |  | 11 | 15.2 | 28584 | 23441 | 19200 | 2.99 | 2.46 | 28797 | 3.78 | 1.98 | 8.5 | 7
Live | 216735214 |  | 10.5 | 15.5 | 26916 | 22668 | 18500 | 2.85 | 2.36 | 27476 | 3.4 | 1.85 | 8.1 | 6.85
Live | 216739007 |  | 11 | 15.5 | 27393 | 22926 | 18700 | 2.98 | 2.41 | 27741 | 3.55 | 1.98 | 8.5 | 7
Live | 216735204 |  | 11 | 16 | 27393 | 22668 | 18500 | 2.98 | 2.39 | 27476 | 3.49 | 1.98 | 8.5 | 7
Live | 216738932 |  | 11 | 16 | 26916 | 22540 | 18400 | 2.99 | 2.38 | 27476 | 3.43 | 1.85 | 8.1 | 6.8
Live | 216735203 |  | 11 | 16 | 27393 | 22668 | 18500 | 2.98 | 2.39 | 27476 | 3.49 | 1.98 | 8.5 | 7
Live | 216738911 |  | 11 | 16 | 26916 | 22540 | 18400 | 2.99 | 2.35 | 27476 | 3.4 | 1.85 | 8.1 | 6.8
Live | 216727370 |  | 10 | 15.2 | 25963 | 23184 | 19200 | 2.72 | 2.33 | 27741 | 3.32 | 1.9 | 8.1 | 7
Live | 216735191 |  | 11 | 15.5 | 27393 | 22797 | 18600 | 2.98 | 2.39 | 27476 | 3.49 | 1.98 | 8.5 | 7
Live | 216738900 |  | 11 | 16 | 26916 | 22668 | 18500 | 2.99 | 2.37 | 27476 | 3.44 | 1.85 | 8.1 | 6.75
Live | 216735190 |  | 11 | 15.5 | 27393 | 22797 | 18600 | 2.98 | 2.39 | 27476 | 3.49 | 1.98 | 8.5 | 7
Live | 216738870 |  | 11 | 16 | 26916 | 22540 | 18400 | 2.99 | 2.38 | 27476 | 3.43 | 1.85 | 8.1 | 6.8
Live | 216735182 |  | 11 | 15.5 | 27154 | 22668 | 18500 | 2.99 | 2.37 | 27476 | 3.44 | 1.9 | 8.1 | 6.85
Live | 216738849 |  | 11 | 16 | 26916 | 22540 | 18400 | 2.99 | 2.35 | 27476 | 3.4 | 1.85 | 8.1 | 6.8
Live | 216735181 |  | 11 | 15.5 | 27154 | 22668 | 18500 | 2.99 | 2.37 | 27476 | 3.44 | 1.9 | 8.1 | 6.85
Live | 216738838 |  | 11 | 16 | 26916 | 22668 | 18500 | 2.99 | 2.37 | 27476 | 3.44 | 1.85 | 8.1 | 6.75
Live | 216735171 |  | 10.5 | 15.2 | 27154 | 22668 | 18500 | 2.85 | 2.36 | 27476 | 3.43 | 1.9 | 8.1 | 6.85
Live | 216738807 |  | 10.5 | 15 | 26678 | 22797 | 18500 | 2.85 | 2.34 | 27476 | 3.38 | 1.85 | 8.1 | 6.85
Live | 216735170 |  | 10.5 | 15.2 | 27154 | 22668 | 18500 | 2.85 | 2.36 | 27476 | 3.43 | 1.9 | 8.1 | 6.85
Live | 216738734 |  | 11 | 16 | 27154 | 22668 | 18500 | 2.99 | 2.39 | 27476 | 3.49 | 1.85 | 8.1 | 6.75
Live | 216735162 |  | 11 | 15.5 | 27154 | 22668 | 18500 | 2.99 | 2.37 | 27476 | 3.44 | 1.9 | 8.1 | 6.85
Live | 216738723 |  | 11 | 16 | 26916 | 22540 | 18400 | 2.99 | 2.35 | 27476 | 3.43 | 1.85 | 8.1 | 6.8
Live | 216735161 |  | 11 | 15.5 | 27154 | 22668 | 18500 | 2.99 | 2.37 | 27476 | 3.44 | 1.9 | 8.1 | 6.85
Live | 216738712 |  | 11 | 16 | 26916 | 22668 | 18500 | 2.99 | 2.37 | 27476 | 3.44 | 1.85 | 8.1 | 6.8
Live | 216735151 |  | 11 | 16 | 27631 | 22668 | 18500 | 2.99 | 2.41 | 27476 | 3.55 | 1.96 | 8.5 | 7
Live | 216738701 |  | 11 | 16 | 27154 | 22797 | 18600 | 2.99 | 2.37 | 27476 | 3.44 | 1.85 | 8.1 | 6.8
Live | 216735150 |  | 11 | 16 | 27631 | 22668 | 18500 | 2.99 | 2.41 | 27476 | 3.55 | 1.96 | 8.5 | 7
Live | 216735140 |  | 11 | 16 | 27154 | 22540 | 18400 | 2.99 | 2.38 | 27212 | 3.44 | 1.96 | 8.5 | 7
Live | 216738609 |  | 10.5 | 15.2 | 27393 | 22797 | 18700 | 2.86 | 2.39 | 27741 | 3.5 | 1.9 | 8.1 | 6.8
Live | 216735139 |  | 11 | 16 | 27154 | 22540 | 18400 | 2.99 | 2.38 | 27212 | 3.44 | 1.96 | 8.5 | 7
Live | 216738590 |  | 10.5 | 15.5 | 27393 | 22797 | 18600 | 2.86 | 2.41 | 27741 | 3.53 | 1.9 | 8.1 | 6.8
Live | 216735131 |  | 11 | 15.5 | 27393 | 22668 | 18500 | 2.98 | 2.39 | 27476 | 3.52 | 1.98 | 8.5 | 7
Live | 216738567 |  | 10.5 | 15.2 | 27154 | 22668 | 18600 | 2.85 | 2.39 | 27476 | 3.49 | 1.9 | 8.1 | 6.8
Live | 216735130 |  | 11 | 15.5 | 27393 | 22668 | 18500 | 2.98 | 2.39 | 27476 | 3.52 | 1.98 | 8.5 | 7
Live | 216738556 |  | 10.5 | 15.2 | 26678 | 22540 | 18400 | 2.85 | 2.35 | 27476 | 3.4 | 1.85 | 8.1 | 6.85
Live | 216735121 |  | 10.5 | 14.5 | 26916 | 22797 | 18500 | 2.85 | 2.34 | 27476 | 3.4 | 1.9 | 8.1 | 6.9
Live | 216738534 |  | 10.5 | 14.5 | 26916 | 22797 | 18600 | 2.85 | 2.35 | 27476 | 3.43 | 1.9 | 8.1 | 6.9
Live | 216735120 |  | 10.5 | 14.5 | 26916 | 22797 | 18500 | 2.85 | 2.34 | 27476 | 3.4 | 1.9 | 8.1 | 6.9
Live | 216735110 |  | 10.5 | 14.5 | 27154 | 22797 | 18600 | 2.85 | 2.35 | 27476 | 3.43 | 1.9 | 8.1 | 6.85
Live | 216738514 |  | 10.5 | 15.2 | 27393 | 22797 | 18700 | 2.86 | 2.41 | 27741 | 3.53 | 1.9 | 8.1 | 6.8
Live | 216738496 |  | 11 | 16 | 27154 | 22668 | 18500 | 2.99 | 2.39 | 27476 | 3.47 | 1.85 | 8.1 | 6.8
Live | 216735109 |  | 10.5 | 14.5 | 27154 | 22797 | 18600 | 2.85 | 2.35 | 27476 | 3.43 | 1.9 | 8.1 | 6.85
Live | 216735080 |  | 11 | 16.5 | 27393 | 22668 | 18500 | 2.98 | 2.39 | 27476 | 3.49 | 1.96 | 8.5 | 7
Live | 216738476 |  | 10.5 | 16 | 26916 | 22540 | 18400 | 2.85 | 2.38 | 27476 | 3.43 | 1.85 | 8.1 | 6.8
Live | 216735079 |  | 11 | 16.5 | 27393 | 22668 | 18500 | 2.98 | 2.39 | 27476 | 3.49 | 1.96 | 8.5 | 7
Live | 216738465 |  | 11 | 16 | 27154 | 22668 | 18500 | 2.99 | 2.37 | 27476 | 3.44 | 1.85 | 8.1 | 6.8
Live | 216735070 |  | 11 | 16 | 27154 | 22540 | 18400 | 2.99 | 2.38 | 27476 | 3.47 | 1.96 | 8.5 | 7
Live | 216738362 |  | 10.5 | 15.2 | 27154 | 22797 | 18600 | 2.85 | 2.39 | 27741 | 3.49 | 1.85 | 8.1 | 6.75
Live | 216735069 |  | 11 | 16 | 27154 | 22540 | 18400 | 2.99 | 2.38 | 27476 | 3.47 | 1.96 | 8.5 | 7
Live | 216738341 |  | 10.5 | 15.5 | 26916 | 22540 | 18400 | 2.85 | 2.35 | 27212 | 3.41 | 1.85 | 8.1 | 6.8
Live | 216738328 |  | 11 | 16 | 27154 | 22668 | 18500 | 2.99 | 2.39 | 27476 | 3.49 | 1.85 | 8.1 | 6.8
Live | 216735067 |  | 11 | 16.5 | 27393 | 22668 | 18500 | 2.98 | 2.39 | 27476 | 3.49 | 1.94 | 8.5 | 7
Live | 216738325 |  | 11 | 16 | 26916 | 22540 | 18400 | 2.99 | 2.38 | 27476 | 3.43 | 1.85 | 8.1 | 6.8
Live | 216735066 |  | 11 | 16.5 | 27393 | 22668 | 18500 | 2.98 | 2.39 | 27476 | 3.49 | 1.94 | 8.5 | 7
Live | 216738242 |  | 11 | 16 | 27154 | 22797 | 18600 | 2.99 | 2.39 | 27741 | 3.49 | 1.85 | 8.1 | 6.75
Live | 216738231 |  | 11 | 16 | 26916 | 22540 | 18400 | 2.99 | 2.38 | 27212 | 3.42 | 1.85 | 8.1 | 6.8
Live | 216735056 |  | 11 | 16.5 | 27393 | 22668 | 18500 | 2.98 | 2.39 | 27476 | 3.49 | 1.96 | 8.5 | 7
Live | 216735055 |  | 11 | 16.5 | 27393 | 22668 | 18500 | 2.98 | 2.39 | 27476 | 3.49 | 1.96 | 8.5 | 7
Live | 216738220 |  | 10.5 | 16 | 26916 | 22540 | 18400 | 2.85 | 2.38 | 27212 | 3.42 | 1.85 | 8.1 | 6.75
Live | 216735009 |  | 11 | 17 | 27631 | 22797 | 18600 | 2.99 | 2.43 | 27741 | 3.58 | 1.94 | 8.5 | 7
Live | 216738209 |  | 10.5 | 16 | 27154 | 22668 | 18500 | 2.85 | 2.39 | 27476 | 3.47 | 1.85 | 8.1 | 6.75
Live | 216735008 |  | 11 | 17 | 27631 | 22797 | 18600 | 2.99 | 2.43 | 27741 | 3.58 | 1.94 | 8.5 | 7
Live | 216738126 |  | 11 | 15.2 | 27631 | 22926 | 18700 | 2.99 | 2.41 | 28005 | 3.57 | 1.9 | 8.1 | 6.75
Live | 216738107 |  | 11 | 16 | 26916 | 22540 | 18400 | 2.99 | 2.35 | 27212 | 3.41 | 1.9 | 8.1 | 6.85
Live | 216738078 |  | 11 | 16 | 27154 | 22668 | 18600 | 2.99 | 2.39 | 27476 | 3.52 | 1.85 | 8.1 | 6.75
Live | 216738068 |  | 11 | 16 | 26916 | 22668 | 18500 | 2.99 | 2.37 | 27476 | 3.44 | 1.85 | 8.1 | 6.8
Live | 216738048 |  | 11 | 16 | 27154 | 22668 | 18500 | 2.99 | 2.37 | 27476 | 3.44 | 1.85 | 8.1 | 6.8
Live | 216738037 |  | 10.5 | 16 | 26916 | 22540 | 18400 | 2.85 | 2.38 | 27212 | 3.42 | 1.85 | 8.1 | 6.8
Live | 216727325 |  | 10 | 15.2 | 25963 | 23184 | 19200 | 2.72 | 2.33 | 27741 | 3.29 | 1.9 | 8.1 | 6.95
Live | 216738027 |  | 10.5 | 16 | 26916 | 22540 | 18400 | 2.85 | 2.38 | 27476 | 3.44 | 1.85 | 8.1 | 6.8
Live | 216738007 |  | 10.5 | 15.5 | 27154 | 22668 | 18500 | 2.85 | 2.39 | 27476 | 3.47 | 1.9 | 8.1 | 6.8
Live | 216737932 |  | 11 | 16 | 27154 | 22926 | 19000 | 2.99 | 2.43 | 28005 | 3.55 | 1.96 | 8.5 | 7
Live | 216737911 |  | 10.5 | 16 | 26916 | 22926 | 18900 | 2.85 | 2.39 | 28005 | 3.49 | 1.85 | 8.1 | 6.85
Live | 216727902 |  | 10.5 | 15.5 | 27154 | 23055 | 19000 | 2.85 | 2.41 | 28005 | 3.54 | 1.85 | 8.1 | 6.8
Live | 216737900 |  | 10.5 | 15.5 | 26678 | 22797 | 18800 | 2.85 | 2.37 | 27741 | 3.43 | 1.85 | 8.1 | 6.8
Live | 216737870 |  | 11 | 16 | 27154 | 22926 | 19000 | 2.99 | 2.43 | 28005 | 3.55 | 1.96 | 8.5 | 7
Live | 216737849 |  | 10.5 | 16 | 26916 | 22926 | 18900 | 2.85 | 2.39 | 28005 | 3.49 | 1.85 | 8.1 | 6.85
Live | 216727899 |  | 11 | 16 | 27154 | 22926 | 19000 | 2.99 | 2.43 | 28005 | 3.55 | 1.96 | 8.5 | 7
Live | 216737838 |  | 10.5 | 15.5 | 26678 | 22797 | 18800 | 2.85 | 2.37 | 27741 | 3.43 | 1.85 | 8.1 | 6.8
Live | 216737807 |  | 10 | 14.5 | 26440 | 22797 | 18900 | 2.72 | 2.35 | 27741 | 3.37 | 1.85 | 8.1 | 6.9
Live | 216737734 |  | 10.5 | 15.5 | 26678 | 22797 | 18900 | 2.85 | 2.39 | 27741 | 3.46 | 1.85 | 8.1 | 6.85
Live | 216737723 |  | 10.5 | 16 | 27154 | 22926 | 19000 | 2.85 | 2.41 | 28005 | 3.54 | 1.96 | 8.5 | 7
Live | 216727896 |  | 10.5 | 16 | 26916 | 22926 | 18900 | 2.85 | 2.39 | 28005 | 3.49 | 1.85 | 8.1 | 6.85
Live | 216737712 |  | 10.5 | 16 | 26678 | 22797 | 18800 | 2.85 | 2.37 | 27741 | 3.43 | 1.85 | 8.1 | 6.8
Live | 216737701 |  | 10.5 | 15.5 | 26678 | 22797 | 18900 | 2.85 | 2.37 | 27741 | 3.44 | 1.85 | 8.1 | 6.85
Live | 216727894 |  | 10.5 | 15.5 | 26678 | 22797 | 18800 | 2.85 | 2.37 | 27741 | 3.43 | 1.85 | 8.1 | 6.8
Live | 216737609 |  | 10.5 | 15 | 26916 | 22926 | 18900 | 2.85 | 2.39 | 28005 | 3.49 | 1.9 | 8.1 | 6.85
Live | 216737590 |  | 10.5 | 15.2 | 26916 | 22926 | 18900 | 2.85 | 2.41 | 27741 | 3.49 | 1.85 | 8.1 | 6.85
Live | 216737567 |  | 10.5 | 15.2 | 26678 | 22797 | 18900 | 2.85 | 2.39 | 27741 | 3.46 | 1.9 | 8.1 | 6.85
Live | 216737556 |  | 10.5 | 14.5 | 26916 | 22926 | 18900 | 2.85 | 2.39 | 28005 | 3.49 | 1.9 | 8.1 | 6.85
Live | 216737525 |  | 10.5 | 15.2 | 26916 | 22926 | 18900 | 2.85 | 2.41 | 28005 | 3.51 | 1.85 | 8.1 | 6.85
Live | 217401375 |  | 10.5 | 15.2 | 21294 | 20191 | 16400 | 2.93 | 2.48 | 20515 | 3.08 | 1.85 | 8.1 | 7.05
Live | 217401374 |  | 10.5 | 15.2 | 21294 | 20191 | 16400 | 2.93 | 2.48 | 20515 | 3.08 | 1.85 | 8.1 | 7.05
Live | 217401373 |  | 10.5 | 15.2 | 21294 | 20191 | 16400 | 2.93 | 2.48 | 20515 | 3.08 | 1.85 | 8.1 | 7.05
Live | 217401372 |  | 10.5 | 15.2 | 21294 | 20191 | 16400 | 2.93 | 2.48 | 20515 | 3.08 | 1.85 | 8.1 | 7.05
Live | 217401371 |  | 10.5 | 15.2 | 21294 | 20191 | 16400 | 2.93 | 2.48 | 20515 | 3.08 | 1.85 | 8.1 | 7.05
Live | 217401370 |  | 10 | 14.3 | 21057 | 20191 | 16400 | 2.78 | 2.45 | 20515 | 3.02 | 1.84 | 8 | 7
Live | 217401369 |  | 10 | 14.3 | 21057 | 20191 | 16400 | 2.78 | 2.45 | 20515 | 3.02 | 1.84 | 8 | 7
Live | 217401368 |  | 10 | 14.3 | 21057 | 20191 | 16400 | 2.78 | 2.45 | 20515 | 3.02 | 1.84 | 8 | 7
Live | 217401367 |  | 10 | 14.3 | 21057 | 20191 | 16400 | 2.78 | 2.45 | 20515 | 3.02 | 1.84 | 8 | 7
Live | 217401366 |  | 10 | 14.3 | 21057 | 20191 | 16400 | 2.78 | 2.45 | 20515 | 3.02 | 1.84 | 8 | 7
Live | 217401365 |  | 10 | 14.3 | 21057 | 20191 | 16400 | 2.78 | 2.45 | 20515 | 3.02 | 1.84 | 8 | 7
Live | 217401364 |  | 10 | 14.3 | 21057 | 20191 | 16400 | 2.78 | 2.45 | 20515 | 3.02 | 1.84 | 8 | 7
Live | 217401363 |  | 10 | 14.3 | 21057 | 20191 | 16400 | 2.78 | 2.45 | 20515 | 3.02 | 1.84 | 8 | 7
Live | 217401362 |  | 10 | 14.3 | 21057 | 20191 | 16400 | 2.78 | 2.45 | 20515 | 3.02 | 1.84 | 8 | 7
Live | 217401361 |  | 10 | 14.3 | 21057 | 20191 | 16400 | 2.78 | 2.45 | 20515 | 3.02 | 1.84 | 8 | 7
Live | 217401360 |  | 10.5 | 14.5 | 21412 | 20330 | 16500 | 2.92 | 2.48 | 20728 | 3.1 | 1.94 | 8.5 | 7
Live | 217401359 |  | 10.5 | 14.5 | 21412 | 20330 | 16500 | 2.92 | 2.48 | 20728 | 3.1 | 1.94 | 8.5 | 7
Live | 217401358 |  | 10.5 | 14.5 | 21412 | 20330 | 16500 | 2.92 | 2.48 | 20728 | 3.1 | 1.94 | 8.5 | 7
Live | 217401357 |  | 10.5 | 14.5 | 21412 | 20330 | 16500 | 2.92 | 2.48 | 20728 | 3.1 | 1.94 | 8.5 | 7
Live | 217401356 |  | 10.5 | 14.5 | 21412 | 20330 | 16500 | 2.92 | 2.48 | 20728 | 3.1 | 1.94 | 8.5 | 7
Live | 217401355 |  | 10.5 | 14.5 | 21412 | 20330 | 16500 | 2.92 | 2.48 | 20728 | 3.1 | 1.94 | 8.5 | 7
Live | 217401354 |  | 10.5 | 14.5 | 21412 | 20330 | 16500 | 2.92 | 2.48 | 20728 | 3.1 | 1.94 | 8.5 | 7
Live | 217401353 |  | 10.5 | 14.5 | 21412 | 20330 | 16500 | 2.92 | 2.48 | 20728 | 3.1 | 1.94 | 8.5 | 7
Live | 217401352 |  | 10.5 | 15 | 21175 | 20191 | 16400 | 2.93 | 2.46 | 20515 | 3.07 | 1.82 | 8 | 7
Live | 217401351 |  | 10.5 | 15 | 21175 | 20191 | 16400 | 2.93 | 2.46 | 20515 | 3.07 | 1.82 | 8 | 7
Live | 217401350 |  | 10.5 | 15 | 21175 | 20191 | 16400 | 2.93 | 2.46 | 20515 | 3.07 | 1.82 | 8 | 7
Live | 217401349 |  | 10.5 | 15 | 21175 | 20191 | 16400 | 2.93 | 2.46 | 20515 | 3.07 | 1.82 | 8 | 7
Live | 217401348 |  | 10.5 | 15 | 21175 | 20191 | 16400 | 2.93 | 2.46 | 20515 | 3.07 | 1.82 | 8 | 7
Live | 217401347 |  | 10.5 | 15 | 21175 | 20191 | 16400 | 2.93 | 2.46 | 20515 | 3.07 | 1.82 | 8 | 7
Live | 217401346 |  | 10.5 | 15 | 21175 | 20191 | 16400 | 2.93 | 2.46 | 20515 | 3.07 | 1.82 | 8 | 7
Live | 217401345 |  | 10.5 | 15.5 | 21767 | 20330 | 16600 | 2.93 | 2.54 | 20834 | 3.23 | 1.92 | 8.5 | 7
Live | 217401344 |  | 10.5 | 15.5 | 21767 | 20330 | 16600 | 2.93 | 2.54 | 20834 | 3.23 | 1.92 | 8.5 | 7
Live | 217401343 |  | 10.5 | 15.5 | 21767 | 20330 | 16600 | 2.93 | 2.54 | 20834 | 3.23 | 1.92 | 8.5 | 7
Live | 217401342 |  | 10.5 | 15.5 | 21767 | 20330 | 16600 | 2.93 | 2.54 | 20834 | 3.23 | 1.92 | 8.5 | 7
Live | 217401341 |  | 10.5 | 15.5 | 21767 | 20330 | 16600 | 2.93 | 2.54 | 20834 | 3.23 | 1.92 | 8.5 | 7
Live | 217401340 |  | 10.5 | 15.5 | 21767 | 20330 | 16600 | 2.93 | 2.54 | 20834 | 3.23 | 1.92 | 8.5 | 7
Live | 217401339 |  | 10.5 | 15.5 | 21767 | 20330 | 16600 | 2.93 | 2.54 | 20834 | 3.23 | 1.92 | 8.5 | 7
Live | 217401338 |  | 10.5 | 15.5 | 21767 | 20330 | 16600 | 2.93 | 2.54 | 20834 | 3.23 | 1.92 | 8.5 | 7
Live | 217401337 |  | 10.5 | 15.2 | 21530 | 20330 | 16500 | 2.92 | 2.49 | 20728 | 3.15 | 1.95 | 8.5 | 7.35
Live | 217401336 |  | 10.5 | 15.2 | 21530 | 20330 | 16500 | 2.92 | 2.49 | 20728 | 3.15 | 1.95 | 8.5 | 7.35
Live | 217401335 |  | 10.5 | 15.2 | 21530 | 20330 | 16500 | 2.92 | 2.49 | 20728 | 3.15 | 1.95 | 8.5 | 7.35
Live | 217401334 |  | 10.5 | 15.2 | 21530 | 20330 | 16500 | 2.92 | 2.49 | 20728 | 3.15 | 1.95 | 8.5 | 7.35
Live | 217401333 |  | 10.5 | 15.2 | 21530 | 20330 | 16500 | 2.92 | 2.49 | 20728 | 3.15 | 1.95 | 8.5 | 7.35
Live | 217401332 |  | 10.5 | 15.2 | 21530 | 20330 | 16500 | 2.92 | 2.49 | 20728 | 3.15 | 1.95 | 8.5 | 7.35
Live | 217401331 |  | 10.5 | 15.2 | 21530 | 20330 | 16500 | 2.92 | 2.49 | 20728 | 3.15 | 1.95 | 8.5 | 7.35
Live | 217401330 |  | 10.5 | 15.2 | 21530 | 20330 | 16500 | 2.92 | 2.49 | 20728 | 3.15 | 1.95 | 8.5 | 7.35
Live | 217401329 |  | 10.5 | 15.2 | 21057 | 20053 | 16300 | 2.92 | 2.46 | 20409 | 3.04 | 1.85 | 8.1 | 7
Live | 217401328 |  | 10.5 | 15.2 | 21057 | 20053 | 16300 | 2.92 | 2.46 | 20409 | 3.04 | 1.85 | 8.1 | 7
Live | 217401327 |  | 10.5 | 15.2 | 21057 | 20053 | 16300 | 2.92 | 2.46 | 20409 | 3.04 | 1.85 | 8.1 | 7
Live | 217401326 |  | 10.5 | 15.2 | 21057 | 20053 | 16300 | 2.92 | 2.46 | 20409 | 3.04 | 1.85 | 8.1 | 7
Live | 217401325 |  | 10.5 | 15.2 | 21057 | 20053 | 16300 | 2.92 | 2.46 | 20409 | 3.04 | 1.85 | 8.1 | 7
Live | 217401324 |  | 10.5 | 15.2 | 21057 | 20053 | 16300 | 2.92 | 2.46 | 20409 | 3.04 | 1.85 | 8.1 | 7
Live | 217401323 |  | 10.5 | 15.2 | 21057 | 20053 | 16300 | 2.92 | 2.46 | 20409 | 3.04 | 1.85 | 8.1 | 7
Live | 217401322 |  | 10.5 | 14.5 | 21057 | 20191 | 16400 | 2.92 | 2.45 | 20515 | 3.04 | 1.84 | 8 | 7
Live | 217401321 |  | 10.5 | 14.5 | 21057 | 20191 | 16400 | 2.92 | 2.45 | 20515 | 3.04 | 1.84 | 8 | 7
Live | 217401320 |  | 10.5 | 14.5 | 21057 | 20191 | 16400 | 2.92 | 2.45 | 20515 | 3.04 | 1.84 | 8 | 7
Live | 217401319 |  | 10.5 | 14.5 | 21057 | 20191 | 16400 | 2.92 | 2.45 | 20515 | 3.04 | 1.84 | 8 | 7
Live | 217401318 |  | 10.5 | 14.5 | 21057 | 20191 | 16400 | 2.92 | 2.45 | 20515 | 3.04 | 1.84 | 8 | 7
Live | 217401317 |  | 10.5 | 14.5 | 21057 | 20191 | 16400 | 2.92 | 2.45 | 20515 | 3.04 | 1.84 | 8 | 7
Live | 217401316 |  | 10.5 | 14.5 | 21057 | 20191 | 16400 | 2.92 | 2.45 | 20515 | 3.04 | 1.84 | 8 | 7
Live | 217401315 |  | 10.5 | 14.5 | 21294 | 20330 | 16500 | 2.93 | 2.46 | 20622 | 3.07 | 1.84 | 8 | 7
Live | 217401314 |  | 10.5 | 14.5 | 21294 | 20330 | 16500 | 2.93 | 2.46 | 20622 | 3.07 | 1.84 | 8 | 7
Live | 217401313 |  | 10.5 | 14.5 | 21294 | 20330 | 16500 | 2.93 | 2.46 | 20622 | 3.07 | 1.84 | 8 | 7
Live | 217401312 |  | 10.5 | 14.5 | 21294 | 20330 | 16500 | 2.93 | 2.46 | 20622 | 3.07 | 1.84 | 8 | 7
Live | 217401311 |  | 10.5 | 14.5 | 21294 | 20330 | 16500 | 2.93 | 2.46 | 20622 | 3.07 | 1.84 | 8 | 7
Live | 217401310 |  | 10.5 | 14.5 | 21294 | 20330 | 16500 | 2.93 | 2.46 | 20622 | 3.07 | 1.84 | 8 | 7
Live | 217401309 |  | 10.5 | 14.5 | 21294 | 20330 | 16500 | 2.93 | 2.46 | 20622 | 3.07 | 1.84 | 8 | 7
Live | 217401308 |  | 10.5 | 14.5 | 21294 | 20330 | 16500 | 2.93 | 2.46 | 20622 | 3.07 | 1.84 | 8 | 7
Live | 217401307 |  | 10.5 | 14.5 | 21412 | 20330 | 17100 | 2.92 | 2.49 | 20409 | 3.13 | 1.92 | 8 | 7
Live | 217401306 |  | 10.5 | 14.5 | 21412 | 20330 | 17100 | 2.92 | 2.49 | 20409 | 3.13 | 1.92 | 8 | 7
Live | 217401305 |  | 10.5 | 14.5 | 21412 | 20330 | 17100 | 2.92 | 2.49 | 20409 | 3.13 | 1.92 | 8 | 7
Live | 217401304 |  | 10.5 | 14.5 | 21412 | 20330 | 17100 | 2.92 | 2.49 | 20409 | 3.13 | 1.92 | 8 | 7
Live | 217401303 |  | 10.5 | 14.5 | 21412 | 20330 | 17100 | 2.92 | 2.49 | 20409 | 3.13 | 1.92 | 8 | 7
Live | 217401302 |  | 10.5 | 14.5 | 21412 | 20330 | 17100 | 2.92 | 2.49 | 20409 | 3.13 | 1.92 | 8 | 7
Live | 217401301 |  | 10.5 | 14.5 | 21412 | 20330 | 17100 | 2.92 | 2.49 | 20409 | 3.13 | 1.92 | 8 | 7
Live | 217401300 |  | 10.5 | 14.5 | 21412 | 20330 | 17100 | 2.92 | 2.49 | 20409 | 3.13 | 1.92 | 8 | 7
Live | 217401299 |  | 10.5 | 15.5 | 21648 | 20468 | 17200 | 2.92 | 2.53 | 20515 | 3.2 | 1.9 | 8.1 | 7.1
Live | 217401298 |  | 10.5 | 15.5 | 21648 | 20468 | 17200 | 2.92 | 2.53 | 20515 | 3.2 | 1.9 | 8.1 | 7.1
Live | 217401297 |  | 10.5 | 15.5 | 21648 | 20468 | 17200 | 2.92 | 2.53 | 20515 | 3.2 | 1.9 | 8.1 | 7.1
Live | 217401296 |  | 10.5 | 15.5 | 21648 | 20468 | 17200 | 2.92 | 2.53 | 20515 | 3.2 | 1.9 | 8.1 | 7.1
Live | 217401295 |  | 10.5 | 15.5 | 21648 | 20468 | 17200 | 2.92 | 2.53 | 20515 | 3.2 | 1.9 | 8.1 | 7.1
Live | 217401294 |  | 10.5 | 15.5 | 21648 | 20468 | 17200 | 2.92 | 2.53 | 20515 | 3.2 | 1.9 | 8.1 | 7.1
Live | 217401293 |  | 10.5 | 15.5 | 21648 | 20468 | 17200 | 2.92 | 2.53 | 20515 | 3.2 | 1.9 | 8.1 | 7.1
Live | 217401292 |  | 10.5 | 15.5 | 21648 | 20468 | 17200 | 2.92 | 2.53 | 20515 | 3.2 | 1.9 | 8.1 | 7.1
Live | 217401291 |  | 10.5 | 15.5 | 21530 | 20330 | 17100 | 2.92 | 2.51 | 20515 | 3.16 | 1.9 | 8.1 | 7.2
Live | 217401290 |  | 10.5 | 15.5 | 21530 | 20330 | 17100 | 2.92 | 2.51 | 20515 | 3.16 | 1.9 | 8.1 | 7.2
Live | 217401289 |  | 10.5 | 15.5 | 21530 | 20330 | 17100 | 2.92 | 2.51 | 20515 | 3.16 | 1.9 | 8.1 | 7.2
Live | 217401288 |  | 10.5 | 15.5 | 21530 | 20330 | 17100 | 2.92 | 2.51 | 20515 | 3.16 | 1.9 | 8.1 | 7.2
Live | 217401287 |  | 10.5 | 15.5 | 21530 | 20330 | 17100 | 2.92 | 2.51 | 20515 | 3.16 | 1.9 | 8.1 | 7.2
Live | 217401286 |  | 10.5 | 15.5 | 21530 | 20330 | 17100 | 2.92 | 2.51 | 20515 | 3.16 | 1.9 | 8.1 | 7.2
Live | 217401285 |  | 10.5 | 15.5 | 21530 | 20330 | 17100 | 2.92 | 2.51 | 20515 | 3.16 | 1.9 | 8.1 | 7.2
Live | 217401284 |  | 10.5 | 15.5 | 21530 | 20330 | 17100 | 2.92 | 2.51 | 20515 | 3.16 | 1.9 | 8.1 | 7.2
Live | 217401283 |  | 10.5 | 15 | 21412 | 20330 | 17100 | 2.92 | 2.49 | 20409 | 3.15 | 1.9 | 8 | 7
Live | 217401282 |  | 10.5 | 15 | 21412 | 20330 | 17100 | 2.92 | 2.49 | 20409 | 3.15 | 1.9 | 8 | 7
Live | 217401281 |  | 10.5 | 15 | 21412 | 20330 | 17100 | 2.92 | 2.49 | 20409 | 3.15 | 1.9 | 8 | 7
Live | 217401280 |  | 10.5 | 15 | 21412 | 20330 | 17100 | 2.92 | 2.49 | 20409 | 3.15 | 1.9 | 8 | 7
Live | 217401279 |  | 10.5 | 15 | 21412 | 20330 | 17100 | 2.92 | 2.49 | 20409 | 3.15 | 1.9 | 8 | 7
Live | 217401278 |  | 10.5 | 15 | 21412 | 20330 | 17100 | 2.92 | 2.49 | 20409 | 3.15 | 1.9 | 8 | 7
Live | 217401277 |  | 10.5 | 15 | 21412 | 20330 | 17100 | 2.92 | 2.49 | 20409 | 3.15 | 1.9 | 8 | 7
Live | 217401276 |  | 10.5 | 15 | 21412 | 20330 | 17100 | 2.92 | 2.49 | 20409 | 3.15 | 1.9 | 8 | 7
Live | 217401275 |  | 10.5 | 14.5 | 21175 | 20191 | 17000 | 2.93 | 2.46 | 20197 | 3.07 | 1.9 | 8 | 7
Live | 217401274 |  | 10.5 | 14.5 | 21175 | 20191 | 17000 | 2.93 | 2.46 | 20197 | 3.07 | 1.9 | 8 | 7
Live | 217401273 |  | 10.5 | 14.5 | 21175 | 20191 | 17000 | 2.93 | 2.46 | 20197 | 3.07 | 1.9 | 8 | 7
Live | 217401272 |  | 10.5 | 14.5 | 21175 | 20191 | 17000 | 2.93 | 2.46 | 20197 | 3.07 | 1.9 | 8 | 7
Live | 217401271 |  | 10.5 | 14.5 | 21175 | 20191 | 17000 | 2.93 | 2.46 | 20197 | 3.07 | 1.9 | 8 | 7
Live | 217401270 |  | 10.5 | 14.5 | 21175 | 20191 | 17000 | 2.93 | 2.46 | 20197 | 3.07 | 1.9 | 8 | 7
Live | 217401269 |  | 10.5 | 14.5 | 21175 | 20191 | 17000 | 2.93 | 2.46 | 20197 | 3.07 | 1.9 | 8 | 7
Live | 217401268 |  | 10.5 | 14.5 | 21175 | 20191 | 17000 | 2.93 | 2.46 | 20197 | 3.07 | 1.9 | 8 | 7
Live | 217401267 |  | 10.5 | 15.2 | 21412 | 20330 | 16500 | 2.92 | 2.49 | 20728 | 3.13 | 1.95 | 8.5 | 7.35
Live | 217401266 |  | 10.5 | 15.2 | 21412 | 20330 | 16500 | 2.92 | 2.49 | 20728 | 3.13 | 1.95 | 8.5 | 7.35
Live | 217401265 |  | 10.5 | 15.2 | 21412 | 20330 | 16500 | 2.92 | 2.49 | 20728 | 3.13 | 1.95 | 8.5 | 7.35
Live | 217401264 |  | 10.5 | 15.2 | 21412 | 20330 | 16500 | 2.92 | 2.49 | 20728 | 3.13 | 1.95 | 8.5 | 7.35
Live | 217401263 |  | 10.5 | 15.2 | 21412 | 20330 | 16500 | 2.92 | 2.49 | 20728 | 3.13 | 1.95 | 8.5 | 7.35
Live | 217401262 |  | 10.5 | 15.2 | 21412 | 20330 | 16500 | 2.92 | 2.49 | 20728 | 3.13 | 1.95 | 8.5 | 7.35
Live | 217401261 |  | 10.5 | 15.2 | 21412 | 20330 | 16500 | 2.92 | 2.49 | 20728 | 3.13 | 1.95 | 8.5 | 7.35
Live | 217401260 |  | 10.5 | 15.2 | 21412 | 20330 | 16500 | 2.92 | 2.49 | 20728 | 3.13 | 1.95 | 8.5 | 7.35
Live | 217401259 |  | 10.5 | 15.5 | 21294 | 20191 | 16400 | 2.93 | 2.48 | 20515 | 3.08 | 1.94 | 8.5 | 7
Live | 217401258 |  | 10.5 | 15.5 | 21294 | 20191 | 16400 | 2.93 | 2.48 | 20515 | 3.08 | 1.94 | 8.5 | 7
Live | 217399944 |  | 10.5 | 15 | 21412 | 20745 | 16700 | 2.92 | 2.51 | 21260 | 3.21 | 1.94 | 8.5 | 7.5
Live | 217399943 |  | 10.5 | 15 | 21412 | 20745 | 16700 | 2.92 | 2.51 | 21260 | 3.21 | 1.94 | 8.5 | 7.5
Live | 217401257 |  | 10.5 | 15.5 | 21294 | 20191 | 16400 | 2.93 | 2.48 | 20515 | 3.08 | 1.94 | 8.5 | 7
Live | 217399942 |  | 10.5 | 15 | 21412 | 20745 | 16700 | 2.92 | 2.51 | 21260 | 3.21 | 1.94 | 8.5 | 7.5
Live | 217399941 |  | 10.5 | 15 | 21412 | 20745 | 16700 | 2.92 | 2.51 | 21260 | 3.21 | 1.94 | 8.5 | 7.5
Live | 217401256 |  | 10.5 | 15.5 | 21294 | 20191 | 16400 | 2.93 | 2.48 | 20515 | 3.08 | 1.94 | 8.5 | 7
Live | 217399940 |  | 10.5 | 15 | 21412 | 20745 | 16700 | 2.92 | 2.51 | 21260 | 3.21 | 1.94 | 8.5 | 7.5
Live | 217401255 |  | 10.5 | 15.5 | 21294 | 20191 | 16400 | 2.93 | 2.48 | 20515 | 3.08 | 1.94 | 8.5 | 7
Live | 217399938 |  | 10.5 | 15.2 | 21648 | 20606 | 16500 | 2.92 | 2.54 | 21047 | 3.21 | 1.95 | 8.5 | 7.3
Live | 217401254 |  | 10.5 | 15.5 | 21294 | 20191 | 16400 | 2.93 | 2.48 | 20515 | 3.08 | 1.94 | 8.5 | 7
Live | 217399937 |  | 10.5 | 15.2 | 21648 | 20606 | 16500 | 2.92 | 2.54 | 21047 | 3.21 | 1.95 | 8.5 | 7.3
Live | 217401253 |  | 10.5 | 15.5 | 21294 | 20191 | 16400 | 2.93 | 2.48 | 20515 | 3.08 | 1.94 | 8.5 | 7
Live | 217399936 |  | 10.5 | 15.2 | 21648 | 20606 | 16500 | 2.92 | 2.54 | 21047 | 3.21 | 1.95 | 8.5 | 7.3
Live | 217401252 |  | 10.5 | 15.5 | 21294 | 20191 | 16400 | 2.93 | 2.48 | 20515 | 3.08 | 1.94 | 8.5 | 7
Live | 217399935 |  | 10.5 | 15.2 | 21648 | 20606 | 16500 | 2.92 | 2.54 | 21047 | 3.21 | 1.95 | 8.5 | 7.3
Live | 217401251 |  | 10.5 | 15.5 | 21648 | 20330 | 16500 | 2.92 | 2.54 | 20728 | 3.18 | 1.94 | 8.5 | 7
Live | 217399934 |  | 10.5 | 15.2 | 21648 | 20606 | 16500 | 2.92 | 2.54 | 21047 | 3.21 | 1.95 | 8.5 | 7.3
Live | 217401250 |  | 10.5 | 15.5 | 21648 | 20330 | 16500 | 2.92 | 2.54 | 20728 | 3.18 | 1.94 | 8.5 | 7
Live | 217401249 |  | 10.5 | 15.5 | 21648 | 20330 | 16500 | 2.92 | 2.54 | 20728 | 3.18 | 1.94 | 8.5 | 7
Live | 217399933 |  | 10.5 | 15.2 | 21648 | 20606 | 16500 | 2.92 | 2.54 | 21047 | 3.21 | 1.95 | 8.5 | 7.3
Live | 217401248 |  | 10.5 | 15.5 | 21648 | 20330 | 16500 | 2.92 | 2.54 | 20728 | 3.18 | 1.94 | 8.5 | 7
Live | 217399932 |  | 10.5 | 15.2 | 21648 | 20606 | 16500 | 2.92 | 2.54 | 21047 | 3.21 | 1.95 | 8.5 | 7.3
Live | 217399931 |  | 10.5 | 15.2 | 21648 | 20606 | 16500 | 2.92 | 2.54 | 21047 | 3.21 | 1.95 | 8.5 | 7.3
Live | 217401247 |  | 10.5 | 15.5 | 21648 | 20330 | 16500 | 2.92 | 2.54 | 20728 | 3.18 | 1.94 | 8.5 | 7
Live | 217399927 |  | 10.5 | 15.2 | 21648 | 20606 | 16500 | 2.92 | 2.54 | 21047 | 3.21 | 1.95 | 8.5 | 7.3
Live | 217401246 |  | 10.5 | 15.5 | 21648 | 20330 | 16500 | 2.92 | 2.54 | 20728 | 3.18 | 1.94 | 8.5 | 7
Live | 217399926 |  | 10.5 | 15.2 | 21648 | 20606 | 16500 | 2.92 | 2.54 | 21047 | 3.21 | 1.95 | 8.5 | 7.3
Live | 217401245 |  | 10.5 | 15.5 | 21648 | 20330 | 16500 | 2.92 | 2.54 | 20728 | 3.18 | 1.94 | 8.5 | 7
Live | 217399925 |  | 10.5 | 15.2 | 21648 | 20606 | 16500 | 2.92 | 2.54 | 21047 | 3.21 | 1.95 | 8.5 | 7.3
Live | 217399924 |  | 10.5 | 15.2 | 21648 | 20606 | 16500 | 2.92 | 2.54 | 21047 | 3.21 | 1.95 | 8.5 | 7.3
Live | 217401244 |  | 10.5 | 15.5 | 21648 | 20330 | 16500 | 2.92 | 2.54 | 20728 | 3.18 | 1.94 | 8.5 | 7
Live | 217399923 |  | 10.5 | 15.2 | 21648 | 20606 | 16500 | 2.92 | 2.54 | 21047 | 3.21 | 1.95 | 8.5 | 7.3
Live | 217401243 |  | 10.5 | 15.5 | 21412 | 20191 | 16400 | 2.92 | 2.5 | 20622 | 3.15 | 1.94 | 8.5 | 7
Live | 217399922 |  | 10.5 | 15.2 | 21648 | 20606 | 16500 | 2.92 | 2.54 | 21047 | 3.21 | 1.95 | 8.5 | 7.3
Live | 217401242 |  | 10.5 | 15.5 | 21412 | 20191 | 16400 | 2.92 | 2.5 | 20622 | 3.15 | 1.94 | 8.5 | 7
Live | 217399921 |  | 10.5 | 15.2 | 21648 | 20606 | 16500 | 2.92 | 2.54 | 21047 | 3.21 | 1.95 | 8.5 | 7.3
Live | 217401241 |  | 10.5 | 15.5 | 21412 | 20191 | 16400 | 2.92 | 2.5 | 20622 | 3.15 | 1.94 | 8.5 | 7
Live | 217399920 |  | 10.5 | 15.2 | 21648 | 20606 | 16500 | 2.92 | 2.54 | 21047 | 3.21 | 1.95 | 8.5 | 7.3
Live | 217401240 |  | 10.5 | 15.5 | 21412 | 20191 | 16400 | 2.92 | 2.5 | 20622 | 3.15 | 1.94 | 8.5 | 7
Live | 217399915 |  | 10.5 | 15.2 | 21175 | 20883 | 16800 | 2.93 | 2.52 | 21260 | 3.18 | 1.94 | 8.5 | 7.5
Live | 217401239 |  | 10.5 | 15.5 | 21412 | 20191 | 16400 | 2.92 | 2.5 | 20622 | 3.15 | 1.94 | 8.5 | 7
Live | 217399914 |  | 10.5 | 15.2 | 21175 | 20883 | 16800 | 2.93 | 2.52 | 21260 | 3.18 | 1.94 | 8.5 | 7.5
Live | 217401238 |  | 10.5 | 15.5 | 21412 | 20191 | 16400 | 2.92 | 2.5 | 20622 | 3.15 | 1.94 | 8.5 | 7
Live | 217400423 |  | 10.5 | 14.5 | 20820 | 20468 | 17100 | 2.92 | 2.46 | 20622 | 3.04 | 1.92 | 8 | 7
Live | 217399913 |  | 10.5 | 15.2 | 21175 | 20883 | 16800 | 2.93 | 2.52 | 21260 | 3.18 | 1.94 | 8.5 | 7.5
Live | 217401237 |  | 10.5 | 15.5 | 21412 | 20191 | 16400 | 2.92 | 2.5 | 20622 | 3.15 | 1.94 | 8.5 | 7
Live | 217400422 |  | 10.5 | 14.5 | 20820 | 20468 | 17100 | 2.92 | 2.46 | 20622 | 3.04 | 1.92 | 8 | 7
Live | 217400421 |  | 10.5 | 14.5 | 20820 | 20468 | 17100 | 2.92 | 2.46 | 20622 | 3.04 | 1.92 | 8 | 7
Live | 217401236 |  | 10.5 | 15.5 | 21412 | 20191 | 16400 | 2.92 | 2.5 | 20622 | 3.15 | 1.94 | 8.5 | 7
Live | 217399912 |  | 10.5 | 15.2 | 21175 | 20883 | 16800 | 2.93 | 2.52 | 21260 | 3.18 | 1.94 | 8.5 | 7.5
Live | 217400420 |  | 10.5 | 14.5 | 20820 | 20468 | 17100 | 2.92 | 2.46 | 20622 | 3.04 | 1.92 | 8 | 7
Live | 217401235 |  | 10 | 15 | 20347 | 20606 | 17200 | 2.79 | 2.45 | 20622 | 2.98 | 1.85 | 7.8 | 7.1
Live | 217400419 |  | 10.5 | 14.5 | 20820 | 20468 | 17100 | 2.92 | 2.46 | 20622 | 3.04 | 1.92 | 8 | 7
Live | 217401234 |  | 10 | 15 | 20347 | 20606 | 17200 | 2.79 | 2.45 | 20622 | 2.98 | 1.85 | 7.8 | 7.1
Live | 217399911 |  | 10.5 | 15.2 | 21175 | 20883 | 16800 | 2.93 | 2.52 | 21260 | 3.18 | 1.94 | 8.5 | 7.5
Live | 217400418 |  | 10.5 | 14.5 | 20820 | 20468 | 17100 | 2.92 | 2.46 | 20622 | 3.04 | 1.92 | 8 | 7
Live | 217401233 |  | 10 | 15 | 20347 | 20606 | 17200 | 2.79 | 2.45 | 20622 | 2.98 | 1.85 | 7.8 | 7.1
Live | 217401232 |  | 10 | 15 | 20347 | 20606 | 17200 | 2.79 | 2.45 | 20622 | 2.98 | 1.85 | 7.8 | 7.1
Live | 217400417 |  | 10.5 | 14.5 | 20820 | 20468 | 17100 | 2.92 | 2.46 | 20622 | 3.04 | 1.92 | 8 | 7
Live | 217399910 |  | 10.5 | 15.2 | 21175 | 20883 | 16800 | 2.93 | 2.52 | 21260 | 3.18 | 1.94 | 8.5 | 7.5
Live | 217400416 |  | 10.5 | 14.5 | 20820 | 20468 | 17100 | 2.92 | 2.46 | 20622 | 3.04 | 1.92 | 8 | 7
Live | 217401231 |  | 10 | 15 | 20347 | 20606 | 17200 | 2.79 | 2.45 | 20622 | 2.98 | 1.85 | 7.8 | 7.1
Live | 217399909 |  | 10.5 | 15.2 | 21175 | 20883 | 16800 | 2.93 | 2.52 | 21260 | 3.18 | 1.94 | 8.5 | 7.5
Live | 217400415 |  | 10 | 15 | 20584 | 20330 | 17100 | 2.78 | 2.42 | 20409 | 3.01 | 1.85 | 7.8 | 7
Live | 217401230 |  | 10 | 15 | 20347 | 20606 | 17200 | 2.79 | 2.45 | 20622 | 2.98 | 1.85 | 7.8 | 7.1
Live | 217400414 |  | 10 | 15 | 20584 | 20330 | 17100 | 2.78 | 2.42 | 20409 | 3.01 | 1.85 | 7.8 | 7
Live | 217399908 |  | 10.5 | 15.2 | 21175 | 20883 | 16800 | 2.93 | 2.52 | 21260 | 3.18 | 1.94 | 8.5 | 7.5
Live | 217401229 |  | 10 | 15 | 20347 | 20606 | 17200 | 2.79 | 2.45 | 20622 | 2.98 | 1.85 | 7.8 | 7.1
Live | 217400413 |  | 10 | 15 | 20584 | 20330 | 17100 | 2.78 | 2.42 | 20409 | 3.01 | 1.85 | 7.8 | 7
Live | 217399907 |  | 10.5 | 15 | 21412 | 20745 | 16700 | 2.92 | 2.51 | 21260 | 3.21 | 1.94 | 8.5 | 7.5
Live | 217401228 |  | 10 | 15 | 20347 | 20606 | 17200 | 2.79 | 2.45 | 20622 | 2.98 | 1.85 | 7.8 | 7.1
Live | 217400412 |  | 10 | 15 | 20584 | 20330 | 17100 | 2.78 | 2.42 | 20409 | 3.01 | 1.85 | 7.8 | 7
Live | 217399906 |  | 10.5 | 15 | 21412 | 20745 | 16700 | 2.92 | 2.51 | 21260 | 3.21 | 1.94 | 8.5 | 7.5
Live | 217401227 |  | 10 | 14.5 | 20584 | 20745 | 17300 | 2.78 | 2.44 | 20834 | 3.02 | 1.92 | 8 | 7
Live | 217400411 |  | 10 | 15 | 20584 | 20330 | 17100 | 2.78 | 2.42 | 20409 | 3.01 | 1.85 | 7.8 | 7
Live | 217399905 |  | 10.5 | 15 | 21412 | 20745 | 16700 | 2.92 | 2.51 | 21260 | 3.21 | 1.94 | 8.5 | 7.5
Live | 217401226 |  | 10 | 14.5 | 20584 | 20745 | 17300 | 2.78 | 2.44 | 20834 | 3.02 | 1.92 | 8 | 7
Live | 217399904 |  | 10.5 | 15 | 21412 | 20745 | 16700 | 2.92 | 2.51 | 21260 | 3.21 | 1.94 | 8.5 | 7.5
Live | 217400410 |  | 10 | 15 | 20584 | 20330 | 17100 | 2.78 | 2.42 | 20409 | 3.01 | 1.85 | 7.8 | 7
Live | 217401225 |  | 10 | 14.5 | 20584 | 20745 | 17300 | 2.78 | 2.44 | 20834 | 3.02 | 1.92 | 8 | 7
Live | 217399903 |  | 10.5 | 15 | 21412 | 20745 | 16700 | 2.92 | 2.51 | 21260 | 3.21 | 1.94 | 8.5 | 7.5
Live | 217401224 |  | 10 | 14.5 | 20584 | 20745 | 17300 | 2.78 | 2.44 | 20834 | 3.02 | 1.92 | 8 | 7
Live | 217400409 |  | 10 | 15 | 20584 | 20330 | 17100 | 2.78 | 2.42 | 20409 | 3.01 | 1.85 | 7.8 | 7
Live | 217399902 |  | 10.5 | 15 | 21412 | 20745 | 16700 | 2.92 | 2.51 | 21260 | 3.21 | 1.94 | 8.5 | 7.5
Live | 217401223 |  | 10 | 14.5 | 20584 | 20745 | 17300 | 2.78 | 2.44 | 20834 | 3.02 | 1.92 | 8 | 7
Live | 217400408 |  | 10 | 15 | 20584 | 20330 | 17100 | 2.78 | 2.42 | 20409 | 3.01 | 1.85 | 7.8 | 7
Live | 217399901 |  | 10.5 | 15 | 21412 | 20745 | 16700 | 2.92 | 2.51 | 21260 | 3.21 | 1.94 | 8.5 | 7.5
Live | 217400407 |  | 10 | 14.5 | 20584 | 20468 | 17100 | 2.78 | 2.42 | 20409 | 2.98 | 1.85 | 7.8 | 7.05
Live | 217401222 |  | 10 | 14.5 | 20584 | 20745 | 17300 | 2.78 | 2.44 | 20834 | 3.02 | 1.92 | 8 | 7
Live | 217400406 |  | 10 | 14.5 | 20584 | 20468 | 17100 | 2.78 | 2.42 | 20409 | 2.98 | 1.85 | 7.8 | 7.05
Live | 217401221 |  | 10 | 14.5 | 20584 | 20745 | 17300 | 2.78 | 2.44 | 20834 | 3.02 | 1.92 | 8 | 7
Live | 217400405 |  | 10 | 14.5 | 20584 | 20468 | 17100 | 2.78 | 2.42 | 20409 | 2.98 | 1.85 | 7.8 | 7.05
Live | 217401220 |  | 10 | 14.5 | 20584 | 20745 | 17300 | 2.78 | 2.44 | 20834 | 3.02 | 1.92 | 8 | 7
Live | 217399900 |  | 10.5 | 15 | 21412 | 20745 | 16700 | 2.92 | 2.51 | 21260 | 3.21 | 1.94 | 8.5 | 7.5
Live | 217400404 |  | 10 | 14.5 | 20584 | 20468 | 17100 | 2.78 | 2.42 | 20409 | 2.98 | 1.85 | 7.8 | 7.05
Live | 217401219 |  | 10 | 15 | 20347 | 20606 | 17200 | 2.79 | 2.45 | 20622 | 2.98 | 1.85 | 7.8 | 7.1
Live | 217400403 |  | 10 | 14.5 | 20584 | 20468 | 17100 | 2.78 | 2.42 | 20409 | 2.98 | 1.85 | 7.8 | 7.05
Live | 217401218 |  | 10 | 15 | 20347 | 20606 | 17200 | 2.79 | 2.45 | 20622 | 2.98 | 1.85 | 7.8 | 7.1
Live | 217400402 |  | 10 | 14.5 | 20584 | 20468 | 17100 | 2.78 | 2.42 | 20409 | 2.98 | 1.85 | 7.8 | 7.05
Live | 217401217 |  | 10 | 15 | 20347 | 20606 | 17200 | 2.79 | 2.45 | 20622 | 2.98 | 1.85 | 7.8 | 7.1
Live | 217400401 |  | 10 | 14.5 | 20584 | 20468 | 17100 | 2.78 | 2.42 | 20409 | 2.98 | 1.85 | 7.8 | 7.05
Live | 217401216 |  | 10 | 15 | 20347 | 20606 | 17200 | 2.79 | 2.45 | 20622 | 2.98 | 1.85 | 7.8 | 7.1
Live | 217400400 |  | 10 | 14.5 | 20584 | 20468 | 17100 | 2.78 | 2.42 | 20409 | 2.98 | 1.85 | 7.8 | 7.05
Live | 217401215 |  | 10 | 15 | 20347 | 20606 | 17200 | 2.79 | 2.45 | 20622 | 2.98 | 1.85 | 7.8 | 7.1
Live | 217400899 |  | 10.5 | 15.2 | 20820 | 20606 | 16700 | 2.92 | 2.48 | 21047 | 3.08 | 1.95 | 8.5 | 7.4
Live | 217400399 |  | 10 | 14.5 | 20584 | 20468 | 17100 | 2.78 | 2.42 | 20409 | 2.98 | 1.85 | 7.8 | 7.05
Live | 217401214 |  | 10 | 15 | 20347 | 20606 | 17200 | 2.79 | 2.45 | 20622 | 2.98 | 1.85 | 7.8 | 7.1
Live | 217399894 |  | 10.5 | 15.5 | 21294 | 21021 | 17100 | 2.93 | 2.61 | 21472 | 3.23 | 2.04 | 9 | 7.5
Live | 217400898 |  | 10.5 | 15.2 | 20820 | 20606 | 16700 | 2.92 | 2.48 | 21047 | 3.08 | 1.95 | 8.5 | 7.4
Live | 217400398 |  | 10 | 14.5 | 20584 | 20468 | 17100 | 2.78 | 2.42 | 20409 | 2.98 | 1.85 | 7.8 | 7.05
Live | 217401213 |  | 10 | 15 | 20347 | 20606 | 17200 | 2.79 | 2.45 | 20622 | 2.98 | 1.85 | 7.8 | 7.1
Live | 217400397 |  | 10 | 14.5 | 20584 | 20468 | 17100 | 2.78 | 2.42 | 20409 | 2.98 | 1.85 | 7.8 | 7.05
Live | 217400897 |  | 10.5 | 15.5 | 22122 | 20883 | 17500 | 2.92 | 2.55 | 21047 | 3.33 | 2.02 | 8.5 | 7.5
Live | 217401212 |  | 10 | 15 | 20347 | 20606 | 17200 | 2.79 | 2.45 | 20622 | 2.98 | 1.85 | 7.8 | 7.1
Live | 217399893 |  | 10.5 | 15.5 | 21294 | 21021 | 17100 | 2.93 | 2.61 | 21472 | 3.23 | 2.04 | 9 | 7.5
Live | 217400396 |  | 10 | 14.5 | 20584 | 20468 | 17100 | 2.78 | 2.42 | 20409 | 2.98 | 1.85 | 7.8 | 7.05
Live | 217400896 |  | 10.5 | 15.5 | 22122 | 20883 | 17500 | 2.92 | 2.55 | 21047 | 3.33 | 2.02 | 8.5 | 7.5
Live | 217401211 |  | 10 | 14.5 | 20347 | 20606 | 17200 | 2.79 | 2.45 | 20622 | 2.98 | 1.85 | 7.8 | 7.05
Live | 217400895 |  | 10.5 | 15.5 | 22122 | 20883 | 17500 | 2.92 | 2.55 | 21047 | 3.33 | 2.02 | 8.5 | 7.5
Live | 217400395 |  | 10 | 14.5 | 20584 | 20468 | 17100 | 2.78 | 2.42 | 20409 | 2.98 | 1.85 | 7.8 | 7.05
Live | 217401210 |  | 10 | 14.5 | 20347 | 20606 | 17200 | 2.79 | 2.45 | 20622 | 2.98 | 1.85 | 7.8 | 7.05
Live | 217399892 |  | 10.5 | 15.5 | 21294 | 21021 | 17100 | 2.93 | 2.61 | 21472 | 3.23 | 2.04 | 9 | 7.5
Live | 217400894 |  | 10.5 | 15.5 | 22122 | 20883 | 17500 | 2.92 | 2.55 | 21047 | 3.33 | 2.02 | 8.5 | 7.5
Live | 217400394 |  | 10 | 14.5 | 20584 | 20468 | 17100 | 2.78 | 2.42 | 20409 | 2.98 | 1.85 | 7.8 | 7.05
Live | 217401209 |  | 10 | 14.5 | 20347 | 20606 | 17200 | 2.79 | 2.45 | 20622 | 2.98 | 1.85 | 7.8 | 7.05
Live | 217400393 |  | 10 | 14.5 | 20584 | 20468 | 17100 | 2.78 | 2.42 | 20409 | 2.98 | 1.85 | 7.8 | 7.05
Live | 217401208 |  | 10 | 14.5 | 20347 | 20606 | 17200 | 2.79 | 2.45 | 20622 | 2.98 | 1.85 | 7.8 | 7.05
Live | 217400893 |  | 10.5 | 15.5 | 22122 | 20883 | 17500 | 2.92 | 2.55 | 21047 | 3.33 | 2.02 | 8.5 | 7.5
Live | 217401207 |  | 10 | 14.5 | 20347 | 20606 | 17200 | 2.79 | 2.45 | 20622 | 2.98 | 1.85 | 7.8 | 7.05
Live | 217400392 |  | 10 | 14.5 | 20584 | 20468 | 17100 | 2.78 | 2.42 | 20409 | 2.98 | 1.85 | 7.8 | 7.05
Live | 217400892 |  | 10.5 | 15.5 | 22122 | 20883 | 17500 | 2.92 | 2.55 | 21047 | 3.33 | 2.02 | 8.5 | 7.5
Live | 217401206 |  | 10 | 14.5 | 20347 | 20606 | 17200 | 2.79 | 2.45 | 20622 | 2.98 | 1.85 | 7.8 | 7.05
Live | 217400391 |  | 10 | 15 | 20584 | 20191 | 16400 | 2.78 | 2.43 | 20728 | 2.96 | 1.82 | 8 | 7
Live | 217400891 |  | 10.5 | 15.5 | 22122 | 20883 | 17500 | 2.92 | 2.55 | 21047 | 3.33 | 2.02 | 8.5 | 7.5
Live | 217401205 |  | 10 | 14.5 | 20347 | 20606 | 17200 | 2.79 | 2.45 | 20622 | 2.98 | 1.85 | 7.8 | 7.05
Live | 217400390 |  | 10 | 15 | 20584 | 20191 | 16400 | 2.78 | 2.43 | 20728 | 2.96 | 1.82 | 8 | 7
Live | 217400890 |  | 10.5 | 15.5 | 22122 | 20883 | 17500 | 2.92 | 2.55 | 21047 | 3.33 | 2.02 | 8.5 | 7.5
Live | 217401204 |  | 10 | 14.5 | 20347 | 20606 | 17200 | 2.79 | 2.45 | 20622 | 2.98 | 1.85 | 7.8 | 7.05
Live | 217400389 |  | 10 | 15 | 20584 | 20191 | 16400 | 2.78 | 2.43 | 20728 | 2.96 | 1.82 | 8 | 7
Live | 217401203 |  | 10 | 15 | 20584 | 20468 | 16600 | 2.78 | 2.46 | 20941 | 3.02 | 1.82 | 8 | 7
Live | 217400889 |  | 10.5 | 14.5 | 21175 | 20053 | 16900 | 2.93 | 2.46 | 20090 | 3.07 | 1.9 | 8 | 7
Live | 217400388 |  | 10 | 15 | 20584 | 20191 | 16400 | 2.78 | 2.43 | 20728 | 2.96 | 1.82 | 8 | 7
Live | 217401202 |  | 10 | 15 | 20584 | 20468 | 16600 | 2.78 | 2.46 | 20941 | 3.02 | 1.82 | 8 | 7
Live | 217400888 |  | 10.5 | 14.5 | 21175 | 20053 | 16900 | 2.93 | 2.46 | 20090 | 3.07 | 1.9 | 8 | 7
Live | 217400387 |  | 10 | 15 | 20584 | 20191 | 16400 | 2.78 | 2.43 | 20728 | 2.96 | 1.82 | 8 | 7
Live | 217401201 |  | 10 | 15 | 20584 | 20468 | 16600 | 2.78 | 2.46 | 20941 | 3.02 | 1.82 | 8 | 7
Live | 217400887 |  | 10.5 | 14.5 | 21175 | 20053 | 16900 | 2.93 | 2.46 | 20090 | 3.07 | 1.9 | 8 | 7
Live | 217400386 |  | 10 | 15 | 20584 | 20191 | 16400 | 2.78 | 2.43 | 20728 | 2.96 | 1.82 | 8 | 7
Live | 217401200 |  | 10 | 15 | 20584 | 20468 | 16600 | 2.78 | 2.46 | 20941 | 3.02 | 1.82 | 8 | 7
Live | 217400886 |  | 10.5 | 14.5 | 21175 | 20053 | 16900 | 2.93 | 2.46 | 20090 | 3.07 | 1.9 | 8 | 7
Live | 217401199 |  | 10 | 15 | 20584 | 20468 | 16600 | 2.78 | 2.46 | 20941 | 3.02 | 1.82 | 8 | 7
Live | 217400385 |  | 10 | 15 | 20584 | 20191 | 16400 | 2.78 | 2.43 | 20728 | 2.96 | 1.82 | 8 | 7
Live | 217400885 |  | 10.5 | 14.5 | 21175 | 20053 | 16900 | 2.93 | 2.46 | 20090 | 3.07 | 1.9 | 8 | 7
Live | 217401198 |  | 10 | 15 | 20584 | 20468 | 16600 | 2.78 | 2.46 | 20941 | 3.02 | 1.82 | 8 | 7
Live | 217400384 |  | 10 | 15 | 20584 | 20191 | 16400 | 2.78 | 2.43 | 20728 | 2.96 | 1.82 | 8 | 7
Live | 217400884 |  | 10.5 | 14.5 | 21175 | 20053 | 16900 | 2.93 | 2.46 | 20090 | 3.07 | 1.9 | 8 | 7
Live | 217401197 |  | 10 | 15 | 20584 | 20468 | 16600 | 2.78 | 2.46 | 20941 | 3.02 | 1.82 | 8 | 7
Live | 217400883 |  | 10.5 | 14.5 | 21175 | 20053 | 16900 | 2.93 | 2.46 | 20090 | 3.07 | 1.9 | 8 | 7
Live | 217400383 |  | 10 | 14.5 | 20702 | 20330 | 16500 | 2.78 | 2.42 | 20728 | 2.98 | 1.82 | 8 | 7
Live | 217401196 |  | 10 | 14.5 | 20702 | 20606 | 16600 | 2.78 | 2.45 | 21047 | 3.04 | 1.84 | 8 | 7
Live | 217400882 |  | 10.5 | 14.5 | 21175 | 20053 | 16900 | 2.93 | 2.46 | 20090 | 3.07 | 1.9 | 8 | 7
Live | 217400382 |  | 10 | 14.5 | 20702 | 20330 | 16500 | 2.78 | 2.42 | 20728 | 2.98 | 1.82 | 8 | 7
Live | 217401195 |  | 10 | 14.5 | 20702 | 20606 | 16600 | 2.78 | 2.45 | 21047 | 3.04 | 1.84 | 8 | 7
Live | 217400881 |  | 10.5 | 14.5 | 21294 | 20191 | 17000 | 2.93 | 2.48 | 20197 | 3.1 | 1.9 | 8 | 7
Live | 217401194 |  | 10 | 14.5 | 20702 | 20606 | 16600 | 2.78 | 2.45 | 21047 | 3.04 | 1.84 | 8 | 7
Live | 217400381 |  | 10 | 14.5 | 20702 | 20330 | 16500 | 2.78 | 2.42 | 20728 | 2.98 | 1.82 | 8 | 7
Live | 217400880 |  | 10.5 | 14.5 | 21294 | 20191 | 17000 | 2.93 | 2.48 | 20197 | 3.1 | 1.9 | 8 | 7
Live | 217401193 |  | 10 | 14.5 | 20702 | 20606 | 16600 | 2.78 | 2.45 | 21047 | 3.04 | 1.84 | 8 | 7
Live | 217400879 |  | 10.5 | 14.5 | 21294 | 20191 | 17000 | 2.93 | 2.48 | 20197 | 3.1 | 1.9 | 8 | 7
Live | 217400380 |  | 10 | 14.5 | 20702 | 20330 | 16500 | 2.78 | 2.42 | 20728 | 2.98 | 1.82 | 8 | 7
Live | 217401192 |  | 10 | 14.5 | 20702 | 20606 | 16600 | 2.78 | 2.45 | 21047 | 3.04 | 1.84 | 8 | 7
Live | 217400878 |  | 10.5 | 14.5 | 21294 | 20191 | 17000 | 2.93 | 2.48 | 20197 | 3.1 | 1.9 | 8 | 7
Live | 217400379 |  | 10 | 14.5 | 20702 | 20330 | 16500 | 2.78 | 2.42 | 20728 | 2.98 | 1.82 | 8 | 7
Live | 217401191 |  | 10 | 14.5 | 20702 | 20606 | 16600 | 2.78 | 2.45 | 21047 | 3.04 | 1.84 | 8 | 7
Live | 217400877 |  | 10.5 | 14.5 | 21294 | 20191 | 17000 | 2.93 | 2.48 | 20197 | 3.1 | 1.9 | 8 | 7
Live | 217400378 |  | 10 | 14.5 | 20702 | 20330 | 16500 | 2.78 | 2.42 | 20728 | 2.98 | 1.82 | 8 | 7
Live | 217401190 |  | 10 | 14.5 | 20702 | 20606 | 16600 | 2.78 | 2.45 | 21047 | 3.04 | 1.84 | 8 | 7
Live | 217401189 |  | 10 | 14.5 | 20702 | 20606 | 16600 | 2.78 | 2.45 | 21047 | 3.04 | 1.84 | 8 | 7
Live | 217400876 |  | 10.5 | 14.5 | 21294 | 20191 | 17000 | 2.93 | 2.48 | 20197 | 3.1 | 1.9 | 8 | 7
Live | 217400377 |  | 10 | 14.5 | 20702 | 20330 | 16500 | 2.78 | 2.42 | 20728 | 2.98 | 1.82 | 8 | 7
Live | 217400875 |  | 10.5 | 14.5 | 21294 | 20191 | 17000 | 2.93 | 2.48 | 20197 | 3.1 | 1.9 | 8 | 7
Live | 217401188 |  | 10 | 14.5 | 20465 | 20606 | 16600 | 2.79 | 2.45 | 20941 | 3.01 | 1.82 | 8 | 7
Live | 217400376 |  | 10 | 14.5 | 20702 | 20330 | 16500 | 2.78 | 2.42 | 20728 | 2.98 | 1.82 | 8 | 7
Live | 217401187 |  | 10 | 14.5 | 20465 | 20606 | 16600 | 2.79 | 2.45 | 20941 | 3.01 | 1.82 | 8 | 7
Live | 217400874 |  | 10.5 | 14.5 | 21294 | 20191 | 17000 | 2.93 | 2.48 | 20197 | 3.1 | 1.9 | 8 | 7
Live | 217400375 |  | 10 | 14.5 | 20702 | 20330 | 16500 | 2.78 | 2.42 | 20728 | 2.98 | 1.82 | 8 | 7
Live | 217400873 |  | 10.5 | 14.5 | 21175 | 20053 | 16900 | 2.93 | 2.46 | 20090 | 3.07 | 1.9 | 8 | 7
Live | 217401186 |  | 10 | 14.5 | 20465 | 20606 | 16600 | 2.79 | 2.45 | 20941 | 3.01 | 1.82 | 8 | 7
Live | 217400374 |  | 10 | 14.5 | 20702 | 20330 | 16500 | 2.78 | 2.42 | 20728 | 2.98 | 1.82 | 8 | 7
Live | 217401185 |  | 10 | 14.5 | 20465 | 20606 | 16600 | 2.79 | 2.45 | 20941 | 3.01 | 1.82 | 8 | 7
Live | 217400872 |  | 10.5 | 14.5 | 21175 | 20053 | 16900 | 2.93 | 2.46 | 20090 | 3.07 | 1.9 | 8 | 7
Live | 217399891 |  | 10.5 | 15.5 | 21294 | 21021 | 17100 | 2.93 | 2.61 | 21472 | 3.23 | 2.04 | 9 | 7.5
Live | 217400373 |  | 10 | 14.5 | 20939 | 20468 | 16600 | 2.79 | 2.44 | 20941 | 3.04 | 1.82 | 8 | 7
Live | 217401184 |  | 10 | 14.5 | 20465 | 20606 | 16600 | 2.79 | 2.45 | 20941 | 3.01 | 1.82 | 8 | 7
Live | 217400871 |  | 10.5 | 14.5 | 21175 | 20053 | 16900 | 2.93 | 2.46 | 20090 | 3.07 | 1.9 | 8 | 7
Live | 217400372 |  | 10 | 14.5 | 20939 | 20468 | 16600 | 2.79 | 2.44 | 20941 | 3.04 | 1.82 | 8 | 7
Live | 217400870 |  | 10.5 | 14.5 | 21175 | 20053 | 16900 | 2.93 | 2.46 | 20090 | 3.07 | 1.9 | 8 | 7
Live | 217401183 |  | 10 | 14.5 | 20465 | 20606 | 16600 | 2.79 | 2.45 | 20941 | 3.01 | 1.82 | 8 | 7
Live | 217400371 |  | 10 | 14.5 | 20939 | 20468 | 16600 | 2.79 | 2.44 | 20941 | 3.04 | 1.82 | 8 | 7
Live | 217401182 |  | 10 | 14.5 | 20465 | 20606 | 16600 | 2.79 | 2.45 | 20941 | 3.01 | 1.82 | 8 | 7
Live | 217400869 |  | 10.5 | 14.5 | 21175 | 20053 | 16900 | 2.93 | 2.46 | 20090 | 3.07 | 1.9 | 8 | 7
Live | 217401181 |  | 10 | 15 | 20820 | 20606 | 16600 | 2.79 | 2.48 | 21047 | 3.08 | 1.94 | 8.5 | 7
Live | 217400370 |  | 10 | 14.5 | 20939 | 20468 | 16600 | 2.79 | 2.44 | 20941 | 3.04 | 1.82 | 8 | 7
Live | 217400868 |  | 10.5 | 14.5 | 21175 | 20053 | 16900 | 2.93 | 2.46 | 20090 | 3.07 | 1.9 | 8 | 7
Live | 217401180 |  | 10 | 15 | 20820 | 20606 | 16600 | 2.79 | 2.48 | 21047 | 3.08 | 1.94 | 8.5 | 7
Live | 217400867 |  | 10.5 | 14.5 | 21175 | 20053 | 16900 | 2.93 | 2.46 | 20090 | 3.07 | 1.9 | 8 | 7
Live | 217400369 |  | 10 | 14.5 | 20939 | 20468 | 16600 | 2.79 | 2.44 | 20941 | 3.04 | 1.82 | 8 | 7
Live | 217399890 |  | 10.5 | 15.5 | 21294 | 21021 | 17100 | 2.93 | 2.61 | 21472 | 3.23 | 2.04 | 9 | 7.5
Live | 217400866 |  | 10.5 | 14.5 | 21175 | 20053 | 16900 | 2.93 | 2.46 | 20090 | 3.07 | 1.9 | 8 | 7
Live | 217401179 |  | 10 | 15 | 20820 | 20606 | 16600 | 2.79 | 2.48 | 21047 | 3.08 | 1.94 | 8.5 | 7
Live | 217400368 |  | 10 | 14.5 | 20939 | 20468 | 16600 | 2.79 | 2.44 | 20941 | 3.04 | 1.82 | 8 | 7
Live | 217401178 |  | 10 | 15 | 20820 | 20606 | 16600 | 2.79 | 2.48 | 21047 | 3.08 | 1.94 | 8.5 | 7
Live | 217400865 |  | 10.5 | 14.5 | 21294 | 20191 | 17000 | 2.93 | 2.48 | 20197 | 3.1 | 1.9 | 8 | 7
Live | 217400367 |  | 10 | 14.5 | 20939 | 20468 | 16600 | 2.79 | 2.44 | 20941 | 3.04 | 1.82 | 8 | 7
Live | 217400864 |  | 10.5 | 14.5 | 21294 | 20191 | 17000 | 2.93 | 2.48 | 20197 | 3.1 | 1.9 | 8 | 7
Live | 217401177 |  | 10 | 15 | 20820 | 20606 | 16600 | 2.79 | 2.48 | 21047 | 3.08 | 1.94 | 8.5 | 7
Live | 217400366 |  | 10 | 14.5 | 20939 | 20468 | 16600 | 2.79 | 2.44 | 20941 | 3.04 | 1.82 | 8 | 7
Live | 217400863 |  | 10.5 | 14.5 | 21294 | 20191 | 17000 | 2.93 | 2.48 | 20197 | 3.1 | 1.9 | 8 | 7
Live | 217401176 |  | 10 | 15 | 20820 | 20606 | 16600 | 2.79 | 2.48 | 21047 | 3.08 | 1.94 | 8.5 | 7
Live | 217400862 |  | 10.5 | 14.5 | 21294 | 20191 | 17000 | 2.93 | 2.48 | 20197 | 3.1 | 1.9 | 8 | 7
Live | 217400365 |  | 10.5 | 15.2 | 21294 | 20606 | 16600 | 2.93 | 2.5 | 21047 | 3.15 | 1.9 | 8.5 | 7.4
Live | 217401175 |  | 10 | 15 | 20820 | 20606 | 16600 | 2.79 | 2.48 | 21047 | 3.08 | 1.94 | 8.5 | 7
Live | 217399889 |  | 10.5 | 15.5 | 21294 | 21021 | 17100 | 2.93 | 2.61 | 21472 | 3.23 | 2.04 | 9 | 7.5
Live | 217400861 |  | 10.5 | 14.5 | 21294 | 20191 | 17000 | 2.93 | 2.48 | 20197 | 3.1 | 1.9 | 8 | 7
Live | 217400364 |  | 10.5 | 15.2 | 21294 | 20606 | 16600 | 2.93 | 2.5 | 21047 | 3.15 | 1.9 | 8.5 | 7.4
Live | 217401174 |  | 10.5 | 15 | 20939 | 20745 | 17400 | 2.92 | 2.5 | 20941 | 3.13 | 1.9 | 8 | 7
Live | 217400860 |  | 10.5 | 14.5 | 21294 | 20191 | 17000 | 2.93 | 2.48 | 20197 | 3.1 | 1.9 | 8 | 7
Live | 217400363 |  | 10.5 | 15.2 | 21294 | 20606 | 16600 | 2.93 | 2.5 | 21047 | 3.15 | 1.9 | 8.5 | 7.4
Live | 217401173 |  | 10.5 | 15 | 20939 | 20745 | 17400 | 2.92 | 2.5 | 20941 | 3.13 | 1.9 | 8 | 7
Live | 217400859 |  | 10.5 | 14.5 | 21294 | 20191 | 17000 | 2.93 | 2.48 | 20197 | 3.1 | 1.9 | 8 | 7
Live | 217400362 |  | 10.5 | 15.2 | 21294 | 20606 | 16600 | 2.93 | 2.5 | 21047 | 3.15 | 1.9 | 8.5 | 7.4
Live | 217401172 |  | 10.5 | 15 | 20939 | 20745 | 17400 | 2.92 | 2.5 | 20941 | 3.13 | 1.9 | 8 | 7
Live | 217400858 |  | 10.5 | 14.5 | 21294 | 20191 | 17000 | 2.93 | 2.48 | 20197 | 3.1 | 1.9 | 8 | 7
Live | 217400361 |  | 10.5 | 15.2 | 21294 | 20606 | 16600 | 2.93 | 2.5 | 21047 | 3.15 | 1.9 | 8.5 | 7.4
Live | 217401171 |  | 10.5 | 15 | 20939 | 20745 | 17400 | 2.92 | 2.5 | 20941 | 3.13 | 1.9 | 8 | 7
Live | 217399888 |  | 10.5 | 15.5 | 21294 | 21021 | 17100 | 2.93 | 2.61 | 21472 | 3.23 | 2.04 | 9 | 7.5
Live | 217400360 |  | 10.5 | 15.2 | 21294 | 20606 | 16600 | 2.93 | 2.5 | 21047 | 3.15 | 1.9 | 8.5 | 7.4
Live | 217400857 |  | 10.5 | 15.2 | 21175 | 20053 | 16900 | 2.93 | 2.46 | 20090 | 3.07 | 1.9 | 8.1 | 7.25
Live | 217401170 |  | 10.5 | 15 | 20939 | 20745 | 17400 | 2.92 | 2.5 | 20941 | 3.13 | 1.9 | 8 | 7
Live | 217400359 |  | 10.5 | 15.2 | 21294 | 20606 | 16600 | 2.93 | 2.5 | 21047 | 3.15 | 1.9 | 8.5 | 7.4
Live | 212404695 |  | 10 | 17 | 22000 | 22000 | 17500 | 2.93 | 2.48 | 25500 | 3.4 | 1.8 | 8.5 | 6.7
Live | 212404696 |  | 10 | 17 | 22000 | 22000 | 17500 | 2.93 | 2.48 | 25500 | 3.4 | 1.8 | 8.5 | 6.7
Live | 212427853 |  | 10 | 17 | 22000 | 22000 | 17500 | 2.93 | 2.48 | 25500 | 3.4 | 1.8 | 8.5 | 6.7
Live | 212427854 |  | 10 | 17 | 22000 | 22000 | 17500 | 2.93 | 2.48 | 25500 | 3.4 | 1.8 | 8.5 | 6.7
Live | 212404697 |  | 10 | 17 | 22000 | 22000 | 17500 | 2.93 | 2.48 | 25500 | 3.4 | 1.8 | 8.5 | 6.7
Live | 212404698 |  | 10 | 17 | 22000 | 22000 | 17500 | 2.93 | 2.48 | 25500 | 3.4 | 1.8 | 8.5 | 6.7
Live | 212404699 |  | 10 | 17 | 22000 | 22000 | 17500 | 2.93 | 2.48 | 25500 | 3.4 | 1.8 | 8.5 | 6.7
Live | 212404700 |  | 10 | 17 | 22000 | 22000 | 17500 | 2.93 | 2.48 | 25500 | 3.4 | 1.8 | 8.5 | 6.7
Live | 212427855 |  | 10 | 17 | 22000 | 22000 | 17500 | 2.93 | 2.48 | 25500 | 3.4 | 1.8 | 8.5 | 6.7
Live | 212404694 |  | 10 | 17 | 22000 | 22000 | 17500 | 2.93 | 2.48 | 25500 | 3.4 | 1.8 | 8.5 | 6.7
Live | 212427856 |  | 10 | 17 | 22000 | 22000 | 17500 | 2.93 | 2.48 | 25500 | 3.4 | 1.8 | 8.5 | 6.7
Live | 217549982 |  | 11.7 | 20 | 24600 | 22000 | 19200 | 2.77 | 1.87 | 26500 | 3.41 | 1.99 | 9.5 | 8.5
Live | 217549981 |  | 11.7 | 20.5 | 20200 | 17500 | 13800 | 2.47 | 2.14 | 19500 | 3.27 | 1.82 | 9 | 8.2
Live | 217549976 |  | 11.7 | 22.5 | 25200 | 22000 | 19100 | 2.84 | 1.87 | 26500 | 3.53 | 1.99 | 10.4 | 8.4
Live | 217549975 |  | 11.7 | 20.5 | 19400 | 17500 | 13200 | 2.37 | 2.14 | 18500 | 3.21 | 1.81 | 8.5 | 7.4
Live | 217549974 |  | 11.7 | 22 | 13600 | 9700 | 9100 | 2.97 | 2.2 | 12700 | 3.38 | 1.88 | 9.5 | 8.5
Live | 217549973 |  | 12.5 | 23 | 10400 | 9100 | 7600 | 2.44 | 2.22 | 10500 | 3.08 | 1.89 | 10 | 9
Live | 217512368 |  | 11.7 | 20 | 46000 | 32000 | 30400 | 2.75 | 2.18 | 42000 | 3.73 | 1.98 | 8.5 | 8.2
Live | 217512367 |  | 11.7 | 20 | 37500 | 26500 | 25200 | 2.9 | 2.21 | 36000 | 3.75 | 2.06 | 8.5 | 8.2
Live | 217512366 |  | 12 | 22 | 31000 | 21000 | 19000 | 2.86 | 2.15 | 27000 | 3.66 | 1.88 | 9 | 8.6
Live | 217512365 |  | 12 | 21 | 22000 | 18500 | 16000 | 3.15 | 2.32 | 22000 | 4.21 | 1.92 | 9.5 | 8.6
Live | 217512364 |  | 12 | 22 | 46000 | 32000 | 30000 | 2.81 | 2.23 | 42000 | 3.85 | 2 | 9.5 | 7.3
Live | 217512363 |  | 12 | 22.5 | 37500 | 26500 | 25400 | 2.96 | 2.26 | 36000 | 3.86 | 2.13 | 9.5 | 7.3
Live | 217512362 |  | 12 | 24 | 31000 | 21000 | 19800 | 2.93 | 2.2 | 28000 | 3.91 | 2 | 10 | 7.8
Live | 217512361 |  | 13 | 24 | 22000 | 18500 | 15800 | 3.22 | 2.36 | 22000 | 4.21 | 1.93 | 10 | 8.2
Live | 217512360 |  | 12 | 23 | 24700 | 22000 | 18600 | 2.9 | 1.87 | 26000 | 2.46 | 1.9 | 9.5 | 8.2
Live | 217512359 |  | 12.5 | 23 | 21000 | 17500 | 13600 | 2.84 | 2.14 | 19000 | 2.53 | 1.9 | 9.5 | 8.2
Live | 217512358 |  | 13 | 24 | 13100 | 9700 | 9100 | 2.33 | 2.2 | 12600 | 3.97 | 2.4 | 10 | 8.6
Live | 217512357 |  | 13 | 24 | 11100 | 9100 | 7100 | 2.96 | 2.22 | 10000 | 3.91 | 2.04 | 10 | 8.6
Live | 217512356 |  | 13 | 23 | 13100 | 9700 | 8900 | 2.33 | 2.2 | 12500 | 3.66 | 2.31 | 10 | 8.6
Live | 217512355 |  | 13 | 24 | 11100 | 9100 | 7500 | 2.96 | 2.22 | 10500 | 3.95 | 2.15 | 10 | 8.6
Live | 217399887 |  | 10.5 | 15.5 | 21294 | 21021 | 17100 | 2.93 | 2.61 | 21472 | 3.23 | 2.04 | 9 | 7.5
Live | 217400856 |  | 10.5 | 15.2 | 21175 | 20053 | 16900 | 2.93 | 2.46 | 20090 | 3.07 | 1.9 | 8.1 | 7.25
Live | 217401169 |  | 10.5 | 15 | 20939 | 20745 | 17400 | 2.92 | 2.5 | 20941 | 3.13 | 1.9 | 8 | 7
Live | 217400358 |  | 10.5 | 15.2 | 21294 | 20606 | 16600 | 2.93 | 2.5 | 21047 | 3.15 | 1.9 | 8.5 | 7.4
Live | 217399883 |  | 10.5 | 15.5 | 21294 | 21021 | 17100 | 2.93 | 2.61 | 21472 | 3.23 | 2.04 | 9 | 7.5
Live | 217400855 |  | 10.5 | 15.2 | 21175 | 20053 | 16900 | 2.93 | 2.46 | 20090 | 3.07 | 1.9 | 8.1 | 7.25
Live | 217401168 |  | 10.5 | 15 | 20939 | 20745 | 17400 | 2.92 | 2.5 | 20941 | 3.13 | 1.9 | 8 | 7
Live | 217400357 |  | 10.5 | 15.2 | 21057 | 20468 | 16600 | 2.92 | 2.46 | 20941 | 3.08 | 1.9 | 8.5 | 7.4
Live | 217401167 |  | 10.5 | 15 | 20939 | 20745 | 17400 | 2.92 | 2.5 | 20941 | 3.13 | 1.9 | 8 | 7
Live | 217400854 |  | 10.5 | 15.2 | 21175 | 20053 | 16900 | 2.93 | 2.46 | 20090 | 3.07 | 1.9 | 8.1 | 7.25
Live | 217399882 |  | 10.5 | 15.5 | 21294 | 21021 | 17100 | 2.93 | 2.61 | 21472 | 3.23 | 2.04 | 9 | 7.5
Live | 217400356 |  | 10.5 | 15.2 | 21057 | 20468 | 16600 | 2.92 | 2.46 | 20941 | 3.08 | 1.9 | 8.5 | 7.4
Live | 217401166 |  | 10.5 | 15.2 | 20820 | 20745 | 17300 | 2.92 | 2.5 | 20834 | 3.1 | 1.9 | 8.1 | 7.3
Live | 217399881 |  | 10.5 | 15.5 | 21294 | 21021 | 17100 | 2.93 | 2.61 | 21472 | 3.23 | 2.04 | 9 | 7.5
Live | 217400853 |  | 10.5 | 15.2 | 21175 | 20053 | 16900 | 2.93 | 2.46 | 20090 | 3.07 | 1.9 | 8.1 | 7.25
Live | 217401165 |  | 10.5 | 15.2 | 20820 | 20745 | 17300 | 2.92 | 2.5 | 20834 | 3.1 | 1.9 | 8.1 | 7.3
Live | 217400355 |  | 10.5 | 15.2 | 21057 | 20468 | 16600 | 2.92 | 2.46 | 20941 | 3.08 | 1.9 | 8.5 | 7.4
Live | 217399880 |  | 10.5 | 15.5 | 21294 | 21021 | 17100 | 2.93 | 2.61 | 21472 | 3.23 | 2.04 | 9 | 7.5
Live | 217400852 |  | 10.5 | 15.2 | 21175 | 20053 | 16900 | 2.93 | 2.46 | 20090 | 3.07 | 1.9 | 8.1 | 7.25
Live | 217401164 |  | 10.5 | 15.2 | 20820 | 20745 | 17300 | 2.92 | 2.5 | 20834 | 3.1 | 1.9 | 8.1 | 7.3
Live | 217400354 |  | 10.5 | 15.2 | 21057 | 20468 | 16600 | 2.92 | 2.46 | 20941 | 3.08 | 1.9 | 8.5 | 7.4
Live | 217399879 |  | 10.5 | 15.5 | 21294 | 21021 | 17100 | 2.93 | 2.61 | 21472 | 3.23 | 2.04 | 9 | 7.5
Live | 217400851 |  | 10.5 | 15.2 | 21175 | 20053 | 16900 | 2.93 | 2.46 | 20090 | 3.07 | 1.9 | 8.1 | 7.25
Live | 217401163 |  | 10.5 | 15.2 | 20820 | 20745 | 17300 | 2.92 | 2.5 | 20834 | 3.1 | 1.9 | 8.1 | 7.3
Live | 217400353 |  | 10.5 | 15.2 | 21057 | 20468 | 16600 | 2.92 | 2.46 | 20941 | 3.08 | 1.9 | 8.5 | 7.4
Live | 217400850 |  | 10.5 | 15.2 | 21175 | 20053 | 16900 | 2.93 | 2.46 | 20090 | 3.07 | 1.9 | 8.1 | 7.25
Live | 217401162 |  | 10.5 | 15.2 | 20820 | 20745 | 17300 | 2.92 | 2.5 | 20834 | 3.1 | 1.9 | 8.1 | 7.3
Live | 217399878 |  | 10.5 | 15.5 | 21294 | 21021 | 17100 | 2.93 | 2.61 | 21472 | 3.23 | 2.04 | 9 | 7.5
Live | 217400849 |  | 10.5 | 15 | 21057 | 20191 | 16900 | 2.92 | 2.46 | 20090 | 3.04 | 1.9 | 8 | 7
Live | 217400352 |  | 10.5 | 15.2 | 21057 | 20468 | 16600 | 2.92 | 2.46 | 20941 | 3.08 | 1.9 | 8.5 | 7.4
Live | 217401161 |  | 10.5 | 15.2 | 20820 | 20745 | 17300 | 2.92 | 2.5 | 20834 | 3.1 | 1.9 | 8.1 | 7.3
Live | 217399877 |  | 10.5 | 15.5 | 21294 | 21021 | 17100 | 2.93 | 2.61 | 21472 | 3.23 | 2.04 | 9 | 7.5
Live | 217400351 |  | 10.5 | 15.2 | 21057 | 20468 | 16600 | 2.92 | 2.46 | 20941 | 3.08 | 1.9 | 8.5 | 7.4
Live | 217400848 |  | 10.5 | 15 | 21057 | 20191 | 16900 | 2.92 | 2.46 | 20090 | 3.04 | 1.9 | 8 | 7
Live | 217399876 |  | 10.5 | 15.5 | 21294 | 21021 | 17100 | 2.93 | 2.61 | 21472 | 3.23 | 2.04 | 9 | 7.5
Live | 217401160 |  | 10.5 | 15.2 | 20820 | 20745 | 17300 | 2.92 | 2.5 | 20834 | 3.1 | 1.9 | 8.1 | 7.3
Live | 217400847 |  | 10.5 | 15 | 21057 | 20191 | 16900 | 2.92 | 2.46 | 20090 | 3.04 | 1.9 | 8 | 7
Live | 217400350 |  | 10.5 | 15.2 | 21057 | 20468 | 16600 | 2.92 | 2.46 | 20941 | 3.08 | 1.9 | 8.5 | 7.4
Live | 217401159 |  | 10.5 | 15.2 | 20820 | 20745 | 17300 | 2.92 | 2.5 | 20834 | 3.1 | 1.9 | 8.1 | 7.3
Live | 217400846 |  | 10.5 | 15 | 21057 | 20191 | 16900 | 2.92 | 2.46 | 20090 | 3.04 | 1.9 | 8 | 7
Live | 217399872 |  | 11 | 16 | 21767 | 20883 | 16800 | 3.07 | 2.65 | 21472 | 3.31 | 2.04 | 9 | 7.5
Live | 217400349 |  | 10 | 15 | 20584 | 20330 | 16400 | 2.78 | 2.42 | 20622 | 2.98 | 1.82 | 8 | 7
Live | 217401158 |  | 10.5 | 15 | 20939 | 20745 | 17400 | 2.92 | 2.5 | 20941 | 3.13 | 1.9 | 8 | 7
Live | 217399871 |  | 11 | 16 | 21767 | 20883 | 16800 | 3.07 | 2.65 | 21472 | 3.31 | 2.04 | 9 | 7.5
Live | 217400845 |  | 10.5 | 15 | 21057 | 20191 | 16900 | 2.92 | 2.46 | 20090 | 3.04 | 1.9 | 8 | 7
Live | 217400348 |  | 10 | 15 | 20584 | 20330 | 16400 | 2.78 | 2.42 | 20622 | 2.98 | 1.82 | 8 | 7
Live | 217401157 |  | 10.5 | 15 | 20939 | 20745 | 17400 | 2.92 | 2.5 | 20941 | 3.13 | 1.9 | 8 | 7
Live | 217399870 |  | 11 | 16 | 21767 | 20883 | 16800 | 3.07 | 2.65 | 21472 | 3.31 | 2.04 | 9 | 7.5
Live | 217400844 |  | 10.5 | 15 | 21057 | 20191 | 16900 | 2.92 | 2.46 | 20090 | 3.04 | 1.9 | 8 | 7
Live | 217401156 |  | 10.5 | 15 | 20939 | 20745 | 17400 | 2.92 | 2.5 | 20941 | 3.13 | 1.9 | 8 | 7
Live | 217400347 |  | 10 | 15 | 20584 | 20330 | 16400 | 2.78 | 2.42 | 20622 | 2.98 | 1.82 | 8 | 7
Live | 217399869 |  | 11 | 16 | 21767 | 20883 | 16800 | 3.07 | 2.65 | 21472 | 3.31 | 2.04 | 9 | 7.5
Live | 217400843 |  | 10.5 | 15 | 21057 | 20191 | 16900 | 2.92 | 2.46 | 20090 | 3.04 | 1.9 | 8 | 7
Live | 217401155 |  | 10.5 | 15 | 20939 | 20745 | 17400 | 2.92 | 2.5 | 20941 | 3.13 | 1.9 | 8 | 7
Live | 217400346 |  | 10 | 15 | 20584 | 20330 | 16400 | 2.78 | 2.42 | 20622 | 2.98 | 1.82 | 8 | 7
Live | 217400842 |  | 10.5 | 15 | 21057 | 20191 | 16900 | 2.92 | 2.46 | 20090 | 3.04 | 1.9 | 8 | 7
Live | 217399868 |  | 11 | 16 | 21767 | 20883 | 16800 | 3.07 | 2.65 | 21472 | 3.31 | 2.04 | 9 | 7.5
Live | 217400841 |  | 10.5 | 15 | 21057 | 20053 | 16900 | 2.92 | 2.44 | 20090 | 3.02 | 1.9 | 8 | 7
Live | 217401154 |  | 10.5 | 15 | 20939 | 20745 | 17400 | 2.92 | 2.5 | 20941 | 3.13 | 1.9 | 8 | 7
Live | 217400345 |  | 10 | 15 | 20584 | 20330 | 16400 | 2.78 | 2.42 | 20622 | 2.98 | 1.82 | 8 | 7
Live | 217400840 |  | 10.5 | 15 | 21057 | 20053 | 16900 | 2.92 | 2.44 | 20090 | 3.02 | 1.9 | 8 | 7
Live | 217400344 |  | 10 | 15 | 20584 | 20330 | 16400 | 2.78 | 2.42 | 20622 | 2.98 | 1.82 | 8 | 7
Live | 217401153 |  | 10.5 | 15 | 20939 | 20745 | 17400 | 2.92 | 2.5 | 20941 | 3.13 | 1.9 | 8 | 7
Live | 217399867 |  | 11 | 16 | 21767 | 20883 | 16800 | 3.07 | 2.65 | 21472 | 3.31 | 2.04 | 9 | 7.5
Live | 217400839 |  | 10.5 | 15 | 21057 | 20053 | 16900 | 2.92 | 2.44 | 20090 | 3.02 | 1.9 | 8 | 7
Live | 217400343 |  | 10 | 15 | 20584 | 20330 | 16400 | 2.78 | 2.42 | 20622 | 2.98 | 1.82 | 8 | 7
Live | 217401152 |  | 10.5 | 15 | 20939 | 20745 | 17400 | 2.92 | 2.5 | 20941 | 3.13 | 1.9 | 8 | 7
Live | 217400342 |  | 10.5 | 14.5 | 20939 | 20468 | 17200 | 2.92 | 2.46 | 20622 | 3.07 | 1.9 | 8 | 7
Live | 217399866 |  | 11 | 16 | 21767 | 20883 | 16800 | 3.07 | 2.65 | 21472 | 3.31 | 2.04 | 9 | 7.5
Live | 217400838 |  | 10.5 | 15 | 21057 | 20053 | 16900 | 2.92 | 2.44 | 20090 | 3.02 | 1.9 | 8 | 7
Live | 217401151 |  | 10.5 | 15 | 20939 | 20745 | 17400 | 2.92 | 2.5 | 20941 | 3.13 | 1.9 | 8 | 7
Live | 217400341 |  | 10.5 | 14.5 | 20939 | 20468 | 17200 | 2.92 | 2.46 | 20622 | 3.07 | 1.9 | 8 | 7
Live | 217400837 |  | 10.5 | 15 | 21057 | 20053 | 16900 | 2.92 | 2.44 | 20090 | 3.02 | 1.9 | 8 | 7
Live | 217399865 |  | 11 | 16 | 21767 | 20883 | 16800 | 3.07 | 2.65 | 21472 | 3.31 | 2.04 | 9 | 7.5
Live | 217401150 |  | 10.5 | 15.2 | 20939 | 20606 | 16600 | 2.92 | 2.5 | 21047 | 3.13 | 1.95 | 8.5 | 7.4
Live | 217400836 |  | 10.5 | 15 | 21057 | 20053 | 16900 | 2.92 | 2.44 | 20090 | 3.02 | 1.9 | 8 | 7
Live | 217400340 |  | 10.5 | 14.5 | 20939 | 20468 | 17200 | 2.92 | 2.46 | 20622 | 3.07 | 1.9 | 8 | 7
Live | 217399861 |  | 10.5 | 16.5 | 20939 | 20745 | 16800 | 2.92 | 2.59 | 21047 | 3.15 | 1.92 | 8.5 | 7.5
Live | 217400339 |  | 10.5 | 14.5 | 20939 | 20468 | 17200 | 2.92 | 2.46 | 20622 | 3.07 | 1.9 | 8 | 7
Live | 217400835 |  | 10.5 | 15 | 21057 | 20053 | 16900 | 2.92 | 2.44 | 20090 | 3.02 | 1.9 | 8 | 7
Live | 217401149 |  | 10.5 | 15.2 | 20939 | 20606 | 16600 | 2.92 | 2.5 | 21047 | 3.13 | 1.95 | 8.5 | 7.4
Live | 217399860 |  | 10.5 | 16.5 | 20939 | 20745 | 16800 | 2.92 | 2.59 | 21047 | 3.15 | 1.92 | 8.5 | 7.5
Live | 217400338 |  | 10.5 | 14.5 | 20939 | 20468 | 17200 | 2.92 | 2.46 | 20622 | 3.07 | 1.9 | 8 | 7
Live | 217400834 |  | 10.5 | 15 | 21057 | 20053 | 16900 | 2.92 | 2.44 | 20090 | 3.02 | 1.9 | 8 | 7
Live | 217401148 |  | 10.5 | 15.2 | 20939 | 20606 | 16600 | 2.92 | 2.5 | 21047 | 3.13 | 1.95 | 8.5 | 7.4
Live | 217400337 |  | 10.5 | 14.5 | 20939 | 20468 | 17200 | 2.92 | 2.46 | 20622 | 3.07 | 1.9 | 8 | 7
Live | 217399859 |  | 10.5 | 16.5 | 20939 | 20745 | 16800 | 2.92 | 2.59 | 21047 | 3.15 | 1.92 | 8.5 | 7.5
Live | 217401147 |  | 10.5 | 15.2 | 20939 | 20606 | 16600 | 2.92 | 2.5 | 21047 | 3.13 | 1.95 | 8.5 | 7.4
Live | 217400833 |  | 10.5 | 15 | 21175 | 20053 | 16900 | 2.93 | 2.48 | 20090 | 3.07 | 1.9 | 8 | 7
Live | 217401146 |  | 10.5 | 15.2 | 20939 | 20606 | 16600 | 2.92 | 2.5 | 21047 | 3.13 | 1.95 | 8.5 | 7.4
Live | 217399858 |  | 10.5 | 16.5 | 20939 | 20745 | 16800 | 2.92 | 2.59 | 21047 | 3.15 | 1.92 | 8.5 | 7.5
Live | 217400336 |  | 10.5 | 14.5 | 20939 | 20468 | 17200 | 2.92 | 2.46 | 20622 | 3.07 | 1.9 | 8 | 7
Live | 217400832 |  | 10.5 | 15 | 21175 | 20053 | 16900 | 2.93 | 2.48 | 20090 | 3.07 | 1.9 | 8 | 7
Live | 217399857 |  | 10.5 | 16.5 | 20939 | 20745 | 16800 | 2.92 | 2.59 | 21047 | 3.15 | 1.92 | 8.5 | 7.5
Live | 217401145 |  | 10.5 | 15.2 | 20939 | 20606 | 16600 | 2.92 | 2.5 | 21047 | 3.13 | 1.95 | 8.5 | 7.4
Live | 217400831 |  | 10.5 | 15 | 21175 | 20053 | 16900 | 2.93 | 2.48 | 20090 | 3.07 | 1.9 | 8 | 7
Live | 217400335 |  | 10.5 | 14.5 | 20939 | 20468 | 17200 | 2.92 | 2.46 | 20622 | 3.07 | 1.9 | 8 | 7
Live | 217400830 |  | 10.5 | 15 | 21175 | 20053 | 16900 | 2.93 | 2.48 | 20090 | 3.07 | 1.9 | 8 | 7
Live | 217401144 |  | 10.5 | 15.2 | 20939 | 20606 | 16600 | 2.92 | 2.5 | 21047 | 3.13 | 1.95 | 8.5 | 7.4
Live | 217400334 |  | 10.5 | 14.5 | 20584 | 20330 | 17000 | 2.93 | 2.42 | 20303 | 2.98 | 1.85 | 7.8 | 7.05
Live | 217400829 |  | 10.5 | 15 | 21175 | 20053 | 16900 | 2.93 | 2.48 | 20090 | 3.07 | 1.9 | 8 | 7
Live | 217401143 |  | 10.5 | 15.2 | 20939 | 20606 | 16600 | 2.92 | 2.5 | 21047 | 3.13 | 1.95 | 8.5 | 7.4
Live | 217400333 |  | 10.5 | 14.5 | 20584 | 20330 | 17000 | 2.93 | 2.42 | 20303 | 2.98 | 1.85 | 7.8 | 7.05
Live | 217401142 |  | 10.5 | 15.2 | 20702 | 20606 | 16700 | 2.92 | 2.48 | 21047 | 3.07 | 1.9 | 8.5 | 7.45
Live | 217400828 |  | 10.5 | 15 | 21175 | 20053 | 16900 | 2.93 | 2.48 | 20090 | 3.07 | 1.9 | 8 | 7
Live | 217401141 |  | 10.5 | 15.2 | 20702 | 20606 | 16700 | 2.92 | 2.48 | 21047 | 3.07 | 1.9 | 8.5 | 7.45
Live | 217400332 |  | 10.5 | 14.5 | 20584 | 20330 | 17000 | 2.93 | 2.42 | 20303 | 2.98 | 1.85 | 7.8 | 7.05
Live | 217400827 |  | 10.5 | 15 | 21175 | 20053 | 16900 | 2.93 | 2.48 | 20090 | 3.07 | 1.9 | 8 | 7
Live | 217401140 |  | 10.5 | 15.2 | 20702 | 20606 | 16700 | 2.92 | 2.48 | 21047 | 3.07 | 1.9 | 8.5 | 7.45
Live | 217400331 |  | 10.5 | 14.5 | 20584 | 20330 | 17000 | 2.93 | 2.42 | 20303 | 2.98 | 1.85 | 7.8 | 7.05
Live | 217400826 |  | 10.5 | 15 | 21175 | 20053 | 16900 | 2.93 | 2.48 | 20090 | 3.07 | 1.9 | 8 | 7
Live | 217400330 |  | 10.5 | 14.5 | 20584 | 20330 | 17000 | 2.93 | 2.42 | 20303 | 2.98 | 1.85 | 7.8 | 7.05
Live | 217400825 |  | 10.5 | 15 | 21175 | 20053 | 16900 | 2.93 | 2.46 | 20090 | 3.04 | 1.9 | 8 | 7
Live | 217401139 |  | 10.5 | 15.2 | 20702 | 20606 | 16700 | 2.92 | 2.48 | 21047 | 3.07 | 1.9 | 8.5 | 7.45
Live | 217400329 |  | 10.5 | 14.5 | 20584 | 20330 | 17000 | 2.93 | 2.42 | 20303 | 2.98 | 1.85 | 7.8 | 7.05
Live | 217400824 |  | 10.5 | 15 | 21175 | 20053 | 16900 | 2.93 | 2.46 | 20090 | 3.04 | 1.9 | 8 | 7
Live | 217399856 |  | 10.5 | 16.5 | 20939 | 20745 | 16800 | 2.92 | 2.59 | 21047 | 3.15 | 1.92 | 8.5 | 7.5
Live | 217401138 |  | 10.5 | 15.2 | 20702 | 20606 | 16700 | 2.92 | 2.48 | 21047 | 3.07 | 1.9 | 8.5 | 7.45
Live | 217400328 |  | 10.5 | 14.5 | 20584 | 20330 | 17000 | 2.93 | 2.42 | 20303 | 2.98 | 1.85 | 7.8 | 7.05
Live | 217400823 |  | 10.5 | 15 | 21175 | 20053 | 16900 | 2.93 | 2.46 | 20090 | 3.04 | 1.9 | 8 | 7
Live | 217401137 |  | 10.5 | 15.2 | 20702 | 20606 | 16700 | 2.92 | 2.48 | 21047 | 3.07 | 1.9 | 8.5 | 7.45
Live | 217400327 |  | 10.5 | 14.5 | 20584 | 20330 | 17000 | 2.93 | 2.42 | 20303 | 2.98 | 1.85 | 7.8 | 7.05
Live | 217400822 |  | 10.5 | 15 | 21175 | 20053 | 16900 | 2.93 | 2.46 | 20090 | 3.04 | 1.9 | 8 | 7
Live | 217399855 |  | 10.5 | 16.5 | 20939 | 20745 | 16800 | 2.92 | 2.59 | 21047 | 3.15 | 1.92 | 8.5 | 7.5
Live | 217401136 |  | 10.5 | 15.2 | 20702 | 20606 | 16700 | 2.92 | 2.48 | 21047 | 3.07 | 1.9 | 8.5 | 7.45
Live | 217400326 |  | 10.5 | 15.5 | 21175 | 20606 | 17200 | 2.93 | 2.5 | 20728 | 3.15 | 1.9 | 8.1 | 7.2
Live | 217400821 |  | 10.5 | 15 | 21175 | 20053 | 16900 | 2.93 | 2.46 | 20090 | 3.04 | 1.9 | 8 | 7
Live | 217400820 |  | 10.5 | 15 | 21175 | 20053 | 16900 | 2.93 | 2.46 | 20090 | 3.04 | 1.9 | 8 | 7
Live | 217401135 |  | 10.5 | 15.2 | 20702 | 20606 | 16700 | 2.92 | 2.48 | 21047 | 3.07 | 1.9 | 8.5 | 7.45
Live | 217400325 |  | 10.5 | 15.5 | 21175 | 20606 | 17200 | 2.93 | 2.5 | 20728 | 3.15 | 1.9 | 8.1 | 7.2
Live | 217400819 |  | 10.5 | 15 | 21175 | 20053 | 16900 | 2.93 | 2.46 | 20090 | 3.04 | 1.9 | 8 | 7
Live | 217399854 |  | 10.5 | 16.5 | 20939 | 20745 | 16800 | 2.92 | 2.59 | 21047 | 3.15 | 1.92 | 8.5 | 7.5
Live | 217401134 |  | 10 | 15.5 | 21294 | 21159 | 17600 | 2.79 | 2.53 | 21472 | 3.24 | 1.9 | 8.1 | 7.2
Live | 217400324 |  | 10.5 | 15.5 | 21175 | 20606 | 17200 | 2.93 | 2.5 | 20728 | 3.15 | 1.9 | 8.1 | 7.2
Live | 217400818 |  | 10.5 | 15 | 21175 | 20053 | 16900 | 2.93 | 2.46 | 20090 | 3.04 | 1.9 | 8 | 7
Live | 217401133 |  | 10 | 15.5 | 21294 | 21159 | 17600 | 2.79 | 2.53 | 21472 | 3.24 | 1.9 | 8.1 | 7.2
Live | 217400323 |  | 10.5 | 15.5 | 21175 | 20606 | 17200 | 2.93 | 2.5 | 20728 | 3.15 | 1.9 | 8.1 | 7.2
Live | 217400817 |  | 10.5 | 14.5 | 21175 | 20053 | 16900 | 2.93 | 2.46 | 20090 | 3.07 | 1.9 | 8 | 7
Live | 217399850 |  | 10.5 | 16.5 | 20939 | 20745 | 16800 | 2.92 | 2.59 | 21047 | 3.15 | 1.92 | 8.5 | 7.5
Live | 217401132 |  | 10 | 15.5 | 21294 | 21159 | 17600 | 2.79 | 2.53 | 21472 | 3.24 | 1.9 | 8.1 | 7.2
Live | 217400322 |  | 10.5 | 15.5 | 21175 | 20606 | 17200 | 2.93 | 2.5 | 20728 | 3.15 | 1.9 | 8.1 | 7.2
Live | 217400816 |  | 10.5 | 14.5 | 21175 | 20053 | 16900 | 2.93 | 2.46 | 20090 | 3.07 | 1.9 | 8 | 7
Live | 217401131 |  | 10 | 15.5 | 21294 | 21159 | 17600 | 2.79 | 2.53 | 21472 | 3.24 | 1.9 | 8.1 | 7.2
Live | 217400321 |  | 10.5 | 15.5 | 21175 | 20606 | 17200 | 2.93 | 2.5 | 20728 | 3.15 | 1.9 | 8.1 | 7.2
Live | 217400815 |  | 10.5 | 14.5 | 21175 | 20053 | 16900 | 2.93 | 2.46 | 20090 | 3.07 | 1.9 | 8 | 7
Live | 217401130 |  | 10 | 15.5 | 21294 | 21159 | 17600 | 2.79 | 2.53 | 21472 | 3.24 | 1.9 | 8.1 | 7.2
Live | 217400814 |  | 10.5 | 14.5 | 21175 | 20053 | 16900 | 2.93 | 2.46 | 20090 | 3.07 | 1.9 | 8 | 7
Live | 217399849 |  | 10.5 | 16.5 | 20939 | 20745 | 16800 | 2.92 | 2.59 | 21047 | 3.15 | 1.92 | 8.5 | 7.5
Live | 217400320 |  | 10.5 | 15.5 | 21175 | 20606 | 17200 | 2.93 | 2.5 | 20728 | 3.15 | 1.9 | 8.1 | 7.2
Live | 217400813 |  | 10.5 | 14.5 | 21175 | 20053 | 16900 | 2.93 | 2.46 | 20090 | 3.07 | 1.9 | 8 | 7
Live | 217401129 |  | 10 | 15.5 | 21294 | 21159 | 17600 | 2.79 | 2.53 | 21472 | 3.24 | 1.9 | 8.1 | 7.2
Live | 217400319 |  | 10.5 | 15.5 | 21175 | 20606 | 17200 | 2.93 | 2.5 | 20728 | 3.15 | 1.9 | 8.1 | 7.2
Live | 217400812 |  | 10.5 | 14.5 | 21175 | 20053 | 16900 | 2.93 | 2.46 | 20090 | 3.07 | 1.9 | 8 | 7
Live | 217401128 |  | 10 | 15.5 | 21294 | 21159 | 17600 | 2.79 | 2.53 | 21472 | 3.24 | 1.9 | 8.1 | 7.2
Live | 217400318 |  | 10.5 | 15.5 | 21057 | 20606 | 17200 | 2.92 | 2.48 | 20728 | 3.1 | 1.9 | 8.1 | 7.25
Live | 217399848 |  | 10.5 | 16.5 | 20939 | 20745 | 16800 | 2.92 | 2.59 | 21047 | 3.15 | 1.92 | 8.5 | 7.5
Live | 217400811 |  | 10.5 | 14.5 | 21175 | 20053 | 16900 | 2.93 | 2.46 | 20090 | 3.07 | 1.9 | 8 | 7
Live | 217401127 |  | 10 | 15.5 | 21294 | 21159 | 17600 | 2.79 | 2.53 | 21472 | 3.24 | 1.9 | 8.1 | 7.2
Live | 217400317 |  | 10.5 | 15.5 | 21057 | 20606 | 17200 | 2.92 | 2.48 | 20728 | 3.1 | 1.9 | 8.1 | 7.25
Live | 217400810 |  | 10.5 | 14.5 | 21175 | 20053 | 16900 | 2.93 | 2.46 | 20090 | 3.07 | 1.9 | 8 | 7
Live | 217401126 |  | 10 | 15 | 20465 | 20606 | 17200 | 2.79 | 2.45 | 20622 | 3.01 | 1.9 | 8 | 7
Live | 217400316 |  | 10.5 | 15.5 | 21057 | 20606 | 17200 | 2.92 | 2.48 | 20728 | 3.1 | 1.9 | 8.1 | 7.25
Live | 217399847 |  | 10.5 | 16.5 | 20939 | 20745 | 16800 | 2.92 | 2.59 | 21047 | 3.15 | 1.92 | 8.5 | 7.5
Live | 217400809 |  | 10.5 | 14.5 | 21294 | 20191 | 17000 | 2.93 | 2.48 | 20197 | 3.1 | 1.9 | 8 | 7
Live | 217401125 |  | 10 | 15 | 20465 | 20606 | 17200 | 2.79 | 2.45 | 20622 | 3.01 | 1.9 | 8 | 7
Live | 217400315 |  | 10.5 | 15.5 | 21057 | 20606 | 17200 | 2.92 | 2.48 | 20728 | 3.1 | 1.9 | 8.1 | 7.25
Live | 217400808 |  | 10.5 | 14.5 | 21294 | 20191 | 17000 | 2.93 | 2.48 | 20197 | 3.1 | 1.9 | 8 | 7
Live | 217401124 |  | 10 | 15 | 20465 | 20606 | 17200 | 2.79 | 2.45 | 20622 | 3.01 | 1.9 | 8 | 7
Live | 217400807 |  | 10.5 | 14.5 | 21294 | 20191 | 17000 | 2.93 | 2.48 | 20197 | 3.1 | 1.9 | 8 | 7
Live | 217400314 |  | 10.5 | 15.5 | 21057 | 20606 | 17200 | 2.92 | 2.48 | 20728 | 3.1 | 1.9 | 8.1 | 7.25
Live | 217399846 |  | 10.5 | 16.5 | 20939 | 20745 | 16800 | 2.92 | 2.59 | 21047 | 3.15 | 1.92 | 8.5 | 7.5
Live | 217401123 |  | 10 | 15 | 20465 | 20606 | 17200 | 2.79 | 2.45 | 20622 | 3.01 | 1.9 | 8 | 7
Live | 217400806 |  | 10.5 | 14.5 | 21294 | 20191 | 17000 | 2.93 | 2.48 | 20197 | 3.1 | 1.9 | 8 | 7
Live | 217400313 |  | 10.5 | 15.5 | 21057 | 20606 | 17200 | 2.92 | 2.48 | 20728 | 3.1 | 1.9 | 8.1 | 7.25
Live | 217401122 |  | 10 | 15 | 20465 | 20606 | 17200 | 2.79 | 2.45 | 20622 | 3.01 | 1.9 | 8 | 7
Live | 217400805 |  | 10.5 | 14.5 | 21294 | 20191 | 17000 | 2.93 | 2.48 | 20197 | 3.1 | 1.9 | 8 | 7
Live | 217400312 |  | 10.5 | 15.5 | 21057 | 20606 | 17200 | 2.92 | 2.48 | 20728 | 3.1 | 1.9 | 8.1 | 7.25
Live | 217401121 |  | 10 | 15 | 20465 | 20606 | 17200 | 2.79 | 2.45 | 20622 | 3.01 | 1.9 | 8 | 7
Live | 217399845 |  | 10.5 | 16.5 | 20939 | 20745 | 16800 | 2.92 | 2.59 | 21047 | 3.15 | 1.92 | 8.5 | 7.5
Live | 217400804 |  | 10.5 | 14.5 | 21294 | 20191 | 17000 | 2.93 | 2.48 | 20197 | 3.1 | 1.9 | 8 | 7
Live | 217400311 |  | 10.5 | 15.5 | 21057 | 20606 | 17200 | 2.92 | 2.48 | 20728 | 3.1 | 1.9 | 8.1 | 7.25
Live | 217401120 |  | 10 | 15 | 20465 | 20606 | 17200 | 2.79 | 2.45 | 20622 | 3.01 | 1.9 | 8 | 7
Live | 217400803 |  | 10.5 | 14.5 | 21294 | 20191 | 17000 | 2.93 | 2.48 | 20197 | 3.1 | 1.9 | 8 | 7
Live | 217401119 |  | 10 | 15 | 20465 | 20606 | 17200 | 2.79 | 2.45 | 20622 | 3.01 | 1.9 | 8 | 7
Live | 217400310 |  | 10.5 | 14.5 | 20939 | 20606 | 17200 | 2.92 | 2.45 | 20622 | 3.07 | 1.9 | 8 | 7
Live | 217400802 |  | 10.5 | 14.5 | 21294 | 20191 | 17000 | 2.93 | 2.48 | 20197 | 3.1 | 1.9 | 8 | 7
Live | 217399844 |  | 10.5 | 16.5 | 20939 | 20745 | 16800 | 2.92 | 2.59 | 21047 | 3.15 | 1.92 | 8.5 | 7.5
Live | 217401118 |  | 10 | 14.5 | 20465 | 20606 | 17200 | 2.79 | 2.45 | 20622 | 3.01 | 1.85 | 7.8 | 7.05
Live | 217400309 |  | 10.5 | 14.5 | 20939 | 20606 | 17200 | 2.92 | 2.45 | 20622 | 3.07 | 1.9 | 8 | 7
Live | 217400801 |  | 10.5 | 15.2 | 21175 | 20053 | 16900 | 2.93 | 2.46 | 20090 | 3.07 | 1.9 | 8.1 | 7.25
Live | 217401117 |  | 10 | 14.5 | 20465 | 20606 | 17200 | 2.79 | 2.45 | 20622 | 3.01 | 1.85 | 7.8 | 7.05
Live | 217400308 |  | 10.5 | 14.5 | 20939 | 20606 | 17200 | 2.92 | 2.45 | 20622 | 3.07 | 1.9 | 8 | 7
Live | 217400800 |  | 10.5 | 15.2 | 21175 | 20053 | 16900 | 2.93 | 2.46 | 20090 | 3.07 | 1.9 | 8.1 | 7.25
Live | 217401116 |  | 10 | 14.5 | 20465 | 20606 | 17200 | 2.79 | 2.45 | 20622 | 3.01 | 1.85 | 7.8 | 7.05
Live | 217399843 |  | 10.5 | 16.5 | 20939 | 20745 | 16800 | 2.92 | 2.59 | 21047 | 3.15 | 1.92 | 8.5 | 7.5
Live | 217400307 |  | 10.5 | 14.5 | 20939 | 20606 | 17200 | 2.92 | 2.45 | 20622 | 3.07 | 1.9 | 8 | 7
Live | 217400799 |  | 10.5 | 15.2 | 21175 | 20053 | 16900 | 2.93 | 2.46 | 20090 | 3.07 | 1.9 | 8.1 | 7.25
Live | 217401115 |  | 10 | 14.5 | 20465 | 20606 | 17200 | 2.79 | 2.45 | 20622 | 3.01 | 1.85 | 7.8 | 7.05
Live | 217400306 |  | 10.5 | 14.5 | 20939 | 20606 | 17200 | 2.92 | 2.45 | 20622 | 3.07 | 1.9 | 8 | 7
Live | 217400798 |  | 10.5 | 15.2 | 21175 | 20053 | 16900 | 2.93 | 2.46 | 20090 | 3.07 | 1.9 | 8.1 | 7.25
Live | 217401114 |  | 10 | 14.5 | 20465 | 20606 | 17200 | 2.79 | 2.45 | 20622 | 3.01 | 1.85 | 7.8 | 7.05
Live | 217400305 |  | 10.5 | 14.5 | 20939 | 20606 | 17200 | 2.92 | 2.45 | 20622 | 3.07 | 1.9 | 8 | 7
Live | 217399839 |  | 11 | 16 | 21648 | 20883 | 17400 | 3.07 | 2.57 | 21047 | 3.28 | 1.92 | 8.5 | 7.5
Live | 217400797 |  | 10.5 | 15.2 | 21175 | 20053 | 16900 | 2.93 | 2.46 | 20090 | 3.07 | 1.9 | 8.1 | 7.25
Live | 217401113 |  | 10 | 14.5 | 20465 | 20606 | 17200 | 2.79 | 2.45 | 20622 | 3.01 | 1.85 | 7.8 | 7.05
Live | 217400304 |  | 10.5 | 14.5 | 20939 | 20606 | 17200 | 2.92 | 2.45 | 20622 | 3.07 | 1.9 | 8 | 7
Live | 217400796 |  | 10.5 | 15.2 | 21175 | 20053 | 16900 | 2.93 | 2.46 | 20090 | 3.07 | 1.9 | 8.1 | 7.25
Live | 217401112 |  | 10 | 14.5 | 20465 | 20606 | 17200 | 2.79 | 2.45 | 20622 | 3.01 | 1.85 | 7.8 | 7.05
Live | 217400303 |  | 10.5 | 14.5 | 20939 | 20606 | 17200 | 2.92 | 2.45 | 20622 | 3.07 | 1.9 | 8 | 7
Live | 217401111 |  | 10 | 14.5 | 20465 | 20606 | 17200 | 2.79 | 2.45 | 20622 | 3.01 | 1.85 | 7.8 | 7.05
Live | 217400795 |  | 10.5 | 15.2 | 21175 | 20053 | 16900 | 2.93 | 2.46 | 20090 | 3.07 | 1.9 | 8.1 | 7.25
Live | 217399838 |  | 11 | 16 | 21648 | 20883 | 17400 | 3.07 | 2.57 | 21047 | 3.28 | 1.92 | 8.5 | 7.5
Live | 217400302 |  | 10.5 | 14.5 | 20702 | 20330 | 17100 | 2.92 | 2.44 | 20409 | 3.01 | 1.85 | 7.8 | 7.05
Live | 217401110 |  | 10 | 14.5 | 20347 | 20606 | 17200 | 2.79 | 2.43 | 20622 | 2.98 | 1.85 | 7.8 | 7.05
Live | 217400794 |  | 10.5 | 15.2 | 21175 | 20053 | 16900 | 2.93 | 2.46 | 20090 | 3.07 | 1.9 | 8.1 | 7.25
Live | 217400301 |  | 10.5 | 14.5 | 20702 | 20330 | 17100 | 2.92 | 2.44 | 20409 | 3.01 | 1.85 | 7.8 | 7.05
Live | 217401109 |  | 10 | 14.5 | 20347 | 20606 | 17200 | 2.79 | 2.43 | 20622 | 2.98 | 1.85 | 7.8 | 7.05
Live | 217400793 |  | 10.5 | 15 | 21057 | 20191 | 16900 | 2.92 | 2.46 | 20090 | 3.04 | 1.9 | 8 | 7
Live | 217400300 |  | 10.5 | 14.5 | 20702 | 20330 | 17100 | 2.92 | 2.44 | 20409 | 3.01 | 1.85 | 7.8 | 7.05
Live | 217399837 |  | 11 | 16 | 21648 | 20883 | 17400 | 3.07 | 2.57 | 21047 | 3.28 | 1.92 | 8.5 | 7.5
Live | 217401108 |  | 10 | 14.5 | 20347 | 20606 | 17200 | 2.79 | 2.43 | 20622 | 2.98 | 1.85 | 7.8 | 7.05
Live | 217400792 |  | 10.5 | 15 | 21057 | 20191 | 16900 | 2.92 | 2.46 | 20090 | 3.04 | 1.9 | 8 | 7
Live | 217400299 |  | 10.5 | 14.5 | 20702 | 20330 | 17100 | 2.92 | 2.44 | 20409 | 3.01 | 1.85 | 7.8 | 7.05
Live | 217401107 |  | 10 | 14.5 | 20347 | 20606 | 17200 | 2.79 | 2.43 | 20622 | 2.98 | 1.85 | 7.8 | 7.05
Live | 217400791 |  | 10.5 | 15 | 21057 | 20191 | 16900 | 2.92 | 2.46 | 20090 | 3.04 | 1.9 | 8 | 7
Live | 217400298 |  | 10.5 | 14.5 | 20702 | 20330 | 17100 | 2.92 | 2.44 | 20409 | 3.01 | 1.85 | 7.8 | 7.05
Live | 217399836 |  | 11 | 16 | 21648 | 20883 | 17400 | 3.07 | 2.57 | 21047 | 3.28 | 1.92 | 8.5 | 7.5
Live | 217401106 |  | 10 | 14.5 | 20347 | 20606 | 17200 | 2.79 | 2.43 | 20622 | 2.98 | 1.85 | 7.8 | 7.05
Live | 217400790 |  | 10.5 | 15 | 21057 | 20191 | 16900 | 2.92 | 2.46 | 20090 | 3.04 | 1.9 | 8 | 7
Live | 217400297 |  | 10.5 | 14.5 | 20702 | 20330 | 17100 | 2.92 | 2.44 | 20409 | 3.01 | 1.85 | 7.8 | 7.05
Live | 217401105 |  | 10 | 14.5 | 20347 | 20606 | 17200 | 2.79 | 2.43 | 20622 | 2.98 | 1.85 | 7.8 | 7.05
Live | 217400789 |  | 10.5 | 15 | 21057 | 20191 | 16900 | 2.92 | 2.46 | 20090 | 3.04 | 1.9 | 8 | 7
Live | 217400296 |  | 10.5 | 14.5 | 20702 | 20330 | 17100 | 2.92 | 2.44 | 20409 | 3.01 | 1.85 | 7.8 | 7.05
Live | 217401104 |  | 10 | 14.5 | 20347 | 20606 | 17200 | 2.79 | 2.43 | 20622 | 2.98 | 1.85 | 7.8 | 7.05
Live | 217400788 |  | 10.5 | 15 | 21057 | 20191 | 16900 | 2.92 | 2.46 | 20090 | 3.04 | 1.9 | 8 | 7
Live | 217399835 |  | 11 | 16 | 21648 | 20883 | 17400 | 3.07 | 2.57 | 21047 | 3.28 | 1.92 | 8.5 | 7.5
Live | 217400295 |  | 10.5 | 14.5 | 20702 | 20330 | 17100 | 2.92 | 2.44 | 20409 | 3.01 | 1.85 | 7.8 | 7.05
Live | 217401103 |  | 10 | 14.5 | 20347 | 20606 | 17200 | 2.79 | 2.43 | 20622 | 2.98 | 1.85 | 7.8 | 7.05
Live | 217400787 |  | 10.5 | 15 | 21057 | 20191 | 16900 | 2.92 | 2.46 | 20090 | 3.04 | 1.9 | 8 | 7
Live | 217400294 |  | 10.5 | 15 | 20584 | 20330 | 17000 | 2.93 | 2.42 | 20303 | 2.98 | 1.85 | 7.8 | 7.05
Live | 217401102 |  | 10 | 15 | 20465 | 20606 | 17200 | 2.79 | 2.45 | 20622 | 3.02 | 1.88 | 8 | 7
Live | 217400786 |  | 10.5 | 15 | 21057 | 20191 | 16900 | 2.92 | 2.46 | 20090 | 3.04 | 1.9 | 8 | 7
Live | 217400293 |  | 10.5 | 15 | 20584 | 20330 | 17000 | 2.93 | 2.42 | 20303 | 2.98 | 1.85 | 7.8 | 7.05
Live | 217399834 |  | 11 | 16 | 21648 | 20883 | 17400 | 3.07 | 2.57 | 21047 | 3.28 | 1.92 | 8.5 | 7.5
Live | 217401101 |  | 10 | 15 | 20465 | 20606 | 17200 | 2.79 | 2.45 | 20622 | 3.02 | 1.88 | 8 | 7
Live | 217400785 |  | 10.5 | 15 | 21057 | 20191 | 16900 | 2.92 | 2.46 | 20090 | 3.04 | 1.9 | 8 | 7
Live | 217400292 |  | 10.5 | 15 | 20584 | 20330 | 17000 | 2.93 | 2.42 | 20303 | 2.98 | 1.85 | 7.8 | 7.05
Live | 217401100 |  | 10 | 15 | 20465 | 20606 | 17200 | 2.79 | 2.45 | 20622 | 3.02 | 1.88 | 8 | 7
Live | 217400784 |  | 10.5 | 15 | 21057 | 20191 | 16900 | 2.92 | 2.46 | 20090 | 3.04 | 1.9 | 8 | 7
Live | 217400291 |  | 10.5 | 15 | 20584 | 20330 | 17000 | 2.93 | 2.42 | 20303 | 2.98 | 1.85 | 7.8 | 7.05
Live | 217401099 |  | 10 | 15 | 20465 | 20606 | 17200 | 2.79 | 2.45 | 20622 | 3.02 | 1.88 | 8 | 7
Live | 217399833 |  | 11 | 16 | 21648 | 20883 | 17400 | 3.07 | 2.57 | 21047 | 3.28 | 1.92 | 8.5 | 7.5
Live | 217400783 |  | 10.5 | 15 | 21057 | 20191 | 16900 | 2.92 | 2.46 | 20090 | 3.04 | 1.9 | 8 | 7
Live | 217400290 |  | 10.5 | 15 | 20584 | 20330 | 17000 | 2.93 | 2.42 | 20303 | 2.98 | 1.85 | 7.8 | 7.05
Live | 217401098 |  | 10 | 15 | 20465 | 20606 | 17200 | 2.79 | 2.45 | 20622 | 3.02 | 1.88 | 8 | 7
Live | 217400782 |  | 10.5 | 15 | 21057 | 20191 | 16900 | 2.92 | 2.46 | 20090 | 3.04 | 1.9 | 8 | 7
Live | 217400289 |  | 10.5 | 15 | 20584 | 20330 | 17000 | 2.93 | 2.42 | 20303 | 2.98 | 1.85 | 7.8 | 7.05
Live | 217399832 |  | 11 | 16 | 21648 | 20883 | 17400 | 3.07 | 2.57 | 21047 | 3.28 | 1.92 | 8.5 | 7.5
Live | 217401097 |  | 10 | 15 | 20465 | 20606 | 17200 | 2.79 | 2.45 | 20622 | 3.02 | 1.88 | 8 | 7
Live | 217400781 |  | 10.5 | 15 | 21057 | 20191 | 16900 | 2.92 | 2.46 | 20090 | 3.04 | 1.9 | 8 | 7
Live | 217400288 |  | 10.5 | 15 | 20584 | 20330 | 17000 | 2.93 | 2.42 | 20303 | 2.98 | 1.85 | 7.8 | 7.05
Live | 217401096 |  | 10 | 15 | 20465 | 20606 | 17200 | 2.79 | 2.45 | 20622 | 3.02 | 1.88 | 8 | 7
Live | 217400780 |  | 10.5 | 15 | 21057 | 20191 | 16900 | 2.92 | 2.46 | 20090 | 3.04 | 1.9 | 8 | 7
Live | 217400287 |  | 10.5 | 15 | 20584 | 20330 | 17000 | 2.93 | 2.42 | 20303 | 2.98 | 1.85 | 7.8 | 7.05
Live | 217401095 |  | 10 | 15 | 20465 | 20606 | 17200 | 2.79 | 2.45 | 20622 | 3.02 | 1.88 | 8 | 7
Live | 217400779 |  | 10.5 | 15 | 21057 | 20191 | 16900 | 2.92 | 2.46 | 20090 | 3.04 | 1.9 | 8 | 7
Live | 217400286 |  | 10.5 | 14.5 | 20584 | 20330 | 17000 | 2.93 | 2.42 | 20303 | 2.98 | 1.85 | 7.8 | 7.05
Live | 217401094 |  | 10 | 14.5 | 20465 | 20606 | 17200 | 2.79 | 2.45 | 20622 | 3.01 | 1.9 | 8 | 7
Live | 217400778 |  | 10.5 | 15 | 21057 | 20191 | 16900 | 2.92 | 2.46 | 20090 | 3.04 | 1.9 | 8 | 7
Live | 217400285 |  | 10.5 | 14.5 | 20584 | 20330 | 17000 | 2.93 | 2.42 | 20303 | 2.98 | 1.85 | 7.8 | 7.05
Live | 217401093 |  | 10 | 14.5 | 20465 | 20606 | 17200 | 2.79 | 2.45 | 20622 | 3.01 | 1.9 | 8 | 7
Live | 217400777 |  | 10.5 | 15 | 21057 | 20053 | 16300 | 2.92 | 2.46 | 20303 | 3.04 | 1.84 | 8 | 7
Live | 217400284 |  | 10.5 | 14.5 | 20584 | 20330 | 17000 | 2.93 | 2.42 | 20303 | 2.98 | 1.85 | 7.8 | 7.05
Live | 217401092 |  | 10 | 14.5 | 20465 | 20606 | 17200 | 2.79 | 2.45 | 20622 | 3.01 | 1.9 | 8 | 7
Live | 217400776 |  | 10.5 | 15 | 21057 | 20053 | 16300 | 2.92 | 2.46 | 20303 | 3.04 | 1.84 | 8 | 7
Live | 217400283 |  | 10.5 | 14.5 | 20584 | 20330 | 17000 | 2.93 | 2.42 | 20303 | 2.98 | 1.85 | 7.8 | 7.05
Live | 217401091 |  | 10 | 14.5 | 20465 | 20606 | 17200 | 2.79 | 2.45 | 20622 | 3.01 | 1.9 | 8 | 7
Live | 217400775 |  | 10.5 | 15 | 21057 | 20053 | 16300 | 2.92 | 2.46 | 20303 | 3.04 | 1.84 | 8 | 7
Live | 217400282 |  | 10.5 | 14.5 | 20584 | 20330 | 17000 | 2.93 | 2.42 | 20303 | 2.98 | 1.85 | 7.8 | 7.05
Live | 217401090 |  | 10 | 14.5 | 20465 | 20606 | 17200 | 2.79 | 2.45 | 20622 | 3.01 | 1.9 | 8 | 7
Live | 217400774 |  | 10.5 | 15 | 21057 | 20053 | 16300 | 2.92 | 2.46 | 20303 | 3.04 | 1.84 | 8 | 7
Live | 217400281 |  | 10.5 | 14.5 | 20584 | 20330 | 17000 | 2.93 | 2.42 | 20303 | 2.98 | 1.85 | 7.8 | 7.05
Live | 217401089 |  | 10 | 14.5 | 20465 | 20606 | 17200 | 2.79 | 2.45 | 20622 | 3.01 | 1.9 | 8 | 7
Live | 217400773 |  | 10.5 | 15 | 21057 | 20053 | 16300 | 2.92 | 2.46 | 20303 | 3.04 | 1.84 | 8 | 7
Live | 217400280 |  | 10.5 | 14.5 | 20584 | 20330 | 17000 | 2.93 | 2.42 | 20303 | 2.98 | 1.85 | 7.8 | 7.05
Live | 217401088 |  | 10 | 14.5 | 20465 | 20606 | 17200 | 2.79 | 2.45 | 20622 | 3.01 | 1.9 | 8 | 7
Live | 217400279 |  | 10.5 | 14.5 | 20584 | 20330 | 17000 | 2.93 | 2.42 | 20303 | 2.98 | 1.85 | 7.8 | 7.05
Live | 217400772 |  | 10.5 | 15 | 21057 | 20053 | 16300 | 2.92 | 2.46 | 20303 | 3.04 | 1.84 | 8 | 7
Live | 217401087 |  | 10 | 14.5 | 20465 | 20606 | 17200 | 2.79 | 2.45 | 20622 | 3.01 | 1.9 | 8 | 7
Live | 217400278 |  | 10.5 | 15 | 21057 | 20468 | 16600 | 2.92 | 2.46 | 20941 | 3.08 | 1.82 | 8 | 7
Live | 217400771 |  | 10.5 | 15 | 21057 | 20053 | 16300 | 2.92 | 2.46 | 20303 | 3.04 | 1.84 | 8 | 7
Live | 217401086 |  | 10 | 15 | 20465 | 20606 | 17200 | 2.79 | 2.45 | 20622 | 3.01 | 1.9 | 8 | 7
Live | 217400277 |  | 10.5 | 15 | 21057 | 20468 | 16600 | 2.92 | 2.46 | 20941 | 3.08 | 1.82 | 8 | 7
Live | 217400770 |  | 10.5 | 15 | 21057 | 20053 | 16300 | 2.92 | 2.46 | 20303 | 3.04 | 1.84 | 8 | 7
Live | 217401085 |  | 10 | 15 | 20465 | 20606 | 17200 | 2.79 | 2.45 | 20622 | 3.01 | 1.9 | 8 | 7
Live | 217400276 |  | 10.5 | 15 | 21057 | 20468 | 16600 | 2.92 | 2.46 | 20941 | 3.08 | 1.82 | 8 | 7
Live | 217400769 |  | 10.5 | 15 | 21057 | 20053 | 16300 | 2.92 | 2.46 | 20303 | 3.04 | 1.84 | 8 | 7
Live | 217401084 |  | 10 | 15 | 20465 | 20606 | 17200 | 2.79 | 2.45 | 20622 | 3.01 | 1.9 | 8 | 7
Live | 217400275 |  | 10.5 | 15 | 21057 | 20468 | 16600 | 2.92 | 2.46 | 20941 | 3.08 | 1.82 | 8 | 7
Live | 217401083 |  | 10 | 15 | 20465 | 20606 | 17200 | 2.79 | 2.45 | 20622 | 3.01 | 1.9 | 8 | 7
Live | 217400768 |  | 10.5 | 15 | 21057 | 20053 | 16300 | 2.92 | 2.46 | 20303 | 3.04 | 1.84 | 8 | 7
Live | 217400274 |  | 10.5 | 15 | 21057 | 20468 | 16600 | 2.92 | 2.46 | 20941 | 3.08 | 1.82 | 8 | 7
Live | 217401082 |  | 10 | 15 | 20465 | 20606 | 17200 | 2.79 | 2.45 | 20622 | 3.01 | 1.9 | 8 | 7
Live | 217400767 |  | 10.5 | 14.5 | 21412 | 20191 | 16500 | 2.92 | 2.48 | 20622 | 3.13 | 1.96 | 8.5 | 7
Live | 217400273 |  | 10.5 | 15 | 21057 | 20468 | 16600 | 2.92 | 2.46 | 20941 | 3.08 | 1.82 | 8 | 7
Live | 217401081 |  | 10 | 15 | 20465 | 20606 | 17200 | 2.79 | 2.45 | 20622 | 3.01 | 1.9 | 8 | 7
Live | 217400766 |  | 10.5 | 14.5 | 21412 | 20191 | 16500 | 2.92 | 2.48 | 20622 | 3.13 | 1.96 | 8.5 | 7
Live | 217400272 |  | 10.5 | 15 | 21057 | 20468 | 16600 | 2.92 | 2.46 | 20941 | 3.08 | 1.82 | 8 | 7
Live | 217401080 |  | 10 | 15 | 20465 | 20606 | 17200 | 2.79 | 2.45 | 20622 | 3.01 | 1.9 | 8 | 7
Live | 217400765 |  | 10.5 | 14.5 | 21412 | 20191 | 16500 | 2.92 | 2.48 | 20622 | 3.13 | 1.96 | 8.5 | 7
Live | 217400271 |  | 10.5 | 15 | 21057 | 20468 | 16600 | 2.92 | 2.46 | 20941 | 3.08 | 1.82 | 8 | 7
Live | 217401079 |  | 10 | 15 | 20465 | 20606 | 17200 | 2.79 | 2.45 | 20622 | 3.01 | 1.9 | 8 | 7
Live | 217400764 |  | 10.5 | 14.5 | 21412 | 20191 | 16500 | 2.92 | 2.48 | 20622 | 3.13 | 1.96 | 8.5 | 7
Live | 217400270 |  | 10.5 | 15.2 | 20820 | 20330 | 16500 | 2.92 | 2.44 | 20728 | 3.02 | 1.85 | 8.1 | 7.05
Live | 217400763 |  | 10.5 | 14.5 | 21412 | 20191 | 16500 | 2.92 | 2.48 | 20622 | 3.13 | 1.96 | 8.5 | 7
Live | 217401078 |  | 10 | 14.5 | 20465 | 20606 | 17200 | 2.79 | 2.45 | 20622 | 3.01 | 1.85 | 7.8 | 7.05
Live | 217400762 |  | 10.5 | 14.5 | 21412 | 20191 | 16500 | 2.92 | 2.48 | 20622 | 3.13 | 1.96 | 8.5 | 7
Live | 217400269 |  | 10.5 | 15.2 | 20820 | 20330 | 16500 | 2.92 | 2.44 | 20728 | 3.02 | 1.85 | 8.1 | 7.05
Live | 217401077 |  | 10 | 14.5 | 20465 | 20606 | 17200 | 2.79 | 2.45 | 20622 | 3.01 | 1.85 | 7.8 | 7.05
Live | 217400268 |  | 10.5 | 15.2 | 20820 | 20330 | 16500 | 2.92 | 2.44 | 20728 | 3.02 | 1.85 | 8.1 | 7.05
Live | 217401076 |  | 10 | 14.5 | 20465 | 20606 | 17200 | 2.79 | 2.45 | 20622 | 3.01 | 1.85 | 7.8 | 7.05
Live | 217400761 |  | 10.5 | 14.5 | 21412 | 20191 | 16500 | 2.92 | 2.48 | 20622 | 3.13 | 1.96 | 8.5 | 7
Live | 217401075 |  | 10 | 14.5 | 20465 | 20606 | 17200 | 2.79 | 2.45 | 20622 | 3.01 | 1.85 | 7.8 | 7.05
Live | 217400267 |  | 10.5 | 15.2 | 20820 | 20330 | 16500 | 2.92 | 2.44 | 20728 | 3.02 | 1.85 | 8.1 | 7.05
Live | 217400760 |  | 10.5 | 14.5 | 21412 | 20191 | 16500 | 2.92 | 2.48 | 20622 | 3.13 | 1.96 | 8.5 | 7
Live | 217401074 |  | 10 | 14.5 | 20465 | 20606 | 17200 | 2.79 | 2.45 | 20622 | 3.01 | 1.85 | 7.8 | 7.05
Live | 217400759 |  | 10.5 | 15 | 21294 | 20053 | 16400 | 2.93 | 2.48 | 20409 | 3.08 | 1.84 | 8 | 7
Live | 217400266 |  | 10.5 | 15.2 | 20820 | 20330 | 16500 | 2.92 | 2.44 | 20728 | 3.02 | 1.85 | 8.1 | 7.05
Live | 217400758 |  | 10.5 | 15 | 21294 | 20053 | 16400 | 2.93 | 2.48 | 20409 | 3.08 | 1.84 | 8 | 7
Live | 217401073 |  | 10 | 14.5 | 20465 | 20606 | 17200 | 2.79 | 2.45 | 20622 | 3.01 | 1.85 | 7.8 | 7.05
Live | 217400265 |  | 10.5 | 15.2 | 20820 | 20330 | 16500 | 2.92 | 2.44 | 20728 | 3.02 | 1.85 | 8.1 | 7.05
Live | 217400757 |  | 10.5 | 15 | 21294 | 20053 | 16400 | 2.93 | 2.48 | 20409 | 3.08 | 1.84 | 8 | 7
Live | 217400264 |  | 10.5 | 15.2 | 20820 | 20330 | 16500 | 2.92 | 2.44 | 20728 | 3.02 | 1.85 | 8.1 | 7.05
Live | 217401072 |  | 10 | 14.5 | 20465 | 20606 | 17200 | 2.79 | 2.45 | 20622 | 3.01 | 1.85 | 7.8 | 7.05
Live | 217400756 |  | 10.5 | 15 | 21294 | 20053 | 16400 | 2.93 | 2.48 | 20409 | 3.08 | 1.84 | 8 | 7
Live | 217401071 |  | 10 | 14.5 | 20465 | 20606 | 17200 | 2.79 | 2.45 | 20622 | 3.01 | 1.85 | 7.8 | 7.05
Live | 217400263 |  | 10.5 | 15.2 | 20820 | 20330 | 16500 | 2.92 | 2.44 | 20728 | 3.02 | 1.85 | 8.1 | 7.05
Live | 217400755 |  | 10.5 | 15 | 21294 | 20053 | 16400 | 2.93 | 2.48 | 20409 | 3.08 | 1.84 | 8 | 7
Live | 217401070 |  | 10 | 14.5 | 20465 | 20606 | 17200 | 2.79 | 2.45 | 20622 | 3.01 | 1.85 | 7.8 | 7.1
Live | 217400262 |  | 10.5 | 15.5 | 20939 | 20330 | 16500 | 2.92 | 2.46 | 20834 | 3.07 | 1.85 | 8.1 | 7.1
Live | 217400754 |  | 10.5 | 15 | 21294 | 20053 | 16400 | 2.93 | 2.48 | 20409 | 3.08 | 1.84 | 8 | 7
Live | 217400261 |  | 10.5 | 15.5 | 20939 | 20330 | 16500 | 2.92 | 2.46 | 20834 | 3.07 | 1.85 | 8.1 | 7.1
Live | 217401069 |  | 10 | 14.5 | 20465 | 20606 | 17200 | 2.79 | 2.45 | 20622 | 3.01 | 1.85 | 7.8 | 7.1
Live | 217400753 |  | 10.5 | 15 | 21294 | 20053 | 16400 | 2.93 | 2.48 | 20409 | 3.08 | 1.84 | 8 | 7
Live | 217400260 |  | 10.5 | 15.5 | 20939 | 20330 | 16500 | 2.92 | 2.46 | 20834 | 3.07 | 1.85 | 8.1 | 7.1
Live | 217401068 |  | 10 | 14.5 | 20465 | 20606 | 17200 | 2.79 | 2.45 | 20622 | 3.01 | 1.85 | 7.8 | 7.1
Live | 217400752 |  | 10.5 | 15.5 | 21767 | 20330 | 16500 | 2.93 | 2.54 | 20728 | 3.23 | 1.94 | 8.5 | 7
Live | 217400259 |  | 10.5 | 15.5 | 20939 | 20330 | 16500 | 2.92 | 2.46 | 20834 | 3.07 | 1.85 | 8.1 | 7.1
Live | 217401067 |  | 10 | 14.5 | 20465 | 20606 | 17200 | 2.79 | 2.45 | 20622 | 3.01 | 1.85 | 7.8 | 7.1
Live | 217400751 |  | 10.5 | 15.5 | 21767 | 20330 | 16500 | 2.93 | 2.54 | 20728 | 3.23 | 1.94 | 8.5 | 7
Live | 217400258 |  | 10.5 | 15.5 | 20939 | 20330 | 16500 | 2.92 | 2.46 | 20834 | 3.07 | 1.85 | 8.1 | 7.1
Live | 217401066 |  | 10 | 14.5 | 20465 | 20606 | 17200 | 2.79 | 2.45 | 20622 | 3.01 | 1.85 | 7.8 | 7.1
Live | 217400257 |  | 10.5 | 15.5 | 20939 | 20330 | 16500 | 2.92 | 2.46 | 20834 | 3.07 | 1.85 | 8.1 | 7.1
Live | 217400750 |  | 10.5 | 15.5 | 21767 | 20330 | 16500 | 2.93 | 2.54 | 20728 | 3.23 | 1.94 | 8.5 | 7
Live | 217401065 |  | 10 | 14.5 | 20465 | 20606 | 17200 | 2.79 | 2.45 | 20622 | 3.01 | 1.85 | 7.8 | 7.1
Live | 217400256 |  | 10.5 | 15.5 | 20939 | 20330 | 16500 | 2.92 | 2.46 | 20834 | 3.07 | 1.85 | 8.1 | 7.1
Live | 217400749 |  | 10.5 | 15.5 | 21767 | 20330 | 16500 | 2.93 | 2.54 | 20728 | 3.23 | 1.94 | 8.5 | 7
Live | 217401064 |  | 10 | 14.5 | 20465 | 20606 | 17200 | 2.79 | 2.45 | 20622 | 3.01 | 1.85 | 7.8 | 7.1
Live | 217400255 |  | 10.5 | 15.5 | 20584 | 20191 | 16400 | 2.93 | 2.43 | 20515 | 2.98 | 1.85 | 8.1 | 7.1
Live | 217400748 |  | 10.5 | 15.5 | 21767 | 20330 | 16500 | 2.93 | 2.54 | 20728 | 3.23 | 1.94 | 8.5 | 7
Live | 217401063 |  | 10 | 14.5 | 20465 | 20606 | 17200 | 2.79 | 2.45 | 20622 | 3.01 | 1.85 | 7.8 | 7.1
Live | 217400254 |  | 10.5 | 15.5 | 20584 | 20191 | 16400 | 2.93 | 2.43 | 20515 | 2.98 | 1.85 | 8.1 | 7.1
Live | 217400747 |  | 10.5 | 15.5 | 21767 | 20330 | 16500 | 2.93 | 2.54 | 20728 | 3.23 | 1.94 | 8.5 | 7
Live | 217400253 |  | 10.5 | 15.5 | 20584 | 20191 | 16400 | 2.93 | 2.43 | 20515 | 2.98 | 1.85 | 8.1 | 7.1
Live | 217401062 |  | 10.5 | 15 | 20939 | 20745 | 16700 | 2.92 | 2.5 | 21260 | 3.13 | 1.94 | 8.5 | 7
Live | 217400746 |  | 10.5 | 15.5 | 21767 | 20330 | 16500 | 2.93 | 2.54 | 20728 | 3.23 | 1.94 | 8.5 | 7
Live | 217400252 |  | 10.5 | 15.5 | 20584 | 20191 | 16400 | 2.93 | 2.43 | 20515 | 2.98 | 1.85 | 8.1 | 7.1
Live | 217401061 |  | 10.5 | 15 | 20939 | 20745 | 16700 | 2.92 | 2.5 | 21260 | 3.13 | 1.94 | 8.5 | 7
Live | 217400745 |  | 10.5 | 15.5 | 21767 | 20330 | 16500 | 2.93 | 2.54 | 20728 | 3.23 | 1.94 | 8.5 | 7
Live | 217401060 |  | 10.5 | 15 | 20939 | 20745 | 16700 | 2.92 | 2.5 | 21260 | 3.13 | 1.94 | 8.5 | 7
Live | 217400251 |  | 10.5 | 15.5 | 20584 | 20191 | 16400 | 2.93 | 2.43 | 20515 | 2.98 | 1.85 | 8.1 | 7.1
Live | 217401059 |  | 10.5 | 15 | 20939 | 20745 | 16700 | 2.92 | 2.5 | 21260 | 3.13 | 1.94 | 8.5 | 7
Live | 217400744 |  | 10.5 | 15.2 | 21530 | 20191 | 16400 | 2.92 | 2.5 | 20622 | 3.15 | 1.95 | 8.5 | 7.3
Live | 217400250 |  | 10.5 | 15.5 | 20584 | 20191 | 16400 | 2.93 | 2.43 | 20515 | 2.98 | 1.85 | 8.1 | 7.1
Live | 217401058 |  | 10.5 | 15 | 20939 | 20745 | 16700 | 2.92 | 2.5 | 21260 | 3.13 | 1.94 | 8.5 | 7
Live | 217400743 |  | 10.5 | 15.2 | 21530 | 20191 | 16400 | 2.92 | 2.5 | 20622 | 3.15 | 1.95 | 8.5 | 7.3
Live | 217400249 |  | 10.5 | 15.5 | 20584 | 20191 | 16400 | 2.93 | 2.43 | 20515 | 2.98 | 1.85 | 8.1 | 7.1
Live | 217401057 |  | 10.5 | 15 | 20939 | 20745 | 16700 | 2.92 | 2.5 | 21260 | 3.13 | 1.94 | 8.5 | 7
Live | 217400742 |  | 10.5 | 15.2 | 21530 | 20191 | 16400 | 2.92 | 2.5 | 20622 | 3.15 | 1.95 | 8.5 | 7.3
Live | 217400248 |  | 10.5 | 15.5 | 20584 | 20191 | 16400 | 2.93 | 2.43 | 20515 | 2.98 | 1.85 | 8.1 | 7.1
Live | 217401056 |  | 10.5 | 15 | 20939 | 20745 | 16700 | 2.92 | 2.5 | 21260 | 3.13 | 1.94 | 8.5 | 7
Live | 217400741 |  | 10.5 | 15.2 | 21530 | 20191 | 16400 | 2.92 | 2.5 | 20622 | 3.15 | 1.95 | 8.5 | 7.3
Live | 217400247 |  | 10 | 14.5 | 20820 | 20468 | 16600 | 2.79 | 2.44 | 20834 | 3.04 | 1.82 | 8 | 7
Live | 217401055 |  | 10.5 | 15 | 20939 | 20745 | 16700 | 2.92 | 2.5 | 21260 | 3.13 | 1.94 | 8.5 | 7
Live | 217400740 |  | 10.5 | 15.2 | 21530 | 20191 | 16400 | 2.92 | 2.5 | 20622 | 3.15 | 1.95 | 8.5 | 7.3
Live | 217400246 |  | 10 | 14.5 | 20820 | 20468 | 16600 | 2.79 | 2.44 | 20834 | 3.04 | 1.82 | 8 | 7
Live | 217401054 |  | 10 | 14.5 | 20465 | 20468 | 16600 | 2.79 | 2.44 | 20834 | 2.98 | 1.84 | 8 | 7
Live | 217400739 |  | 10.5 | 15.2 | 21530 | 20191 | 16400 | 2.92 | 2.5 | 20622 | 3.15 | 1.95 | 8.5 | 7.3
Live | 217400245 |  | 10 | 14.5 | 20820 | 20468 | 16600 | 2.79 | 2.44 | 20834 | 3.04 | 1.82 | 8 | 7
Live | 217401053 |  | 10 | 14.5 | 20465 | 20468 | 16600 | 2.79 | 2.44 | 20834 | 2.98 | 1.84 | 8 | 7
Live | 217400244 |  | 10 | 14.5 | 20820 | 20468 | 16600 | 2.79 | 2.44 | 20834 | 3.04 | 1.82 | 8 | 7
Live | 217401052 |  | 10 | 14.5 | 20465 | 20468 | 16600 | 2.79 | 2.44 | 20834 | 2.98 | 1.84 | 8 | 7
Live | 217400738 |  | 10.5 | 15.2 | 21530 | 20191 | 16400 | 2.92 | 2.5 | 20622 | 3.15 | 1.95 | 8.5 | 7.3
Live | 217400737 |  | 10.5 | 15.2 | 21530 | 20191 | 16400 | 2.92 | 2.5 | 20622 | 3.15 | 1.95 | 8.5 | 7.3
Live | 217400243 |  | 10 | 14.5 | 20820 | 20468 | 16600 | 2.79 | 2.44 | 20834 | 3.04 | 1.82 | 8 | 7
Live | 217401051 |  | 10 | 14.5 | 20465 | 20468 | 16600 | 2.79 | 2.44 | 20834 | 2.98 | 1.84 | 8 | 7
Live | 217400736 |  | 10.5 | 15.2 | 21175 | 19915 | 16300 | 2.93 | 2.46 | 20303 | 3.04 | 1.85 | 8.1 | 7
Live | 217400242 |  | 10 | 14.5 | 20820 | 20468 | 16600 | 2.79 | 2.44 | 20834 | 3.04 | 1.82 | 8 | 7
Live | 217401050 |  | 10 | 14.5 | 20465 | 20468 | 16600 | 2.79 | 2.44 | 20834 | 2.98 | 1.84 | 8 | 7
Live | 217400735 |  | 10.5 | 15.2 | 21175 | 19915 | 16300 | 2.93 | 2.46 | 20303 | 3.04 | 1.85 | 8.1 | 7
Live | 217400241 |  | 10 | 14.5 | 20820 | 20468 | 16600 | 2.79 | 2.44 | 20834 | 3.04 | 1.82 | 8 | 7
Live | 217401049 |  | 10 | 14.5 | 20465 | 20468 | 16600 | 2.79 | 2.44 | 20834 | 2.98 | 1.84 | 8 | 7
Live | 217400240 |  | 10.5 | 15.2 | 20939 | 20468 | 16500 | 2.92 | 2.46 | 20834 | 3.07 | 1.85 | 8.1 | 7.1
Live | 217400734 |  | 10.5 | 15.2 | 21175 | 19915 | 16300 | 2.93 | 2.46 | 20303 | 3.04 | 1.85 | 8.1 | 7
Live | 217401048 |  | 10 | 14.5 | 20465 | 20468 | 16600 | 2.79 | 2.44 | 20834 | 2.98 | 1.84 | 8 | 7
Live | 217400733 |  | 10.5 | 15.2 | 21175 | 19915 | 16300 | 2.93 | 2.46 | 20303 | 3.04 | 1.85 | 8.1 | 7
Live | 217400239 |  | 10.5 | 15.2 | 20939 | 20468 | 16500 | 2.92 | 2.46 | 20834 | 3.07 | 1.85 | 8.1 | 7.1
Live | 217401047 |  | 10 | 14.5 | 20465 | 20468 | 16600 | 2.79 | 2.44 | 20834 | 2.98 | 1.84 | 8 | 7
Live | 217400732 |  | 10.5 | 15.2 | 21175 | 19915 | 16300 | 2.93 | 2.46 | 20303 | 3.04 | 1.85 | 8.1 | 7
Live | 217400238 |  | 10.5 | 15.2 | 20939 | 20468 | 16500 | 2.92 | 2.46 | 20834 | 3.07 | 1.85 | 8.1 | 7.1
Live | 217401046 |  | 10 | 14.5 | 20465 | 20468 | 16600 | 2.79 | 2.44 | 20834 | 2.98 | 1.84 | 8 | 7
Live | 217400237 |  | 10.5 | 15.2 | 20939 | 20468 | 16500 | 2.92 | 2.46 | 20834 | 3.07 | 1.85 | 8.1 | 7.1
Live | 217400731 |  | 10.5 | 15.2 | 21175 | 19915 | 16300 | 2.93 | 2.46 | 20303 | 3.04 | 1.85 | 8.1 | 7
Live | 217401045 |  | 10 | 14.5 | 20465 | 20468 | 16600 | 2.79 | 2.44 | 20834 | 2.98 | 1.84 | 8 | 7
Live | 217400236 |  | 10.5 | 15.2 | 20939 | 20468 | 16500 | 2.92 | 2.46 | 20834 | 3.07 | 1.85 | 8.1 | 7.1
Live | 217400730 |  | 10.5 | 15.2 | 21175 | 19915 | 16300 | 2.93 | 2.46 | 20303 | 3.04 | 1.85 | 8.1 | 7
Live | 217401044 |  | 10 | 15 | 20584 | 20468 | 16600 | 2.78 | 2.46 | 20941 | 3.02 | 1.82 | 8 | 7
Live | 217400235 |  | 10.5 | 15.2 | 20939 | 20468 | 16500 | 2.92 | 2.46 | 20834 | 3.07 | 1.85 | 8.1 | 7.1
Live | 217400729 |  | 10.5 | 14.5 | 21057 | 20053 | 16400 | 2.92 | 2.44 | 20409 | 3.02 | 1.84 | 8 | 7
Live | 217400728 |  | 10.5 | 14.5 | 21057 | 20053 | 16400 | 2.92 | 2.44 | 20409 | 3.02 | 1.84 | 8 | 7
Live | 217401043 |  | 10 | 15 | 20584 | 20468 | 16600 | 2.78 | 2.46 | 20941 | 3.02 | 1.82 | 8 | 7
Live | 217400234 |  | 10.5 | 15.2 | 20939 | 20468 | 16500 | 2.92 | 2.46 | 20834 | 3.07 | 1.85 | 8.1 | 7.1
Live | 217400727 |  | 10.5 | 14.5 | 21057 | 20053 | 16400 | 2.92 | 2.44 | 20409 | 3.02 | 1.84 | 8 | 7
Live | 217401042 |  | 10 | 15 | 20584 | 20468 | 16600 | 2.78 | 2.46 | 20941 | 3.02 | 1.82 | 8 | 7
Live | 217400726 |  | 10.5 | 14.5 | 21057 | 20053 | 16400 | 2.92 | 2.44 | 20409 | 3.02 | 1.84 | 8 | 7
Live | 217400233 |  | 10.5 | 15.2 | 20939 | 20468 | 16500 | 2.92 | 2.46 | 20834 | 3.07 | 1.85 | 8.1 | 7.1
Live | 217401041 |  | 10 | 15 | 20584 | 20468 | 16600 | 2.78 | 2.46 | 20941 | 3.02 | 1.82 | 8 | 7
Live | 217400232 |  | 10 | 14.5 | 21530 | 21298 | 17600 | 2.78 | 2.56 | 21472 | 3.26 | 1.9 | 8 | 7
Live | 217400725 |  | 10.5 | 14.5 | 21057 | 20053 | 16400 | 2.92 | 2.44 | 20409 | 3.02 | 1.84 | 8 | 7
Live | 217401040 |  | 10 | 15 | 20584 | 20468 | 16600 | 2.78 | 2.46 | 20941 | 3.02 | 1.82 | 8 | 7
Live | 217400724 |  | 10.5 | 14.5 | 21057 | 20053 | 16400 | 2.92 | 2.44 | 20409 | 3.02 | 1.84 | 8 | 7
Live | 217400231 |  | 10 | 14.5 | 21530 | 21298 | 17600 | 2.78 | 2.56 | 21472 | 3.26 | 1.9 | 8 | 7
Live | 217401039 |  | 10 | 15 | 20584 | 20468 | 16600 | 2.78 | 2.46 | 20941 | 3.02 | 1.82 | 8 | 7
Live | 217400230 |  | 10 | 14.5 | 21530 | 21298 | 17600 | 2.78 | 2.56 | 21472 | 3.26 | 1.9 | 8 | 7
Live | 217400723 |  | 10.5 | 14.5 | 21057 | 20053 | 16400 | 2.92 | 2.44 | 20409 | 3.02 | 1.84 | 8 | 7
Live | 217401038 |  | 10 | 15 | 20584 | 20468 | 16600 | 2.78 | 2.46 | 20941 | 3.02 | 1.82 | 8 | 7
Live | 217400229 |  | 10 | 14.5 | 21530 | 21298 | 17600 | 2.78 | 2.56 | 21472 | 3.26 | 1.9 | 8 | 7
Live | 217400722 |  | 10.5 | 14.5 | 21294 | 20191 | 16400 | 2.93 | 2.46 | 20515 | 3.07 | 1.84 | 8 | 7
Live | 217401037 |  | 10 | 14.5 | 20702 | 20745 | 16600 | 2.78 | 2.46 | 21047 | 3.07 | 1.82 | 8 | 7
Live | 217400228 |  | 10 | 14.5 | 21530 | 21298 | 17600 | 2.78 | 2.56 | 21472 | 3.26 | 1.9 | 8 | 7
Live | 217400721 |  | 10.5 | 14.5 | 21294 | 20191 | 16400 | 2.93 | 2.46 | 20515 | 3.07 | 1.84 | 8 | 7
Live | 217401036 |  | 10 | 14.5 | 20702 | 20745 | 16600 | 2.78 | 2.46 | 21047 | 3.07 | 1.82 | 8 | 7
Live | 217400227 |  | 10 | 14.5 | 21530 | 21298 | 17600 | 2.78 | 2.56 | 21472 | 3.26 | 1.9 | 8 | 7
Live | 217400720 |  | 10.5 | 14.5 | 21294 | 20191 | 16400 | 2.93 | 2.46 | 20515 | 3.07 | 1.84 | 8 | 7
Live | 217401035 |  | 10 | 14.5 | 20702 | 20745 | 16600 | 2.78 | 2.46 | 21047 | 3.07 | 1.82 | 8 | 7
Live | 217400226 |  | 10 | 14.5 | 21530 | 21298 | 17600 | 2.78 | 2.56 | 21472 | 3.26 | 1.9 | 8 | 7
Live | 217400719 |  | 10.5 | 14.5 | 21294 | 20191 | 16400 | 2.93 | 2.46 | 20515 | 3.07 | 1.84 | 8 | 7
Live | 217401034 |  | 10 | 14.5 | 20702 | 20745 | 16600 | 2.78 | 2.46 | 21047 | 3.07 | 1.82 | 8 | 7
Live | 217400718 |  | 10.5 | 14.5 | 21294 | 20191 | 16400 | 2.93 | 2.46 | 20515 | 3.07 | 1.84 | 8 | 7
Live | 217400225 |  | 10 | 14.5 | 21530 | 21298 | 17600 | 2.78 | 2.56 | 21472 | 3.26 | 1.9 | 8 | 7
Live | 217401033 |  | 10 | 14.5 | 20702 | 20745 | 16600 | 2.78 | 2.46 | 21047 | 3.07 | 1.82 | 8 | 7
Live | 217400717 |  | 10.5 | 14.5 | 21294 | 20191 | 16400 | 2.93 | 2.46 | 20515 | 3.07 | 1.84 | 8 | 7
Live | 217400224 |  | 10 | 14.5 | 20820 | 20606 | 17200 | 2.79 | 2.48 | 20728 | 3.08 | 1.85 | 7.8 | 7
Live | 217401032 |  | 10 | 14.5 | 20702 | 20745 | 16600 | 2.78 | 2.46 | 21047 | 3.07 | 1.82 | 8 | 7
Live | 217400716 |  | 10.5 | 14.5 | 21294 | 20191 | 16400 | 2.93 | 2.46 | 20515 | 3.07 | 1.84 | 8 | 7
Live | 217400223 |  | 10 | 14.5 | 20820 | 20606 | 17200 | 2.79 | 2.48 | 20728 | 3.08 | 1.85 | 7.8 | 7
Live | 217401031 |  | 10 | 14.5 | 20702 | 20745 | 16600 | 2.78 | 2.46 | 21047 | 3.07 | 1.82 | 8 | 7
Live | 217400222 |  | 10 | 14.5 | 20820 | 20606 | 17200 | 2.79 | 2.48 | 20728 | 3.08 | 1.85 | 7.8 | 7
Live | 217400715 |  | 10.5 | 14.5 | 21294 | 20191 | 16400 | 2.93 | 2.46 | 20515 | 3.07 | 1.84 | 8 | 7
Live | 217401030 |  | 10 | 14.5 | 20702 | 20745 | 16600 | 2.78 | 2.46 | 21047 | 3.07 | 1.82 | 8 | 7
Live | 217400221 |  | 10 | 14.5 | 20820 | 20606 | 17200 | 2.79 | 2.48 | 20728 | 3.08 | 1.85 | 7.8 | 7
Live | 217400714 |  | 10.5 | 14.5 | 21412 | 20191 | 17000 | 2.92 | 2.5 | 20303 | 3.15 | 1.92 | 8 | 7
Live | 217401029 |  | 10 | 14.5 | 20465 | 20606 | 16600 | 2.79 | 2.45 | 20941 | 3.01 | 1.82 | 8 | 7
Live | 217400220 |  | 10 | 14.5 | 20820 | 20606 | 17200 | 2.79 | 2.48 | 20728 | 3.08 | 1.85 | 7.8 | 7
Live | 217400713 |  | 10.5 | 14.5 | 21412 | 20191 | 17000 | 2.92 | 2.5 | 20303 | 3.15 | 1.92 | 8 | 7
Live | 217401028 |  | 10 | 14.5 | 20465 | 20606 | 16600 | 2.79 | 2.45 | 20941 | 3.01 | 1.82 | 8 | 7
Live | 217400219 |  | 10 | 14.5 | 20820 | 20606 | 17200 | 2.79 | 2.48 | 20728 | 3.08 | 1.85 | 7.8 | 7
Live | 217400712 |  | 10.5 | 14.5 | 21412 | 20191 | 17000 | 2.92 | 2.5 | 20303 | 3.15 | 1.92 | 8 | 7
Live | 217401027 |  | 10 | 14.5 | 20465 | 20606 | 16600 | 2.79 | 2.45 | 20941 | 3.01 | 1.82 | 8 | 7
Live | 217400218 |  | 10 | 14.5 | 20820 | 20606 | 17200 | 2.79 | 2.48 | 20728 | 3.08 | 1.85 | 7.8 | 7
Live | 217400711 |  | 10.5 | 14.5 | 21412 | 20191 | 17000 | 2.92 | 2.5 | 20303 | 3.15 | 1.92 | 8 | 7
Live | 217401026 |  | 10 | 14.5 | 20465 | 20606 | 16600 | 2.79 | 2.45 | 20941 | 3.01 | 1.82 | 8 | 7
Live | 217400217 |  | 10 | 14.5 | 20820 | 20606 | 17200 | 2.79 | 2.48 | 20728 | 3.08 | 1.85 | 7.8 | 7
Live | 217400710 |  | 10.5 | 14.5 | 21412 | 20191 | 17000 | 2.92 | 2.5 | 20303 | 3.15 | 1.92 | 8 | 7
Live | 217401025 |  | 10 | 14.5 | 20465 | 20606 | 16600 | 2.79 | 2.45 | 20941 | 3.01 | 1.82 | 8 | 7
Live | 217400216 |  | 10 | 14.5 | 21175 | 20883 | 17400 | 2.78 | 2.52 | 20941 | 3.15 | 1.9 | 8 | 7
Live | 217400709 |  | 10.5 | 14.5 | 21412 | 20191 | 17000 | 2.92 | 2.5 | 20303 | 3.15 | 1.92 | 8 | 7
Live | 217401024 |  | 10 | 14.5 | 20465 | 20606 | 16600 | 2.79 | 2.45 | 20941 | 3.01 | 1.82 | 8 | 7
Live | 217400215 |  | 10 | 14.5 | 21175 | 20883 | 17400 | 2.78 | 2.52 | 20941 | 3.15 | 1.9 | 8 | 7
Live | 217400708 |  | 10.5 | 14.5 | 21412 | 20191 | 17000 | 2.92 | 2.5 | 20303 | 3.15 | 1.92 | 8 | 7
Live | 217401023 |  | 10 | 14.5 | 20465 | 20606 | 16600 | 2.79 | 2.45 | 20941 | 3.01 | 1.82 | 8 | 7
Live | 217401022 |  | 10.5 | 15.2 | 21057 | 20745 | 16600 | 2.92 | 2.51 | 21260 | 3.16 | 1.95 | 8.5 | 7.4
Live | 217400707 |  | 10.5 | 14.5 | 21412 | 20191 | 17000 | 2.92 | 2.5 | 20303 | 3.15 | 1.92 | 8 | 7
Live | 217400214 |  | 10 | 14.5 | 21175 | 20883 | 17400 | 2.78 | 2.52 | 20941 | 3.15 | 1.9 | 8 | 7
Live | 217400213 |  | 10 | 14.5 | 21175 | 20883 | 17400 | 2.78 | 2.52 | 20941 | 3.15 | 1.9 | 8 | 7
Live | 217400706 |  | 10.5 | 15.2 | 21767 | 20330 | 17100 | 2.93 | 2.54 | 20515 | 3.23 | 1.9 | 8.1 | 7.1
Live | 217401021 |  | 10.5 | 15.2 | 21057 | 20745 | 16600 | 2.92 | 2.51 | 21260 | 3.16 | 1.95 | 8.5 | 7.4
Live | 217400212 |  | 10 | 14.5 | 21175 | 20883 | 17400 | 2.78 | 2.52 | 20941 | 3.15 | 1.9 | 8 | 7
Live | 217401020 |  | 10.5 | 15.2 | 21057 | 20745 | 16600 | 2.92 | 2.51 | 21260 | 3.16 | 1.95 | 8.5 | 7.4
Live | 217400705 |  | 10.5 | 15.2 | 21767 | 20330 | 17100 | 2.93 | 2.54 | 20515 | 3.23 | 1.9 | 8.1 | 7.1
Live | 217400211 |  | 10 | 14.5 | 21175 | 20883 | 17400 | 2.78 | 2.52 | 20941 | 3.15 | 1.9 | 8 | 7
Live | 217400210 |  | 10 | 14.5 | 21175 | 20883 | 17400 | 2.78 | 2.52 | 20941 | 3.15 | 1.9 | 8 | 7
Live | 217400704 |  | 10.5 | 15.2 | 21767 | 20330 | 17100 | 2.93 | 2.54 | 20515 | 3.23 | 1.9 | 8.1 | 7.1
Live | 217401019 |  | 10.5 | 15.2 | 21057 | 20745 | 16600 | 2.92 | 2.51 | 21260 | 3.16 | 1.95 | 8.5 | 7.4
Live | 217400209 |  | 10 | 14.5 | 21175 | 20883 | 17400 | 2.78 | 2.52 | 20941 | 3.15 | 1.9 | 8 | 7
Live | 217400703 |  | 10.5 | 15.2 | 21767 | 20330 | 17100 | 2.93 | 2.54 | 20515 | 3.23 | 1.9 | 8.1 | 7.1
Live | 217401018 |  | 10.5 | 15.2 | 21057 | 20745 | 16600 | 2.92 | 2.51 | 21260 | 3.16 | 1.95 | 8.5 | 7.4
Live | 217400208 |  | 10 | 14.5 | 21175 | 20883 | 17400 | 2.78 | 2.52 | 20941 | 3.16 | 1.9 | 8 | 7
Live | 217400702 |  | 10.5 | 15.2 | 21767 | 20330 | 17100 | 2.93 | 2.54 | 20515 | 3.23 | 1.9 | 8.1 | 7.1
Live | 217401017 |  | 10.5 | 15.2 | 21057 | 20745 | 16600 | 2.92 | 2.51 | 21260 | 3.16 | 1.95 | 8.5 | 7.4
Live | 217400207 |  | 10 | 14.5 | 21175 | 20883 | 17400 | 2.78 | 2.52 | 20941 | 3.16 | 1.9 | 8 | 7
Live | 217400701 |  | 10.5 | 15.2 | 21767 | 20330 | 17100 | 2.93 | 2.54 | 20515 | 3.23 | 1.9 | 8.1 | 7.1
Live | 217401016 |  | 10.5 | 15.2 | 21057 | 20745 | 16600 | 2.92 | 2.51 | 21260 | 3.16 | 1.95 | 8.5 | 7.4
Live | 217400206 |  | 10 | 14.5 | 21175 | 20883 | 17400 | 2.78 | 2.52 | 20941 | 3.16 | 1.9 | 8 | 7
Live | 217400700 |  | 10.5 | 15.2 | 21767 | 20330 | 17100 | 2.93 | 2.54 | 20515 | 3.23 | 1.9 | 8.1 | 7.1
Live | 217400205 |  | 10 | 14.5 | 21175 | 20883 | 17400 | 2.78 | 2.52 | 20941 | 3.16 | 1.9 | 8 | 7
Live | 217401015 |  | 10.5 | 15.2 | 21057 | 20745 | 16600 | 2.92 | 2.51 | 21260 | 3.16 | 1.95 | 8.5 | 7.4
Live | 217400204 |  | 10 | 14.5 | 21175 | 20883 | 17400 | 2.78 | 2.52 | 20941 | 3.16 | 1.9 | 8 | 7
Live | 217400699 |  | 10.5 | 15.2 | 21767 | 20330 | 17100 | 2.93 | 2.54 | 20515 | 3.23 | 1.9 | 8.1 | 7.1
Live | 217401014 |  | 10 | 15 | 20820 | 20606 | 16600 | 2.79 | 2.48 | 21047 | 3.08 | 1.94 | 8.5 | 7
Live | 217400698 |  | 10.5 | 15.5 | 21648 | 20330 | 17100 | 2.92 | 2.54 | 20409 | 3.2 | 1.9 | 8.1 | 7.1
Live | 217400203 |  | 10 | 14.5 | 21175 | 20883 | 17400 | 2.78 | 2.52 | 20941 | 3.16 | 1.9 | 8 | 7
Live | 217401013 |  | 10 | 15 | 20820 | 20606 | 16600 | 2.79 | 2.48 | 21047 | 3.08 | 1.94 | 8.5 | 7
Live | 217401012 |  | 10 | 15 | 20820 | 20606 | 16600 | 2.79 | 2.48 | 21047 | 3.08 | 1.94 | 8.5 | 7
Live | 217400202 |  | 10 | 14.5 | 21175 | 20883 | 17400 | 2.78 | 2.52 | 20941 | 3.16 | 1.9 | 8 | 7
Live | 217400697 |  | 10.5 | 15.5 | 21648 | 20330 | 17100 | 2.92 | 2.54 | 20409 | 3.2 | 1.9 | 8.1 | 7.1
Live | 217400201 |  | 10 | 14.5 | 21175 | 20883 | 17400 | 2.78 | 2.52 | 20941 | 3.16 | 1.9 | 8 | 7
Live | 217401011 |  | 10 | 15 | 20820 | 20606 | 16600 | 2.79 | 2.48 | 21047 | 3.08 | 1.94 | 8.5 | 7
Live | 217400696 |  | 10.5 | 15.5 | 21648 | 20330 | 17100 | 2.92 | 2.54 | 20409 | 3.2 | 1.9 | 8.1 | 7.1
Live | 217400200 |  | 10 | 14.5 | 20820 | 20606 | 17200 | 2.79 | 2.48 | 20728 | 3.08 | 1.85 | 7.8 | 7
Live | 217400199 |  | 10 | 14.5 | 20820 | 20606 | 17200 | 2.79 | 2.48 | 20728 | 3.08 | 1.85 | 7.8 | 7
Live | 217401010 |  | 10 | 15 | 20820 | 20606 | 16600 | 2.79 | 2.48 | 21047 | 3.08 | 1.94 | 8.5 | 7
Live | 217400695 |  | 10.5 | 15.5 | 21648 | 20330 | 17100 | 2.92 | 2.54 | 20409 | 3.2 | 1.9 | 8.1 | 7.1
Live | 217401009 |  | 10 | 15 | 20820 | 20606 | 16600 | 2.79 | 2.48 | 21047 | 3.08 | 1.94 | 8.5 | 7
Live | 217400694 |  | 10.5 | 15.5 | 21648 | 20330 | 17100 | 2.92 | 2.54 | 20409 | 3.2 | 1.9 | 8.1 | 7.1
Live | 217400198 |  | 10 | 14.5 | 20820 | 20606 | 17200 | 2.79 | 2.48 | 20728 | 3.08 | 1.85 | 7.8 | 7
Live | 217400693 |  | 10.5 | 15.5 | 21648 | 20330 | 17100 | 2.92 | 2.54 | 20409 | 3.2 | 1.9 | 8.1 | 7.1
Live | 217401008 |  | 10 | 15 | 20820 | 20606 | 16600 | 2.79 | 2.48 | 21047 | 3.08 | 1.94 | 8.5 | 7
Live | 217400197 |  | 10 | 14.5 | 20820 | 20606 | 17200 | 2.79 | 2.48 | 20728 | 3.08 | 1.85 | 7.8 | 7
Live | 217401007 |  | 10 | 15 | 20820 | 20606 | 16600 | 2.79 | 2.48 | 21047 | 3.08 | 1.94 | 8.5 | 7
Live | 217400196 |  | 10 | 14.5 | 20820 | 20606 | 17200 | 2.79 | 2.48 | 20728 | 3.08 | 1.85 | 7.8 | 7
Live | 217400692 |  | 10.5 | 15.5 | 21648 | 20330 | 17100 | 2.92 | 2.54 | 20409 | 3.2 | 1.9 | 8.1 | 7.1
Live | 217400195 |  | 10 | 14.5 | 20820 | 20606 | 17200 | 2.79 | 2.48 | 20728 | 3.08 | 1.85 | 7.8 | 7
Live | 217401006 |  | 10 | 15 | 20820 | 20606 | 16600 | 2.79 | 2.48 | 21047 | 3.1 | 1.94 | 8.5 | 7
Live | 217400691 |  | 10.5 | 15.5 | 21648 | 20330 | 17100 | 2.92 | 2.54 | 20409 | 3.2 | 1.9 | 8.1 | 7.1
Live | 217400194 |  | 10 | 14.5 | 20820 | 20606 | 17200 | 2.79 | 2.48 | 20728 | 3.08 | 1.85 | 7.8 | 7
Live | 217400690 |  | 10.5 | 15.5 | 21648 | 20330 | 17100 | 2.92 | 2.51 | 20409 | 3.18 | 1.9 | 8.1 | 7.15
Live | 217401005 |  | 10 | 15 | 20820 | 20606 | 16600 | 2.79 | 2.48 | 21047 | 3.1 | 1.94 | 8.5 | 7
Live | 217400193 |  | 10 | 14.5 | 20820 | 20606 | 17200 | 2.79 | 2.48 | 20728 | 3.08 | 1.85 | 7.8 | 7
Live | 217400689 |  | 10.5 | 15.5 | 21648 | 20330 | 17100 | 2.92 | 2.51 | 20409 | 3.18 | 1.9 | 8.1 | 7.15
Live | 217400192 |  | 10 | 14.5 | 20939 | 20745 | 17300 | 2.79 | 2.5 | 20834 | 3.1 | 1.85 | 7.8 | 6.95
Live | 217401004 |  | 10 | 15 | 20820 | 20606 | 16600 | 2.79 | 2.48 | 21047 | 3.1 | 1.94 | 8.5 | 7
Live | 217400191 |  | 10 | 14.5 | 20939 | 20745 | 17300 | 2.79 | 2.5 | 20834 | 3.1 | 1.85 | 7.8 | 6.95
Live | 217400688 |  | 10.5 | 15.5 | 21648 | 20330 | 17100 | 2.92 | 2.51 | 20409 | 3.18 | 1.9 | 8.1 | 7.15
Live | 217401003 |  | 10 | 15 | 20820 | 20606 | 16600 | 2.79 | 2.48 | 21047 | 3.1 | 1.94 | 8.5 | 7
Live | 217400190 |  | 10 | 14.5 | 20939 | 20745 | 17300 | 2.79 | 2.5 | 20834 | 3.1 | 1.85 | 7.8 | 6.95
Live | 217400687 |  | 10.5 | 15.5 | 21648 | 20330 | 17100 | 2.92 | 2.51 | 20409 | 3.18 | 1.9 | 8.1 | 7.15
Live | 217401002 |  | 10 | 15 | 20820 | 20606 | 16600 | 2.79 | 2.48 | 21047 | 3.1 | 1.94 | 8.5 | 7
Live | 217400189 |  | 10 | 14.5 | 20939 | 20745 | 17300 | 2.79 | 2.5 | 20834 | 3.1 | 1.85 | 7.8 | 6.95
Live | 217400686 |  | 10.5 | 15.5 | 21648 | 20330 | 17100 | 2.92 | 2.51 | 20409 | 3.18 | 1.9 | 8.1 | 7.15
Live | 217401001 |  | 10 | 15 | 20820 | 20606 | 16600 | 2.79 | 2.48 | 21047 | 3.1 | 1.94 | 8.5 | 7
Live | 217400188 |  | 10 | 14.5 | 20939 | 20745 | 17300 | 2.79 | 2.5 | 20834 | 3.1 | 1.85 | 7.8 | 6.95
Live | 217400685 |  | 10.5 | 15.5 | 21648 | 20330 | 17100 | 2.92 | 2.51 | 20409 | 3.18 | 1.9 | 8.1 | 7.15
Live | 217401000 |  | 10 | 15 | 20820 | 20606 | 16600 | 2.79 | 2.48 | 21047 | 3.1 | 1.94 | 8.5 | 7
Live | 217400187 |  | 10 | 14.5 | 20939 | 20745 | 17300 | 2.79 | 2.5 | 20834 | 3.1 | 1.85 | 7.8 | 6.95
Live | 217400684 |  | 10.5 | 15.5 | 21648 | 20330 | 17100 | 2.92 | 2.51 | 20409 | 3.18 | 1.9 | 8.1 | 7.15
Live | 217400999 |  | 10.5 | 15 | 20939 | 20745 | 17400 | 2.92 | 2.51 | 21047 | 3.15 | 1.9 | 8 | 7
Live | 217400186 |  | 10 | 14.5 | 20939 | 20745 | 17300 | 2.79 | 2.5 | 20834 | 3.1 | 1.85 | 7.8 | 6.95
Live | 217400998 |  | 10.5 | 15 | 20939 | 20745 | 17400 | 2.92 | 2.51 | 21047 | 3.15 | 1.9 | 8 | 7
Live | 217400185 |  | 10 | 14.5 | 20939 | 20745 | 17300 | 2.79 | 2.5 | 20834 | 3.1 | 1.85 | 7.8 | 6.95
Live | 217400683 |  | 10.5 | 15.5 | 21648 | 20330 | 17100 | 2.92 | 2.51 | 20409 | 3.18 | 1.9 | 8.1 | 7.15
Live | 217400997 |  | 10.5 | 15 | 20939 | 20745 | 17400 | 2.92 | 2.51 | 21047 | 3.15 | 1.9 | 8 | 7
Live | 217400184 |  | 10 | 14.5 | 20939 | 20606 | 17300 | 2.79 | 2.5 | 20728 | 3.1 | 1.85 | 7.8 | 6.95
Live | 217400996 |  | 10.5 | 15 | 20939 | 20745 | 17400 | 2.92 | 2.51 | 21047 | 3.15 | 1.9 | 8 | 7
Live | 217400682 |  | 10.5 | 15 | 21412 | 20330 | 17000 | 2.92 | 2.49 | 20303 | 3.13 | 1.92 | 8 | 7
Live | 217400183 |  | 10 | 14.5 | 20939 | 20606 | 17300 | 2.79 | 2.5 | 20728 | 3.1 | 1.85 | 7.8 | 6.95
Live | 217400681 |  | 10.5 | 15 | 21412 | 20330 | 17000 | 2.92 | 2.49 | 20303 | 3.13 | 1.92 | 8 | 7
Live | 217400995 |  | 10.5 | 15 | 20939 | 20745 | 17400 | 2.92 | 2.51 | 21047 | 3.15 | 1.9 | 8 | 7
Live | 217400182 |  | 10 | 14.5 | 20939 | 20606 | 17300 | 2.79 | 2.5 | 20728 | 3.1 | 1.85 | 7.8 | 6.95
Live | 217400680 |  | 10.5 | 15 | 21412 | 20330 | 17000 | 2.92 | 2.49 | 20303 | 3.13 | 1.92 | 8 | 7
Live | 217400994 |  | 10.5 | 15 | 20939 | 20745 | 17400 | 2.92 | 2.51 | 21047 | 3.15 | 1.9 | 8 | 7
Live | 217400181 |  | 10 | 14.5 | 20939 | 20606 | 17300 | 2.79 | 2.5 | 20728 | 3.1 | 1.85 | 7.8 | 6.95
Live | 217400679 |  | 10.5 | 15 | 21412 | 20330 | 17000 | 2.92 | 2.49 | 20303 | 3.13 | 1.92 | 8 | 7
Live | 217400180 |  | 10 | 14.5 | 20939 | 20606 | 17300 | 2.79 | 2.5 | 20728 | 3.1 | 1.85 | 7.8 | 6.95
Live | 217400993 |  | 10.5 | 15 | 20939 | 20745 | 17400 | 2.92 | 2.51 | 21047 | 3.15 | 1.9 | 8 | 7
Live | 217400179 |  | 10 | 14.5 | 20939 | 20606 | 17300 | 2.79 | 2.5 | 20728 | 3.1 | 1.85 | 7.8 | 6.95
Live | 217400678 |  | 10.5 | 15 | 21412 | 20330 | 17000 | 2.92 | 2.49 | 20303 | 3.13 | 1.92 | 8 | 7
Live | 217400992 |  | 10.5 | 15 | 20939 | 20745 | 17400 | 2.92 | 2.51 | 21047 | 3.15 | 1.9 | 8 | 7
Live | 217400178 |  | 10 | 14.5 | 20939 | 20606 | 17300 | 2.79 | 2.5 | 20728 | 3.1 | 1.85 | 7.8 | 6.95
Live | 217400677 |  | 10.5 | 15 | 21412 | 20330 | 17000 | 2.92 | 2.49 | 20303 | 3.13 | 1.92 | 8 | 7
Live | 217400676 |  | 10.5 | 15 | 21412 | 20330 | 17000 | 2.92 | 2.49 | 20303 | 3.13 | 1.92 | 8 | 7
Live | 217400991 |  | 10.5 | 15.5 | 20939 | 20745 | 17400 | 2.92 | 2.51 | 20941 | 3.15 | 1.9 | 8.1 | 7.25
Live | 217400177 |  | 10 | 14.5 | 20939 | 20606 | 17300 | 2.79 | 2.5 | 20728 | 3.1 | 1.85 | 7.8 | 6.95
Live | 217400675 |  | 10.5 | 15 | 21412 | 20330 | 17000 | 2.92 | 2.49 | 20303 | 3.13 | 1.92 | 8 | 7
Live | 217400176 |  | 10 | 14.5 | 20939 | 20606 | 17200 | 2.79 | 2.5 | 20728 | 3.08 | 1.85 | 7.8 | 7
Live | 217400674 |  | 10.5 | 15.5 | 21648 | 20330 | 17100 | 2.92 | 2.51 | 20409 | 3.18 | 1.9 | 8.1 | 7.1
Live | 217400990 |  | 10.5 | 15.5 | 20939 | 20745 | 17400 | 2.92 | 2.51 | 20941 | 3.15 | 1.9 | 8.1 | 7.25
Live | 217400673 |  | 10.5 | 15.5 | 21648 | 20330 | 17100 | 2.92 | 2.51 | 20409 | 3.18 | 1.9 | 8.1 | 7.1
Live | 217400175 |  | 10 | 14.5 | 20939 | 20606 | 17200 | 2.79 | 2.5 | 20728 | 3.08 | 1.85 | 7.8 | 7
Live | 217400989 |  | 10.5 | 15.5 | 20939 | 20745 | 17400 | 2.92 | 2.51 | 20941 | 3.15 | 1.9 | 8.1 | 7.25
Live | 217400672 |  | 10.5 | 15.5 | 21648 | 20330 | 17100 | 2.92 | 2.51 | 20409 | 3.18 | 1.9 | 8.1 | 7.1
Live | 217400174 |  | 10 | 14.5 | 20939 | 20606 | 17200 | 2.79 | 2.5 | 20728 | 3.08 | 1.85 | 7.8 | 7
Live | 217400671 |  | 10.5 | 15.5 | 21648 | 20330 | 17100 | 2.92 | 2.51 | 20409 | 3.18 | 1.9 | 8.1 | 7.1
Live | 217400173 |  | 10 | 14.5 | 20939 | 20606 | 17200 | 2.79 | 2.5 | 20728 | 3.08 | 1.85 | 7.8 | 7
Live | 217400988 |  | 10.5 | 15.5 | 20939 | 20745 | 17400 | 2.92 | 2.51 | 20941 | 3.15 | 1.9 | 8.1 | 7.25
Live | 217400670 |  | 10.5 | 15.5 | 21648 | 20330 | 17100 | 2.92 | 2.51 | 20409 | 3.18 | 1.9 | 8.1 | 7.1
Live | 217400172 |  | 10 | 14.5 | 20939 | 20606 | 17200 | 2.79 | 2.5 | 20728 | 3.08 | 1.85 | 7.8 | 7
Live | 217400987 |  | 10.5 | 15.5 | 20939 | 20745 | 17400 | 2.92 | 2.51 | 20941 | 3.15 | 1.9 | 8.1 | 7.25
Live | 217400171 |  | 10 | 14.5 | 20939 | 20606 | 17200 | 2.79 | 2.5 | 20728 | 3.08 | 1.85 | 7.8 | 7
Live | 217400669 |  | 10.5 | 15.5 | 21648 | 20330 | 17100 | 2.92 | 2.51 | 20409 | 3.18 | 1.9 | 8.1 | 7.1
Live | 217400986 |  | 10.5 | 15.5 | 20939 | 20745 | 17400 | 2.92 | 2.51 | 20941 | 3.15 | 1.9 | 8.1 | 7.25
Live | 217400985 |  | 10.5 | 15.5 | 20939 | 20745 | 17400 | 2.92 | 2.51 | 20941 | 3.15 | 1.9 | 8.1 | 7.25
Live | 217400170 |  | 10 | 14.5 | 20939 | 20606 | 17200 | 2.79 | 2.5 | 20728 | 3.08 | 1.85 | 7.8 | 7
Live | 217400668 |  | 10.5 | 15.5 | 21648 | 20330 | 17100 | 2.92 | 2.51 | 20409 | 3.18 | 1.9 | 8.1 | 7.1
Live | 217400984 |  | 10.5 | 15.5 | 20939 | 20745 | 17400 | 2.92 | 2.51 | 20941 | 3.15 | 1.9 | 8.1 | 7.25
Live | 217400169 |  | 10 | 14.5 | 20939 | 20606 | 17200 | 2.79 | 2.5 | 20728 | 3.08 | 1.85 | 7.8 | 7
Live | 217400667 |  | 10.5 | 15.5 | 21648 | 20330 | 17100 | 2.92 | 2.51 | 20409 | 3.18 | 1.9 | 8.1 | 7.1
Live | 217400983 |  | 10.5 | 15.5 | 20820 | 20745 | 17300 | 2.92 | 2.5 | 20941 | 3.13 | 1.9 | 8.1 | 7.25
Live | 217400168 |  | 10 | 14.5 | 20939 | 20606 | 17200 | 2.79 | 2.5 | 20728 | 3.1 | 1.85 | 7.8 | 6.95
Live | 217400666 |  | 10.5 | 15.2 | 21767 | 20330 | 17100 | 2.93 | 2.54 | 20515 | 3.23 | 1.9 | 8.1 | 7.1
Live | 217400982 |  | 10.5 | 15.5 | 20820 | 20745 | 17300 | 2.92 | 2.5 | 20941 | 3.13 | 1.9 | 8.1 | 7.25
Live | 217400167 |  | 10 | 14.5 | 20939 | 20606 | 17200 | 2.79 | 2.5 | 20728 | 3.1 | 1.85 | 7.8 | 6.95
Live | 217400665 |  | 10.5 | 15.2 | 21767 | 20330 | 17100 | 2.93 | 2.54 | 20515 | 3.23 | 1.9 | 8.1 | 7.1
Live | 217400166 |  | 10 | 14.5 | 20939 | 20606 | 17200 | 2.79 | 2.5 | 20728 | 3.1 | 1.85 | 7.8 | 6.95
Live | 217400981 |  | 10.5 | 15.5 | 20820 | 20745 | 17300 | 2.92 | 2.5 | 20941 | 3.13 | 1.9 | 8.1 | 7.25
Live | 217400664 |  | 10.5 | 15.2 | 21767 | 20330 | 17100 | 2.93 | 2.54 | 20515 | 3.23 | 1.9 | 8.1 | 7.1
Live | 217400165 |  | 10 | 14.5 | 20939 | 20606 | 17200 | 2.79 | 2.5 | 20728 | 3.1 | 1.85 | 7.8 | 6.95
Live | 217400980 |  | 10.5 | 15.5 | 20820 | 20745 | 17300 | 2.92 | 2.5 | 20941 | 3.13 | 1.9 | 8.1 | 7.25
Live | 217400164 |  | 10 | 14.5 | 20939 | 20606 | 17200 | 2.79 | 2.5 | 20728 | 3.1 | 1.85 | 7.8 | 6.95
Live | 217400663 |  | 10.5 | 15.2 | 21767 | 20330 | 17100 | 2.93 | 2.54 | 20515 | 3.23 | 1.9 | 8.1 | 7.1
Live | 217400979 |  | 10.5 | 15.5 | 20820 | 20745 | 17300 | 2.92 | 2.5 | 20941 | 3.13 | 1.9 | 8.1 | 7.25
Live | 217400163 |  | 10 | 14.5 | 20939 | 20606 | 17200 | 2.79 | 2.5 | 20728 | 3.1 | 1.85 | 7.8 | 6.95
Live | 217400662 |  | 10.5 | 15.2 | 21767 | 20330 | 17100 | 2.93 | 2.54 | 20515 | 3.23 | 1.9 | 8.1 | 7.1
Live | 217400978 |  | 10.5 | 15.5 | 20820 | 20745 | 17300 | 2.92 | 2.5 | 20941 | 3.13 | 1.9 | 8.1 | 7.25
Live | 217400661 |  | 10.5 | 15.2 | 21767 | 20330 | 17100 | 2.93 | 2.54 | 20515 | 3.23 | 1.9 | 8.1 | 7.1
Live | 217400162 |  | 10 | 14.5 | 20939 | 20606 | 17200 | 2.79 | 2.5 | 20728 | 3.1 | 1.85 | 7.8 | 6.95
Live | 217400977 |  | 10.5 | 15.5 | 20820 | 20745 | 17300 | 2.92 | 2.5 | 20941 | 3.13 | 1.9 | 8.1 | 7.25
Live | 217400660 |  | 10.5 | 15.2 | 21767 | 20330 | 17100 | 2.93 | 2.54 | 20515 | 3.23 | 1.9 | 8.1 | 7.1
Live | 217400161 |  | 10 | 14.5 | 20939 | 20606 | 17200 | 2.79 | 2.5 | 20728 | 3.1 | 1.85 | 7.8 | 6.95
Live | 217400659 |  | 10.5 | 15.2 | 21767 | 20330 | 17100 | 2.93 | 2.54 | 20515 | 3.23 | 1.9 | 8.1 | 7.1
Live | 217400160 |  | 10 | 14.5 | 20702 | 20468 | 16500 | 2.78 | 2.48 | 20834 | 3.04 | 1.82 | 8 | 7
Live | 217400658 |  | 10.5 | 15.2 | 21530 | 20191 | 16400 | 2.92 | 2.5 | 20622 | 3.15 | 1.95 | 8.5 | 7.35
Live | 217400159 |  | 10 | 14.5 | 20702 | 20468 | 16500 | 2.78 | 2.48 | 20834 | 3.04 | 1.82 | 8 | 7
Live | 217400657 |  | 10.5 | 15.2 | 21530 | 20191 | 16400 | 2.92 | 2.5 | 20622 | 3.15 | 1.95 | 8.5 | 7.35
Live | 217400158 |  | 10 | 14.5 | 20702 | 20468 | 16500 | 2.78 | 2.48 | 20834 | 3.04 | 1.82 | 8 | 7
Live | 217400656 |  | 10.5 | 15.2 | 21530 | 20191 | 16400 | 2.92 | 2.5 | 20622 | 3.15 | 1.95 | 8.5 | 7.35
Live | 217400157 |  | 10 | 14.5 | 20702 | 20468 | 16500 | 2.78 | 2.48 | 20834 | 3.04 | 1.82 | 8 | 7
Live | 217400655 |  | 10.5 | 15.2 | 21530 | 20191 | 16400 | 2.92 | 2.5 | 20622 | 3.15 | 1.95 | 8.5 | 7.35
Live | 217400156 |  | 10 | 14.5 | 20702 | 20468 | 16500 | 2.78 | 2.48 | 20834 | 3.04 | 1.82 | 8 | 7
Live | 217400654 |  | 10.5 | 15.2 | 21530 | 20191 | 16400 | 2.92 | 2.5 | 20622 | 3.15 | 1.95 | 8.5 | 7.35
Live | 217400155 |  | 10 | 14.5 | 20702 | 20468 | 16500 | 2.78 | 2.48 | 20834 | 3.04 | 1.82 | 8 | 7
Live | 217400653 |  | 10.5 | 15.2 | 21530 | 20191 | 16400 | 2.92 | 2.5 | 20622 | 3.15 | 1.95 | 8.5 | 7.35
Live | 217400154 |  | 10 | 14.5 | 20702 | 20468 | 16500 | 2.78 | 2.48 | 20834 | 3.04 | 1.82 | 8 | 7
Live | 217400652 |  | 10.5 | 15.2 | 21530 | 20191 | 16400 | 2.92 | 2.5 | 20622 | 3.15 | 1.95 | 8.5 | 7.35
Live | 217400976 |  | 10.5 | 15.5 | 20820 | 20745 | 17300 | 2.92 | 2.5 | 20941 | 3.13 | 1.9 | 8.1 | 7.25
Live | 217400651 |  | 10.5 | 15.2 | 21530 | 20191 | 16400 | 2.92 | 2.5 | 20622 | 3.15 | 1.95 | 8.5 | 7.35
Live | 217400153 |  | 10 | 14.5 | 20939 | 20606 | 16600 | 2.79 | 2.5 | 21047 | 3.1 | 1.82 | 8 | 7
Live | 217400650 |  | 10.5 | 15.5 | 21294 | 20053 | 16300 | 2.93 | 2.48 | 20409 | 3.08 | 1.94 | 8.5 | 7
Live | 217400152 |  | 10 | 14.5 | 20939 | 20606 | 16600 | 2.79 | 2.5 | 21047 | 3.1 | 1.82 | 8 | 7
Live | 217400975 |  | 10 | 14.5 | 20702 | 20745 | 17300 | 2.78 | 2.48 | 20834 | 3.07 | 1.92 | 8 | 7
Live | 217400649 |  | 10.5 | 15.5 | 21294 | 20053 | 16300 | 2.93 | 2.48 | 20409 | 3.08 | 1.94 | 8.5 | 7
Live | 217400151 |  | 10 | 14.5 | 20939 | 20606 | 16600 | 2.79 | 2.5 | 21047 | 3.1 | 1.82 | 8 | 7
Live | 217400648 |  | 10.5 | 15.5 | 21294 | 20053 | 16300 | 2.93 | 2.48 | 20409 | 3.08 | 1.94 | 8.5 | 7
Live | 217400150 |  | 10 | 14.5 | 20939 | 20606 | 16600 | 2.79 | 2.5 | 21047 | 3.1 | 1.82 | 8 | 7
Live | 217400647 |  | 10.5 | 15.5 | 21294 | 20053 | 16300 | 2.93 | 2.48 | 20409 | 3.08 | 1.94 | 8.5 | 7
Live | 217400149 |  | 10 | 14.5 | 20939 | 20606 | 16600 | 2.79 | 2.5 | 21047 | 3.1 | 1.82 | 8 | 7
Live | 217400646 |  | 10.5 | 15.5 | 21294 | 20053 | 16300 | 2.93 | 2.48 | 20409 | 3.08 | 1.94 | 8.5 | 7
Live | 217400974 |  | 10 | 14.5 | 20702 | 20745 | 17300 | 2.78 | 2.48 | 20834 | 3.07 | 1.92 | 8 | 7
Live | 217400645 |  | 10.5 | 15.5 | 21294 | 20053 | 16300 | 2.93 | 2.48 | 20409 | 3.08 | 1.94 | 8.5 | 7
Live | 217400148 |  | 10 | 14.5 | 20939 | 20606 | 16600 | 2.79 | 2.5 | 21047 | 3.1 | 1.82 | 8 | 7
Live | 217400644 |  | 10.5 | 15.5 | 21294 | 20053 | 16300 | 2.93 | 2.48 | 20409 | 3.08 | 1.94 | 8.5 | 7
Live | 217400147 |  | 10 | 14.5 | 20939 | 20606 | 16600 | 2.79 | 2.5 | 21047 | 3.1 | 1.82 | 8 | 7
Live | 217400643 |  | 10.5 | 15.5 | 21294 | 20053 | 16300 | 2.93 | 2.48 | 20409 | 3.08 | 1.94 | 8.5 | 7
Live | 217400146 |  | 10 | 14.5 | 20939 | 20606 | 16600 | 2.79 | 2.5 | 21047 | 3.1 | 1.82 | 8 | 7
Live | 217400642 |  | 10.5 | 15.5 | 21530 | 20053 | 16400 | 2.92 | 2.5 | 20515 | 3.15 | 1.94 | 8.5 | 7
Live | 217400145 |  | 10 | 14.5 | 20820 | 20468 | 16500 | 2.79 | 2.48 | 20834 | 3.04 | 1.82 | 8 | 7
Live | 217400641 |  | 10.5 | 15.5 | 21530 | 20053 | 16400 | 2.92 | 2.5 | 20515 | 3.15 | 1.94 | 8.5 | 7
Live | 217400144 |  | 10 | 14.5 | 20820 | 20468 | 16500 | 2.79 | 2.48 | 20834 | 3.04 | 1.82 | 8 | 7
Live | 217400143 |  | 10 | 14.5 | 20820 | 20468 | 16500 | 2.79 | 2.48 | 20834 | 3.04 | 1.82 | 8 | 7
Live | 217400640 |  | 10.5 | 15.5 | 21530 | 20053 | 16400 | 2.92 | 2.5 | 20515 | 3.15 | 1.94 | 8.5 | 7
Live | 217400639 |  | 10.5 | 15.5 | 21530 | 20053 | 16400 | 2.92 | 2.5 | 20515 | 3.15 | 1.94 | 8.5 | 7
Live | 217400638 |  | 10.5 | 15.5 | 21530 | 20053 | 16400 | 2.92 | 2.5 | 20515 | 3.15 | 1.94 | 8.5 | 7
Live | 217400142 |  | 10 | 14.5 | 20820 | 20468 | 16500 | 2.79 | 2.48 | 20834 | 3.04 | 1.82 | 8 | 7
Live | 217400141 |  | 10 | 14.5 | 20820 | 20468 | 16500 | 2.79 | 2.48 | 20834 | 3.04 | 1.82 | 8 | 7
Live | 217400637 |  | 10.5 | 15.5 | 21530 | 20053 | 16400 | 2.92 | 2.5 | 20515 | 3.15 | 1.94 | 8.5 | 7
Live | 217400140 |  | 10 | 14.5 | 20820 | 20468 | 16500 | 2.79 | 2.48 | 20834 | 3.04 | 1.82 | 8 | 7
Live | 217400636 |  | 10.5 | 15.5 | 21530 | 20053 | 16400 | 2.92 | 2.5 | 20515 | 3.15 | 1.94 | 8.5 | 7
Live | 217400635 |  | 10.5 | 15.5 | 21648 | 20191 | 16400 | 2.92 | 2.52 | 20622 | 3.18 | 1.94 | 8.5 | 7
Live | 217400634 |  | 10.5 | 15.5 | 21648 | 20191 | 16400 | 2.92 | 2.52 | 20622 | 3.18 | 1.94 | 8.5 | 7
Live | 217400139 |  | 10 | 14.5 | 20820 | 20468 | 16500 | 2.79 | 2.48 | 20834 | 3.04 | 1.82 | 8 | 7
Live | 217400633 |  | 10.5 | 15.5 | 21648 | 20191 | 16400 | 2.92 | 2.52 | 20622 | 3.18 | 1.94 | 8.5 | 7
Live | 217400632 |  | 10.5 | 15.5 | 21648 | 20191 | 16400 | 2.92 | 2.52 | 20622 | 3.18 | 1.94 | 8.5 | 7
Live | 217400138 |  | 10 | 14.5 | 20820 | 20468 | 16500 | 2.79 | 2.48 | 20834 | 3.04 | 1.82 | 8 | 7
Live | 217400631 |  | 10.5 | 15.5 | 21648 | 20191 | 16400 | 2.92 | 2.52 | 20622 | 3.18 | 1.94 | 8.5 | 7
Live | 217400137 |  | 10 | 15 | 21648 | 21159 | 17500 | 2.78 | 2.57 | 21260 | 3.31 | 1.88 | 8 | 7
Live | 217400630 |  | 10.5 | 15.5 | 21648 | 20191 | 16400 | 2.92 | 2.52 | 20622 | 3.18 | 1.94 | 8.5 | 7
Live | 217400973 |  | 10 | 14.5 | 20702 | 20745 | 17300 | 2.78 | 2.48 | 20834 | 3.07 | 1.92 | 8 | 7
Live | 217400629 |  | 10.5 | 15.5 | 21648 | 20191 | 16400 | 2.92 | 2.52 | 20622 | 3.18 | 1.94 | 8.5 | 7
Live | 217400136 |  | 10 | 15 | 21648 | 21159 | 17500 | 2.78 | 2.57 | 21260 | 3.31 | 1.88 | 8 | 7
Live | 217400628 |  | 10.5 | 15.5 | 21648 | 20191 | 16400 | 2.92 | 2.52 | 20622 | 3.18 | 1.94 | 8.5 | 7
Live | 217400627 |  | 10.5 | 14.5 | 21412 | 20191 | 16400 | 2.92 | 2.48 | 20622 | 3.1 | 1.94 | 8.5 | 7
Live | 217400626 |  | 10.5 | 14.5 | 21412 | 20191 | 16400 | 2.92 | 2.48 | 20622 | 3.1 | 1.94 | 8.5 | 7
Live | 217400625 |  | 10.5 | 14.5 | 21412 | 20191 | 16400 | 2.92 | 2.48 | 20622 | 3.1 | 1.94 | 8.5 | 7
Live | 217400972 |  | 10 | 14.5 | 20702 | 20745 | 17300 | 2.78 | 2.48 | 20834 | 3.07 | 1.92 | 8 | 7
Live | 217400624 |  | 10.5 | 14.5 | 21412 | 20191 | 16400 | 2.92 | 2.48 | 20622 | 3.1 | 1.94 | 8.5 | 7
Live | 217400623 |  | 10.5 | 14.5 | 21412 | 20191 | 16400 | 2.92 | 2.48 | 20622 | 3.1 | 1.94 | 8.5 | 7
Live | 217400971 |  | 10 | 14.5 | 20702 | 20745 | 17300 | 2.78 | 2.48 | 20834 | 3.07 | 1.92 | 8 | 7
Live | 217400135 |  | 10 | 15 | 21648 | 21159 | 17500 | 2.78 | 2.57 | 21260 | 3.31 | 1.88 | 8 | 7
Live | 217400622 |  | 10.5 | 14.5 | 21412 | 20191 | 16400 | 2.92 | 2.48 | 20622 | 3.1 | 1.94 | 8.5 | 7
Live | 217400621 |  | 10.5 | 14.5 | 21412 | 20191 | 16400 | 2.92 | 2.48 | 20622 | 3.1 | 1.94 | 8.5 | 7
Live | 217400620 |  | 10.5 | 15.5 | 21530 | 20191 | 16400 | 2.92 | 2.52 | 20515 | 3.15 | 1.94 | 8.5 | 7
Live | 217400619 |  | 10.5 | 15.5 | 21530 | 20191 | 16400 | 2.92 | 2.52 | 20515 | 3.15 | 1.94 | 8.5 | 7
Live | 217400134 |  | 10 | 15 | 21648 | 21159 | 17500 | 2.78 | 2.57 | 21260 | 3.31 | 1.88 | 8 | 7
Live | 217400970 |  | 10 | 14.5 | 20702 | 20745 | 17300 | 2.78 | 2.48 | 20834 | 3.07 | 1.92 | 8 | 7
Live | 217400618 |  | 10.5 | 15.5 | 21530 | 20191 | 16400 | 2.92 | 2.52 | 20515 | 3.15 | 1.94 | 8.5 | 7
Live | 217400617 |  | 10.5 | 15.5 | 21530 | 20191 | 16400 | 2.92 | 2.52 | 20515 | 3.15 | 1.94 | 8.5 | 7
Live | 217400133 |  | 10 | 15 | 21648 | 21159 | 17500 | 2.78 | 2.57 | 21260 | 3.31 | 1.88 | 8 | 7
Live | 217400969 |  | 10 | 14.5 | 20702 | 20745 | 17300 | 2.78 | 2.48 | 20834 | 3.07 | 1.92 | 8 | 7
Live | 217400616 |  | 10.5 | 15.5 | 21530 | 20191 | 16400 | 2.92 | 2.52 | 20515 | 3.15 | 1.94 | 8.5 | 7
Live | 217400615 |  | 10.5 | 15.5 | 21530 | 20191 | 16400 | 2.92 | 2.52 | 20515 | 3.15 | 1.94 | 8.5 | 7
Live | 217400968 |  | 10 | 14.5 | 20702 | 20745 | 17300 | 2.78 | 2.48 | 20834 | 3.07 | 1.92 | 8 | 7
Live | 217400614 |  | 10.5 | 15.5 | 21530 | 20191 | 16400 | 2.92 | 2.52 | 20515 | 3.15 | 1.94 | 8.5 | 7
Live | 217400613 |  | 10.5 | 15.5 | 21530 | 20191 | 16400 | 2.92 | 2.52 | 20515 | 3.15 | 1.94 | 8.5 | 7
Live | 217400612 |  | 10 | 15 | 20584 | 20330 | 17000 | 2.78 | 2.42 | 20409 | 2.98 | 1.85 | 7.8 | 7.05
Live | 217400132 |  | 10 | 15 | 21648 | 21159 | 17500 | 2.78 | 2.57 | 21260 | 3.31 | 1.88 | 8 | 7
Live | 217400611 |  | 10 | 15 | 20584 | 20330 | 17000 | 2.78 | 2.42 | 20409 | 2.98 | 1.85 | 7.8 | 7.05
Live | 217400131 |  | 10 | 15 | 21648 | 21159 | 17500 | 2.78 | 2.57 | 21260 | 3.31 | 1.88 | 8 | 7
Live | 217400610 |  | 10 | 15 | 20584 | 20330 | 17000 | 2.78 | 2.42 | 20409 | 2.98 | 1.85 | 7.8 | 7.05
Live | 217400130 |  | 10 | 15 | 21648 | 21159 | 17500 | 2.78 | 2.57 | 21260 | 3.31 | 1.88 | 8 | 7
Live | 217400967 |  | 10 | 14.5 | 20465 | 20606 | 17200 | 2.79 | 2.45 | 20622 | 3.02 | 1.9 | 8 | 7
Live | 217400609 |  | 10 | 15 | 20584 | 20330 | 17000 | 2.78 | 2.42 | 20409 | 2.98 | 1.85 | 7.8 | 7.05
Live | 217400129 |  | 10 | 14.5 | 20820 | 20468 | 17100 | 2.79 | 2.48 | 20409 | 3.04 | 1.85 | 7.8 | 7
Live | 217400608 |  | 10 | 15 | 20584 | 20330 | 17000 | 2.78 | 2.42 | 20409 | 2.98 | 1.85 | 7.8 | 7.05
Live | 217400128 |  | 10 | 14.5 | 20820 | 20468 | 17100 | 2.79 | 2.48 | 20409 | 3.04 | 1.85 | 7.8 | 7
Live | 217400607 |  | 10 | 15 | 20584 | 20330 | 17000 | 2.78 | 2.42 | 20409 | 2.98 | 1.85 | 7.8 | 7.05
Live | 217400966 |  | 10 | 14.5 | 20465 | 20606 | 17200 | 2.79 | 2.45 | 20622 | 3.02 | 1.9 | 8 | 7
Live | 217400606 |  | 10 | 15 | 20584 | 20330 | 17000 | 2.78 | 2.42 | 20409 | 2.98 | 1.85 | 7.8 | 7.05
Live | 217400127 |  | 10 | 14.5 | 20820 | 20468 | 17100 | 2.79 | 2.48 | 20409 | 3.04 | 1.85 | 7.8 | 7
Live | 217400605 |  | 10 | 15 | 20584 | 20330 | 17000 | 2.78 | 2.42 | 20409 | 2.98 | 1.85 | 7.8 | 7.05
Live | 217400126 |  | 10 | 14.5 | 20820 | 20468 | 17100 | 2.79 | 2.48 | 20409 | 3.04 | 1.85 | 7.8 | 7
Live | 217400604 |  | 10 | 14.5 | 20465 | 20330 | 17100 | 2.79 | 2.4 | 20409 | 2.96 | 1.85 | 7.8 | 7.05
Live | 217400965 |  | 10 | 14.5 | 20465 | 20606 | 17200 | 2.79 | 2.45 | 20622 | 3.02 | 1.9 | 8 | 7
Live | 217400603 |  | 10 | 14.5 | 20465 | 20330 | 17100 | 2.79 | 2.4 | 20409 | 2.96 | 1.85 | 7.8 | 7.05
Live | 217400602 |  | 10 | 14.5 | 20465 | 20330 | 17100 | 2.79 | 2.4 | 20409 | 2.96 | 1.85 | 7.8 | 7.05
Live | 217400125 |  | 10 | 14.5 | 20820 | 20468 | 17100 | 2.79 | 2.48 | 20409 | 3.04 | 1.85 | 7.8 | 7
Live | 217400964 |  | 10 | 14.5 | 20465 | 20606 | 17200 | 2.79 | 2.45 | 20622 | 3.02 | 1.9 | 8 | 7
Live | 217400601 |  | 10 | 14.5 | 20465 | 20330 | 17100 | 2.79 | 2.4 | 20409 | 2.96 | 1.85 | 7.8 | 7.05
Live | 217400600 |  | 10 | 14.5 | 20465 | 20330 | 17100 | 2.79 | 2.4 | 20409 | 2.96 | 1.85 | 7.8 | 7.05
Live | 217400963 |  | 10 | 14.5 | 20465 | 20606 | 17200 | 2.79 | 2.45 | 20622 | 3.02 | 1.9 | 8 | 7
Live | 217400124 |  | 10 | 14.5 | 20820 | 20468 | 17100 | 2.79 | 2.48 | 20409 | 3.04 | 1.85 | 7.8 | 7
Live | 217400599 |  | 10 | 14.5 | 20465 | 20330 | 17100 | 2.79 | 2.4 | 20409 | 2.96 | 1.85 | 7.8 | 7.05
Live | 217400598 |  | 10 | 14.5 | 20465 | 20330 | 17100 | 2.79 | 2.4 | 20409 | 2.96 | 1.85 | 7.8 | 7.05
Live | 217400962 |  | 10 | 14.5 | 20465 | 20606 | 17200 | 2.79 | 2.45 | 20622 | 3.02 | 1.9 | 8 | 7
Live | 217400123 |  | 10 | 14.5 | 20820 | 20468 | 17100 | 2.79 | 2.48 | 20409 | 3.04 | 1.85 | 7.8 | 7
Live | 217400597 |  | 10 | 14.5 | 20465 | 20330 | 17100 | 2.79 | 2.4 | 20409 | 2.96 | 1.85 | 7.8 | 7.05
Live | 217400596 |  | 10 | 15 | 20584 | 20330 | 17000 | 2.78 | 2.42 | 20409 | 2.98 | 1.85 | 7.8 | 7.05
Live | 217400961 |  | 10 | 14.5 | 20465 | 20606 | 17200 | 2.79 | 2.45 | 20622 | 3.02 | 1.9 | 8 | 7
Live | 217400122 |  | 10 | 14.5 | 20820 | 20468 | 17100 | 2.79 | 2.48 | 20409 | 3.04 | 1.85 | 7.8 | 7
Live | 217400595 |  | 10 | 15 | 20584 | 20330 | 17000 | 2.78 | 2.42 | 20409 | 2.98 | 1.85 | 7.8 | 7.05
Live | 217400594 |  | 10 | 15 | 20584 | 20330 | 17000 | 2.78 | 2.42 | 20409 | 2.98 | 1.85 | 7.8 | 7.05
Live | 217400960 |  | 10 | 14.5 | 20465 | 20606 | 17200 | 2.79 | 2.45 | 20622 | 3.02 | 1.9 | 8 | 7
Live | 217400121 |  | 10 | 14.5 | 20702 | 20468 | 17100 | 2.78 | 2.48 | 20515 | 3.04 | 1.85 | 7.8 | 7
Live | 217400593 |  | 10 | 15 | 20584 | 20330 | 17000 | 2.78 | 2.42 | 20409 | 2.98 | 1.85 | 7.8 | 7.05
Live | 217400120 |  | 10 | 14.5 | 20702 | 20468 | 17100 | 2.78 | 2.48 | 20515 | 3.04 | 1.85 | 7.8 | 7
Live | 217400592 |  | 10 | 15 | 20584 | 20330 | 17000 | 2.78 | 2.42 | 20409 | 2.98 | 1.85 | 7.8 | 7.05
Live | 217400119 |  | 10 | 14.5 | 20702 | 20468 | 17100 | 2.78 | 2.48 | 20515 | 3.04 | 1.85 | 7.8 | 7
Live | 217400959 |  | 10.5 | 15.2 | 20820 | 20745 | 17300 | 2.92 | 2.5 | 20941 | 3.13 | 1.9 | 8.1 | 7.25
Live | 217400591 |  | 10 | 15 | 20584 | 20330 | 17000 | 2.78 | 2.42 | 20409 | 2.98 | 1.85 | 7.8 | 7.05
Live | 217400590 |  | 10 | 15 | 20584 | 20330 | 17000 | 2.78 | 2.42 | 20409 | 2.98 | 1.85 | 7.8 | 7.05
Live | 217400118 |  | 10 | 14.5 | 20702 | 20468 | 17100 | 2.78 | 2.48 | 20515 | 3.04 | 1.85 | 7.8 | 7
Live | 217400958 |  | 10.5 | 15.2 | 20820 | 20745 | 17300 | 2.92 | 2.5 | 20941 | 3.13 | 1.9 | 8.1 | 7.25
Live | 217400589 |  | 10 | 15 | 20584 | 20330 | 17000 | 2.78 | 2.42 | 20409 | 2.98 | 1.85 | 7.8 | 7.05
Live | 217400588 |  | 10 | 14.5 | 20584 | 20468 | 17100 | 2.78 | 2.4 | 20409 | 2.96 | 1.85 | 7.8 | 7.05
Live | 217400117 |  | 10 | 14.5 | 20702 | 20468 | 17100 | 2.78 | 2.48 | 20515 | 3.04 | 1.85 | 7.8 | 7
Live | 217400587 |  | 10 | 14.5 | 20584 | 20468 | 17100 | 2.78 | 2.4 | 20409 | 2.96 | 1.85 | 7.8 | 7.05
Live | 217400957 |  | 10.5 | 15.2 | 20820 | 20745 | 17300 | 2.92 | 2.5 | 20941 | 3.13 | 1.9 | 8.1 | 7.25
Live | 217400586 |  | 10 | 14.5 | 20584 | 20468 | 17100 | 2.78 | 2.4 | 20409 | 2.96 | 1.85 | 7.8 | 7.05
Live | 217400116 |  | 10 | 14.5 | 20702 | 20468 | 17100 | 2.78 | 2.48 | 20515 | 3.04 | 1.85 | 7.8 | 7
Live | 217400585 |  | 10 | 14.5 | 20584 | 20468 | 17100 | 2.78 | 2.4 | 20409 | 2.96 | 1.85 | 7.8 | 7.05
Live | 217400956 |  | 10.5 | 15.2 | 20820 | 20745 | 17300 | 2.92 | 2.5 | 20941 | 3.13 | 1.9 | 8.1 | 7.25
Live | 217400584 |  | 10 | 14.5 | 20584 | 20468 | 17100 | 2.78 | 2.4 | 20409 | 2.96 | 1.85 | 7.8 | 7.05
Live | 217400115 |  | 10 | 14.5 | 20702 | 20468 | 17100 | 2.78 | 2.48 | 20515 | 3.04 | 1.85 | 7.8 | 7
Live | 217400955 |  | 10.5 | 15.2 | 20820 | 20745 | 17300 | 2.92 | 2.5 | 20941 | 3.13 | 1.9 | 8.1 | 7.25
Live | 217400114 |  | 10 | 14.5 | 20702 | 20468 | 17100 | 2.78 | 2.48 | 20515 | 3.04 | 1.85 | 7.8 | 7
Live | 217400954 |  | 10.5 | 15.2 | 20820 | 20745 | 17300 | 2.92 | 2.5 | 20941 | 3.13 | 1.9 | 8.1 | 7.25
Live | 217400113 |  | 10 | 14.5 | 21057 | 20606 | 17300 | 2.78 | 2.52 | 20728 | 3.13 | 1.85 | 7.8 | 6.95
Live | 217400583 |  | 10 | 14.5 | 20584 | 20468 | 17100 | 2.78 | 2.4 | 20409 | 2.96 | 1.85 | 7.8 | 7.05
Live | 217400582 |  | 10 | 14.5 | 20584 | 20468 | 17100 | 2.78 | 2.4 | 20409 | 2.96 | 1.85 | 7.8 | 7.05
Live | 217400953 |  | 10.5 | 15.2 | 20820 | 20745 | 17300 | 2.92 | 2.5 | 20941 | 3.13 | 1.9 | 8.1 | 7.25
Live | 217400581 |  | 10 | 14.5 | 20584 | 20468 | 17100 | 2.78 | 2.4 | 20409 | 2.96 | 1.85 | 7.8 | 7.05
Live | 217400112 |  | 10 | 14.5 | 21057 | 20606 | 17300 | 2.78 | 2.52 | 20728 | 3.13 | 1.85 | 7.8 | 6.95
Live | 217400580 |  | 10 | 15 | 20702 | 20330 | 16400 | 2.78 | 2.42 | 20622 | 2.98 | 1.82 | 8 | 7
Live | 217400952 |  | 10.5 | 15.2 | 20820 | 20745 | 17300 | 2.92 | 2.5 | 20941 | 3.13 | 1.9 | 8.1 | 7.25
Live | 217400579 |  | 10 | 15 | 20702 | 20330 | 16400 | 2.78 | 2.42 | 20622 | 2.98 | 1.82 | 8 | 7
Live | 217400111 |  | 10 | 14.5 | 21057 | 20606 | 17300 | 2.78 | 2.52 | 20728 | 3.13 | 1.85 | 7.8 | 6.95
Live | 217400578 |  | 10 | 15 | 20702 | 20330 | 16400 | 2.78 | 2.42 | 20622 | 2.98 | 1.82 | 8 | 7
Live | 217400951 |  | 10.5 | 15 | 20939 | 20745 | 17400 | 2.92 | 2.51 | 21047 | 3.15 | 1.9 | 8 | 7
Live | 217400577 |  | 10 | 15 | 20702 | 20330 | 16400 | 2.78 | 2.42 | 20622 | 2.98 | 1.82 | 8 | 7
Live | 217400110 |  | 10 | 14.5 | 21057 | 20606 | 17300 | 2.78 | 2.52 | 20728 | 3.13 | 1.85 | 7.8 | 6.95
Live | 217400576 |  | 10 | 15 | 20702 | 20330 | 16400 | 2.78 | 2.42 | 20622 | 2.98 | 1.82 | 8 | 7
Live | 217400950 |  | 10.5 | 15 | 20939 | 20745 | 17400 | 2.92 | 2.51 | 21047 | 3.15 | 1.9 | 8 | 7
Live | 217400575 |  | 10 | 15 | 20702 | 20330 | 16400 | 2.78 | 2.42 | 20622 | 2.98 | 1.82 | 8 | 7
Live | 217400109 |  | 10 | 14.5 | 21057 | 20606 | 17300 | 2.78 | 2.52 | 20728 | 3.13 | 1.85 | 7.8 | 6.95
Live | 217400574 |  | 10 | 15 | 20702 | 20330 | 16400 | 2.78 | 2.42 | 20622 | 2.98 | 1.82 | 8 | 7
Live | 217400573 |  | 10 | 14.5 | 20820 | 20468 | 16600 | 2.79 | 2.44 | 20834 | 3.04 | 1.82 | 8 | 7
Live | 217400949 |  | 10.5 | 15 | 20939 | 20745 | 17400 | 2.92 | 2.51 | 21047 | 3.15 | 1.9 | 8 | 7
Live | 217400108 |  | 10 | 14.5 | 21057 | 20606 | 17300 | 2.78 | 2.52 | 20728 | 3.13 | 1.85 | 7.8 | 6.95
Live | 217400572 |  | 10 | 14.5 | 20820 | 20468 | 16600 | 2.79 | 2.44 | 20834 | 3.04 | 1.82 | 8 | 7
Live | 217400571 |  | 10 | 14.5 | 20820 | 20468 | 16600 | 2.79 | 2.44 | 20834 | 3.04 | 1.82 | 8 | 7
Live | 217400107 |  | 10 | 14.5 | 21057 | 20606 | 17300 | 2.78 | 2.52 | 20728 | 3.13 | 1.85 | 7.8 | 6.95
Live | 217401491 |  | 10.5 | 15.5 | 22122 | 20883 | 17400 | 2.92 | 2.55 | 21047 | 3.3 | 2 | 8.5 | 7.5
Live | 217400948 |  | 10.5 | 15 | 20939 | 20745 | 17400 | 2.92 | 2.51 | 21047 | 3.15 | 1.9 | 8 | 7
Live | 217400570 |  | 10 | 14.5 | 20820 | 20468 | 16600 | 2.79 | 2.44 | 20834 | 3.04 | 1.82 | 8 | 7
Live | 217401490 |  | 10.5 | 15.5 | 22122 | 20883 | 17400 | 2.92 | 2.55 | 21047 | 3.3 | 2 | 8.5 | 7.5
Live | 217400569 |  | 10 | 14.5 | 20820 | 20468 | 16600 | 2.79 | 2.44 | 20834 | 3.04 | 1.82 | 8 | 7
Live | 217400947 |  | 10.5 | 15 | 20939 | 20745 | 17400 | 2.92 | 2.51 | 21047 | 3.15 | 1.9 | 8 | 7
Live | 217400106 |  | 10 | 14.5 | 21057 | 20606 | 17300 | 2.78 | 2.52 | 20728 | 3.13 | 1.85 | 7.8 | 6.95
Live | 217401489 |  | 10.5 | 15.5 | 22122 | 20883 | 17400 | 2.92 | 2.55 | 21047 | 3.3 | 2 | 8.5 | 7.5
Live | 217400568 |  | 10 | 14.5 | 20820 | 20468 | 16600 | 2.79 | 2.44 | 20834 | 3.04 | 1.82 | 8 | 7
Live | 217401488 |  | 10.5 | 15.5 | 22122 | 20883 | 17400 | 2.92 | 2.55 | 21047 | 3.3 | 2 | 8.5 | 7.5
Live | 217400567 |  | 10 | 14.5 | 20820 | 20468 | 16600 | 2.79 | 2.44 | 20834 | 3.04 | 1.82 | 8 | 7
Live | 217400946 |  | 10.5 | 15 | 20939 | 20745 | 17400 | 2.92 | 2.51 | 21047 | 3.15 | 1.9 | 8 | 7
Live | 217400105 |  | 10 | 14.5 | 20820 | 20468 | 17100 | 2.79 | 2.48 | 20515 | 3.07 | 1.85 | 7.8 | 6.95
Live | 217400566 |  | 10 | 14.5 | 20820 | 20468 | 16600 | 2.79 | 2.44 | 20834 | 3.04 | 1.82 | 8 | 7
Live | 217401487 |  | 10.5 | 15.5 | 22122 | 20883 | 17400 | 2.92 | 2.55 | 21047 | 3.3 | 2 | 8.5 | 7.5
Live | 217400565 |  | 10 | 14.5 | 20702 | 20330 | 16500 | 2.78 | 2.42 | 20728 | 2.98 | 1.82 | 8 | 7
Live | 217401486 |  | 10.5 | 15.5 | 22122 | 20883 | 17400 | 2.92 | 2.55 | 21047 | 3.3 | 2 | 8.5 | 7.5
Live | 217400945 |  | 10.5 | 15 | 20939 | 20745 | 17400 | 2.92 | 2.51 | 21047 | 3.15 | 1.9 | 8 | 7
Live | 217400564 |  | 10 | 14.5 | 20702 | 20330 | 16500 | 2.78 | 2.42 | 20728 | 2.98 | 1.82 | 8 | 7
Live | 217400104 |  | 10 | 14.5 | 20820 | 20468 | 17100 | 2.79 | 2.48 | 20515 | 3.07 | 1.85 | 7.8 | 6.95
Live | 217401485 |  | 10.5 | 15.5 | 22122 | 20883 | 17400 | 2.92 | 2.55 | 21047 | 3.3 | 2 | 8.5 | 7.5
Live | 217400563 |  | 10 | 14.5 | 20702 | 20330 | 16500 | 2.78 | 2.42 | 20728 | 2.98 | 1.82 | 8 | 7
Live | 217401484 |  | 10.5 | 15.5 | 22122 | 20883 | 17400 | 2.92 | 2.55 | 21047 | 3.3 | 2 | 8.5 | 7.5
Live | 217400562 |  | 10 | 14.5 | 20702 | 20330 | 16500 | 2.78 | 2.42 | 20728 | 2.98 | 1.82 | 8 | 7
Live | 217400103 |  | 10 | 14.5 | 20820 | 20468 | 17100 | 2.79 | 2.48 | 20515 | 3.07 | 1.85 | 7.8 | 6.95
Live | 217400944 |  | 10.5 | 15 | 20939 | 20745 | 17400 | 2.92 | 2.51 | 21047 | 3.15 | 1.9 | 8 | 7
Live | 217400561 |  | 10 | 14.5 | 20702 | 20330 | 16500 | 2.78 | 2.42 | 20728 | 2.98 | 1.82 | 8 | 7
Live | 217401483 |  | 10.5 | 14.5 | 21057 | 20191 | 17000 | 2.92 | 2.46 | 20197 | 3.04 | 1.9 | 8 | 7
Live | 217400560 |  | 10 | 14.5 | 20702 | 20330 | 16500 | 2.78 | 2.42 | 20728 | 2.98 | 1.82 | 8 | 7
Live | 217401482 |  | 10.5 | 14.5 | 21057 | 20191 | 17000 | 2.92 | 2.46 | 20197 | 3.04 | 1.9 | 8 | 7
Live | 217400943 |  | 10 | 14.5 | 20820 | 20606 | 16600 | 2.79 | 2.48 | 21047 | 3.08 | 1.94 | 8.5 | 7
Live | 217400102 |  | 10 | 14.5 | 20820 | 20468 | 17100 | 2.79 | 2.48 | 20515 | 3.07 | 1.85 | 7.8 | 6.95
Live | 217400559 |  | 10 | 14.5 | 20702 | 20330 | 16500 | 2.78 | 2.42 | 20728 | 2.98 | 1.82 | 8 | 7
Live | 217401481 |  | 10.5 | 14.5 | 21057 | 20191 | 17000 | 2.92 | 2.46 | 20197 | 3.04 | 1.9 | 8 | 7
Live | 217400558 |  | 10.5 | 15 | 20939 | 20468 | 16600 | 2.92 | 2.46 | 20941 | 3.07 | 1.82 | 8 | 7
Live | 217401480 |  | 10.5 | 14.5 | 21057 | 20191 | 17000 | 2.92 | 2.46 | 20197 | 3.04 | 1.9 | 8 | 7
Live | 217400942 |  | 10 | 14.5 | 20820 | 20606 | 16600 | 2.79 | 2.48 | 21047 | 3.08 | 1.94 | 8.5 | 7
Live | 217400101 |  | 10 | 14.5 | 20820 | 20468 | 17100 | 2.79 | 2.48 | 20515 | 3.07 | 1.85 | 7.8 | 6.95
Live | 217400557 |  | 10.5 | 15 | 20939 | 20468 | 16600 | 2.92 | 2.46 | 20941 | 3.07 | 1.82 | 8 | 7
Live | 217401479 |  | 10.5 | 14.5 | 21057 | 20191 | 17000 | 2.92 | 2.46 | 20197 | 3.04 | 1.9 | 8 | 7
Live | 217400556 |  | 10.5 | 15 | 20939 | 20468 | 16600 | 2.92 | 2.46 | 20941 | 3.07 | 1.82 | 8 | 7
Live | 217401478 |  | 10.5 | 14.5 | 21057 | 20191 | 17000 | 2.92 | 2.46 | 20197 | 3.04 | 1.9 | 8 | 7
Live | 217400100 |  | 10 | 14.5 | 20820 | 20468 | 17100 | 2.79 | 2.48 | 20515 | 3.07 | 1.85 | 7.8 | 6.95
Live | 217400941 |  | 10 | 14.5 | 20820 | 20606 | 16600 | 2.79 | 2.48 | 21047 | 3.08 | 1.94 | 8.5 | 7
Live | 217400555 |  | 10.5 | 15 | 20939 | 20468 | 16600 | 2.92 | 2.46 | 20941 | 3.07 | 1.82 | 8 | 7
Live | 217401477 |  | 10.5 | 14.5 | 21057 | 20191 | 17000 | 2.92 | 2.46 | 20197 | 3.04 | 1.9 | 8 | 7
Live | 217400099 |  | 10 | 14.5 | 20820 | 20468 | 17100 | 2.79 | 2.48 | 20515 | 3.07 | 1.85 | 7.8 | 6.95
Live | 217400554 |  | 10.5 | 15 | 20939 | 20468 | 16600 | 2.92 | 2.46 | 20941 | 3.07 | 1.82 | 8 | 7
Live | 217401476 |  | 10.5 | 14.5 | 21057 | 20191 | 17000 | 2.92 | 2.46 | 20197 | 3.04 | 1.9 | 8 | 7
Live | 217400940 |  | 10 | 14.5 | 20820 | 20606 | 16600 | 2.79 | 2.48 | 21047 | 3.08 | 1.94 | 8.5 | 7
Live | 217400098 |  | 10 | 14.5 | 20820 | 20468 | 17100 | 2.79 | 2.48 | 20515 | 3.07 | 1.85 | 7.8 | 6.95
Live | 217400553 |  | 10.5 | 15 | 20939 | 20468 | 16600 | 2.92 | 2.46 | 20941 | 3.07 | 1.82 | 8 | 7
Live | 217401475 |  | 10.5 | 14.5 | 21057 | 20191 | 17000 | 2.92 | 2.46 | 20197 | 3.04 | 1.9 | 8 | 7
Live | 217400097 |  | 10 | 14.5 | 20820 | 20468 | 17100 | 2.79 | 2.48 | 20409 | 3.04 | 1.85 | 7.8 | 7
Live | 217400552 |  | 10.5 | 15 | 20939 | 20468 | 16600 | 2.92 | 2.46 | 20941 | 3.07 | 1.82 | 8 | 7
Live | 217401474 |  | 10.5 | 14.5 | 21057 | 20191 | 17000 | 2.92 | 2.46 | 20197 | 3.04 | 1.9 | 8 | 7
Live | 217400939 |  | 10 | 14.5 | 20820 | 20606 | 16600 | 2.79 | 2.48 | 21047 | 3.08 | 1.94 | 8.5 | 7
Live | 217400096 |  | 10 | 14.5 | 20820 | 20468 | 17100 | 2.79 | 2.48 | 20409 | 3.04 | 1.85 | 7.8 | 7
Live | 217400551 |  | 10.5 | 15 | 21057 | 20606 | 17200 | 2.92 | 2.48 | 20728 | 3.13 | 1.9 | 8 | 7
Live | 217401473 |  | 10.5 | 14.5 | 21057 | 20191 | 17000 | 2.92 | 2.46 | 20197 | 3.04 | 1.9 | 8 | 7
Live | 217400095 |  | 10 | 14.5 | 20820 | 20468 | 17100 | 2.79 | 2.48 | 20409 | 3.04 | 1.85 | 7.8 | 7
Live | 217400550 |  | 10.5 | 15 | 21057 | 20606 | 17200 | 2.92 | 2.48 | 20728 | 3.13 | 1.9 | 8 | 7
Live | 217401472 |  | 10.5 | 14.5 | 21057 | 20191 | 17000 | 2.92 | 2.46 | 20197 | 3.04 | 1.9 | 8 | 7
Live | 217400094 |  | 10 | 14.5 | 20820 | 20468 | 17100 | 2.79 | 2.48 | 20409 | 3.04 | 1.85 | 7.8 | 7
Live | 217400938 |  | 10 | 14.5 | 20820 | 20606 | 16600 | 2.79 | 2.48 | 21047 | 3.08 | 1.94 | 8.5 | 7
Live | 217400549 |  | 10.5 | 15 | 21057 | 20606 | 17200 | 2.92 | 2.48 | 20728 | 3.13 | 1.9 | 8 | 7
Live | 217401471 |  | 10.5 | 14.5 | 21057 | 20191 | 17000 | 2.92 | 2.46 | 20197 | 3.04 | 1.9 | 8 | 7
Live | 217400093 |  | 10 | 14.5 | 20820 | 20468 | 17100 | 2.79 | 2.48 | 20409 | 3.04 | 1.85 | 7.8 | 7
Live | 217400548 |  | 10.5 | 15 | 21057 | 20606 | 17200 | 2.92 | 2.48 | 20728 | 3.13 | 1.9 | 8 | 7
Live | 217401470 |  | 10.5 | 14.5 | 21057 | 20191 | 17000 | 2.92 | 2.46 | 20197 | 3.04 | 1.9 | 8 | 7
Live | 217400092 |  | 10 | 14.5 | 20820 | 20468 | 17100 | 2.79 | 2.48 | 20409 | 3.04 | 1.85 | 7.8 | 7
Live | 217400547 |  | 10.5 | 15 | 21057 | 20606 | 17200 | 2.92 | 2.48 | 20728 | 3.13 | 1.9 | 8 | 7
Live | 217400937 |  | 10 | 14.5 | 20820 | 20606 | 16600 | 2.79 | 2.48 | 21047 | 3.08 | 1.94 | 8.5 | 7
Live | 217401469 |  | 10.5 | 14.5 | 21057 | 20191 | 17000 | 2.92 | 2.46 | 20197 | 3.04 | 1.9 | 8 | 7
Live | 217400091 |  | 10 | 14.5 | 20820 | 20468 | 17100 | 2.79 | 2.48 | 20409 | 3.04 | 1.85 | 7.8 | 7
Live | 217400546 |  | 10.5 | 15 | 21057 | 20606 | 17200 | 2.92 | 2.48 | 20728 | 3.13 | 1.9 | 8 | 7
Live | 217401468 |  | 10.5 | 14.5 | 21057 | 20191 | 17000 | 2.92 | 2.46 | 20197 | 3.04 | 1.9 | 8 | 7
Live | 217400936 |  | 10 | 14.5 | 20820 | 20606 | 16600 | 2.79 | 2.48 | 21047 | 3.08 | 1.94 | 8.5 | 7
Live | 217400090 |  | 10 | 14.5 | 20820 | 20468 | 17100 | 2.79 | 2.48 | 20409 | 3.04 | 1.85 | 7.8 | 7
Live | 217400545 |  | 10.5 | 15 | 21057 | 20606 | 17200 | 2.92 | 2.48 | 20728 | 3.13 | 1.9 | 8 | 7
Live | 217401467 |  | 10.5 | 15.2 | 21057 | 20191 | 17000 | 2.92 | 2.46 | 20197 | 3.04 | 1.9 | 8.1 | 7.25
Live | 217400544 |  | 10.5 | 15 | 21057 | 20606 | 17200 | 2.92 | 2.48 | 20728 | 3.13 | 1.9 | 8 | 7
Live | 217401466 |  | 10.5 | 15.2 | 21057 | 20191 | 17000 | 2.92 | 2.46 | 20197 | 3.04 | 1.9 | 8.1 | 7.25
Live | 217400089 |  | 10.5 | 14.5 | 21294 | 20606 | 16700 | 2.93 | 2.54 | 21047 | 3.16 | 1.82 | 8 | 7
Live | 217400935 |  | 10 | 15 | 20584 | 20468 | 16600 | 2.78 | 2.46 | 20941 | 3.02 | 1.82 | 8 | 7
Live | 217400543 |  | 10.5 | 15.2 | 20939 | 20468 | 17200 | 2.92 | 2.48 | 20622 | 3.08 | 1.9 | 8.1 | 7.25
Live | 217401465 |  | 10.5 | 15.2 | 21057 | 20191 | 17000 | 2.92 | 2.46 | 20197 | 3.04 | 1.9 | 8.1 | 7.25
Live | 217400088 |  | 10.5 | 14.5 | 21294 | 20606 | 16700 | 2.93 | 2.54 | 21047 | 3.16 | 1.82 | 8 | 7
Live | 217400542 |  | 10.5 | 15.2 | 20939 | 20468 | 17200 | 2.92 | 2.48 | 20622 | 3.08 | 1.9 | 8.1 | 7.25
Live | 217400087 |  | 10.5 | 14.5 | 21294 | 20606 | 16700 | 2.93 | 2.54 | 21047 | 3.16 | 1.82 | 8 | 7
Live | 217401464 |  | 10.5 | 15.2 | 21057 | 20191 | 17000 | 2.92 | 2.46 | 20197 | 3.04 | 1.9 | 8.1 | 7.25
Live | 217400934 |  | 10 | 15 | 20584 | 20468 | 16600 | 2.78 | 2.46 | 20941 | 3.02 | 1.82 | 8 | 7
Live | 217400541 |  | 10.5 | 15.2 | 20939 | 20468 | 17200 | 2.92 | 2.48 | 20622 | 3.08 | 1.9 | 8.1 | 7.25
Live | 217400086 |  | 10.5 | 14.5 | 21294 | 20606 | 16700 | 2.93 | 2.54 | 21047 | 3.16 | 1.82 | 8 | 7
Live | 217401463 |  | 10.5 | 15.2 | 21057 | 20191 | 17000 | 2.92 | 2.46 | 20197 | 3.04 | 1.9 | 8.1 | 7.25
Live | 217400540 |  | 10.5 | 15.2 | 20939 | 20468 | 17200 | 2.92 | 2.48 | 20622 | 3.08 | 1.9 | 8.1 | 7.25
Live | 217400085 |  | 10.5 | 14.5 | 21294 | 20606 | 16700 | 2.93 | 2.54 | 21047 | 3.16 | 1.82 | 8 | 7
Live | 217401462 |  | 10.5 | 15.2 | 21057 | 20191 | 17000 | 2.92 | 2.46 | 20197 | 3.04 | 1.9 | 8.1 | 7.25
Live | 217400933 |  | 10 | 15 | 20584 | 20468 | 16600 | 2.78 | 2.46 | 20941 | 3.02 | 1.82 | 8 | 7
Live | 217400084 |  | 10.5 | 14.5 | 21294 | 20606 | 16700 | 2.93 | 2.54 | 21047 | 3.16 | 1.82 | 8 | 7
Live | 217400539 |  | 10.5 | 15.2 | 20939 | 20468 | 17200 | 2.92 | 2.48 | 20622 | 3.08 | 1.9 | 8.1 | 7.25
Live | 217401461 |  | 10.5 | 15.2 | 21057 | 20191 | 17000 | 2.92 | 2.46 | 20197 | 3.04 | 1.9 | 8.1 | 7.25
Live | 217400083 |  | 10.5 | 14.5 | 21294 | 20606 | 16700 | 2.93 | 2.54 | 21047 | 3.16 | 1.82 | 8 | 7
Live | 217400538 |  | 10.5 | 15.2 | 20939 | 20468 | 17200 | 2.92 | 2.48 | 20622 | 3.08 | 1.9 | 8.1 | 7.25
Live | 217401460 |  | 10.5 | 15.2 | 21057 | 20191 | 17000 | 2.92 | 2.46 | 20197 | 3.04 | 1.9 | 8.1 | 7.25
Live | 217400932 |  | 10 | 15 | 20584 | 20468 | 16600 | 2.78 | 2.46 | 20941 | 3.02 | 1.82 | 8 | 7
Live | 217400082 |  | 10.5 | 14.5 | 21294 | 20606 | 16700 | 2.93 | 2.54 | 21047 | 3.16 | 1.82 | 8 | 7
Live | 217400537 |  | 10.5 | 15.2 | 20939 | 20468 | 17200 | 2.92 | 2.48 | 20622 | 3.08 | 1.9 | 8.1 | 7.25
Live | 217401459 |  | 10.5 | 15 | 21057 | 20191 | 17000 | 2.92 | 2.45 | 20197 | 3.04 | 1.9 | 8 | 7
Live | 217400081 |  | 10 | 14.5 | 20820 | 20468 | 16500 | 2.79 | 2.48 | 20728 | 3.07 | 1.82 | 8 | 7
Live | 217400536 |  | 10.5 | 15.2 | 20939 | 20468 | 17200 | 2.92 | 2.48 | 20622 | 3.08 | 1.9 | 8.1 | 7.25
Live | 217401458 |  | 10.5 | 15 | 21057 | 20191 | 17000 | 2.92 | 2.45 | 20197 | 3.04 | 1.9 | 8 | 7
Live | 217400931 |  | 10 | 15 | 20584 | 20468 | 16600 | 2.78 | 2.46 | 20941 | 3.02 | 1.82 | 8 | 7
Live | 217400080 |  | 10 | 14.5 | 20820 | 20468 | 16500 | 2.79 | 2.48 | 20728 | 3.07 | 1.82 | 8 | 7
Live | 217400535 |  | 10.5 | 15 | 21057 | 20606 | 17200 | 2.92 | 2.48 | 20728 | 3.13 | 1.9 | 8 | 7
Live | 217401457 |  | 10.5 | 15 | 21057 | 20191 | 17000 | 2.92 | 2.45 | 20197 | 3.04 | 1.9 | 8 | 7
Live | 217400079 |  | 10 | 14.5 | 20820 | 20468 | 16500 | 2.79 | 2.48 | 20728 | 3.07 | 1.82 | 8 | 7
Live | 217400534 |  | 10.5 | 15 | 21057 | 20606 | 17200 | 2.92 | 2.48 | 20728 | 3.13 | 1.9 | 8 | 7
Live | 217401456 |  | 10.5 | 15 | 21057 | 20191 | 17000 | 2.92 | 2.45 | 20197 | 3.04 | 1.9 | 8 | 7
Live | 217400078 |  | 10 | 14.5 | 20820 | 20468 | 16500 | 2.79 | 2.48 | 20728 | 3.07 | 1.82 | 8 | 7
Live | 217400930 |  | 10 | 15 | 20584 | 20468 | 16600 | 2.78 | 2.46 | 20941 | 3.02 | 1.82 | 8 | 7
Live | 217401455 |  | 10.5 | 15 | 21057 | 20191 | 17000 | 2.92 | 2.45 | 20197 | 3.04 | 1.9 | 8 | 7
Live | 217400533 |  | 10.5 | 15 | 21057 | 20606 | 17200 | 2.92 | 2.48 | 20728 | 3.13 | 1.9 | 8 | 7
Live | 217400077 |  | 10 | 14.5 | 20820 | 20468 | 16500 | 2.79 | 2.48 | 20728 | 3.07 | 1.82 | 8 | 7
Live | 217401454 |  | 10.5 | 15 | 21057 | 20191 | 17000 | 2.92 | 2.45 | 20197 | 3.04 | 1.9 | 8 | 7
Live | 217400532 |  | 10.5 | 15 | 21057 | 20606 | 17200 | 2.92 | 2.48 | 20728 | 3.13 | 1.9 | 8 | 7
Live | 217400076 |  | 10 | 14.5 | 20820 | 20468 | 16500 | 2.79 | 2.48 | 20728 | 3.07 | 1.82 | 8 | 7
Live | 217400929 |  | 10 | 15 | 20584 | 20468 | 16600 | 2.78 | 2.46 | 20941 | 3.02 | 1.82 | 8 | 7
Live | 217401453 |  | 10.5 | 15 | 21057 | 20191 | 17000 | 2.92 | 2.45 | 20197 | 3.04 | 1.9 | 8 | 7
Live | 217400531 |  | 10.5 | 15 | 21057 | 20606 | 17200 | 2.92 | 2.48 | 20728 | 3.13 | 1.9 | 8 | 7
Live | 217400075 |  | 10 | 14.5 | 20820 | 20468 | 16500 | 2.79 | 2.48 | 20728 | 3.07 | 1.82 | 8 | 7
Live | 217401452 |  | 10.5 | 15 | 21057 | 20191 | 17000 | 2.92 | 2.45 | 20197 | 3.04 | 1.9 | 8 | 7
Live | 217400530 |  | 10.5 | 15 | 21057 | 20606 | 17200 | 2.92 | 2.48 | 20728 | 3.13 | 1.9 | 8 | 7
Live | 217400074 |  | 10 | 14.5 | 20820 | 20330 | 16500 | 2.79 | 2.48 | 20728 | 3.02 | 1.82 | 8 | 7
Live | 217400928 |  | 10 | 15 | 20584 | 20468 | 16600 | 2.78 | 2.46 | 20941 | 3.02 | 1.82 | 8 | 7
Live | 217401451 |  | 10.5 | 15 | 20939 | 20191 | 17000 | 2.92 | 2.45 | 20197 | 3.02 | 1.9 | 8 | 7
Live | 217400529 |  | 10.5 | 15 | 21057 | 20606 | 17200 | 2.92 | 2.48 | 20728 | 3.13 | 1.9 | 8 | 7
Live | 217400073 |  | 10 | 14.5 | 20820 | 20330 | 16500 | 2.79 | 2.48 | 20728 | 3.02 | 1.82 | 8 | 7
Live | 217401450 |  | 10.5 | 15 | 20939 | 20191 | 17000 | 2.92 | 2.45 | 20197 | 3.02 | 1.9 | 8 | 7
Live | 217400528 |  | 10.5 | 15 | 21057 | 20606 | 17200 | 2.92 | 2.48 | 20728 | 3.13 | 1.9 | 8 | 7
Live | 217400072 |  | 10 | 14.5 | 20820 | 20330 | 16500 | 2.79 | 2.48 | 20728 | 3.02 | 1.82 | 8 | 7
Live | 217400927 |  | 10.5 | 15.2 | 20702 | 20606 | 16600 | 2.92 | 2.48 | 21047 | 3.08 | 1.95 | 8.5 | 7.4
Live | 217401449 |  | 10.5 | 15 | 20939 | 20191 | 17000 | 2.92 | 2.45 | 20197 | 3.02 | 1.9 | 8 | 7
Live | 217400527 |  | 10.5 | 15.2 | 21057 | 20468 | 16500 | 2.92 | 2.48 | 20941 | 3.08 | 1.9 | 8.5 | 7.4
Live | 217400071 |  | 10 | 14.5 | 20820 | 20330 | 16500 | 2.79 | 2.48 | 20728 | 3.02 | 1.82 | 8 | 7
Live | 217401448 |  | 10.5 | 15 | 20939 | 20191 | 17000 | 2.92 | 2.45 | 20197 | 3.02 | 1.9 | 8 | 7
Live | 217400526 |  | 10.5 | 15.2 | 21057 | 20468 | 16500 | 2.92 | 2.48 | 20941 | 3.08 | 1.9 | 8.5 | 7.4
Live | 217400070 |  | 10 | 14.5 | 20820 | 20330 | 16500 | 2.79 | 2.48 | 20728 | 3.02 | 1.82 | 8 | 7
Live | 217401447 |  | 10.5 | 15 | 20939 | 20191 | 17000 | 2.92 | 2.45 | 20197 | 3.02 | 1.9 | 8 | 7
Live | 217400926 |  | 10.5 | 15.2 | 20702 | 20606 | 16600 | 2.92 | 2.48 | 21047 | 3.08 | 1.95 | 8.5 | 7.4
Live | 217400525 |  | 10.5 | 15.2 | 21057 | 20468 | 16500 | 2.92 | 2.48 | 20941 | 3.08 | 1.9 | 8.5 | 7.4
Live | 217400069 |  | 10 | 14.5 | 20820 | 20330 | 16500 | 2.79 | 2.48 | 20728 | 3.02 | 1.82 | 8 | 7
Live | 217401446 |  | 10.5 | 15 | 20939 | 20191 | 17000 | 2.92 | 2.45 | 20197 | 3.02 | 1.9 | 8 | 7
Live | 217400068 |  | 10 | 14.5 | 20820 | 20330 | 16500 | 2.79 | 2.48 | 20728 | 3.02 | 1.82 | 8 | 7
Live | 217400524 |  | 10.5 | 15.2 | 21057 | 20468 | 16500 | 2.92 | 2.48 | 20941 | 3.08 | 1.9 | 8.5 | 7.4
Live | 217401445 |  | 10.5 | 15 | 20939 | 20191 | 17000 | 2.92 | 2.45 | 20197 | 3.02 | 1.9 | 8 | 7
Live | 217400067 |  | 10 | 14.5 | 20820 | 20330 | 16500 | 2.79 | 2.48 | 20728 | 3.02 | 1.82 | 8 | 7
Live | 217400925 |  | 10.5 | 15.2 | 20702 | 20606 | 16600 | 2.92 | 2.48 | 21047 | 3.08 | 1.95 | 8.5 | 7.4
Live | 217400523 |  | 10.5 | 15.2 | 21057 | 20468 | 16500 | 2.92 | 2.48 | 20941 | 3.08 | 1.9 | 8.5 | 7.4
Live | 217401444 |  | 10.5 | 15 | 20939 | 20191 | 17000 | 2.92 | 2.45 | 20197 | 3.02 | 1.9 | 8 | 7
Live | 217400066 |  | 10.5 | 14.5 | 21175 | 20606 | 16600 | 2.93 | 2.52 | 20941 | 3.13 | 1.82 | 8 | 7
Live | 217400522 |  | 10.5 | 15.2 | 21057 | 20468 | 16500 | 2.92 | 2.48 | 20941 | 3.08 | 1.9 | 8.5 | 7.4
Live | 217401443 |  | 10.5 | 15 | 21175 | 20191 | 17000 | 2.93 | 2.48 | 20197 | 3.08 | 1.9 | 8 | 7
Live | 217400065 |  | 10.5 | 14.5 | 21175 | 20606 | 16600 | 2.93 | 2.52 | 20941 | 3.13 | 1.82 | 8 | 7
Live | 217401442 |  | 10.5 | 15 | 21175 | 20191 | 17000 | 2.93 | 2.48 | 20197 | 3.08 | 1.9 | 8 | 7
Live | 217400924 |  | 10.5 | 15.2 | 20702 | 20606 | 16600 | 2.92 | 2.48 | 21047 | 3.08 | 1.95 | 8.5 | 7.4
Live | 217400521 |  | 10.5 | 15.2 | 21057 | 20468 | 16500 | 2.92 | 2.48 | 20941 | 3.08 | 1.9 | 8.5 | 7.4
Live | 217400064 |  | 10.5 | 14.5 | 21175 | 20606 | 16600 | 2.93 | 2.52 | 20941 | 3.13 | 1.82 | 8 | 7
Live | 217401441 |  | 10.5 | 15 | 21175 | 20191 | 17000 | 2.93 | 2.48 | 20197 | 3.08 | 1.9 | 8 | 7
Live | 217400520 |  | 10.5 | 15.2 | 21057 | 20468 | 16500 | 2.92 | 2.48 | 20941 | 3.08 | 1.9 | 8.5 | 7.4
Live | 217400063 |  | 10.5 | 14.5 | 21175 | 20606 | 16600 | 2.93 | 2.52 | 20941 | 3.13 | 1.82 | 8 | 7
Live | 217401440 |  | 10.5 | 15 | 21175 | 20191 | 17000 | 2.93 | 2.48 | 20197 | 3.08 | 1.9 | 8 | 7
Live | 217400519 |  | 10.5 | 15.2 | 20820 | 20330 | 16500 | 2.92 | 2.46 | 20834 | 3.04 | 1.85 | 8.1 | 7.05
Live | 217400923 |  | 10.5 | 15.2 | 20702 | 20606 | 16600 | 2.92 | 2.48 | 21047 | 3.08 | 1.95 | 8.5 | 7.4
Live | 217400062 |  | 10.5 | 14.5 | 21175 | 20606 | 16600 | 2.93 | 2.52 | 20941 | 3.13 | 1.82 | 8 | 7
Live | 217401439 |  | 10.5 | 15 | 21175 | 20191 | 17000 | 2.93 | 2.48 | 20197 | 3.08 | 1.9 | 8 | 7
Live | 217400518 |  | 10.5 | 15.2 | 20820 | 20330 | 16500 | 2.92 | 2.46 | 20834 | 3.04 | 1.85 | 8.1 | 7.05
Live | 217400061 |  | 10.5 | 14.5 | 21175 | 20606 | 16600 | 2.93 | 2.52 | 20941 | 3.13 | 1.82 | 8 | 7
Live | 217401438 |  | 10.5 | 15 | 21175 | 20191 | 17000 | 2.93 | 2.48 | 20197 | 3.08 | 1.9 | 8 | 7
Live | 217400060 |  | 10.5 | 14.5 | 21175 | 20606 | 16600 | 2.93 | 2.52 | 20941 | 3.13 | 1.82 | 8 | 7
Live | 217400517 |  | 10.5 | 15.2 | 20820 | 20330 | 16500 | 2.92 | 2.46 | 20834 | 3.04 | 1.85 | 8.1 | 7.05
Live | 217400922 |  | 10.5 | 15.2 | 20702 | 20606 | 16600 | 2.92 | 2.48 | 21047 | 3.08 | 1.95 | 8.5 | 7.4
Live | 217401437 |  | 10.5 | 15 | 21175 | 20191 | 17000 | 2.93 | 2.48 | 20197 | 3.08 | 1.9 | 8 | 7
Live | 217400059 |  | 10 | 14.5 | 21057 | 20606 | 16600 | 2.78 | 2.52 | 20941 | 3.13 | 1.82 | 8 | 7
Live | 217400516 |  | 10.5 | 15.2 | 20820 | 20330 | 16500 | 2.92 | 2.46 | 20834 | 3.04 | 1.85 | 8.1 | 7.05
Live | 217401436 |  | 10.5 | 15 | 21175 | 20191 | 17000 | 2.93 | 2.48 | 20197 | 3.08 | 1.9 | 8 | 7
Live | 217400058 |  | 10 | 14.5 | 21057 | 20606 | 16600 | 2.78 | 2.52 | 20941 | 3.13 | 1.82 | 8 | 7
Live | 217400515 |  | 10.5 | 15.2 | 20820 | 20330 | 16500 | 2.92 | 2.46 | 20834 | 3.04 | 1.85 | 8.1 | 7.05
Live | 217401435 |  | 10.5 | 15 | 21057 | 20191 | 17000 | 2.92 | 2.46 | 20197 | 3.04 | 1.9 | 8 | 7
Live | 217400921 |  | 10.5 | 15.2 | 20702 | 20606 | 16600 | 2.92 | 2.48 | 21047 | 3.08 | 1.95 | 8.5 | 7.4
Live | 217400057 |  | 10 | 14.5 | 21057 | 20606 | 16600 | 2.78 | 2.52 | 20941 | 3.13 | 1.82 | 8 | 7
Live | 217400514 |  | 10.5 | 15.2 | 20820 | 20330 | 16500 | 2.92 | 2.46 | 20834 | 3.04 | 1.85 | 8.1 | 7.05
Live | 217401434 |  | 10.5 | 15 | 21057 | 20191 | 17000 | 2.92 | 2.46 | 20197 | 3.04 | 1.9 | 8 | 7
Live | 217400056 |  | 10 | 14.5 | 21057 | 20606 | 16600 | 2.78 | 2.52 | 20941 | 3.13 | 1.82 | 8 | 7
Live | 217401433 |  | 10.5 | 15 | 21057 | 20191 | 17000 | 2.92 | 2.46 | 20197 | 3.04 | 1.9 | 8 | 7
Live | 217400513 |  | 10.5 | 15.2 | 20820 | 20330 | 16500 | 2.92 | 2.46 | 20834 | 3.04 | 1.85 | 8.1 | 7.05
Live | 217400055 |  | 10 | 14.5 | 21057 | 20606 | 16600 | 2.78 | 2.52 | 20941 | 3.13 | 1.82 | 8 | 7
Live | 217400920 |  | 10.5 | 15.2 | 20939 | 20606 | 16600 | 2.92 | 2.5 | 21047 | 3.13 | 1.95 | 8.5 | 7.4
Live | 217401432 |  | 10.5 | 15 | 21057 | 20191 | 17000 | 2.92 | 2.46 | 20197 | 3.04 | 1.9 | 8 | 7
Live | 217400512 |  | 10.5 | 15.2 | 20820 | 20330 | 16500 | 2.92 | 2.46 | 20834 | 3.04 | 1.85 | 8.1 | 7.05
Live | 217400054 |  | 10 | 14.5 | 21057 | 20606 | 16600 | 2.78 | 2.52 | 20941 | 3.13 | 1.82 | 8 | 7
Live | 217401431 |  | 10.5 | 15 | 21057 | 20191 | 17000 | 2.92 | 2.46 | 20197 | 3.04 | 1.9 | 8 | 7
Live | 217400511 |  | 10 | 15.5 | 21530 | 21021 | 17400 | 2.78 | 2.51 | 21047 | 3.23 | 1.9 | 8.1 | 7.15
Live | 217400053 |  | 10 | 14.5 | 21057 | 20606 | 16600 | 2.78 | 2.52 | 20941 | 3.13 | 1.82 | 8 | 7
Live | 217401430 |  | 10.5 | 15 | 21057 | 20191 | 17000 | 2.92 | 2.46 | 20197 | 3.04 | 1.9 | 8 | 7
Live | 217400919 |  | 10.5 | 15.2 | 20939 | 20606 | 16600 | 2.92 | 2.5 | 21047 | 3.13 | 1.95 | 8.5 | 7.4
Live | 217400052 |  | 10 | 14.5 | 21057 | 20606 | 16600 | 2.78 | 2.52 | 20941 | 3.13 | 1.82 | 8 | 7
Live | 217400510 |  | 10 | 15.5 | 21530 | 21021 | 17400 | 2.78 | 2.51 | 21047 | 3.23 | 1.9 | 8.1 | 7.15
Live | 217401429 |  | 10.5 | 15 | 21057 | 20191 | 17000 | 2.92 | 2.46 | 20197 | 3.04 | 1.9 | 8 | 7
Live | 217400051 |  | 10 | 14.5 | 21175 | 20606 | 16600 | 2.78 | 2.52 | 21047 | 3.13 | 1.82 | 8 | 7
Live | 217400509 |  | 10 | 15.5 | 21530 | 21021 | 17400 | 2.78 | 2.51 | 21047 | 3.23 | 1.9 | 8.1 | 7.15
Live | 217401428 |  | 10.5 | 15 | 21057 | 20191 | 17000 | 2.92 | 2.46 | 20197 | 3.04 | 1.9 | 8 | 7
Live | 217400050 |  | 10 | 14.5 | 21175 | 20606 | 16600 | 2.78 | 2.52 | 21047 | 3.13 | 1.82 | 8 | 7
Live | 217400508 |  | 10 | 15.5 | 21530 | 21021 | 17400 | 2.78 | 2.51 | 21047 | 3.23 | 1.9 | 8.1 | 7.15
Live | 217400918 |  | 10.5 | 15.2 | 20939 | 20606 | 16600 | 2.92 | 2.5 | 21047 | 3.13 | 1.95 | 8.5 | 7.4
Live | 217401427 |  | 10.5 | 14.5 | 21057 | 20191 | 17000 | 2.92 | 2.46 | 20197 | 3.04 | 1.9 | 8 | 7
Live | 217400049 |  | 10 | 14.5 | 21175 | 20606 | 16600 | 2.78 | 2.52 | 21047 | 3.13 | 1.82 | 8 | 7
Live | 217400507 |  | 10 | 15.5 | 21530 | 21021 | 17400 | 2.78 | 2.51 | 21047 | 3.23 | 1.9 | 8.1 | 7.15
Live | 217401426 |  | 10.5 | 14.5 | 21057 | 20191 | 17000 | 2.92 | 2.46 | 20197 | 3.04 | 1.9 | 8 | 7
Live | 217400048 |  | 10 | 14.5 | 21175 | 20606 | 16600 | 2.78 | 2.52 | 21047 | 3.13 | 1.82 | 8 | 7
Live | 217401425 |  | 10.5 | 14.5 | 21057 | 20191 | 17000 | 2.92 | 2.46 | 20197 | 3.04 | 1.9 | 8 | 7
Live | 217400506 |  | 10 | 15.5 | 21530 | 21021 | 17400 | 2.78 | 2.51 | 21047 | 3.23 | 1.9 | 8.1 | 7.15
Live | 217400917 |  | 10.5 | 15.2 | 20939 | 20606 | 16600 | 2.92 | 2.5 | 21047 | 3.13 | 1.95 | 8.5 | 7.4
Live | 217400047 |  | 10 | 14.5 | 21175 | 20606 | 16600 | 2.78 | 2.52 | 21047 | 3.13 | 1.82 | 8 | 7
Live | 217401424 |  | 10.5 | 14.5 | 21057 | 20191 | 17000 | 2.92 | 2.46 | 20197 | 3.04 | 1.9 | 8 | 7
Live | 217400505 |  | 10 | 15.5 | 21530 | 21021 | 17400 | 2.78 | 2.51 | 21047 | 3.23 | 1.9 | 8.1 | 7.15
Live | 217400046 |  | 10 | 14.5 | 21175 | 20606 | 16600 | 2.78 | 2.52 | 21047 | 3.13 | 1.82 | 8 | 7
Live | 217401423 |  | 10.5 | 14.5 | 21057 | 20191 | 17000 | 2.92 | 2.46 | 20197 | 3.04 | 1.9 | 8 | 7
Live | 217400504 |  | 10 | 15.5 | 21530 | 21021 | 17400 | 2.78 | 2.51 | 21047 | 3.23 | 1.9 | 8.1 | 7.15
Live | 217400045 |  | 10 | 14.5 | 21175 | 20606 | 16600 | 2.78 | 2.52 | 21047 | 3.13 | 1.82 | 8 | 7
Live | 217400916 |  | 10.5 | 15.2 | 20939 | 20606 | 16600 | 2.92 | 2.5 | 21047 | 3.13 | 1.95 | 8.5 | 7.4
Live | 217401422 |  | 10.5 | 14.5 | 21057 | 20191 | 17000 | 2.92 | 2.46 | 20197 | 3.04 | 1.9 | 8 | 7
Live | 217400503 |  | 10 | 14.3 | 20584 | 20330 | 17100 | 2.78 | 2.42 | 20409 | 2.98 | 1.85 | 7.8 | 7.05
Live | 217400044 |  | 10.5 | 14.5 | 21294 | 20745 | 17300 | 2.93 | 2.53 | 20834 | 3.18 | 1.9 | 8 | 7
Live | 217401421 |  | 10.5 | 14.5 | 21057 | 20191 | 17000 | 2.92 | 2.46 | 20197 | 3.04 | 1.9 | 8 | 7
Live | 217400502 |  | 10 | 14.3 | 20584 | 20330 | 17100 | 2.78 | 2.42 | 20409 | 2.98 | 1.85 | 7.8 | 7.05
Live | 217400043 |  | 10.5 | 14.5 | 21294 | 20745 | 17300 | 2.93 | 2.53 | 20834 | 3.18 | 1.9 | 8 | 7
Live | 217400915 |  | 10.5 | 15.2 | 20939 | 20606 | 16600 | 2.92 | 2.5 | 21047 | 3.13 | 1.95 | 8.5 | 7.4
Live | 217401420 |  | 10.5 | 14.5 | 21057 | 20191 | 17000 | 2.92 | 2.46 | 20197 | 3.04 | 1.9 | 8 | 7
Live | 217400042 |  | 10.5 | 14.5 | 21294 | 20745 | 17300 | 2.93 | 2.53 | 20834 | 3.18 | 1.9 | 8 | 7
Live | 217400501 |  | 10 | 14.3 | 20584 | 20330 | 17100 | 2.78 | 2.42 | 20409 | 2.98 | 1.85 | 7.8 | 7.05
Live | 217401419 |  | 10.5 | 15.2 | 21057 | 20191 | 17000 | 2.92 | 2.46 | 20197 | 3.04 | 1.9 | 8.1 | 7.25
Live | 217400041 |  | 10.5 | 14.5 | 21294 | 20745 | 17300 | 2.93 | 2.53 | 20834 | 3.18 | 1.9 | 8 | 7
Live | 217400500 |  | 10 | 14.3 | 20584 | 20330 | 17100 | 2.78 | 2.42 | 20409 | 2.98 | 1.85 | 7.8 | 7.05
Live | 217400914 |  | 10.5 | 15.2 | 20939 | 20606 | 16600 | 2.92 | 2.5 | 21047 | 3.13 | 1.95 | 8.5 | 7.4
Live | 217401418 |  | 10.5 | 15.2 | 21057 | 20191 | 17000 | 2.92 | 2.46 | 20197 | 3.04 | 1.9 | 8.1 | 7.25
Live | 217400040 |  | 10.5 | 14.5 | 21294 | 20745 | 17300 | 2.93 | 2.53 | 20834 | 3.18 | 1.9 | 8 | 7
Live | 217400499 |  | 10 | 14.3 | 20584 | 20330 | 17100 | 2.78 | 2.42 | 20409 | 2.98 | 1.85 | 7.8 | 7.05
Live | 217401417 |  | 10.5 | 15.2 | 21057 | 20191 | 17000 | 2.92 | 2.46 | 20197 | 3.04 | 1.9 | 8.1 | 7.25
Live | 217400498 |  | 10 | 14.3 | 20584 | 20330 | 17100 | 2.78 | 2.42 | 20409 | 2.98 | 1.85 | 7.8 | 7.05
Live | 217400039 |  | 10.5 | 14.5 | 21294 | 20745 | 17300 | 2.93 | 2.53 | 20834 | 3.18 | 1.9 | 8 | 7
Live | 217400913 |  | 10.5 | 15.2 | 20939 | 20606 | 16600 | 2.92 | 2.5 | 21047 | 3.13 | 1.95 | 8.5 | 7.4
Live | 217401416 |  | 10.5 | 15.2 | 21057 | 20191 | 17000 | 2.92 | 2.46 | 20197 | 3.04 | 1.9 | 8.1 | 7.25
Live | 217400497 |  | 10 | 14.3 | 20584 | 20330 | 17100 | 2.78 | 2.42 | 20409 | 2.98 | 1.85 | 7.8 | 7.05
Live | 217400038 |  | 10.5 | 14.5 | 21294 | 20745 | 17300 | 2.93 | 2.53 | 20834 | 3.18 | 1.9 | 8 | 7
Live | 217401415 |  | 10.5 | 15.2 | 21057 | 20191 | 17000 | 2.92 | 2.46 | 20197 | 3.04 | 1.9 | 8.1 | 7.25
Live | 217400037 |  | 10.5 | 14.5 | 21294 | 20745 | 17300 | 2.93 | 2.53 | 20834 | 3.18 | 1.9 | 8 | 7
Live | 217400496 |  | 10 | 14.3 | 20584 | 20330 | 17100 | 2.78 | 2.42 | 20409 | 2.98 | 1.85 | 7.8 | 7.05
Live | 217400036 |  | 10.5 | 14.5 | 21294 | 20745 | 17300 | 2.93 | 2.53 | 20834 | 3.18 | 1.88 | 8 | 7
Live | 217400495 |  | 10.5 | 14.5 | 20820 | 20468 | 17100 | 2.92 | 2.46 | 20622 | 3.04 | 1.92 | 8 | 7
Live | 217401414 |  | 10.5 | 15.2 | 21057 | 20191 | 17000 | 2.92 | 2.46 | 20197 | 3.04 | 1.9 | 8.1 | 7.25
Live | 217400912 |  | 10 | 14.5 | 20702 | 20606 | 16600 | 2.78 | 2.45 | 21047 | 3.04 | 1.82 | 8 | 7
Live | 217400035 |  | 10.5 | 14.5 | 21294 | 20745 | 17300 | 2.93 | 2.53 | 20834 | 3.18 | 1.88 | 8 | 7
Live | 217400494 |  | 10.5 | 14.5 | 20820 | 20468 | 17100 | 2.92 | 2.46 | 20622 | 3.04 | 1.92 | 8 | 7
Live | 217401413 |  | 10.5 | 15.2 | 21057 | 20191 | 17000 | 2.92 | 2.46 | 20197 | 3.04 | 1.9 | 8.1 | 7.25
Live | 217400034 |  | 10.5 | 14.5 | 21294 | 20745 | 17300 | 2.93 | 2.53 | 20834 | 3.18 | 1.88 | 8 | 7
Live | 217400493 |  | 10.5 | 14.5 | 20820 | 20468 | 17100 | 2.92 | 2.46 | 20622 | 3.04 | 1.92 | 8 | 7
Live | 217401412 |  | 10.5 | 15.2 | 21057 | 20191 | 17000 | 2.92 | 2.46 | 20197 | 3.04 | 1.9 | 8.1 | 7.25
Live | 217400911 |  | 10 | 14.5 | 20702 | 20606 | 16600 | 2.78 | 2.45 | 21047 | 3.04 | 1.82 | 8 | 7
Live | 217400492 |  | 10.5 | 14.5 | 20820 | 20468 | 17100 | 2.92 | 2.46 | 20622 | 3.04 | 1.92 | 8 | 7
Live | 217400033 |  | 10.5 | 14.5 | 21294 | 20745 | 17300 | 2.93 | 2.53 | 20834 | 3.18 | 1.88 | 8 | 7
Live | 217401411 |  | 10.5 | 15 | 21057 | 20191 | 17000 | 2.92 | 2.45 | 20197 | 3.04 | 1.9 | 8 | 7
Live | 217400491 |  | 10.5 | 14.5 | 20820 | 20468 | 17100 | 2.92 | 2.46 | 20622 | 3.04 | 1.92 | 8 | 7
Live | 217400032 |  | 10.5 | 14.5 | 21294 | 20745 | 17300 | 2.93 | 2.53 | 20834 | 3.18 | 1.88 | 8 | 7
Live | 217401410 |  | 10.5 | 15 | 21057 | 20191 | 17000 | 2.92 | 2.45 | 20197 | 3.04 | 1.9 | 8 | 7
Live | 217400910 |  | 10 | 14.5 | 20702 | 20606 | 16600 | 2.78 | 2.45 | 21047 | 3.04 | 1.82 | 8 | 7
Live | 217400490 |  | 10.5 | 14.5 | 20820 | 20468 | 17100 | 2.92 | 2.46 | 20622 | 3.04 | 1.92 | 8 | 7
Live | 217400031 |  | 10.5 | 14.5 | 21294 | 20745 | 17300 | 2.93 | 2.53 | 20834 | 3.18 | 1.88 | 8 | 7
Live | 217401409 |  | 10.5 | 15 | 21057 | 20191 | 17000 | 2.92 | 2.45 | 20197 | 3.04 | 1.9 | 8 | 7
Live | 217400489 |  | 10.5 | 14.5 | 20820 | 20468 | 17100 | 2.92 | 2.46 | 20622 | 3.04 | 1.92 | 8 | 7
Live | 217400030 |  | 10.5 | 14.5 | 21294 | 20745 | 17300 | 2.93 | 2.53 | 20834 | 3.18 | 1.88 | 8 | 7
Live | 217401408 |  | 10.5 | 15 | 21057 | 20191 | 17000 | 2.92 | 2.45 | 20197 | 3.04 | 1.9 | 8 | 7
Live | 217400488 |  | 10.5 | 14.5 | 20820 | 20468 | 17100 | 2.92 | 2.46 | 20622 | 3.04 | 1.92 | 8 | 7
Live | 217400909 |  | 10 | 14.5 | 20702 | 20606 | 16600 | 2.78 | 2.45 | 21047 | 3.04 | 1.82 | 8 | 7
Live | 217400029 |  | 10.5 | 14.5 | 21294 | 20745 | 17300 | 2.93 | 2.53 | 20834 | 3.18 | 1.88 | 8 | 7
Live | 217401407 |  | 10.5 | 15 | 21057 | 20191 | 17000 | 2.92 | 2.45 | 20197 | 3.04 | 1.9 | 8 | 7
Live | 217400487 |  | 10 | 14.3 | 20584 | 20330 | 17100 | 2.78 | 2.42 | 20409 | 2.98 | 1.85 | 7.8 | 7.05
Live | 217400028 |  | 10.5 | 15 | 21294 | 20745 | 17300 | 2.93 | 2.53 | 20834 | 3.18 | 1.88 | 8 | 7
Live | 217401406 |  | 10.5 | 15 | 21057 | 20191 | 17000 | 2.92 | 2.45 | 20197 | 3.04 | 1.9 | 8 | 7
Live | 217400908 |  | 10 | 14.5 | 20702 | 20606 | 16600 | 2.78 | 2.45 | 21047 | 3.04 | 1.82 | 8 | 7
Live | 217400486 |  | 10 | 14.3 | 20584 | 20330 | 17100 | 2.78 | 2.42 | 20409 | 2.98 | 1.85 | 7.8 | 7.05
Live | 217400027 |  | 10.5 | 15 | 21294 | 20745 | 17300 | 2.93 | 2.53 | 20834 | 3.18 | 1.88 | 8 | 7
Live | 217401405 |  | 10.5 | 15 | 21057 | 20191 | 17000 | 2.92 | 2.45 | 20197 | 3.04 | 1.9 | 8 | 7
Live | 217400026 |  | 10.5 | 15 | 21294 | 20745 | 17300 | 2.93 | 2.53 | 20834 | 3.18 | 1.88 | 8 | 7
Live | 217400485 |  | 10 | 14.3 | 20584 | 20330 | 17100 | 2.78 | 2.42 | 20409 | 2.98 | 1.85 | 7.8 | 7.05
Live | 217401404 |  | 10.5 | 15 | 21057 | 20191 | 17000 | 2.92 | 2.45 | 20197 | 3.04 | 1.9 | 8 | 7
Live | 217400907 |  | 10 | 14.5 | 20702 | 20606 | 16600 | 2.78 | 2.45 | 21047 | 3.04 | 1.82 | 8 | 7
Live | 217400025 |  | 10.5 | 15 | 21294 | 20745 | 17300 | 2.93 | 2.53 | 20834 | 3.18 | 1.88 | 8 | 7
Live | 217400484 |  | 10 | 14.3 | 20584 | 20330 | 17100 | 2.78 | 2.42 | 20409 | 2.98 | 1.85 | 7.8 | 7.05
Live | 217401403 |  | 10.5 | 15 | 21057 | 20191 | 17000 | 2.92 | 2.46 | 20197 | 3.04 | 1.9 | 8 | 7
Live | 217400024 |  | 10.5 | 15 | 21294 | 20745 | 17300 | 2.93 | 2.53 | 20834 | 3.18 | 1.88 | 8 | 7
Live | 217400483 |  | 10 | 14.3 | 20584 | 20330 | 17100 | 2.78 | 2.42 | 20409 | 2.98 | 1.85 | 7.8 | 7.05
Live | 217401402 |  | 10.5 | 15 | 21057 | 20191 | 17000 | 2.92 | 2.46 | 20197 | 3.04 | 1.9 | 8 | 7
Live | 217400023 |  | 10.5 | 15 | 21294 | 20745 | 17300 | 2.93 | 2.53 | 20834 | 3.18 | 1.88 | 8 | 7
Live | 217400482 |  | 10 | 14.3 | 20584 | 20330 | 17100 | 2.78 | 2.42 | 20409 | 2.98 | 1.85 | 7.8 | 7.05
Live | 217400906 |  | 10 | 14.5 | 20702 | 20606 | 16600 | 2.78 | 2.45 | 21047 | 3.04 | 1.82 | 8 | 7
Live | 217401401 |  | 10.5 | 15 | 21057 | 20191 | 17000 | 2.92 | 2.46 | 20197 | 3.04 | 1.9 | 8 | 7
Live | 217400022 |  | 10.5 | 15 | 21294 | 20745 | 17300 | 2.93 | 2.53 | 20834 | 3.18 | 1.88 | 8 | 7
Live | 217400481 |  | 10 | 14.3 | 20584 | 20330 | 17100 | 2.78 | 2.42 | 20409 | 2.98 | 1.85 | 7.8 | 7.05
Live | 217401400 |  | 10.5 | 15 | 21057 | 20191 | 17000 | 2.92 | 2.46 | 20197 | 3.04 | 1.9 | 8 | 7
Live | 217400021 |  | 10.5 | 15 | 21294 | 20745 | 17300 | 2.93 | 2.53 | 20834 | 3.18 | 1.88 | 8 | 7
Live | 217400480 |  | 10 | 14.3 | 20584 | 20330 | 17100 | 2.78 | 2.42 | 20409 | 2.98 | 1.85 | 7.8 | 7.05
Live | 217401399 |  | 10.5 | 15 | 21057 | 20191 | 17000 | 2.92 | 2.46 | 20197 | 3.04 | 1.9 | 8 | 7
Live | 217400905 |  | 10.5 | 15.2 | 20820 | 20606 | 16700 | 2.92 | 2.48 | 21047 | 3.08 | 1.95 | 8.5 | 7.4
Live | 217400020 |  | 10.5 | 15 | 21175 | 20606 | 17200 | 2.93 | 2.52 | 20728 | 3.15 | 1.9 | 8 | 7
Live | 217400479 |  | 10.5 | 14.5 | 20820 | 20468 | 17100 | 2.92 | 2.46 | 20622 | 3.04 | 1.92 | 8 | 7
Live | 217401398 |  | 10.5 | 15 | 21057 | 20191 | 17000 | 2.92 | 2.46 | 20197 | 3.04 | 1.9 | 8 | 7
Live | 217400019 |  | 10.5 | 15 | 21175 | 20606 | 17200 | 2.93 | 2.52 | 20728 | 3.15 | 1.9 | 8 | 7
Live | 217400478 |  | 10.5 | 14.5 | 20820 | 20468 | 17100 | 2.92 | 2.46 | 20622 | 3.04 | 1.92 | 8 | 7
Live | 217401397 |  | 10.5 | 15 | 21057 | 20191 | 17000 | 2.92 | 2.46 | 20197 | 3.04 | 1.9 | 8 | 7
Live | 217400904 |  | 10.5 | 15.2 | 20820 | 20606 | 16700 | 2.92 | 2.48 | 21047 | 3.08 | 1.95 | 8.5 | 7.4
Live | 217400018 |  | 10.5 | 15 | 21175 | 20606 | 17200 | 2.93 | 2.52 | 20728 | 3.15 | 1.9 | 8 | 7
Live | 217400477 |  | 10.5 | 14.5 | 20820 | 20468 | 17100 | 2.92 | 2.46 | 20622 | 3.04 | 1.92 | 8 | 7
Live | 217401396 |  | 10.5 | 15 | 21057 | 20191 | 17000 | 2.92 | 2.46 | 20197 | 3.04 | 1.9 | 8 | 7
Live | 217400017 |  | 10.5 | 15 | 21175 | 20606 | 17200 | 2.93 | 2.52 | 20728 | 3.15 | 1.9 | 8 | 7
Live | 217400476 |  | 10.5 | 14.5 | 20820 | 20468 | 17100 | 2.92 | 2.46 | 20622 | 3.04 | 1.92 | 8 | 7
Live | 217401395 |  | 10.5 | 15.2 | 21648 | 20330 | 16600 | 2.92 | 2.51 | 20834 | 3.18 | 1.95 | 8.5 | 7.3
Live | 217400903 |  | 10.5 | 15.2 | 20820 | 20606 | 16700 | 2.92 | 2.48 | 21047 | 3.08 | 1.95 | 8.5 | 7.4
Live | 217400016 |  | 10.5 | 15 | 21175 | 20606 | 17200 | 2.93 | 2.52 | 20728 | 3.15 | 1.9 | 8 | 7
Live | 217400475 |  | 10.5 | 14.5 | 20820 | 20468 | 17100 | 2.92 | 2.46 | 20622 | 3.04 | 1.92 | 8 | 7
Live | 217401394 |  | 10.5 | 15.2 | 21648 | 20330 | 16600 | 2.92 | 2.51 | 20834 | 3.18 | 1.95 | 8.5 | 7.3
Live | 217400015 |  | 10.5 | 15 | 21175 | 20606 | 17200 | 2.93 | 2.52 | 20728 | 3.15 | 1.9 | 8 | 7
Live | 217400474 |  | 10.5 | 14.5 | 20820 | 20468 | 17100 | 2.92 | 2.46 | 20622 | 3.04 | 1.92 | 8 | 7
Live | 217401393 |  | 10.5 | 15.2 | 21648 | 20330 | 16600 | 2.92 | 2.51 | 20834 | 3.18 | 1.95 | 8.5 | 7.3
Live | 217400014 |  | 10.5 | 15 | 21175 | 20606 | 17200 | 2.93 | 2.52 | 20728 | 3.15 | 1.9 | 8 | 7
Live | 217400902 |  | 10.5 | 15.2 | 20820 | 20606 | 16700 | 2.92 | 2.48 | 21047 | 3.08 | 1.95 | 8.5 | 7.4
Live | 217400473 |  | 10.5 | 14.5 | 20820 | 20468 | 17100 | 2.92 | 2.46 | 20622 | 3.04 | 1.92 | 8 | 7
Live | 217401392 |  | 10.5 | 15.2 | 21648 | 20330 | 16600 | 2.92 | 2.51 | 20834 | 3.18 | 1.95 | 8.5 | 7.3
Live | 217400013 |  | 10.5 | 15 | 21175 | 20606 | 17200 | 2.93 | 2.52 | 20728 | 3.15 | 1.9 | 8 | 7
Live | 217400472 |  | 10.5 | 14.5 | 20820 | 20468 | 17100 | 2.92 | 2.46 | 20622 | 3.04 | 1.92 | 8 | 7
Live | 217401391 |  | 10.5 | 15.2 | 21648 | 20330 | 16600 | 2.92 | 2.51 | 20834 | 3.18 | 1.95 | 8.5 | 7.3
Live | 217400012 |  | 10.5 | 14.5 | 21175 | 20606 | 17300 | 2.93 | 2.54 | 20728 | 3.16 | 1.9 | 8 | 7
Live | 217400471 |  | 10 | 15 | 20584 | 20330 | 17100 | 2.78 | 2.42 | 20409 | 3.01 | 1.85 | 7.8 | 7
Live | 217400901 |  | 10.5 | 15.2 | 20820 | 20606 | 16700 | 2.92 | 2.48 | 21047 | 3.08 | 1.95 | 8.5 | 7.4
Live | 217400011 |  | 10.5 | 14.5 | 21175 | 20606 | 17300 | 2.93 | 2.54 | 20728 | 3.16 | 1.9 | 8 | 7
Live | 217401390 |  | 10.5 | 15.2 | 21648 | 20330 | 16600 | 2.92 | 2.51 | 20834 | 3.18 | 1.95 | 8.5 | 7.3
Live | 217400470 |  | 10 | 15 | 20584 | 20330 | 17100 | 2.78 | 2.42 | 20409 | 3.01 | 1.85 | 7.8 | 7
Live | 217400010 |  | 10.5 | 14.5 | 21175 | 20606 | 17300 | 2.93 | 2.54 | 20728 | 3.16 | 1.9 | 8 | 7
Live | 217401389 |  | 10.5 | 15.2 | 21648 | 20330 | 16600 | 2.92 | 2.51 | 20834 | 3.18 | 1.95 | 8.5 | 7.3
Live | 217400469 |  | 10 | 15 | 20584 | 20330 | 17100 | 2.78 | 2.42 | 20409 | 3.01 | 1.85 | 7.8 | 7
Live | 217400900 |  | 10.5 | 15.2 | 20820 | 20606 | 16700 | 2.92 | 2.48 | 21047 | 3.08 | 1.95 | 8.5 | 7.4
Live | 217400009 |  | 10.5 | 14.5 | 21175 | 20606 | 17300 | 2.93 | 2.54 | 20728 | 3.16 | 1.9 | 8 | 7
Live | 217400468 |  | 10 | 15 | 20584 | 20330 | 17100 | 2.78 | 2.42 | 20409 | 3.01 | 1.85 | 7.8 | 7
Live | 217401388 |  | 10.5 | 15.2 | 21648 | 20330 | 16600 | 2.92 | 2.51 | 20834 | 3.18 | 1.95 | 8.5 | 7.3
Live | 217400008 |  | 10.5 | 14.5 | 21175 | 20606 | 17300 | 2.93 | 2.54 | 20728 | 3.16 | 1.9 | 8 | 7
Live | 217400467 |  | 10 | 15 | 20584 | 20330 | 17100 | 2.78 | 2.42 | 20409 | 3.01 | 1.85 | 7.8 | 7
Live | 217401387 |  | 10.5 | 15 | 21057 | 20053 | 16400 | 2.92 | 2.46 | 20409 | 3.04 | 1.84 | 8 | 7
Live | 217400466 |  | 10 | 15 | 20584 | 20330 | 17100 | 2.78 | 2.42 | 20409 | 3.01 | 1.85 | 7.8 | 7
Live | 217400007 |  | 10.5 | 14.5 | 21175 | 20606 | 17300 | 2.93 | 2.54 | 20728 | 3.16 | 1.9 | 8 | 7
Live | 217400465 |  | 10 | 15 | 20584 | 20330 | 17100 | 2.78 | 2.42 | 20409 | 3.01 | 1.85 | 7.8 | 7
Live | 217401386 |  | 10.5 | 15 | 21057 | 20053 | 16400 | 2.92 | 2.46 | 20409 | 3.04 | 1.84 | 8 | 7
Live | 217400006 |  | 10.5 | 14.5 | 21175 | 20606 | 17300 | 2.93 | 2.54 | 20728 | 3.16 | 1.9 | 8 | 7
Live | 217400464 |  | 10 | 15 | 20584 | 20330 | 17100 | 2.78 | 2.42 | 20409 | 3.01 | 1.85 | 7.8 | 7
Live | 217400005 |  | 10.5 | 14.5 | 21175 | 20606 | 17300 | 2.93 | 2.54 | 20728 | 3.16 | 1.9 | 8 | 7
Live | 217401385 |  | 10.5 | 15 | 21057 | 20053 | 16400 | 2.92 | 2.46 | 20409 | 3.04 | 1.84 | 8 | 7
Live | 217400463 |  | 10 | 14.5 | 20584 | 20468 | 17100 | 2.78 | 2.42 | 20409 | 2.98 | 1.85 | 7.8 | 7.05
Live | 217400004 |  | 10.5 | 14.5 | 21294 | 20745 | 17300 | 2.93 | 2.53 | 20834 | 3.18 | 1.9 | 8 | 7
Live | 217401384 |  | 10.5 | 15 | 21057 | 20053 | 16400 | 2.92 | 2.46 | 20409 | 3.04 | 1.84 | 8 | 7
Live | 217400462 |  | 10 | 14.5 | 20584 | 20468 | 17100 | 2.78 | 2.42 | 20409 | 2.98 | 1.85 | 7.8 | 7.05
Live | 217401383 |  | 10.5 | 15 | 21057 | 20053 | 16400 | 2.92 | 2.46 | 20409 | 3.04 | 1.84 | 8 | 7
Live | 217400003 |  | 10.5 | 14.5 | 21294 | 20745 | 17300 | 2.93 | 2.53 | 20834 | 3.18 | 1.9 | 8 | 7
Live | 217400461 |  | 10 | 14.5 | 20584 | 20468 | 17100 | 2.78 | 2.42 | 20409 | 2.98 | 1.85 | 7.8 | 7.05
Live | 217400002 |  | 10.5 | 14.5 | 21294 | 20745 | 17300 | 2.93 | 2.53 | 20834 | 3.18 | 1.9 | 8 | 7
Live | 217401382 |  | 10.5 | 15 | 21057 | 20053 | 16400 | 2.92 | 2.46 | 20409 | 3.04 | 1.84 | 8 | 7
Live | 217400460 |  | 10 | 14.5 | 20584 | 20468 | 17100 | 2.78 | 2.42 | 20409 | 2.98 | 1.85 | 7.8 | 7.05
Live | 217400001 |  | 10.5 | 14.5 | 21294 | 20745 | 17300 | 2.93 | 2.53 | 20834 | 3.18 | 1.9 | 8 | 7
Live | 217401381 |  | 10.5 | 15 | 21057 | 20053 | 16400 | 2.92 | 2.46 | 20409 | 3.04 | 1.84 | 8 | 7
Live | 217400459 |  | 10 | 14.5 | 20584 | 20468 | 17100 | 2.78 | 2.42 | 20409 | 2.98 | 1.85 | 7.8 | 7.05
Live | 217401380 |  | 10.5 | 15 | 21057 | 20053 | 16400 | 2.92 | 2.46 | 20409 | 3.04 | 1.84 | 8 | 7
Live | 217400000 |  | 10.5 | 14.5 | 21294 | 20745 | 17300 | 2.93 | 2.53 | 20834 | 3.18 | 1.9 | 8 | 7
Live | 217400458 |  | 10 | 14.5 | 20584 | 20468 | 17100 | 2.78 | 2.42 | 20409 | 2.98 | 1.85 | 7.8 | 7.05
Live | 217401379 |  | 10.5 | 15 | 21057 | 20053 | 16400 | 2.92 | 2.46 | 20409 | 3.04 | 1.84 | 8 | 7
Live | 217400457 |  | 10 | 14.5 | 20584 | 20468 | 17100 | 2.78 | 2.42 | 20409 | 2.98 | 1.85 | 7.8 | 7.05
Live | 217399999 |  | 10.5 | 14.5 | 21294 | 20745 | 17300 | 2.93 | 2.53 | 20834 | 3.18 | 1.9 | 8 | 7
Live | 217401378 |  | 10.5 | 15 | 21057 | 20053 | 16400 | 2.92 | 2.46 | 20409 | 3.04 | 1.84 | 8 | 7
Live | 217399998 |  | 10.5 | 14.5 | 21294 | 20745 | 17300 | 2.93 | 2.53 | 20834 | 3.18 | 1.9 | 8 | 7
Live | 217400456 |  | 10 | 14.5 | 20584 | 20468 | 17100 | 2.78 | 2.42 | 20409 | 2.98 | 1.85 | 7.8 | 7.05
Live | 217401377 |  | 10.5 | 15.2 | 21294 | 20191 | 16400 | 2.93 | 2.48 | 20515 | 3.08 | 1.85 | 8.1 | 7.05
Live | 217399997 |  | 10.5 | 14.5 | 21294 | 20745 | 17300 | 2.93 | 2.53 | 20834 | 3.18 | 1.9 | 8 | 7
Live | 217400455 |  | 10 | 14.5 | 20584 | 20468 | 17100 | 2.78 | 2.4 | 20409 | 2.96 | 1.85 | 7.8 | 7.05
Live | 217401376 |  | 10.5 | 15.2 | 21294 | 20191 | 16400 | 2.93 | 2.48 | 20515 | 3.08 | 1.85 | 8.1 | 7.05
Live | 217399996 |  | 10 | 14.5 | 21175 | 20606 | 16700 | 2.78 | 2.52 | 21047 | 3.15 | 1.82 | 8 | 7
Live | 217400454 |  | 10 | 14.5 | 20584 | 20468 | 17100 | 2.78 | 2.4 | 20409 | 2.96 | 1.85 | 7.8 | 7.05
Live | 217399995 |  | 10 | 14.5 | 21175 | 20606 | 16700 | 2.78 | 2.52 | 21047 | 3.15 | 1.82 | 8 | 7
Live | 217400453 |  | 10 | 14.5 | 20584 | 20468 | 17100 | 2.78 | 2.4 | 20409 | 2.96 | 1.85 | 7.8 | 7.05
Live | 217399994 |  | 10 | 14.5 | 21175 | 20606 | 16700 | 2.78 | 2.52 | 21047 | 3.15 | 1.82 | 8 | 7
Live | 217400452 |  | 10 | 14.5 | 20584 | 20468 | 17100 | 2.78 | 2.4 | 20409 | 2.96 | 1.85 | 7.8 | 7.05
Live | 217399993 |  | 10 | 14.5 | 21175 | 20606 | 16700 | 2.78 | 2.52 | 21047 | 3.15 | 1.82 | 8 | 7
Live | 217400451 |  | 10 | 14.5 | 20584 | 20468 | 17100 | 2.78 | 2.4 | 20409 | 2.96 | 1.85 | 7.8 | 7.05
Live | 217399992 |  | 10 | 14.5 | 21175 | 20606 | 16700 | 2.78 | 2.52 | 21047 | 3.15 | 1.82 | 8 | 7
Live | 217400450 |  | 10 | 14.5 | 20584 | 20468 | 17100 | 2.78 | 2.4 | 20409 | 2.96 | 1.85 | 7.8 | 7.05
Live | 217399991 |  | 10 | 14.5 | 21175 | 20606 | 16700 | 2.78 | 2.52 | 21047 | 3.15 | 1.82 | 8 | 7
Live | 217400449 |  | 10 | 14.5 | 20584 | 20468 | 17100 | 2.78 | 2.4 | 20409 | 2.96 | 1.85 | 7.8 | 7.05
Live | 217399990 |  | 10 | 14.5 | 21175 | 20606 | 16700 | 2.78 | 2.52 | 21047 | 3.15 | 1.82 | 8 | 7
Live | 217400448 |  | 10 | 14.5 | 20584 | 20468 | 17100 | 2.78 | 2.4 | 20409 | 2.96 | 1.85 | 7.8 | 7.05
Live | 217399989 |  | 10 | 14.5 | 20939 | 20468 | 16500 | 2.79 | 2.5 | 20834 | 3.07 | 1.82 | 8 | 7
Live | 217400447 |  | 10.5 | 15 | 20702 | 20468 | 17100 | 2.92 | 2.44 | 20409 | 3.02 | 1.9 | 8 | 7
Live | 217399988 |  | 10 | 14.5 | 20939 | 20468 | 16500 | 2.79 | 2.5 | 20834 | 3.07 | 1.82 | 8 | 7
Live | 217400446 |  | 10.5 | 15 | 20702 | 20468 | 17100 | 2.92 | 2.44 | 20409 | 3.02 | 1.9 | 8 | 7
Live | 217399987 |  | 10 | 14.5 | 20939 | 20468 | 16500 | 2.79 | 2.5 | 20834 | 3.07 | 1.82 | 8 | 7
Live | 217400445 |  | 10.5 | 15 | 20702 | 20468 | 17100 | 2.92 | 2.44 | 20409 | 3.02 | 1.9 | 8 | 7
Live | 217400444 |  | 10.5 | 15 | 20702 | 20468 | 17100 | 2.92 | 2.44 | 20409 | 3.02 | 1.9 | 8 | 7
Live | 217399986 |  | 10 | 14.5 | 20939 | 20468 | 16500 | 2.79 | 2.5 | 20834 | 3.07 | 1.82 | 8 | 7
Live | 217400443 |  | 10.5 | 15 | 20702 | 20468 | 17100 | 2.92 | 2.44 | 20409 | 3.02 | 1.9 | 8 | 7
Live | 217399985 |  | 10 | 14.5 | 20939 | 20468 | 16500 | 2.79 | 2.5 | 20834 | 3.07 | 1.82 | 8 | 7
Live | 217399984 |  | 10 | 14.5 | 20939 | 20468 | 16500 | 2.79 | 2.5 | 20834 | 3.07 | 1.82 | 8 | 7
Live | 217400442 |  | 10.5 | 15 | 20702 | 20468 | 17100 | 2.92 | 2.44 | 20409 | 3.02 | 1.9 | 8 | 7
Live | 217399983 |  | 10 | 14.5 | 20939 | 20468 | 16500 | 2.79 | 2.5 | 20834 | 3.07 | 1.82 | 8 | 7
Live | 217400441 |  | 10.5 | 15 | 20702 | 20468 | 17100 | 2.92 | 2.44 | 20409 | 3.02 | 1.9 | 8 | 7
Live | 217400440 |  | 10.5 | 15 | 20702 | 20468 | 17100 | 2.92 | 2.44 | 20409 | 3.02 | 1.9 | 8 | 7
Live | 217399982 |  | 10 | 14.5 | 20939 | 20468 | 16500 | 2.79 | 2.5 | 20834 | 3.07 | 1.82 | 8 | 7
Live | 217400439 |  | 10 | 15 | 20584 | 20468 | 17100 | 2.78 | 2.42 | 20409 | 2.98 | 1.85 | 7.8 | 7
Live | 217399981 |  | 10.5 | 14.5 | 21057 | 20468 | 16500 | 2.92 | 2.52 | 20834 | 3.1 | 1.8 | 8 | 7
Live | 217400438 |  | 10 | 15 | 20584 | 20468 | 17100 | 2.78 | 2.42 | 20409 | 2.98 | 1.85 | 7.8 | 7
Live | 217400437 |  | 10 | 15 | 20584 | 20468 | 17100 | 2.78 | 2.42 | 20409 | 2.98 | 1.85 | 7.8 | 7
Live | 217400436 |  | 10 | 15 | 20584 | 20468 | 17100 | 2.78 | 2.42 | 20409 | 2.98 | 1.85 | 7.8 | 7
Live | 217400435 |  | 10 | 15 | 20584 | 20468 | 17100 | 2.78 | 2.42 | 20409 | 2.98 | 1.85 | 7.8 | 7
Live | 217400434 |  | 10 | 15 | 20584 | 20468 | 17100 | 2.78 | 2.42 | 20409 | 2.98 | 1.85 | 7.8 | 7
Live | 217400433 |  | 10 | 15 | 20584 | 20468 | 17100 | 2.78 | 2.42 | 20409 | 2.98 | 1.85 | 7.8 | 7
Live | 217400432 |  | 10 | 15 | 20584 | 20468 | 17100 | 2.78 | 2.42 | 20409 | 2.98 | 1.85 | 7.8 | 7
Live | 217400431 |  | 10 | 14.3 | 20584 | 20330 | 17100 | 2.78 | 2.42 | 20409 | 2.98 | 1.85 | 7.8 | 7.05
Live | 217400430 |  | 10 | 14.3 | 20584 | 20330 | 17100 | 2.78 | 2.42 | 20409 | 2.98 | 1.85 | 7.8 | 7.05
Live | 217400429 |  | 10 | 14.3 | 20584 | 20330 | 17100 | 2.78 | 2.42 | 20409 | 2.98 | 1.85 | 7.8 | 7.05
Live | 217400428 |  | 10 | 14.3 | 20584 | 20330 | 17100 | 2.78 | 2.42 | 20409 | 2.98 | 1.85 | 7.8 | 7.05
Live | 217400427 |  | 10 | 14.3 | 20584 | 20330 | 17100 | 2.78 | 2.42 | 20409 | 2.98 | 1.85 | 7.8 | 7.05
Live | 217400426 |  | 10 | 14.3 | 20584 | 20330 | 17100 | 2.78 | 2.42 | 20409 | 2.98 | 1.85 | 7.8 | 7.05
Live | 217400425 |  | 10 | 14.3 | 20584 | 20330 | 17100 | 2.78 | 2.42 | 20409 | 2.98 | 1.85 | 7.8 | 7.05
Live | 217400424 |  | 10 | 14.3 | 20584 | 20330 | 17100 | 2.78 | 2.42 | 20409 | 2.98 | 1.85 | 7.8 | 7.05
Live | 217399980 |  | 10.5 | 14.5 | 21057 | 20468 | 16500 | 2.92 | 2.52 | 20834 | 3.1 | 1.8 | 8 | 7
Live | 217399979 |  | 10.5 | 14.5 | 21057 | 20468 | 16500 | 2.92 | 2.52 | 20834 | 3.1 | 1.8 | 8 | 7
Live | 217399978 |  | 10.5 | 14.5 | 21057 | 20468 | 16500 | 2.92 | 2.52 | 20834 | 3.1 | 1.8 | 8 | 7
Live | 217399977 |  | 10.5 | 14.5 | 21057 | 20468 | 16500 | 2.92 | 2.52 | 20834 | 3.1 | 1.8 | 8 | 7
Live | 217399976 |  | 10.5 | 14.5 | 21057 | 20468 | 16500 | 2.92 | 2.52 | 20834 | 3.1 | 1.8 | 8 | 7
Live | 217399975 |  | 10.5 | 14.5 | 21057 | 20468 | 16500 | 2.92 | 2.52 | 20834 | 3.1 | 1.8 | 8 | 7
Live | 217399974 |  | 10.5 | 14.5 | 21294 | 20606 | 16600 | 2.93 | 2.54 | 21047 | 3.16 | 1.82 | 8 | 7
Live | 217399973 |  | 10.5 | 14.5 | 21294 | 20606 | 16600 | 2.93 | 2.54 | 21047 | 3.16 | 1.82 | 8 | 7
Live | 217399972 |  | 10.5 | 14.5 | 21294 | 20606 | 16600 | 2.93 | 2.54 | 21047 | 3.16 | 1.82 | 8 | 7
Live | 217399971 |  | 10.5 | 14.5 | 21294 | 20606 | 16600 | 2.93 | 2.54 | 21047 | 3.16 | 1.82 | 8 | 7
Live | 217399970 |  | 10.5 | 14.5 | 21294 | 20606 | 16600 | 2.93 | 2.54 | 21047 | 3.16 | 1.82 | 8 | 7
Live | 217399969 |  | 10.5 | 14.5 | 21294 | 20606 | 16600 | 2.93 | 2.54 | 21047 | 3.16 | 1.82 | 8 | 7
Live | 217399968 |  | 10.5 | 14.5 | 21294 | 20606 | 16600 | 2.93 | 2.54 | 21047 | 3.16 | 1.82 | 8 | 7
Live | 217399967 |  | 10.5 | 14.5 | 21294 | 20606 | 16600 | 2.93 | 2.54 | 21047 | 3.16 | 1.82 | 8 | 7
Live | 217399966 |  | 10.5 | 14.5 | 21057 | 20468 | 16600 | 2.92 | 2.52 | 20941 | 3.1 | 1.82 | 8 | 7
Live | 217399965 |  | 10.5 | 14.5 | 21057 | 20468 | 16600 | 2.92 | 2.52 | 20941 | 3.1 | 1.82 | 8 | 7
Live | 217399964 |  | 10.5 | 14.5 | 21057 | 20468 | 16600 | 2.92 | 2.52 | 20941 | 3.1 | 1.82 | 8 | 7
Live | 217399963 |  | 10.5 | 14.5 | 21057 | 20468 | 16600 | 2.92 | 2.52 | 20941 | 3.1 | 1.82 | 8 | 7
Live | 217399962 |  | 10.5 | 14.5 | 21057 | 20468 | 16600 | 2.92 | 2.52 | 20941 | 3.1 | 1.82 | 8 | 7
Live | 217399961 |  | 10.5 | 14.5 | 21057 | 20468 | 16600 | 2.92 | 2.52 | 20941 | 3.1 | 1.82 | 8 | 7
Live | 217399960 |  | 10.5 | 14.5 | 21057 | 20468 | 16600 | 2.92 | 2.52 | 20941 | 3.1 | 1.82 | 8 | 7
Live | 217399959 |  | 10.5 | 14.5 | 21057 | 20468 | 16600 | 2.92 | 2.52 | 20941 | 3.1 | 1.82 | 8 | 7
Live | 217399955 |  | 10.5 | 15.2 | 21175 | 20883 | 16800 | 2.93 | 2.52 | 21260 | 3.18 | 1.94 | 8.5 | 7.5
Live | 217399954 |  | 10.5 | 15.2 | 21175 | 20883 | 16800 | 2.93 | 2.52 | 21260 | 3.18 | 1.94 | 8.5 | 7.5
Live | 217399953 |  | 10.5 | 15.2 | 21175 | 20883 | 16800 | 2.93 | 2.52 | 21260 | 3.18 | 1.94 | 8.5 | 7.5
Live | 217399952 |  | 10.5 | 15.2 | 21175 | 20883 | 16800 | 2.93 | 2.52 | 21260 | 3.18 | 1.94 | 8.5 | 7.5
Live | 217399951 |  | 10.5 | 15.2 | 21175 | 20883 | 16800 | 2.93 | 2.52 | 21260 | 3.18 | 1.94 | 8.5 | 7.5
Live | 217399950 |  | 10.5 | 15.2 | 21175 | 20883 | 16800 | 2.93 | 2.52 | 21260 | 3.18 | 1.94 | 8.5 | 7.5
Live | 217399949 |  | 10.5 | 15.2 | 21175 | 20883 | 16800 | 2.93 | 2.52 | 21260 | 3.18 | 1.94 | 8.5 | 7.5
Live | 217399948 |  | 10.5 | 15.2 | 21175 | 20883 | 16800 | 2.93 | 2.52 | 21260 | 3.18 | 1.94 | 8.5 | 7.5
Live | 217399947 |  | 10.5 | 15 | 21412 | 20745 | 16700 | 2.92 | 2.51 | 21260 | 3.21 | 1.94 | 8.5 | 7.5
Live | 217399946 |  | 10.5 | 15 | 21412 | 20745 | 16700 | 2.92 | 2.51 | 21260 | 3.21 | 1.94 | 8.5 | 7.5
Live | 217399945 |  | 10.5 | 15 | 21412 | 20745 | 16700 | 2.92 | 2.51 | 21260 | 3.21 | 1.94 | 8.5 | 7.5
Live | 217401863 |  | 10.5 | 15.5 | 22122 | 20883 | 17400 | 2.92 | 2.55 | 21047 | 3.3 | 2 | 8.5 | 7.5
Live | 217401862 |  | 10.5 | 14.5 | 21057 | 20191 | 17000 | 2.92 | 2.46 | 20197 | 3.04 | 1.9 | 8 | 7
Live | 217401861 |  | 10.5 | 14.5 | 21057 | 20191 | 17000 | 2.92 | 2.46 | 20197 | 3.04 | 1.9 | 8 | 7
Live | 217401860 |  | 10.5 | 14.5 | 21057 | 20191 | 17000 | 2.92 | 2.46 | 20197 | 3.04 | 1.9 | 8 | 7
Live | 217401859 |  | 10.5 | 14.5 | 21057 | 20191 | 17000 | 2.92 | 2.46 | 20197 | 3.04 | 1.9 | 8 | 7
Live | 217401858 |  | 10.5 | 14.5 | 21057 | 20191 | 17000 | 2.92 | 2.46 | 20197 | 3.04 | 1.9 | 8 | 7
Live | 217401857 |  | 10.5 | 15.2 | 21057 | 20191 | 17000 | 2.92 | 2.46 | 20197 | 3.04 | 1.9 | 8.1 | 7.25
Live | 217401856 |  | 10.5 | 15.2 | 21057 | 20191 | 17000 | 2.92 | 2.46 | 20197 | 3.04 | 1.9 | 8.1 | 7.25
Live | 217401855 |  | 10.5 | 15 | 21057 | 20191 | 17000 | 2.92 | 2.45 | 20197 | 3.04 | 1.9 | 8 | 7
Live | 217401854 |  | 10.5 | 15 | 21057 | 20191 | 17000 | 2.92 | 2.45 | 20197 | 3.04 | 1.9 | 8 | 7
Live | 217401853 |  | 10.5 | 15 | 20939 | 20191 | 17000 | 2.92 | 2.45 | 20197 | 3.02 | 1.9 | 8 | 7
Live | 217401852 |  | 10.5 | 15 | 20939 | 20191 | 17000 | 2.92 | 2.45 | 20197 | 3.02 | 1.9 | 8 | 7
Live | 217401851 |  | 10.5 | 15 | 20939 | 20191 | 17000 | 2.92 | 2.45 | 20197 | 3.02 | 1.9 | 8 | 7
Live | 217401850 |  | 10.5 | 15 | 21175 | 20191 | 17000 | 2.93 | 2.48 | 20197 | 3.08 | 1.9 | 8 | 7
Live | 217401849 |  | 10.5 | 15 | 21175 | 20191 | 17000 | 2.93 | 2.48 | 20197 | 3.08 | 1.9 | 8 | 7
Live | 217401848 |  | 10.5 | 15 | 21057 | 20191 | 17000 | 2.92 | 2.46 | 20197 | 3.04 | 1.9 | 8 | 7
Live | 217401847 |  | 10.5 | 15 | 21057 | 20191 | 17000 | 2.92 | 2.46 | 20197 | 3.04 | 1.9 | 8 | 7
Live | 217401846 |  | 10.5 | 14.5 | 21057 | 20191 | 17000 | 2.92 | 2.46 | 20197 | 3.04 | 1.9 | 8 | 7
Live | 217401845 |  | 10.5 | 15.2 | 21057 | 20191 | 17000 | 2.92 | 2.46 | 20197 | 3.04 | 1.9 | 8.1 | 7.25
Live | 217401844 |  | 10.5 | 15 | 21057 | 20191 | 17000 | 2.92 | 2.45 | 20197 | 3.04 | 1.9 | 8 | 7
Live | 217401843 |  | 10.5 | 15 | 21057 | 20191 | 17000 | 2.92 | 2.46 | 20197 | 3.04 | 1.9 | 8 | 7
Live | 217401842 |  | 10.5 | 15.2 | 21648 | 20330 | 16600 | 2.92 | 2.51 | 20834 | 3.18 | 1.95 | 8.5 | 7.3
Live | 217401841 |  | 10.5 | 15.2 | 21648 | 20330 | 16600 | 2.92 | 2.51 | 20834 | 3.18 | 1.95 | 8.5 | 7.3
Live | 217414388 |  | 10.5 | 15.2 | 21175 | 20883 | 16800 | 2.93 | 2.52 | 21260 | 3.18 | 1.94 | 8.5 | 7.5
Live | 217414386 |  | 10.5 | 15 | 21412 | 20745 | 16700 | 2.92 | 2.51 | 21260 | 3.21 | 1.94 | 8.5 | 7.5
Live | 217399939 |  | 10.5 | 15.2 | 21648 | 20606 | 16500 | 2.92 | 2.54 | 21047 | 3.21 | 1.95 | 8.5 | 7.3
Live | 217399928 |  | 10.5 | 15.2 | 21648 | 20606 | 16500 | 2.92 | 2.54 | 21047 | 3.21 | 1.95 | 8.5 | 7.3
Live | 217399895 |  | 10.5 | 15.5 | 21294 | 21021 | 17100 | 2.93 | 2.61 | 21472 | 3.23 | 2.04 | 9 | 7.5
Live | 217399884 |  | 10.5 | 15.5 | 21294 | 21021 | 17100 | 2.93 | 2.61 | 21472 | 3.23 | 2.04 | 9 | 7.5
Live | 217399873 |  | 11 | 16 | 21767 | 20883 | 16800 | 3.07 | 2.65 | 21472 | 3.31 | 2.04 | 9 | 7.5
Live | 217399862 |  | 10.5 | 16.5 | 20939 | 20745 | 16800 | 2.92 | 2.59 | 21047 | 3.15 | 1.92 | 8.5 | 7.5
Live | 217399851 |  | 10.5 | 16.5 | 20939 | 20745 | 16800 | 2.92 | 2.59 | 21047 | 3.15 | 1.92 | 8.5 | 7.5
Live | 217399825 |  | 10 | 14.5 | 20584 | 20745 | 17300 | 2.78 | 2.44 | 20834 | 3.02 | 1.92 | 8 | 7
Live | 217399824 |  | 10 | 14.5 | 20702 | 20606 | 16600 | 2.78 | 2.45 | 21047 | 3.04 | 1.84 | 8 | 7
Live | 217399823 |  | 10.5 | 15.2 | 20820 | 20745 | 17300 | 2.92 | 2.5 | 20834 | 3.1 | 1.9 | 8.1 | 7.3
Live | 217399822 |  | 10.5 | 15 | 20939 | 20745 | 17400 | 2.92 | 2.5 | 20941 | 3.13 | 1.9 | 8 | 7
Live | 217399821 |  | 10.5 | 15.2 | 20939 | 20606 | 16600 | 2.92 | 2.5 | 21047 | 3.13 | 1.95 | 8.5 | 7.4
Live | 217399820 |  | 10.5 | 15.2 | 20702 | 20606 | 16700 | 2.92 | 2.48 | 21047 | 3.07 | 1.9 | 8.5 | 7.45
Live | 217399819 |  | 10 | 14.5 | 20347 | 20606 | 17200 | 2.79 | 2.43 | 20622 | 2.98 | 1.85 | 7.8 | 7.05
Live | 217399818 |  | 10 | 15 | 20465 | 20606 | 17200 | 2.79 | 2.45 | 20622 | 3.02 | 1.88 | 8 | 7
Live | 217399817 |  | 10 | 14.5 | 20465 | 20606 | 17200 | 2.79 | 2.45 | 20622 | 3.01 | 1.9 | 8 | 7
Live | 217399816 |  | 10.5 | 15 | 20939 | 20745 | 16700 | 2.92 | 2.5 | 21260 | 3.13 | 1.94 | 8.5 | 7
Live | 217399815 |  | 10 | 14.5 | 20465 | 20468 | 16600 | 2.79 | 2.44 | 20834 | 2.98 | 1.84 | 8 | 7
Live | 217399814 |  | 10 | 14.5 | 20702 | 20745 | 16600 | 2.78 | 2.46 | 21047 | 3.07 | 1.82 | 8 | 7
Live | 217399813 |  | 10.5 | 15.2 | 21057 | 20745 | 16600 | 2.92 | 2.51 | 21260 | 3.16 | 1.95 | 8.5 | 7.4
Live | 217399812 |  | 10 | 15 | 20820 | 20606 | 16600 | 2.79 | 2.48 | 21047 | 3.08 | 1.94 | 8.5 | 7
Live | 217399811 |  | 10 | 14.5 | 20702 | 20745 | 17300 | 2.78 | 2.48 | 20834 | 3.07 | 1.92 | 8 | 7
Live | 217399810 |  | 10.5 | 15.2 | 20820 | 20745 | 17300 | 2.92 | 2.5 | 20941 | 3.13 | 1.9 | 8.1 | 7.25
Live | 217399809 |  | 10.5 | 15 | 20939 | 20745 | 17400 | 2.92 | 2.51 | 21047 | 3.15 | 1.9 | 8 | 7
Live | 217399808 |  | 10.5 | 15.5 | 20939 | 20745 | 17400 | 2.92 | 2.51 | 20941 | 3.15 | 1.9 | 8.1 | 7.25
Live | 217399807 |  | 10.5 | 15.5 | 20820 | 20745 | 17300 | 2.92 | 2.5 | 20941 | 3.13 | 1.9 | 8.1 | 7.25
Live | 217399806 |  | 10 | 14.5 | 20820 | 20606 | 16600 | 2.79 | 2.48 | 21047 | 3.08 | 1.94 | 8.5 | 7
Live | 217399805 |  | 10 | 15 | 20584 | 20468 | 16600 | 2.78 | 2.46 | 20941 | 3.02 | 1.82 | 8 | 7
Live | 217399804 |  | 10.5 | 15.2 | 20702 | 20606 | 16600 | 2.92 | 2.48 | 21047 | 3.08 | 1.95 | 8.5 | 7.4
Live | 217399803 |  | 10.5 | 15.2 | 20939 | 20606 | 16600 | 2.92 | 2.5 | 21047 | 3.13 | 1.95 | 8.5 | 7.4
Live | 217399802 |  | 10.5 | 15.2 | 20820 | 20606 | 16700 | 2.92 | 2.48 | 21047 | 3.08 | 1.95 | 8.5 | 7.4
Live | 217399801 |  | 10.5 | 14.5 | 21175 | 20053 | 16900 | 2.93 | 2.46 | 20090 | 3.07 | 1.9 | 8 | 7
Live | 217399800 |  | 10.5 | 14.5 | 21294 | 20191 | 17000 | 2.93 | 2.48 | 20197 | 3.1 | 1.9 | 8 | 7
Live | 217399799 |  | 10.5 | 14.5 | 21175 | 20053 | 16900 | 2.93 | 2.46 | 20090 | 3.07 | 1.9 | 8 | 7
Live | 217399798 |  | 10.5 | 14.5 | 21294 | 20191 | 17000 | 2.93 | 2.48 | 20197 | 3.1 | 1.9 | 8 | 7
Live | 217399797 |  | 10.5 | 15 | 21057 | 20053 | 16900 | 2.92 | 2.44 | 20090 | 3.02 | 1.9 | 8 | 7
Live | 217399796 |  | 10.5 | 15 | 21175 | 20053 | 16900 | 2.93 | 2.48 | 20090 | 3.07 | 1.9 | 8 | 7
Live | 217399795 |  | 10.5 | 15 | 21175 | 20053 | 16900 | 2.93 | 2.46 | 20090 | 3.04 | 1.9 | 8 | 7
Live | 217399794 |  | 10.5 | 15 | 21057 | 20053 | 16300 | 2.92 | 2.46 | 20303 | 3.04 | 1.84 | 8 | 7
Live | 217399793 |  | 10.5 | 14.5 | 21412 | 20191 | 16500 | 2.92 | 2.48 | 20622 | 3.13 | 1.96 | 8.5 | 7
Live | 217399792 |  | 10.5 | 15.5 | 21767 | 20330 | 16500 | 2.93 | 2.54 | 20728 | 3.23 | 1.94 | 8.5 | 7
Live | 217399791 |  | 10.5 | 15.2 | 21530 | 20191 | 16400 | 2.92 | 2.5 | 20622 | 3.15 | 1.95 | 8.5 | 7.3
Live | 217399790 |  | 10.5 | 14.5 | 21057 | 20053 | 16400 | 2.92 | 2.44 | 20409 | 3.02 | 1.84 | 8 | 7
Live | 217399789 |  | 10.5 | 14.5 | 21294 | 20191 | 16400 | 2.93 | 2.46 | 20515 | 3.07 | 1.84 | 8 | 7
Live | 217399788 |  | 10.5 | 15 | 21412 | 20330 | 17000 | 2.92 | 2.49 | 20303 | 3.13 | 1.92 | 8 | 7
Live | 217399787 |  | 10.5 | 15.5 | 21648 | 20330 | 17100 | 2.92 | 2.51 | 20409 | 3.18 | 1.9 | 8.1 | 7.1
Live | 217399786 |  | 10.5 | 15.2 | 21767 | 20330 | 17100 | 2.93 | 2.54 | 20515 | 3.23 | 1.9 | 8.1 | 7.1
Live | 217399785 |  | 10.5 | 15.5 | 21648 | 20330 | 17100 | 2.92 | 2.54 | 20409 | 3.2 | 1.9 | 8.1 | 7.1
Live | 217399784 |  | 10.5 | 15.5 | 21648 | 20330 | 17100 | 2.92 | 2.51 | 20409 | 3.18 | 1.9 | 8.1 | 7.15
Live | 217399783 |  | 10.5 | 15.2 | 21530 | 20191 | 16400 | 2.92 | 2.5 | 20622 | 3.15 | 1.95 | 8.5 | 7.35
Live | 217399782 |  | 10.5 | 15.5 | 21294 | 20053 | 16300 | 2.93 | 2.48 | 20409 | 3.08 | 1.94 | 8.5 | 7
Live | 217399781 |  | 10.5 | 15.5 | 21530 | 20053 | 16400 | 2.92 | 2.5 | 20515 | 3.15 | 1.94 | 8.5 | 7
Live | 217399780 |  | 10.5 | 15.5 | 21648 | 20191 | 16400 | 2.92 | 2.52 | 20622 | 3.18 | 1.94 | 8.5 | 7
Live | 217399779 |  | 10.5 | 15.5 | 21530 | 20191 | 16400 | 2.92 | 2.52 | 20515 | 3.15 | 1.94 | 8.5 | 7
Live | 217399778 |  | 10 | 14.5 | 20465 | 20330 | 17100 | 2.79 | 2.4 | 20409 | 2.96 | 1.85 | 7.8 | 7.05
Live | 217399777 |  | 10 | 14.5 | 20820 | 20468 | 16600 | 2.79 | 2.44 | 20834 | 3.04 | 1.82 | 8 | 7
Live | 217399776 |  | 10.5 | 15.2 | 20939 | 20468 | 17200 | 2.92 | 2.48 | 20622 | 3.08 | 1.9 | 8.1 | 7.25
Live | 217399775 |  | 10.5 | 15 | 21057 | 20606 | 17200 | 2.92 | 2.48 | 20728 | 3.13 | 1.9 | 8 | 7
Live | 217399774 |  | 10.5 | 15.2 | 21057 | 20468 | 16500 | 2.92 | 2.48 | 20941 | 3.08 | 1.9 | 8.5 | 7.4
Live | 217399773 |  | 10.5 | 15.2 | 20820 | 20330 | 16500 | 2.92 | 2.46 | 20834 | 3.04 | 1.85 | 8.1 | 7.05
Live | 217399772 |  | 10 | 14.3 | 20584 | 20330 | 17100 | 2.78 | 2.42 | 20409 | 2.98 | 1.85 | 7.8 | 7.05
Live | 217399771 |  | 10.5 | 14.5 | 20820 | 20468 | 17100 | 2.92 | 2.46 | 20622 | 3.04 | 1.92 | 8 | 7
Live | 217399770 |  | 10 | 14.3 | 20584 | 20330 | 17100 | 2.78 | 2.42 | 20409 | 2.98 | 1.85 | 7.8 | 7.05
Live | 217399769 |  | 10.5 | 14.5 | 20820 | 20468 | 17100 | 2.92 | 2.46 | 20622 | 3.04 | 1.92 | 8 | 7
Live | 217399768 |  | 10 | 14.5 | 20584 | 20468 | 17100 | 2.78 | 2.4 | 20409 | 2.96 | 1.85 | 7.8 | 7.05
Live | 217399767 |  | 10.5 | 15 | 20702 | 20468 | 17100 | 2.92 | 2.44 | 20409 | 3.02 | 1.9 | 8 | 7
Live | 217399766 |  | 10 | 15 | 20584 | 20468 | 17100 | 2.78 | 2.42 | 20409 | 2.98 | 1.85 | 7.8 | 7
Live | 217399765 |  | 10 | 15 | 20584 | 20191 | 16400 | 2.78 | 2.43 | 20728 | 2.96 | 1.82 | 8 | 7
Live | 217399764 |  | 10 | 14.5 | 20702 | 20330 | 16500 | 2.78 | 2.42 | 20728 | 2.98 | 1.82 | 8 | 7
Live | 217399763 |  | 10 | 14.5 | 20939 | 20468 | 16600 | 2.79 | 2.44 | 20941 | 3.04 | 1.82 | 8 | 7
Live | 217399762 |  | 10.5 | 15.2 | 21294 | 20606 | 16600 | 2.93 | 2.5 | 21047 | 3.15 | 1.9 | 8.5 | 7.4
Live | 217399761 |  | 10.5 | 15.2 | 21057 | 20468 | 16600 | 2.92 | 2.46 | 20941 | 3.08 | 1.9 | 8.5 | 7.4
Live | 217399760 |  | 10.5 | 14.5 | 20939 | 20606 | 17200 | 2.92 | 2.45 | 20622 | 3.07 | 1.9 | 8 | 7
Live | 217399759 |  | 10.5 | 15 | 20584 | 20330 | 17000 | 2.93 | 2.42 | 20303 | 2.98 | 1.85 | 7.8 | 7.05
Live | 217399758 |  | 10.5 | 14.5 | 20584 | 20330 | 17000 | 2.93 | 2.42 | 20303 | 2.98 | 1.85 | 7.8 | 7.05
Live | 217399757 |  | 10.5 | 15.5 | 21175 | 20606 | 17200 | 2.93 | 2.5 | 20728 | 3.15 | 1.9 | 8.1 | 7.2
Live | 217399756 |  | 10.5 | 15.5 | 21057 | 20606 | 17200 | 2.92 | 2.48 | 20728 | 3.1 | 1.9 | 8.1 | 7.25
Live | 217399755 |  | 10.5 | 15 | 21057 | 20468 | 16600 | 2.92 | 2.46 | 20941 | 3.08 | 1.82 | 8 | 7
Live | 217399754 |  | 10.5 | 15.2 | 20820 | 20330 | 16500 | 2.92 | 2.44 | 20728 | 3.02 | 1.85 | 8.1 | 7.05
Live | 217399753 |  | 10.5 | 15.5 | 20939 | 20330 | 16500 | 2.92 | 2.46 | 20834 | 3.07 | 1.85 | 8.1 | 7.1
Live | 217399752 |  | 10.5 | 15.5 | 20584 | 20191 | 16400 | 2.93 | 2.43 | 20515 | 2.98 | 1.85 | 8.1 | 7.1
Live | 217399751 |  | 10.5 | 15.2 | 20939 | 20468 | 16500 | 2.92 | 2.46 | 20834 | 3.07 | 1.85 | 8.1 | 7.1
Live | 217399750 |  | 10 | 14.5 | 21175 | 20883 | 17400 | 2.78 | 2.52 | 20941 | 3.15 | 1.9 | 8 | 7
Live | 217399749 |  | 10 | 14.5 | 21175 | 20883 | 17400 | 2.78 | 2.52 | 20941 | 3.16 | 1.9 | 8 | 7
Live | 217399748 |  | 10 | 14.5 | 20939 | 20606 | 17200 | 2.79 | 2.5 | 20728 | 3.1 | 1.85 | 7.8 | 6.95
Live | 217399747 |  | 10 | 14.5 | 20939 | 20745 | 17300 | 2.79 | 2.5 | 20834 | 3.1 | 1.85 | 7.8 | 6.95
Live | 217399746 |  | 10 | 14.5 | 20939 | 20606 | 17300 | 2.79 | 2.5 | 20728 | 3.1 | 1.85 | 7.8 | 6.95
Live | 217399745 |  | 10 | 14.5 | 20939 | 20606 | 17200 | 2.79 | 2.5 | 20728 | 3.08 | 1.85 | 7.8 | 7
Live | 217399744 |  | 10 | 14.5 | 20702 | 20468 | 16500 | 2.78 | 2.48 | 20834 | 3.04 | 1.82 | 8 | 7
Live | 217399743 |  | 10 | 14.5 | 20939 | 20606 | 16600 | 2.79 | 2.5 | 21047 | 3.1 | 1.82 | 8 | 7
Live | 217399742 |  | 10 | 14.5 | 20820 | 20468 | 16500 | 2.79 | 2.48 | 20834 | 3.04 | 1.82 | 8 | 7
Live | 217399741 |  | 10 | 14.5 | 20702 | 20468 | 17100 | 2.78 | 2.48 | 20515 | 3.04 | 1.85 | 7.8 | 7
Live | 217399740 |  | 10 | 14.5 | 21057 | 20606 | 17300 | 2.78 | 2.52 | 20728 | 3.13 | 1.85 | 7.8 | 6.95
Live | 217399739 |  | 10 | 14.5 | 20820 | 20468 | 17100 | 2.79 | 2.48 | 20515 | 3.07 | 1.85 | 7.8 | 6.95
Live | 217399738 |  | 10.5 | 14.5 | 21294 | 20606 | 16700 | 2.93 | 2.54 | 21047 | 3.16 | 1.82 | 8 | 7
Live | 217399737 |  | 10 | 14.5 | 20820 | 20330 | 16500 | 2.79 | 2.48 | 20728 | 3.02 | 1.82 | 8 | 7
Live | 217399736 |  | 10 | 14.5 | 21057 | 20606 | 16600 | 2.78 | 2.52 | 20941 | 3.13 | 1.82 | 8 | 7
Live | 217399735 |  | 10.5 | 14.5 | 21175 | 20606 | 17300 | 2.93 | 2.54 | 20728 | 3.16 | 1.9 | 8 | 7
Live | 217399734 |  | 10.5 | 14.5 | 21294 | 20745 | 17300 | 2.93 | 2.53 | 20834 | 3.18 | 1.9 | 8 | 7
Live | 217399733 |  | 10.5 | 14.5 | 21294 | 20745 | 17300 | 2.93 | 2.53 | 20834 | 3.18 | 1.88 | 8 | 7
Live | 217399732 |  | 10.5 | 15 | 21294 | 20745 | 17300 | 2.93 | 2.53 | 20834 | 3.18 | 1.88 | 8 | 7
Live | 217399731 |  | 10.5 | 15 | 21175 | 20606 | 17200 | 2.93 | 2.52 | 20728 | 3.15 | 1.9 | 8 | 7
Live | 217399730 |  | 10 | 14.5 | 21175 | 20606 | 16700 | 2.78 | 2.52 | 21047 | 3.15 | 1.82 | 8 | 7
Live | 217399729 |  | 10 | 14.5 | 20939 | 20468 | 16500 | 2.79 | 2.5 | 20834 | 3.07 | 1.82 | 8 | 7
Live | 217399728 |  | 10.5 | 14.5 | 21057 | 20468 | 16500 | 2.92 | 2.52 | 20834 | 3.1 | 1.8 | 8 | 7
Live | 217399727 |  | 10.5 | 14.5 | 21294 | 20606 | 16600 | 2.93 | 2.54 | 21047 | 3.16 | 1.82 | 8 | 7
Live | 217399726 |  | 10.5 | 14.5 | 21057 | 20468 | 16600 | 2.92 | 2.52 | 20941 | 3.1 | 1.82 | 8 | 7
Live | 217399725 |  | 11 | 16 | 21648 | 20883 | 17400 | 3.07 | 2.57 | 21047 | 3.28 | 1.92 | 8.5 | 7.5
Live | 217401840 |  | 10.5 | 15 | 21057 | 20053 | 16400 | 2.92 | 2.46 | 20409 | 3.04 | 1.84 | 8 | 7
Live | 217401839 |  | 10.5 | 15 | 21057 | 20053 | 16400 | 2.92 | 2.46 | 20409 | 3.04 | 1.84 | 8 | 7
Live | 217401838 |  | 10.5 | 15.2 | 21294 | 20191 | 16400 | 2.93 | 2.48 | 20515 | 3.08 | 1.85 | 8.1 | 7.05
Live | 217401837 |  | 10.5 | 15.2 | 21294 | 20191 | 16400 | 2.93 | 2.48 | 20515 | 3.08 | 1.85 | 8.1 | 7.05
Live | 217401836 |  | 10 | 14.3 | 21057 | 20191 | 16400 | 2.78 | 2.45 | 20515 | 3.02 | 1.84 | 8 | 7
Live | 217401835 |  | 10 | 14.3 | 21057 | 20191 | 16400 | 2.78 | 2.45 | 20515 | 3.02 | 1.84 | 8 | 7
Live | 217401834 |  | 10.5 | 14.5 | 21412 | 20330 | 16500 | 2.92 | 2.48 | 20728 | 3.1 | 1.94 | 8.5 | 7
Live | 217401833 |  | 10.5 | 14.5 | 21412 | 20330 | 16500 | 2.92 | 2.48 | 20728 | 3.1 | 1.94 | 8.5 | 7
Live | 217386780 |  | 10.5 | 15.5 | 21767 | 20330 | 16500 | 2.93 | 2.54 | 20728 | 3.23 | 1.94 | 8.5 | 7
Live | 217401832 |  | 10.5 | 15 | 21175 | 20191 | 16400 | 2.93 | 2.46 | 20515 | 3.07 | 1.82 | 8 | 7
Live | 217386778 |  | 10.5 | 15.2 | 21530 | 20191 | 16400 | 2.92 | 2.5 | 20622 | 3.15 | 1.95 | 8.5 | 7.3
Live | 217401831 |  | 10.5 | 15 | 21175 | 20191 | 16400 | 2.93 | 2.46 | 20515 | 3.07 | 1.82 | 8 | 7
Live | 217386776 |  | 10.5 | 15.2 | 21175 | 19915 | 16300 | 2.93 | 2.46 | 20303 | 3.04 | 1.85 | 8.1 | 7
Live | 217401830 |  | 10.5 | 15.5 | 21767 | 20330 | 16600 | 2.93 | 2.54 | 20834 | 3.23 | 1.92 | 8.5 | 7
Live | 217386774 |  | 10.5 | 14.5 | 21057 | 20053 | 16400 | 2.92 | 2.44 | 20409 | 3.02 | 1.84 | 8 | 7
Live | 217401829 |  | 10.5 | 15.5 | 21767 | 20330 | 16600 | 2.93 | 2.54 | 20834 | 3.23 | 1.92 | 8.5 | 7
Live | 217386772 |  | 10.5 | 14.5 | 21294 | 20191 | 16400 | 2.93 | 2.46 | 20515 | 3.07 | 1.84 | 8 | 7
Live | 217401828 |  | 10.5 | 15.2 | 21530 | 20330 | 16500 | 2.92 | 2.49 | 20728 | 3.15 | 1.95 | 8.5 | 7.35
Live | 217386770 |  | 10.5 | 15 | 21412 | 20330 | 17000 | 2.92 | 2.49 | 20303 | 3.13 | 1.92 | 8 | 7
Live | 217401827 |  | 10.5 | 15.2 | 21530 | 20330 | 16500 | 2.92 | 2.49 | 20728 | 3.15 | 1.95 | 8.5 | 7.35
Live | 217386768 |  | 10.5 | 14.5 | 21412 | 20191 | 17000 | 2.92 | 2.5 | 20303 | 3.15 | 1.92 | 8 | 7
Live | 217401826 |  | 10.5 | 15.2 | 21057 | 20053 | 16300 | 2.92 | 2.46 | 20409 | 3.04 | 1.85 | 8.1 | 7
Live | 217386766 |  | 10.5 | 15.5 | 21648 | 20330 | 17100 | 2.92 | 2.51 | 20409 | 3.18 | 1.9 | 8.1 | 7.1
Live | 217401825 |  | 10.5 | 15.2 | 21057 | 20053 | 16300 | 2.92 | 2.46 | 20409 | 3.04 | 1.85 | 8.1 | 7
Live | 217401824 |  | 10.5 | 14.5 | 21057 | 20191 | 16400 | 2.92 | 2.45 | 20515 | 3.04 | 1.84 | 8 | 7
Live | 217386764 |  | 10.5 | 15.2 | 21767 | 20330 | 17100 | 2.93 | 2.54 | 20515 | 3.23 | 1.9 | 8.1 | 7.1
Live | 217386761 |  | 10.5 | 15.5 | 21648 | 20330 | 17100 | 2.92 | 2.54 | 20409 | 3.2 | 1.9 | 8.1 | 7.1
Live | 217401823 |  | 10.5 | 14.5 | 21057 | 20191 | 16400 | 2.92 | 2.45 | 20515 | 3.04 | 1.84 | 8 | 7
Live | 217386759 |  | 10.5 | 15.5 | 21648 | 20330 | 17100 | 2.92 | 2.51 | 20409 | 3.18 | 1.9 | 8.1 | 7.15
Live | 217401822 |  | 10.5 | 14.5 | 21294 | 20330 | 16500 | 2.93 | 2.46 | 20622 | 3.07 | 1.84 | 8 | 7
Live | 217386758 |  | 10.5 | 15 | 21412 | 20330 | 17000 | 2.92 | 2.49 | 20303 | 3.13 | 1.92 | 8 | 7
Live | 217401821 |  | 10.5 | 14.5 | 21294 | 20330 | 16500 | 2.93 | 2.46 | 20622 | 3.07 | 1.84 | 8 | 7
Live | 217401820 |  | 10.5 | 15 | 21412 | 20330 | 17100 | 2.92 | 2.49 | 20409 | 3.15 | 1.9 | 8 | 7
Live | 217386756 |  | 10.5 | 15.5 | 21648 | 20330 | 17100 | 2.92 | 2.51 | 20409 | 3.18 | 1.9 | 8.1 | 7.1
Live | 217401819 |  | 10.5 | 15 | 21412 | 20330 | 17100 | 2.92 | 2.49 | 20409 | 3.15 | 1.9 | 8 | 7
Live | 217386754 |  | 10.5 | 15.2 | 21767 | 20330 | 17100 | 2.93 | 2.54 | 20515 | 3.23 | 1.9 | 8.1 | 7.1
Live | 217401818 |  | 10.5 | 14.5 | 21412 | 20330 | 17100 | 2.92 | 2.49 | 20409 | 3.13 | 1.92 | 8 | 7
Live | 217401817 |  | 10.5 | 14.5 | 21412 | 20330 | 17100 | 2.92 | 2.49 | 20409 | 3.13 | 1.92 | 8 | 7
Live | 217386752 |  | 10.5 | 15.2 | 21530 | 20191 | 16400 | 2.92 | 2.5 | 20622 | 3.15 | 1.95 | 8.5 | 7.35
Live | 217401816 |  | 10.5 | 15.5 | 21648 | 20468 | 17200 | 2.92 | 2.53 | 20515 | 3.2 | 1.9 | 8.1 | 7.1
Live | 217386751 |  | 10.5 | 15.5 | 21294 | 20053 | 16300 | 2.93 | 2.48 | 20409 | 3.08 | 1.94 | 8.5 | 7
Live | 217401815 |  | 10.5 | 15.5 | 21648 | 20468 | 17200 | 2.92 | 2.53 | 20515 | 3.2 | 1.9 | 8.1 | 7.1
Live | 217386748 |  | 10.5 | 15.5 | 21530 | 20053 | 16400 | 2.92 | 2.5 | 20515 | 3.15 | 1.94 | 8.5 | 7
Live | 217386746 |  | 10.5 | 15.5 | 21648 | 20191 | 16400 | 2.92 | 2.52 | 20622 | 3.18 | 1.94 | 8.5 | 7
Live | 217401814 |  | 10.5 | 15.5 | 21530 | 20330 | 17100 | 2.92 | 2.51 | 20515 | 3.16 | 1.9 | 8.1 | 7.2
Live | 217401813 |  | 10.5 | 15.5 | 21530 | 20330 | 17100 | 2.92 | 2.51 | 20515 | 3.16 | 1.9 | 8.1 | 7.2
Live | 217386744 |  | 10.5 | 14.5 | 21412 | 20191 | 16400 | 2.92 | 2.48 | 20622 | 3.1 | 1.94 | 8.5 | 7
Live | 217401812 |  | 10.5 | 15 | 21412 | 20330 | 17100 | 2.92 | 2.49 | 20409 | 3.15 | 1.9 | 8 | 7
Live | 217386742 |  | 10.5 | 15.5 | 21530 | 20191 | 16400 | 2.92 | 2.52 | 20515 | 3.15 | 1.94 | 8.5 | 7
Live | 217401811 |  | 10.5 | 14.5 | 21175 | 20191 | 17000 | 2.93 | 2.46 | 20197 | 3.07 | 1.9 | 8 | 7
Live | 217386740 |  | 10 | 15 | 20584 | 20330 | 17000 | 2.78 | 2.42 | 20409 | 2.98 | 1.85 | 7.8 | 7.05
Live | 217401810 |  | 10.5 | 15.2 | 21412 | 20330 | 16500 | 2.92 | 2.49 | 20728 | 3.13 | 1.95 | 8.5 | 7.35
Live | 217401809 |  | 10.5 | 15.2 | 21412 | 20330 | 16500 | 2.92 | 2.49 | 20728 | 3.13 | 1.95 | 8.5 | 7.35
Live | 217386738 |  | 10 | 14.5 | 20465 | 20330 | 17100 | 2.79 | 2.4 | 20409 | 2.96 | 1.85 | 7.8 | 7.05
Live | 217401808 |  | 10.5 | 15.5 | 21294 | 20191 | 16400 | 2.93 | 2.48 | 20515 | 3.08 | 1.94 | 8.5 | 7
Live | 217386736 |  | 10 | 15 | 20584 | 20330 | 17000 | 2.78 | 2.42 | 20409 | 2.98 | 1.85 | 7.8 | 7.05
Live | 217401807 |  | 10.5 | 15.5 | 21294 | 20191 | 16400 | 2.93 | 2.48 | 20515 | 3.08 | 1.94 | 8.5 | 7
Live | 217386734 |  | 10 | 14.5 | 20584 | 20468 | 17100 | 2.78 | 2.4 | 20409 | 2.96 | 1.85 | 7.8 | 7.05
Live | 217401806 |  | 10.5 | 15.5 | 21648 | 20330 | 16500 | 2.92 | 2.54 | 20728 | 3.18 | 1.94 | 8.5 | 7
Live | 217386732 |  | 10 | 15 | 20702 | 20330 | 16400 | 2.78 | 2.42 | 20622 | 2.98 | 1.82 | 8 | 7
Live | 217386730 |  | 10 | 14.5 | 20820 | 20468 | 16600 | 2.79 | 2.44 | 20834 | 3.04 | 1.82 | 8 | 7
Live | 217401805 |  | 10.5 | 15.5 | 21648 | 20330 | 16500 | 2.92 | 2.54 | 20728 | 3.18 | 1.94 | 8.5 | 7
Live | 217386728 |  | 10 | 14.5 | 20702 | 20330 | 16500 | 2.78 | 2.42 | 20728 | 2.98 | 1.82 | 8 | 7
Live | 217401804 |  | 10.5 | 15.5 | 21412 | 20191 | 16400 | 2.92 | 2.5 | 20622 | 3.15 | 1.94 | 8.5 | 7
Live | 217401803 |  | 10.5 | 15.5 | 21412 | 20191 | 16400 | 2.92 | 2.5 | 20622 | 3.15 | 1.94 | 8.5 | 7
Live | 217386726 |  | 10.5 | 15 | 20939 | 20468 | 16600 | 2.92 | 2.46 | 20941 | 3.07 | 1.82 | 8 | 7
Live | 217386724 |  | 10.5 | 15.2 | 20939 | 20468 | 17200 | 2.92 | 2.48 | 20622 | 3.08 | 1.9 | 8.1 | 7.25
Live | 217401802 |  | 10 | 15 | 20347 | 20606 | 17200 | 2.79 | 2.45 | 20622 | 2.98 | 1.85 | 7.8 | 7.1
Live | 217386722 |  | 10.5 | 15 | 21057 | 20606 | 17200 | 2.92 | 2.48 | 20728 | 3.13 | 1.9 | 8 | 7
Live | 217401801 |  | 10 | 15 | 20347 | 20606 | 17200 | 2.79 | 2.45 | 20622 | 2.98 | 1.85 | 7.8 | 7.1
Live | 217386720 |  | 10.5 | 15.2 | 20939 | 20468 | 17200 | 2.92 | 2.48 | 20622 | 3.08 | 1.9 | 8.1 | 7.25
Live | 217401800 |  | 10 | 14.5 | 20584 | 20745 | 17300 | 2.78 | 2.44 | 20834 | 3.02 | 1.92 | 8 | 7
Live | 217386718 |  | 10.5 | 15 | 21057 | 20606 | 17200 | 2.92 | 2.48 | 20728 | 3.13 | 1.9 | 8 | 7
Live | 217401799 |  | 10 | 14.5 | 20584 | 20745 | 17300 | 2.78 | 2.44 | 20834 | 3.02 | 1.92 | 8 | 7
Live | 217386716 |  | 10.5 | 15.2 | 21057 | 20468 | 16500 | 2.92 | 2.48 | 20941 | 3.08 | 1.9 | 8.5 | 7.4
Live | 217401798 |  | 10 | 14.5 | 20584 | 20745 | 17300 | 2.78 | 2.44 | 20834 | 3.02 | 1.92 | 8 | 7
Live | 217386714 |  | 10.5 | 15.2 | 20820 | 20330 | 16500 | 2.92 | 2.46 | 20834 | 3.04 | 1.85 | 8.1 | 7.05
Live | 217401797 |  | 10 | 15 | 20347 | 20606 | 17200 | 2.79 | 2.45 | 20622 | 2.98 | 1.85 | 7.8 | 7.1
Live | 217401796 |  | 10 | 14.5 | 20347 | 20606 | 17200 | 2.79 | 2.45 | 20622 | 2.98 | 1.85 | 7.8 | 7.05
Live | 217386712 |  | 10 | 15.5 | 21530 | 21021 | 17400 | 2.78 | 2.51 | 21047 | 3.23 | 1.9 | 8.1 | 7.15
Live | 217401795 |  | 10 | 15 | 20584 | 20468 | 16600 | 2.78 | 2.46 | 20941 | 3.02 | 1.82 | 8 | 7
Live | 217386709 |  | 10 | 14.3 | 20584 | 20330 | 17100 | 2.78 | 2.42 | 20409 | 2.98 | 1.85 | 7.8 | 7.05
Live | 217386707 |  | 10.5 | 14.5 | 20820 | 20468 | 17100 | 2.92 | 2.46 | 20622 | 3.04 | 1.92 | 8 | 7
Live | 217401794 |  | 10 | 15 | 20584 | 20468 | 16600 | 2.78 | 2.46 | 20941 | 3.02 | 1.82 | 8 | 7
Live | 217386705 |  | 10 | 14.3 | 20584 | 20330 | 17100 | 2.78 | 2.42 | 20409 | 2.98 | 1.85 | 7.8 | 7.05
Live | 217401793 |  | 10 | 14.5 | 20702 | 20606 | 16600 | 2.78 | 2.45 | 21047 | 3.04 | 1.84 | 8 | 7
Live | 217386704 |  | 10.5 | 14.5 | 20820 | 20468 | 17100 | 2.92 | 2.46 | 20622 | 3.04 | 1.92 | 8 | 7
Live | 217401792 |  | 10 | 14.5 | 20702 | 20606 | 16600 | 2.78 | 2.45 | 21047 | 3.04 | 1.84 | 8 | 7
Live | 217386702 |  | 10 | 15 | 20584 | 20330 | 17100 | 2.78 | 2.42 | 20409 | 3.01 | 1.85 | 7.8 | 7
Live | 217401791 |  | 10 | 14.5 | 20465 | 20606 | 16600 | 2.79 | 2.45 | 20941 | 3.01 | 1.82 | 8 | 7
Live | 217386700 |  | 10 | 14.5 | 20584 | 20468 | 17100 | 2.78 | 2.42 | 20409 | 2.98 | 1.85 | 7.8 | 7.05
Live | 217401790 |  | 10 | 14.5 | 20465 | 20606 | 16600 | 2.79 | 2.45 | 20941 | 3.01 | 1.82 | 8 | 7
Live | 217386698 |  | 10 | 14.5 | 20584 | 20468 | 17100 | 2.78 | 2.4 | 20409 | 2.96 | 1.85 | 7.8 | 7.05
Live | 217401789 |  | 10 | 15 | 20820 | 20606 | 16600 | 2.79 | 2.48 | 21047 | 3.08 | 1.94 | 8.5 | 7
Live | 217386697 |  | 10.5 | 15 | 20702 | 20468 | 17100 | 2.92 | 2.44 | 20409 | 3.02 | 1.9 | 8 | 7
Live | 217401788 |  | 10 | 15 | 20820 | 20606 | 16600 | 2.79 | 2.48 | 21047 | 3.08 | 1.94 | 8.5 | 7
Live | 217386695 |  | 10 | 15 | 20584 | 20468 | 17100 | 2.78 | 2.42 | 20409 | 2.98 | 1.85 | 7.8 | 7
Live | 217401787 |  | 10.5 | 15.2 | 20820 | 20745 | 17300 | 2.92 | 2.5 | 20834 | 3.1 | 1.9 | 8.1 | 7.3
Live | 217386692 |  | 10 | 14.3 | 20584 | 20330 | 17100 | 2.78 | 2.42 | 20409 | 2.98 | 1.85 | 7.8 | 7.05
Live | 217401786 |  | 10.5 | 15.2 | 20820 | 20745 | 17300 | 2.92 | 2.5 | 20834 | 3.1 | 1.9 | 8.1 | 7.3
Live | 217386690 |  | 10.5 | 14.5 | 20820 | 20468 | 17100 | 2.92 | 2.46 | 20622 | 3.04 | 1.92 | 8 | 7
Live | 217401785 |  | 10.5 | 15 | 20939 | 20745 | 17400 | 2.92 | 2.5 | 20941 | 3.13 | 1.9 | 8 | 7
Live | 217386688 |  | 10 | 15 | 20584 | 20330 | 17100 | 2.78 | 2.42 | 20409 | 3.01 | 1.85 | 7.8 | 7
Live | 217401784 |  | 10.5 | 15 | 20939 | 20745 | 17400 | 2.92 | 2.5 | 20941 | 3.13 | 1.9 | 8 | 7
Live | 217386686 |  | 10 | 14.5 | 20584 | 20468 | 17100 | 2.78 | 2.42 | 20409 | 2.98 | 1.85 | 7.8 | 7.05
Live | 217401783 |  | 10.5 | 15.2 | 20820 | 20745 | 17300 | 2.92 | 2.5 | 20834 | 3.1 | 1.9 | 8.1 | 7.3
Live | 217386684 |  | 10 | 14.5 | 20584 | 20468 | 17100 | 2.78 | 2.42 | 20409 | 2.98 | 1.85 | 7.8 | 7.05
Live | 217401782 |  | 10.5 | 15 | 20939 | 20745 | 17400 | 2.92 | 2.5 | 20941 | 3.13 | 1.9 | 8 | 7
Live | 217386682 |  | 10 | 15 | 20584 | 20191 | 16400 | 2.78 | 2.43 | 20728 | 2.96 | 1.82 | 8 | 7
Live | 217401781 |  | 10.5 | 15.2 | 20939 | 20606 | 16600 | 2.92 | 2.5 | 21047 | 3.13 | 1.95 | 8.5 | 7.4
Live | 217386681 |  | 10 | 14.5 | 20702 | 20330 | 16500 | 2.78 | 2.42 | 20728 | 2.98 | 1.82 | 8 | 7
Live | 217401780 |  | 10.5 | 15.2 | 20939 | 20606 | 16600 | 2.92 | 2.5 | 21047 | 3.13 | 1.95 | 8.5 | 7.4
Live | 217386679 |  | 10 | 14.5 | 20939 | 20468 | 16600 | 2.79 | 2.44 | 20941 | 3.04 | 1.82 | 8 | 7
Live | 217401779 |  | 10.5 | 15.2 | 20702 | 20606 | 16700 | 2.92 | 2.48 | 21047 | 3.07 | 1.9 | 8.5 | 7.45
Live | 217386677 |  | 10.5 | 15.2 | 21294 | 20606 | 16600 | 2.93 | 2.5 | 21047 | 3.15 | 1.9 | 8.5 | 7.4
Live | 217401778 |  | 10.5 | 15.2 | 20702 | 20606 | 16700 | 2.92 | 2.48 | 21047 | 3.07 | 1.9 | 8.5 | 7.45
Live | 217386675 |  | 10.5 | 15.2 | 21057 | 20468 | 16600 | 2.92 | 2.46 | 20941 | 3.08 | 1.9 | 8.5 | 7.4
Live | 217401777 |  | 10 | 15.5 | 21294 | 21159 | 17600 | 2.79 | 2.53 | 21472 | 3.24 | 1.9 | 8.1 | 7.2
Live | 217386673 |  | 10 | 15 | 20584 | 20330 | 16400 | 2.78 | 2.42 | 20622 | 2.98 | 1.82 | 8 | 7
Live | 217401776 |  | 10 | 15 | 20465 | 20606 | 17200 | 2.79 | 2.45 | 20622 | 3.01 | 1.9 | 8 | 7
Live | 217386671 |  | 10.5 | 14.5 | 20939 | 20606 | 17200 | 2.92 | 2.45 | 20622 | 3.07 | 1.9 | 8 | 7
Live | 217401775 |  | 10 | 15 | 20465 | 20606 | 17200 | 2.79 | 2.45 | 20622 | 3.01 | 1.9 | 8 | 7
Live | 217386669 |  | 10.5 | 14.5 | 20939 | 20468 | 17200 | 2.92 | 2.46 | 20622 | 3.07 | 1.9 | 8 | 7
Live | 217401774 |  | 10 | 14.5 | 20465 | 20606 | 17200 | 2.79 | 2.45 | 20622 | 3.01 | 1.85 | 7.8 | 7.05
Live | 217386667 |  | 10.5 | 15 | 20584 | 20330 | 17000 | 2.93 | 2.42 | 20303 | 2.98 | 1.85 | 7.8 | 7.05
Live | 217401773 |  | 10 | 14.5 | 20465 | 20606 | 17200 | 2.79 | 2.45 | 20622 | 3.01 | 1.85 | 7.8 | 7.05
Live | 217386665 |  | 10.5 | 14.5 | 20584 | 20330 | 17000 | 2.93 | 2.42 | 20303 | 2.98 | 1.85 | 7.8 | 7.05
Live | 217401772 |  | 10 | 14.5 | 20347 | 20606 | 17200 | 2.79 | 2.43 | 20622 | 2.98 | 1.85 | 7.8 | 7.05
Live | 217386663 |  | 10.5 | 15.5 | 21175 | 20606 | 17200 | 2.93 | 2.5 | 20728 | 3.15 | 1.9 | 8.1 | 7.2
Live | 217401771 |  | 10 | 14.5 | 20347 | 20606 | 17200 | 2.79 | 2.43 | 20622 | 2.98 | 1.85 | 7.8 | 7.05
Live | 217386661 |  | 10.5 | 15.5 | 21057 | 20606 | 17200 | 2.92 | 2.48 | 20728 | 3.1 | 1.9 | 8.1 | 7.25
Live | 217401770 |  | 10 | 14.5 | 20347 | 20606 | 17200 | 2.79 | 2.43 | 20622 | 2.98 | 1.85 | 7.8 | 7.05
Live | 217386659 |  | 10.5 | 14.5 | 20939 | 20606 | 17200 | 2.92 | 2.45 | 20622 | 3.07 | 1.9 | 8 | 7
Live | 217401769 |  | 10 | 15 | 20465 | 20606 | 17200 | 2.79 | 2.45 | 20622 | 3.02 | 1.88 | 8 | 7
Live | 217386657 |  | 10.5 | 14.5 | 20702 | 20330 | 17100 | 2.92 | 2.44 | 20409 | 3.01 | 1.85 | 7.8 | 7.05
Live | 217401768 |  | 10 | 15 | 20465 | 20606 | 17200 | 2.79 | 2.45 | 20622 | 3.02 | 1.88 | 8 | 7
Live | 217386655 |  | 10.5 | 15 | 20584 | 20330 | 17000 | 2.93 | 2.42 | 20303 | 2.98 | 1.85 | 7.8 | 7.05
Live | 217401767 |  | 10 | 14.5 | 20465 | 20606 | 17200 | 2.79 | 2.45 | 20622 | 3.01 | 1.9 | 8 | 7
Live | 217386654 |  | 10.5 | 14.5 | 20584 | 20330 | 17000 | 2.93 | 2.42 | 20303 | 2.98 | 1.85 | 7.8 | 7.05
Live | 217401766 |  | 10 | 14.5 | 20465 | 20606 | 17200 | 2.79 | 2.45 | 20622 | 3.01 | 1.9 | 8 | 7
Live | 217386651 |  | 10.5 | 15 | 21057 | 20468 | 16600 | 2.92 | 2.46 | 20941 | 3.08 | 1.82 | 8 | 7
Live | 217401765 |  | 10 | 15 | 20465 | 20606 | 17200 | 2.79 | 2.45 | 20622 | 3.01 | 1.9 | 8 | 7
Live | 217386650 |  | 10.5 | 15.2 | 20820 | 20330 | 16500 | 2.92 | 2.44 | 20728 | 3.02 | 1.85 | 8.1 | 7.05
Live | 217401764 |  | 10 | 14.5 | 20465 | 20606 | 17200 | 2.79 | 2.45 | 20622 | 3.01 | 1.85 | 7.8 | 7.05
Live | 217386648 |  | 10.5 | 15.5 | 20939 | 20330 | 16500 | 2.92 | 2.46 | 20834 | 3.07 | 1.85 | 8.1 | 7.1
Live | 217401763 |  | 10 | 14.5 | 20465 | 20606 | 17200 | 2.79 | 2.45 | 20622 | 3.01 | 1.85 | 7.8 | 7.1
Live | 217386646 |  | 10.5 | 15.5 | 20584 | 20191 | 16400 | 2.93 | 2.43 | 20515 | 2.98 | 1.85 | 8.1 | 7.1
Live | 217401762 |  | 10.5 | 15 | 20939 | 20745 | 16700 | 2.92 | 2.5 | 21260 | 3.13 | 1.94 | 8.5 | 7
Live | 217401761 |  | 10.5 | 15 | 20939 | 20745 | 16700 | 2.92 | 2.5 | 21260 | 3.13 | 1.94 | 8.5 | 7
Live | 217386643 |  | 10 | 14.5 | 20820 | 20468 | 16600 | 2.79 | 2.44 | 20834 | 3.04 | 1.82 | 8 | 7
Live | 217401760 |  | 10 | 14.5 | 20465 | 20468 | 16600 | 2.79 | 2.44 | 20834 | 2.98 | 1.84 | 8 | 7
Live | 217386642 |  | 10.5 | 15.2 | 20939 | 20468 | 16500 | 2.92 | 2.46 | 20834 | 3.07 | 1.85 | 8.1 | 7.1
Live | 217401759 |  | 10 | 14.5 | 20465 | 20468 | 16600 | 2.79 | 2.44 | 20834 | 2.98 | 1.84 | 8 | 7
Live | 217386639 |  | 10 | 14.5 | 21530 | 21298 | 17600 | 2.78 | 2.56 | 21472 | 3.26 | 1.9 | 8 | 7
Live | 217401758 |  | 10 | 15 | 20584 | 20468 | 16600 | 2.78 | 2.46 | 20941 | 3.02 | 1.82 | 8 | 7
Live | 217386637 |  | 10 | 14.5 | 20820 | 20606 | 17200 | 2.79 | 2.48 | 20728 | 3.08 | 1.85 | 7.8 | 7
Live | 217401757 |  | 10 | 15 | 20584 | 20468 | 16600 | 2.78 | 2.46 | 20941 | 3.02 | 1.82 | 8 | 7
Live | 217386635 |  | 10 | 14.5 | 21175 | 20883 | 17400 | 2.78 | 2.52 | 20941 | 3.15 | 1.9 | 8 | 7
Live | 217401756 |  | 10 | 14.5 | 20702 | 20745 | 16600 | 2.78 | 2.46 | 21047 | 3.07 | 1.82 | 8 | 7
Live | 217386633 |  | 10 | 14.5 | 21175 | 20883 | 17400 | 2.78 | 2.52 | 20941 | 3.16 | 1.9 | 8 | 7
Live | 217401755 |  | 10 | 14.5 | 20702 | 20745 | 16600 | 2.78 | 2.46 | 21047 | 3.07 | 1.82 | 8 | 7
Live | 217386631 |  | 10 | 14.5 | 20820 | 20606 | 17200 | 2.79 | 2.48 | 20728 | 3.08 | 1.85 | 7.8 | 7
Live | 217401754 |  | 10 | 14.5 | 20465 | 20606 | 16600 | 2.79 | 2.45 | 20941 | 3.01 | 1.82 | 8 | 7
Live | 217386629 |  | 10 | 14.5 | 20939 | 20606 | 17200 | 2.79 | 2.5 | 20728 | 3.1 | 1.85 | 7.8 | 6.95
Live | 217401753 |  | 10 | 14.5 | 20465 | 20606 | 16600 | 2.79 | 2.45 | 20941 | 3.01 | 1.82 | 8 | 7
Live | 217386628 |  | 10 | 14.5 | 20939 | 20745 | 17300 | 2.79 | 2.5 | 20834 | 3.1 | 1.85 | 7.8 | 6.95
Live | 217401752 |  | 10.5 | 15.2 | 21057 | 20745 | 16600 | 2.92 | 2.51 | 21260 | 3.16 | 1.95 | 8.5 | 7.4
Live | 217386626 |  | 10 | 14.5 | 20939 | 20606 | 17300 | 2.79 | 2.5 | 20728 | 3.1 | 1.85 | 7.8 | 6.95
Live | 217386624 |  | 10 | 14.5 | 20939 | 20606 | 17200 | 2.79 | 2.5 | 20728 | 3.08 | 1.85 | 7.8 | 7
Live | 217401751 |  | 10.5 | 15.2 | 21057 | 20745 | 16600 | 2.92 | 2.51 | 21260 | 3.16 | 1.95 | 8.5 | 7.4
Live | 217386622 |  | 10 | 14.5 | 20939 | 20606 | 17200 | 2.79 | 2.5 | 20728 | 3.1 | 1.85 | 7.8 | 6.95
Live | 217401750 |  | 10 | 15 | 20820 | 20606 | 16600 | 2.79 | 2.48 | 21047 | 3.08 | 1.94 | 8.5 | 7
Live | 217386620 |  | 10 | 14.5 | 20702 | 20468 | 16500 | 2.78 | 2.48 | 20834 | 3.04 | 1.82 | 8 | 7
Live | 217401749 |  | 10 | 15 | 20820 | 20606 | 16600 | 2.79 | 2.48 | 21047 | 3.08 | 1.94 | 8.5 | 7
Live | 217386617 |  | 10 | 14.5 | 20939 | 20606 | 16600 | 2.79 | 2.5 | 21047 | 3.1 | 1.82 | 8 | 7
Live | 217401748 |  | 10 | 15 | 20820 | 20606 | 16600 | 2.79 | 2.48 | 21047 | 3.1 | 1.94 | 8.5 | 7
Live | 217386615 |  | 10 | 14.5 | 20820 | 20468 | 16500 | 2.79 | 2.48 | 20834 | 3.04 | 1.82 | 8 | 7
Live | 217401747 |  | 10 | 15 | 20820 | 20606 | 16600 | 2.79 | 2.48 | 21047 | 3.1 | 1.94 | 8.5 | 7
Live | 217386613 |  | 10 | 15 | 21648 | 21159 | 17500 | 2.78 | 2.57 | 21260 | 3.31 | 1.88 | 8 | 7
Live | 217401746 |  | 10 | 14.5 | 20702 | 20745 | 17300 | 2.78 | 2.48 | 20834 | 3.07 | 1.92 | 8 | 7
Live | 217386611 |  | 10 | 14.5 | 20820 | 20468 | 17100 | 2.79 | 2.48 | 20409 | 3.04 | 1.85 | 7.8 | 7
Live | 217401745 |  | 10 | 14.5 | 20702 | 20745 | 17300 | 2.78 | 2.48 | 20834 | 3.07 | 1.92 | 8 | 7
Live | 217386609 |  | 10 | 14.5 | 20702 | 20468 | 17100 | 2.78 | 2.48 | 20515 | 3.04 | 1.85 | 7.8 | 7
Live | 217401744 |  | 10.5 | 15.2 | 20820 | 20745 | 17300 | 2.92 | 2.5 | 20941 | 3.13 | 1.9 | 8.1 | 7.25
Live | 217386607 |  | 10 | 14.5 | 21057 | 20606 | 17300 | 2.78 | 2.52 | 20728 | 3.13 | 1.85 | 7.8 | 6.95
Live | 217401743 |  | 10.5 | 15.2 | 20820 | 20745 | 17300 | 2.92 | 2.5 | 20941 | 3.13 | 1.9 | 8.1 | 7.25
Live | 217386605 |  | 10 | 14.5 | 20820 | 20468 | 17100 | 2.79 | 2.48 | 20515 | 3.07 | 1.85 | 7.8 | 6.95
Live | 217401742 |  | 10.5 | 15 | 20939 | 20745 | 17400 | 2.92 | 2.51 | 21047 | 3.15 | 1.9 | 8 | 7
Live | 217386603 |  | 10 | 14.5 | 20820 | 20468 | 17100 | 2.79 | 2.48 | 20409 | 3.04 | 1.85 | 7.8 | 7
Live | 217401741 |  | 10.5 | 15 | 20939 | 20745 | 17400 | 2.92 | 2.51 | 21047 | 3.15 | 1.9 | 8 | 7
Live | 217386601 |  | 10.5 | 14.5 | 21294 | 20606 | 16700 | 2.93 | 2.54 | 21047 | 3.16 | 1.82 | 8 | 7
Live | 217401740 |  | 10.5 | 15.5 | 20939 | 20745 | 17400 | 2.92 | 2.51 | 20941 | 3.15 | 1.9 | 8.1 | 7.25
Live | 217386599 |  | 10 | 14.5 | 20820 | 20468 | 16500 | 2.79 | 2.48 | 20728 | 3.07 | 1.82 | 8 | 7
Live | 217401739 |  | 10.5 | 15.5 | 20939 | 20745 | 17400 | 2.92 | 2.51 | 20941 | 3.15 | 1.9 | 8.1 | 7.25
Live | 217386597 |  | 10 | 14.5 | 20820 | 20330 | 16500 | 2.79 | 2.48 | 20728 | 3.02 | 1.82 | 8 | 7
Live | 217401738 |  | 10.5 | 15.5 | 20820 | 20745 | 17300 | 2.92 | 2.5 | 20941 | 3.13 | 1.9 | 8.1 | 7.25
Live | 217386595 |  | 10.5 | 14.5 | 21175 | 20606 | 16600 | 2.93 | 2.52 | 20941 | 3.13 | 1.82 | 8 | 7
Live | 217401737 |  | 10.5 | 15.5 | 20820 | 20745 | 17300 | 2.92 | 2.5 | 20941 | 3.13 | 1.9 | 8.1 | 7.25
Live | 217386593 |  | 10 | 14.5 | 21057 | 20606 | 16600 | 2.78 | 2.52 | 20941 | 3.13 | 1.82 | 8 | 7
Live | 217401736 |  | 10 | 14.5 | 20702 | 20745 | 17300 | 2.78 | 2.48 | 20834 | 3.07 | 1.92 | 8 | 7
Live | 217386592 |  | 10 | 14.5 | 21175 | 20606 | 16600 | 2.78 | 2.52 | 21047 | 3.13 | 1.82 | 8 | 7
Live | 217401735 |  | 10 | 14.5 | 20465 | 20606 | 17200 | 2.79 | 2.45 | 20622 | 3.02 | 1.9 | 8 | 7
Live | 217386590 |  | 10.5 | 14.5 | 21175 | 20606 | 17300 | 2.93 | 2.54 | 20728 | 3.16 | 1.9 | 8 | 7
Live | 217401734 |  | 10.5 | 15.2 | 20820 | 20745 | 17300 | 2.92 | 2.5 | 20941 | 3.13 | 1.9 | 8.1 | 7.25
Live | 217386588 |  | 10.5 | 14.5 | 21294 | 20745 | 17300 | 2.93 | 2.53 | 20834 | 3.18 | 1.9 | 8 | 7
Live | 217386586 |  | 10.5 | 14.5 | 21294 | 20745 | 17300 | 2.93 | 2.53 | 20834 | 3.18 | 1.88 | 8 | 7
Live | 217401733 |  | 10.5 | 15 | 20939 | 20745 | 17400 | 2.92 | 2.51 | 21047 | 3.15 | 1.9 | 8 | 7
Live | 217386584 |  | 10.5 | 15 | 21294 | 20745 | 17300 | 2.93 | 2.53 | 20834 | 3.18 | 1.88 | 8 | 7
Live | 217401732 |  | 10 | 14.5 | 20820 | 20606 | 16600 | 2.79 | 2.48 | 21047 | 3.08 | 1.94 | 8.5 | 7
Live | 217386582 |  | 10.5 | 15 | 21175 | 20606 | 17200 | 2.93 | 2.52 | 20728 | 3.15 | 1.9 | 8 | 7
Live | 217401731 |  | 10 | 14.5 | 20820 | 20606 | 16600 | 2.79 | 2.48 | 21047 | 3.08 | 1.94 | 8.5 | 7
Live | 217386580 |  | 10.5 | 14.5 | 21175 | 20606 | 17300 | 2.93 | 2.54 | 20728 | 3.16 | 1.9 | 8 | 7
Live | 217401730 |  | 10 | 15 | 20584 | 20468 | 16600 | 2.78 | 2.46 | 20941 | 3.02 | 1.82 | 8 | 7
Live | 217386579 |  | 10.5 | 14.5 | 21294 | 20745 | 17300 | 2.93 | 2.53 | 20834 | 3.18 | 1.9 | 8 | 7
Live | 217401729 |  | 10 | 15 | 20584 | 20468 | 16600 | 2.78 | 2.46 | 20941 | 3.02 | 1.82 | 8 | 7
Live | 217386577 |  | 10 | 14.5 | 21175 | 20606 | 16700 | 2.78 | 2.52 | 21047 | 3.15 | 1.82 | 8 | 7
Live | 217401728 |  | 10.5 | 15.2 | 20702 | 20606 | 16600 | 2.92 | 2.48 | 21047 | 3.08 | 1.95 | 8.5 | 7.4
Live | 217386575 |  | 10 | 14.5 | 20939 | 20468 | 16500 | 2.79 | 2.5 | 20834 | 3.07 | 1.82 | 8 | 7
Live | 217401727 |  | 10.5 | 15.2 | 20702 | 20606 | 16600 | 2.92 | 2.48 | 21047 | 3.08 | 1.95 | 8.5 | 7.4
Live | 217386573 |  | 10.5 | 14.5 | 21057 | 20468 | 16500 | 2.92 | 2.52 | 20834 | 3.1 | 1.8 | 8 | 7
Live | 217401726 |  | 10.5 | 15.2 | 20939 | 20606 | 16600 | 2.92 | 2.5 | 21047 | 3.13 | 1.95 | 8.5 | 7.4
Live | 217386571 |  | 10.5 | 14.5 | 21294 | 20606 | 16600 | 2.93 | 2.54 | 21047 | 3.16 | 1.82 | 8 | 7
Live | 217401725 |  | 10.5 | 15.2 | 20939 | 20606 | 16600 | 2.92 | 2.5 | 21047 | 3.13 | 1.95 | 8.5 | 7.4
Live | 217386569 |  | 10.5 | 14.5 | 21057 | 20468 | 16600 | 2.92 | 2.52 | 20941 | 3.1 | 1.82 | 8 | 7
Live | 217401724 |  | 10 | 14.5 | 20702 | 20606 | 16600 | 2.78 | 2.45 | 21047 | 3.04 | 1.82 | 8 | 7
Live | 217386567 |  | 10.5 | 14.3 | 21057 | 20883 | 17500 | 2.92 | 2.52 | 21047 | 3.18 | 1.9 | 8 | 7
Live | 217401723 |  | 10 | 14.5 | 20702 | 20606 | 16600 | 2.78 | 2.45 | 21047 | 3.04 | 1.82 | 8 | 7
Live | 217386565 |  | 10.5 | 15.2 | 21648 | 20606 | 16500 | 2.92 | 2.54 | 21047 | 3.21 | 1.95 | 8.5 | 7.3
Live | 217401722 |  | 10.5 | 15.2 | 20820 | 20606 | 16700 | 2.92 | 2.48 | 21047 | 3.08 | 1.95 | 8.5 | 7.4
Live | 217386563 |  | 10.5 | 15.2 | 21648 | 20606 | 16500 | 2.92 | 2.54 | 21047 | 3.21 | 1.95 | 8.5 | 7.3
Live | 217401721 |  | 10.5 | 15.2 | 20820 | 20606 | 16700 | 2.92 | 2.48 | 21047 | 3.08 | 1.95 | 8.5 | 7.4
Live | 217386561 |  | 10.5 | 15.2 | 21175 | 20883 | 16800 | 2.93 | 2.52 | 21260 | 3.18 | 1.94 | 8.5 | 7.5
Live | 217401720 |  | 10.5 | 15.5 | 22122 | 20883 | 17500 | 2.92 | 2.55 | 21047 | 3.33 | 2.02 | 8.5 | 7.5
Live | 217386559 |  | 10.5 | 15 | 21412 | 20745 | 16700 | 2.92 | 2.51 | 21260 | 3.21 | 1.94 | 8.5 | 7.5
Live | 217401719 |  | 10.5 | 14.5 | 21175 | 20053 | 16900 | 2.93 | 2.46 | 20090 | 3.07 | 1.9 | 8 | 7
Live | 217386557 |  | 10.5 | 15.5 | 21294 | 21021 | 17100 | 2.93 | 2.61 | 21472 | 3.23 | 2.04 | 9 | 7.5
Live | 217401718 |  | 10.5 | 14.5 | 21175 | 20053 | 16900 | 2.93 | 2.46 | 20090 | 3.07 | 1.9 | 8 | 7
Live | 217386555 |  | 10.5 | 15.5 | 21294 | 21021 | 17100 | 2.93 | 2.61 | 21472 | 3.23 | 2.04 | 9 | 7.5
Live | 217401717 |  | 10.5 | 14.5 | 21294 | 20191 | 17000 | 2.93 | 2.48 | 20197 | 3.1 | 1.9 | 8 | 7
Live | 217386553 |  | 11 | 16 | 21767 | 20883 | 16800 | 3.07 | 2.65 | 21472 | 3.31 | 2.04 | 9 | 7.5
Live | 217401716 |  | 10.5 | 14.5 | 21294 | 20191 | 17000 | 2.93 | 2.48 | 20197 | 3.1 | 1.9 | 8 | 7
Live | 217386551 |  | 10.5 | 16.5 | 20939 | 20745 | 16800 | 2.92 | 2.59 | 21047 | 3.15 | 1.92 | 8.5 | 7.5
Live | 217401715 |  | 10.5 | 14.5 | 21175 | 20053 | 16900 | 2.93 | 2.46 | 20090 | 3.07 | 1.9 | 8 | 7
Live | 217386549 |  | 10.5 | 16.5 | 20939 | 20745 | 16800 | 2.92 | 2.59 | 21047 | 3.15 | 1.92 | 8.5 | 7.5
Live | 217401714 |  | 10.5 | 14.5 | 21175 | 20053 | 16900 | 2.93 | 2.46 | 20090 | 3.07 | 1.9 | 8 | 7
Live | 217382148 |  | 11 | 16 | 21648 | 20883 | 17400 | 3.07 | 2.57 | 21047 | 3.28 | 1.92 | 8.5 | 7.5
Live | 217401713 |  | 10.5 | 14.5 | 21175 | 20053 | 16900 | 2.93 | 2.46 | 20090 | 3.07 | 1.9 | 8 | 7
Live | 217401712 |  | 10.5 | 14.5 | 21294 | 20191 | 17000 | 2.93 | 2.48 | 20197 | 3.1 | 1.9 | 8 | 7
Live | 217401711 |  | 10.5 | 14.5 | 21294 | 20191 | 17000 | 2.93 | 2.48 | 20197 | 3.1 | 1.9 | 8 | 7
Live | 217401710 |  | 10.5 | 14.5 | 21294 | 20191 | 17000 | 2.93 | 2.48 | 20197 | 3.1 | 1.9 | 8 | 7
Live | 217401709 |  | 10.5 | 15.2 | 21175 | 20053 | 16900 | 2.93 | 2.46 | 20090 | 3.07 | 1.9 | 8.1 | 7.25
Live | 217401708 |  | 10.5 | 15.2 | 21175 | 20053 | 16900 | 2.93 | 2.46 | 20090 | 3.07 | 1.9 | 8.1 | 7.25
Live | 217401707 |  | 10.5 | 15 | 21057 | 20191 | 16900 | 2.92 | 2.46 | 20090 | 3.04 | 1.9 | 8 | 7
Live | 217401706 |  | 10.5 | 15 | 21057 | 20191 | 16900 | 2.92 | 2.46 | 20090 | 3.04 | 1.9 | 8 | 7
Live | 217401705 |  | 10.5 | 15 | 21057 | 20053 | 16900 | 2.92 | 2.44 | 20090 | 3.02 | 1.9 | 8 | 7
Live | 217401704 |  | 10.5 | 15 | 21057 | 20053 | 16900 | 2.92 | 2.44 | 20090 | 3.02 | 1.9 | 8 | 7
Live | 217401703 |  | 10.5 | 15 | 21057 | 20053 | 16900 | 2.92 | 2.44 | 20090 | 3.02 | 1.9 | 8 | 7
Live | 217401702 |  | 10.5 | 15 | 21175 | 20053 | 16900 | 2.93 | 2.48 | 20090 | 3.07 | 1.9 | 8 | 7
Live | 217401701 |  | 10.5 | 15 | 21175 | 20053 | 16900 | 2.93 | 2.48 | 20090 | 3.07 | 1.9 | 8 | 7
Live | 217401700 |  | 10.5 | 15 | 21175 | 20053 | 16900 | 2.93 | 2.46 | 20090 | 3.04 | 1.9 | 8 | 7
Live | 217401699 |  | 10.5 | 15 | 21175 | 20053 | 16900 | 2.93 | 2.46 | 20090 | 3.04 | 1.9 | 8 | 7
Live | 217401698 |  | 10.5 | 14.5 | 21175 | 20053 | 16900 | 2.93 | 2.46 | 20090 | 3.07 | 1.9 | 8 | 7
Live | 217401697 |  | 10.5 | 14.5 | 21294 | 20191 | 17000 | 2.93 | 2.48 | 20197 | 3.1 | 1.9 | 8 | 7
Live | 217401696 |  | 10.5 | 15.2 | 21175 | 20053 | 16900 | 2.93 | 2.46 | 20090 | 3.07 | 1.9 | 8.1 | 7.25
Live | 217401695 |  | 10.5 | 15 | 21057 | 20191 | 16900 | 2.92 | 2.46 | 20090 | 3.04 | 1.9 | 8 | 7
Live | 217401694 |  | 10.5 | 15 | 21057 | 20191 | 16900 | 2.92 | 2.46 | 20090 | 3.04 | 1.9 | 8 | 7
Live | 217401693 |  | 10.5 | 15 | 21057 | 20053 | 16300 | 2.92 | 2.46 | 20303 | 3.04 | 1.84 | 8 | 7
Live | 217401692 |  | 10.5 | 15 | 21057 | 20053 | 16300 | 2.92 | 2.46 | 20303 | 3.04 | 1.84 | 8 | 7
Live | 217401691 |  | 10.5 | 14.5 | 21412 | 20191 | 16500 | 2.92 | 2.48 | 20622 | 3.13 | 1.96 | 8.5 | 7
Live | 217401690 |  | 10.5 | 14.5 | 21412 | 20191 | 16500 | 2.92 | 2.48 | 20622 | 3.13 | 1.96 | 8.5 | 7
Live | 217401689 |  | 10.5 | 15 | 21294 | 20053 | 16400 | 2.93 | 2.48 | 20409 | 3.08 | 1.84 | 8 | 7
Live | 217401688 |  | 10.5 | 15 | 21294 | 20053 | 16400 | 2.93 | 2.48 | 20409 | 3.08 | 1.84 | 8 | 7
Live | 217401687 |  | 10.5 | 15.5 | 21767 | 20330 | 16500 | 2.93 | 2.54 | 20728 | 3.23 | 1.94 | 8.5 | 7
Live | 217401686 |  | 10.5 | 15.5 | 21767 | 20330 | 16500 | 2.93 | 2.54 | 20728 | 3.23 | 1.94 | 8.5 | 7
Live | 217401685 |  | 10.5 | 15.2 | 21530 | 20191 | 16400 | 2.92 | 2.5 | 20622 | 3.15 | 1.95 | 8.5 | 7.3
Live | 217401684 |  | 10.5 | 15.2 | 21530 | 20191 | 16400 | 2.92 | 2.5 | 20622 | 3.15 | 1.95 | 8.5 | 7.3
Live | 217401683 |  | 10.5 | 15.2 | 21175 | 19915 | 16300 | 2.93 | 2.46 | 20303 | 3.04 | 1.85 | 8.1 | 7
Live | 217401682 |  | 10.5 | 15.2 | 21175 | 19915 | 16300 | 2.93 | 2.46 | 20303 | 3.04 | 1.85 | 8.1 | 7
Live | 217401681 |  | 10.5 | 14.5 | 21057 | 20053 | 16400 | 2.92 | 2.44 | 20409 | 3.02 | 1.84 | 8 | 7
Live | 217401680 |  | 10.5 | 14.5 | 21057 | 20053 | 16400 | 2.92 | 2.44 | 20409 | 3.02 | 1.84 | 8 | 7
Live | 217401679 |  | 10.5 | 14.5 | 21294 | 20191 | 16400 | 2.93 | 2.46 | 20515 | 3.07 | 1.84 | 8 | 7
Live | 217401678 |  | 10.5 | 14.5 | 21294 | 20191 | 16400 | 2.93 | 2.46 | 20515 | 3.07 | 1.84 | 8 | 7
Live | 217401677 |  | 10.5 | 15 | 21412 | 20330 | 17000 | 2.92 | 2.49 | 20303 | 3.13 | 1.92 | 8 | 7
Live | 217401676 |  | 10.5 | 15 | 21412 | 20330 | 17000 | 2.92 | 2.49 | 20303 | 3.13 | 1.92 | 8 | 7
Live | 217401675 |  | 10.5 | 14.5 | 21412 | 20191 | 17000 | 2.92 | 2.5 | 20303 | 3.15 | 1.92 | 8 | 7
Live | 217401674 |  | 10.5 | 14.5 | 21412 | 20191 | 17000 | 2.92 | 2.5 | 20303 | 3.15 | 1.92 | 8 | 7
Live | 217401673 |  | 10.5 | 15.5 | 21648 | 20330 | 17100 | 2.92 | 2.51 | 20409 | 3.18 | 1.9 | 8.1 | 7.1
Live | 217401672 |  | 10.5 | 15.5 | 21648 | 20330 | 17100 | 2.92 | 2.51 | 20409 | 3.18 | 1.9 | 8.1 | 7.1
Live | 217401671 |  | 10.5 | 15.2 | 21767 | 20330 | 17100 | 2.93 | 2.54 | 20515 | 3.23 | 1.9 | 8.1 | 7.1
Live | 217401670 |  | 10.5 | 15.2 | 21767 | 20330 | 17100 | 2.93 | 2.54 | 20515 | 3.23 | 1.9 | 8.1 | 7.1
Live | 217401669 |  | 10.5 | 15.5 | 21648 | 20330 | 17100 | 2.92 | 2.54 | 20409 | 3.2 | 1.9 | 8.1 | 7.1
Live | 217401668 |  | 10.5 | 15.5 | 21648 | 20330 | 17100 | 2.92 | 2.54 | 20409 | 3.2 | 1.9 | 8.1 | 7.1
Live | 217401667 |  | 10.5 | 15.5 | 21648 | 20330 | 17100 | 2.92 | 2.51 | 20409 | 3.18 | 1.9 | 8.1 | 7.15
Live | 217401666 |  | 10.5 | 15.5 | 21648 | 20330 | 17100 | 2.92 | 2.51 | 20409 | 3.18 | 1.9 | 8.1 | 7.15
Live | 217401665 |  | 10.5 | 15 | 21412 | 20330 | 17000 | 2.92 | 2.49 | 20303 | 3.13 | 1.92 | 8 | 7
Live | 217401664 |  | 10.5 | 15.5 | 21648 | 20330 | 17100 | 2.92 | 2.51 | 20409 | 3.18 | 1.9 | 8.1 | 7.1
Live | 217401663 |  | 10.5 | 15.2 | 21767 | 20330 | 17100 | 2.93 | 2.54 | 20515 | 3.23 | 1.9 | 8.1 | 7.1
Live | 217401662 |  | 10.5 | 15.2 | 21530 | 20191 | 16400 | 2.92 | 2.5 | 20622 | 3.15 | 1.95 | 8.5 | 7.35
Live | 217401661 |  | 10.5 | 15.2 | 21530 | 20191 | 16400 | 2.92 | 2.5 | 20622 | 3.15 | 1.95 | 8.5 | 7.35
Live | 217401660 |  | 10.5 | 15.5 | 21294 | 20053 | 16300 | 2.93 | 2.48 | 20409 | 3.08 | 1.94 | 8.5 | 7
Live | 217401659 |  | 10.5 | 15.5 | 21294 | 20053 | 16300 | 2.93 | 2.48 | 20409 | 3.08 | 1.94 | 8.5 | 7
Live | 217401658 |  | 10.5 | 15.5 | 21530 | 20053 | 16400 | 2.92 | 2.5 | 20515 | 3.15 | 1.94 | 8.5 | 7
Live | 217401657 |  | 10.5 | 15.5 | 21530 | 20053 | 16400 | 2.92 | 2.5 | 20515 | 3.15 | 1.94 | 8.5 | 7
Live | 217401656 |  | 10.5 | 15.5 | 21648 | 20191 | 16400 | 2.92 | 2.52 | 20622 | 3.18 | 1.94 | 8.5 | 7
Live | 217401655 |  | 10.5 | 15.5 | 21648 | 20191 | 16400 | 2.92 | 2.52 | 20622 | 3.18 | 1.94 | 8.5 | 7
Live | 217401654 |  | 10.5 | 14.5 | 21412 | 20191 | 16400 | 2.92 | 2.48 | 20622 | 3.1 | 1.94 | 8.5 | 7
Live | 217401653 |  | 10.5 | 14.5 | 21412 | 20191 | 16400 | 2.92 | 2.48 | 20622 | 3.1 | 1.94 | 8.5 | 7
Live | 217401652 |  | 10.5 | 15.5 | 21530 | 20191 | 16400 | 2.92 | 2.52 | 20515 | 3.15 | 1.94 | 8.5 | 7
Live | 217401651 |  | 10.5 | 15.5 | 21530 | 20191 | 16400 | 2.92 | 2.52 | 20515 | 3.15 | 1.94 | 8.5 | 7
Live | 217401650 |  | 10 | 15 | 20584 | 20330 | 17000 | 2.78 | 2.42 | 20409 | 2.98 | 1.85 | 7.8 | 7.05
Live | 217401649 |  | 10 | 15 | 20584 | 20330 | 17000 | 2.78 | 2.42 | 20409 | 2.98 | 1.85 | 7.8 | 7.05
Live | 217401648 |  | 10 | 14.5 | 20465 | 20330 | 17100 | 2.79 | 2.4 | 20409 | 2.96 | 1.85 | 7.8 | 7.05
Live | 217401647 |  | 10 | 14.5 | 20465 | 20330 | 17100 | 2.79 | 2.4 | 20409 | 2.96 | 1.85 | 7.8 | 7.05
Live | 217401646 |  | 10 | 14.5 | 20465 | 20330 | 17100 | 2.79 | 2.4 | 20409 | 2.96 | 1.85 | 7.8 | 7.05
Live | 217401645 |  | 10 | 15 | 20584 | 20330 | 17000 | 2.78 | 2.42 | 20409 | 2.98 | 1.85 | 7.8 | 7.05
Live | 217401644 |  | 10 | 14.5 | 20584 | 20468 | 17100 | 2.78 | 2.4 | 20409 | 2.96 | 1.85 | 7.8 | 7.05
Live | 217401643 |  | 10 | 15 | 20702 | 20330 | 16400 | 2.78 | 2.42 | 20622 | 2.98 | 1.82 | 8 | 7
Live | 217401642 |  | 10 | 15 | 20702 | 20330 | 16400 | 2.78 | 2.42 | 20622 | 2.98 | 1.82 | 8 | 7
Live | 217401641 |  | 10 | 14.5 | 20820 | 20468 | 16600 | 2.79 | 2.44 | 20834 | 3.04 | 1.82 | 8 | 7
Live | 217401640 |  | 10 | 14.5 | 20820 | 20468 | 16600 | 2.79 | 2.44 | 20834 | 3.04 | 1.82 | 8 | 7
Live | 217401639 |  | 10 | 14.5 | 20702 | 20330 | 16500 | 2.78 | 2.42 | 20728 | 2.98 | 1.82 | 8 | 7
Live | 217401638 |  | 10 | 14.5 | 20702 | 20330 | 16500 | 2.78 | 2.42 | 20728 | 2.98 | 1.82 | 8 | 7
Live | 217401637 |  | 10.5 | 15 | 20939 | 20468 | 16600 | 2.92 | 2.46 | 20941 | 3.07 | 1.82 | 8 | 7
Live | 217401636 |  | 10.5 | 15 | 20939 | 20468 | 16600 | 2.92 | 2.46 | 20941 | 3.07 | 1.82 | 8 | 7
Live | 217401635 |  | 10.5 | 15.2 | 20939 | 20468 | 17200 | 2.92 | 2.48 | 20622 | 3.08 | 1.9 | 8.1 | 7.25
Live | 217401634 |  | 10.5 | 15.2 | 20939 | 20468 | 17200 | 2.92 | 2.48 | 20622 | 3.08 | 1.9 | 8.1 | 7.25
Live | 217401633 |  | 10.5 | 15 | 21057 | 20606 | 17200 | 2.92 | 2.48 | 20728 | 3.13 | 1.9 | 8 | 7
Live | 217401632 |  | 10.5 | 15 | 21057 | 20606 | 17200 | 2.92 | 2.48 | 20728 | 3.13 | 1.9 | 8 | 7
Live | 217401631 |  | 10.5 | 15.2 | 20939 | 20468 | 17200 | 2.92 | 2.48 | 20622 | 3.08 | 1.9 | 8.1 | 7.25
Live | 217401630 |  | 10.5 | 15 | 21057 | 20606 | 17200 | 2.92 | 2.48 | 20728 | 3.13 | 1.9 | 8 | 7
Live | 217401629 |  | 10.5 | 15.2 | 21057 | 20468 | 16500 | 2.92 | 2.48 | 20941 | 3.08 | 1.9 | 8.5 | 7.4
Live | 217401628 |  | 10.5 | 15.2 | 21057 | 20468 | 16500 | 2.92 | 2.48 | 20941 | 3.08 | 1.9 | 8.5 | 7.4
Live | 217401627 |  | 10.5 | 15.2 | 20820 | 20330 | 16500 | 2.92 | 2.46 | 20834 | 3.04 | 1.85 | 8.1 | 7.05
Live | 217401626 |  | 10.5 | 15.2 | 20820 | 20330 | 16500 | 2.92 | 2.46 | 20834 | 3.04 | 1.85 | 8.1 | 7.05
Live | 217401625 |  | 10 | 15.5 | 21530 | 21021 | 17400 | 2.78 | 2.51 | 21047 | 3.23 | 1.9 | 8.1 | 7.15
Live | 217401624 |  | 10 | 14.3 | 20584 | 20330 | 17100 | 2.78 | 2.42 | 20409 | 2.98 | 1.85 | 7.8 | 7.05
Live | 217401623 |  | 10 | 14.3 | 20584 | 20330 | 17100 | 2.78 | 2.42 | 20409 | 2.98 | 1.85 | 7.8 | 7.05
Live | 217401622 |  | 10.5 | 14.5 | 20820 | 20468 | 17100 | 2.92 | 2.46 | 20622 | 3.04 | 1.92 | 8 | 7
Live | 217401621 |  | 10.5 | 14.5 | 20820 | 20468 | 17100 | 2.92 | 2.46 | 20622 | 3.04 | 1.92 | 8 | 7
Live | 217401620 |  | 10 | 14.3 | 20584 | 20330 | 17100 | 2.78 | 2.42 | 20409 | 2.98 | 1.85 | 7.8 | 7.05
Live | 217401619 |  | 10 | 14.3 | 20584 | 20330 | 17100 | 2.78 | 2.42 | 20409 | 2.98 | 1.85 | 7.8 | 7.05
Live | 217401618 |  | 10 | 14.3 | 20584 | 20330 | 17100 | 2.78 | 2.42 | 20409 | 2.98 | 1.85 | 7.8 | 7.05
Live | 217401617 |  | 10.5 | 14.5 | 20820 | 20468 | 17100 | 2.92 | 2.46 | 20622 | 3.04 | 1.92 | 8 | 7
Live | 217401616 |  | 10.5 | 14.5 | 20820 | 20468 | 17100 | 2.92 | 2.46 | 20622 | 3.04 | 1.92 | 8 | 7
Live | 217401615 |  | 10.5 | 14.5 | 20820 | 20468 | 17100 | 2.92 | 2.46 | 20622 | 3.04 | 1.92 | 8 | 7
Live | 217401614 |  | 10 | 15 | 20584 | 20330 | 17100 | 2.78 | 2.42 | 20409 | 3.01 | 1.85 | 7.8 | 7
Live | 217401613 |  | 10 | 15 | 20584 | 20330 | 17100 | 2.78 | 2.42 | 20409 | 3.01 | 1.85 | 7.8 | 7
Live | 217401612 |  | 10 | 14.5 | 20584 | 20468 | 17100 | 2.78 | 2.42 | 20409 | 2.98 | 1.85 | 7.8 | 7.05
Live | 217401611 |  | 10 | 14.5 | 20584 | 20468 | 17100 | 2.78 | 2.42 | 20409 | 2.98 | 1.85 | 7.8 | 7.05
Live | 217401610 |  | 10 | 14.5 | 20584 | 20468 | 17100 | 2.78 | 2.4 | 20409 | 2.96 | 1.85 | 7.8 | 7.05
Live | 217401609 |  | 10 | 14.5 | 20584 | 20468 | 17100 | 2.78 | 2.4 | 20409 | 2.96 | 1.85 | 7.8 | 7.05
Live | 217401608 |  | 10 | 14.5 | 20584 | 20468 | 17100 | 2.78 | 2.4 | 20409 | 2.96 | 1.85 | 7.8 | 7.05
Live | 217401607 |  | 10.5 | 15 | 20702 | 20468 | 17100 | 2.92 | 2.44 | 20409 | 3.02 | 1.9 | 8 | 7
Live | 217401606 |  | 10.5 | 15 | 20702 | 20468 | 17100 | 2.92 | 2.44 | 20409 | 3.02 | 1.9 | 8 | 7
Live | 217401605 |  | 10 | 15 | 20584 | 20468 | 17100 | 2.78 | 2.42 | 20409 | 2.98 | 1.85 | 7.8 | 7
Live | 217401604 |  | 10 | 15 | 20584 | 20468 | 17100 | 2.78 | 2.42 | 20409 | 2.98 | 1.85 | 7.8 | 7
Live | 217401603 |  | 10 | 14.3 | 20584 | 20330 | 17100 | 2.78 | 2.42 | 20409 | 2.98 | 1.85 | 7.8 | 7.05
Live | 217401602 |  | 10.5 | 14.5 | 20820 | 20468 | 17100 | 2.92 | 2.46 | 20622 | 3.04 | 1.92 | 8 | 7
Live | 217401601 |  | 10 | 15 | 20584 | 20330 | 17100 | 2.78 | 2.42 | 20409 | 3.01 | 1.85 | 7.8 | 7
Live | 217401600 |  | 10 | 14.5 | 20584 | 20468 | 17100 | 2.78 | 2.42 | 20409 | 2.98 | 1.85 | 7.8 | 7.05
Live | 217401599 |  | 10 | 14.5 | 20584 | 20468 | 17100 | 2.78 | 2.42 | 20409 | 2.98 | 1.85 | 7.8 | 7.05
Live | 217401598 |  | 10 | 15 | 20584 | 20191 | 16400 | 2.78 | 2.43 | 20728 | 2.96 | 1.82 | 8 | 7
Live | 217401597 |  | 10 | 15 | 20584 | 20191 | 16400 | 2.78 | 2.43 | 20728 | 2.96 | 1.82 | 8 | 7
Live | 217401596 |  | 10 | 14.5 | 20702 | 20330 | 16500 | 2.78 | 2.42 | 20728 | 2.98 | 1.82 | 8 | 7
Live | 217401595 |  | 10 | 14.5 | 20702 | 20330 | 16500 | 2.78 | 2.42 | 20728 | 2.98 | 1.82 | 8 | 7
Live | 217401594 |  | 10 | 14.5 | 20939 | 20468 | 16600 | 2.79 | 2.44 | 20941 | 3.04 | 1.82 | 8 | 7
Live | 217401593 |  | 10 | 14.5 | 20939 | 20468 | 16600 | 2.79 | 2.44 | 20941 | 3.04 | 1.82 | 8 | 7
Live | 217401592 |  | 10.5 | 15.2 | 21294 | 20606 | 16600 | 2.93 | 2.5 | 21047 | 3.15 | 1.9 | 8.5 | 7.4
Live | 217401591 |  | 10.5 | 15.2 | 21294 | 20606 | 16600 | 2.93 | 2.5 | 21047 | 3.15 | 1.9 | 8.5 | 7.4
Live | 217401590 |  | 10.5 | 15.2 | 21057 | 20468 | 16600 | 2.92 | 2.46 | 20941 | 3.08 | 1.9 | 8.5 | 7.4
Live | 217401589 |  | 10.5 | 15.2 | 21057 | 20468 | 16600 | 2.92 | 2.46 | 20941 | 3.08 | 1.9 | 8.5 | 7.4
Live | 217401588 |  | 10 | 15 | 20584 | 20330 | 16400 | 2.78 | 2.42 | 20622 | 2.98 | 1.82 | 8 | 7
Live | 217401587 |  | 10 | 15 | 20584 | 20330 | 16400 | 2.78 | 2.42 | 20622 | 2.98 | 1.82 | 8 | 7
Live | 217401586 |  | 10.5 | 14.5 | 20939 | 20606 | 17200 | 2.92 | 2.45 | 20622 | 3.07 | 1.9 | 8 | 7
Live | 217401585 |  | 10.5 | 14.5 | 20939 | 20606 | 17200 | 2.92 | 2.45 | 20622 | 3.07 | 1.9 | 8 | 7
Live | 217401584 |  | 10.5 | 14.5 | 20939 | 20468 | 17200 | 2.92 | 2.46 | 20622 | 3.07 | 1.9 | 8 | 7
Live | 217401583 |  | 10.5 | 14.5 | 20939 | 20468 | 17200 | 2.92 | 2.46 | 20622 | 3.07 | 1.9 | 8 | 7
Live | 217401582 |  | 10.5 | 15 | 20584 | 20330 | 17000 | 2.93 | 2.42 | 20303 | 2.98 | 1.85 | 7.8 | 7.05
Live | 217401581 |  | 10.5 | 15 | 20584 | 20330 | 17000 | 2.93 | 2.42 | 20303 | 2.98 | 1.85 | 7.8 | 7.05
Live | 217401580 |  | 10.5 | 14.5 | 20584 | 20330 | 17000 | 2.93 | 2.42 | 20303 | 2.98 | 1.85 | 7.8 | 7.05
Live | 217401579 |  | 10.5 | 14.5 | 20584 | 20330 | 17000 | 2.93 | 2.42 | 20303 | 2.98 | 1.85 | 7.8 | 7.05
Live | 217401578 |  | 10.5 | 15.5 | 21175 | 20606 | 17200 | 2.93 | 2.5 | 20728 | 3.15 | 1.9 | 8.1 | 7.2
Live | 217401577 |  | 10.5 | 15.5 | 21175 | 20606 | 17200 | 2.93 | 2.5 | 20728 | 3.15 | 1.9 | 8.1 | 7.2
Live | 217401576 |  | 10.5 | 15.5 | 21057 | 20606 | 17200 | 2.92 | 2.48 | 20728 | 3.1 | 1.9 | 8.1 | 7.25
Live | 217401575 |  | 10.5 | 15.5 | 21057 | 20606 | 17200 | 2.92 | 2.48 | 20728 | 3.1 | 1.9 | 8.1 | 7.25
Live | 217401574 |  | 10.5 | 14.5 | 20939 | 20606 | 17200 | 2.92 | 2.45 | 20622 | 3.07 | 1.9 | 8 | 7
Live | 217401573 |  | 10.5 | 14.5 | 20702 | 20330 | 17100 | 2.92 | 2.44 | 20409 | 3.01 | 1.85 | 7.8 | 7.05
Live | 217401572 |  | 10.5 | 15 | 20584 | 20330 | 17000 | 2.93 | 2.42 | 20303 | 2.98 | 1.85 | 7.8 | 7.05
Live | 217401571 |  | 10.5 | 14.5 | 20584 | 20330 | 17000 | 2.93 | 2.42 | 20303 | 2.98 | 1.85 | 7.8 | 7.05
Live | 217401570 |  | 10.5 | 15 | 21057 | 20468 | 16600 | 2.92 | 2.46 | 20941 | 3.08 | 1.82 | 8 | 7
Live | 217401569 |  | 10.5 | 15 | 21057 | 20468 | 16600 | 2.92 | 2.46 | 20941 | 3.08 | 1.82 | 8 | 7
Live | 217401568 |  | 10.5 | 15.2 | 20820 | 20330 | 16500 | 2.92 | 2.44 | 20728 | 3.02 | 1.85 | 8.1 | 7.05
Live | 217401567 |  | 10.5 | 15.2 | 20820 | 20330 | 16500 | 2.92 | 2.44 | 20728 | 3.02 | 1.85 | 8.1 | 7.05
Live | 217401566 |  | 10.5 | 15.5 | 20939 | 20330 | 16500 | 2.92 | 2.46 | 20834 | 3.07 | 1.85 | 8.1 | 7.1
Live | 217401565 |  | 10.5 | 15.5 | 20939 | 20330 | 16500 | 2.92 | 2.46 | 20834 | 3.07 | 1.85 | 8.1 | 7.1
Live | 217401564 |  | 10.5 | 15.5 | 20584 | 20191 | 16400 | 2.93 | 2.43 | 20515 | 2.98 | 1.85 | 8.1 | 7.1
Live | 217401563 |  | 10.5 | 15.5 | 20584 | 20191 | 16400 | 2.93 | 2.43 | 20515 | 2.98 | 1.85 | 8.1 | 7.1
Live | 217401562 |  | 10 | 14.5 | 20820 | 20468 | 16600 | 2.79 | 2.44 | 20834 | 3.04 | 1.82 | 8 | 7
Live | 217401561 |  | 10 | 14.5 | 20820 | 20468 | 16600 | 2.79 | 2.44 | 20834 | 3.04 | 1.82 | 8 | 7
Live | 217401560 |  | 10.5 | 15.2 | 20939 | 20468 | 16500 | 2.92 | 2.46 | 20834 | 3.07 | 1.85 | 8.1 | 7.1
Live | 217401559 |  | 10.5 | 15.2 | 20939 | 20468 | 16500 | 2.92 | 2.46 | 20834 | 3.07 | 1.85 | 8.1 | 7.1
Live | 217401558 |  | 10 | 14.5 | 21530 | 21298 | 17600 | 2.78 | 2.56 | 21472 | 3.26 | 1.9 | 8 | 7
Live | 217401557 |  | 10 | 14.5 | 20820 | 20606 | 17200 | 2.79 | 2.48 | 20728 | 3.08 | 1.85 | 7.8 | 7
Live | 217401556 |  | 10 | 14.5 | 20820 | 20606 | 17200 | 2.79 | 2.48 | 20728 | 3.08 | 1.85 | 7.8 | 7
Live | 217401555 |  | 10 | 14.5 | 21175 | 20883 | 17400 | 2.78 | 2.52 | 20941 | 3.15 | 1.9 | 8 | 7
Live | 217401554 |  | 10 | 14.5 | 21175 | 20883 | 17400 | 2.78 | 2.52 | 20941 | 3.15 | 1.9 | 8 | 7
Live | 217401553 |  | 10 | 14.5 | 21175 | 20883 | 17400 | 2.78 | 2.52 | 20941 | 3.16 | 1.9 | 8 | 7
Live | 217401552 |  | 10 | 14.5 | 21175 | 20883 | 17400 | 2.78 | 2.52 | 20941 | 3.16 | 1.9 | 8 | 7
Live | 217401551 |  | 10 | 14.5 | 20820 | 20606 | 17200 | 2.79 | 2.48 | 20728 | 3.08 | 1.85 | 7.8 | 7
Live | 217401550 |  | 10 | 14.5 | 20939 | 20606 | 17200 | 2.79 | 2.5 | 20728 | 3.1 | 1.85 | 7.8 | 6.95
Live | 217401549 |  | 10 | 14.5 | 20939 | 20606 | 17200 | 2.79 | 2.5 | 20728 | 3.1 | 1.85 | 7.8 | 6.95
Live | 217401548 |  | 10 | 14.5 | 20939 | 20745 | 17300 | 2.79 | 2.5 | 20834 | 3.1 | 1.85 | 7.8 | 6.95
Live | 217401547 |  | 10 | 14.5 | 20939 | 20745 | 17300 | 2.79 | 2.5 | 20834 | 3.1 | 1.85 | 7.8 | 6.95
Live | 217401546 |  | 10 | 14.5 | 20939 | 20606 | 17300 | 2.79 | 2.5 | 20728 | 3.1 | 1.85 | 7.8 | 6.95
Live | 217401545 |  | 10 | 14.5 | 20939 | 20606 | 17300 | 2.79 | 2.5 | 20728 | 3.1 | 1.85 | 7.8 | 6.95
Live | 217401544 |  | 10 | 14.5 | 20939 | 20606 | 17200 | 2.79 | 2.5 | 20728 | 3.08 | 1.85 | 7.8 | 7
Live | 217401543 |  | 10 | 14.5 | 20939 | 20606 | 17200 | 2.79 | 2.5 | 20728 | 3.08 | 1.85 | 7.8 | 7
Live | 217401542 |  | 10 | 14.5 | 20939 | 20606 | 17200 | 2.79 | 2.5 | 20728 | 3.1 | 1.85 | 7.8 | 6.95
Live | 217401541 |  | 10 | 14.5 | 20702 | 20468 | 16500 | 2.78 | 2.48 | 20834 | 3.04 | 1.82 | 8 | 7
Live | 217401540 |  | 10 | 14.5 | 20702 | 20468 | 16500 | 2.78 | 2.48 | 20834 | 3.04 | 1.82 | 8 | 7
Live | 217401539 |  | 10 | 14.5 | 20939 | 20606 | 16600 | 2.79 | 2.5 | 21047 | 3.1 | 1.82 | 8 | 7
Live | 217401538 |  | 10 | 14.5 | 20939 | 20606 | 16600 | 2.79 | 2.5 | 21047 | 3.1 | 1.82 | 8 | 7
Live | 217401537 |  | 10 | 14.5 | 20820 | 20468 | 16500 | 2.79 | 2.48 | 20834 | 3.04 | 1.82 | 8 | 7
Live | 217401536 |  | 10 | 14.5 | 20820 | 20468 | 16500 | 2.79 | 2.48 | 20834 | 3.04 | 1.82 | 8 | 7
Live | 217401535 |  | 10 | 15 | 21648 | 21159 | 17500 | 2.78 | 2.57 | 21260 | 3.31 | 1.88 | 8 | 7
Live | 217401534 |  | 10 | 14.5 | 20820 | 20468 | 17100 | 2.79 | 2.48 | 20409 | 3.04 | 1.85 | 7.8 | 7
Live | 217401533 |  | 10 | 14.5 | 20820 | 20468 | 17100 | 2.79 | 2.48 | 20409 | 3.04 | 1.85 | 7.8 | 7
Live | 217401532 |  | 10 | 14.5 | 20702 | 20468 | 17100 | 2.78 | 2.48 | 20515 | 3.04 | 1.85 | 7.8 | 7
Live | 217401531 |  | 10 | 14.5 | 20702 | 20468 | 17100 | 2.78 | 2.48 | 20515 | 3.04 | 1.85 | 7.8 | 7
Live | 217401530 |  | 10 | 14.5 | 21057 | 20606 | 17300 | 2.78 | 2.52 | 20728 | 3.13 | 1.85 | 7.8 | 6.95
Live | 217401529 |  | 10 | 14.5 | 21057 | 20606 | 17300 | 2.78 | 2.52 | 20728 | 3.13 | 1.85 | 7.8 | 6.95
Live | 217401528 |  | 10 | 14.5 | 20820 | 20468 | 17100 | 2.79 | 2.48 | 20515 | 3.07 | 1.85 | 7.8 | 6.95
Live | 217401527 |  | 10 | 14.5 | 20820 | 20468 | 17100 | 2.79 | 2.48 | 20515 | 3.07 | 1.85 | 7.8 | 6.95
Live | 217401526 |  | 10 | 14.5 | 20820 | 20468 | 17100 | 2.79 | 2.48 | 20409 | 3.04 | 1.85 | 7.8 | 7
Live | 217401525 |  | 10.5 | 14.5 | 21294 | 20606 | 16700 | 2.93 | 2.54 | 21047 | 3.16 | 1.82 | 8 | 7
Live | 217401524 |  | 10.5 | 14.5 | 21294 | 20606 | 16700 | 2.93 | 2.54 | 21047 | 3.16 | 1.82 | 8 | 7
Live | 217401523 |  | 10 | 14.5 | 20820 | 20468 | 16500 | 2.79 | 2.48 | 20728 | 3.07 | 1.82 | 8 | 7
Live | 217401522 |  | 10 | 14.5 | 20820 | 20468 | 16500 | 2.79 | 2.48 | 20728 | 3.07 | 1.82 | 8 | 7
Live | 217401521 |  | 10 | 14.5 | 20820 | 20330 | 16500 | 2.79 | 2.48 | 20728 | 3.02 | 1.82 | 8 | 7
Live | 217401520 |  | 10 | 14.5 | 20820 | 20330 | 16500 | 2.79 | 2.48 | 20728 | 3.02 | 1.82 | 8 | 7
Live | 217401519 |  | 10.5 | 14.5 | 21175 | 20606 | 16600 | 2.93 | 2.52 | 20941 | 3.13 | 1.82 | 8 | 7
Live | 217401518 |  | 10.5 | 14.5 | 21175 | 20606 | 16600 | 2.93 | 2.52 | 20941 | 3.13 | 1.82 | 8 | 7
Live | 217401517 |  | 10 | 14.5 | 21057 | 20606 | 16600 | 2.78 | 2.52 | 20941 | 3.13 | 1.82 | 8 | 7
Live | 217401516 |  | 10 | 14.5 | 21057 | 20606 | 16600 | 2.78 | 2.52 | 20941 | 3.13 | 1.82 | 8 | 7
Live | 217401515 |  | 10 | 14.5 | 21175 | 20606 | 16600 | 2.78 | 2.52 | 21047 | 3.13 | 1.82 | 8 | 7
Live | 217401514 |  | 10 | 14.5 | 21175 | 20606 | 16600 | 2.78 | 2.52 | 21047 | 3.13 | 1.82 | 8 | 7
Live | 217401513 |  | 10.5 | 14.5 | 21175 | 20606 | 17300 | 2.93 | 2.54 | 20728 | 3.16 | 1.9 | 8 | 7
Live | 217401512 |  | 10.5 | 14.5 | 21175 | 20606 | 17300 | 2.93 | 2.54 | 20728 | 3.16 | 1.9 | 8 | 7
Live | 217401511 |  | 10.5 | 14.5 | 21294 | 20745 | 17300 | 2.93 | 2.53 | 20834 | 3.18 | 1.9 | 8 | 7
Live | 217401510 |  | 10.5 | 14.5 | 21294 | 20745 | 17300 | 2.93 | 2.53 | 20834 | 3.18 | 1.9 | 8 | 7
Live | 217401509 |  | 10.5 | 14.5 | 21294 | 20745 | 17300 | 2.93 | 2.53 | 20834 | 3.18 | 1.88 | 8 | 7
Live | 217401508 |  | 10.5 | 14.5 | 21294 | 20745 | 17300 | 2.93 | 2.53 | 20834 | 3.18 | 1.88 | 8 | 7
Live | 217401507 |  | 10.5 | 15 | 21294 | 20745 | 17300 | 2.93 | 2.53 | 20834 | 3.18 | 1.88 | 8 | 7
Live | 217401506 |  | 10.5 | 15 | 21294 | 20745 | 17300 | 2.93 | 2.53 | 20834 | 3.18 | 1.88 | 8 | 7
Live | 217401505 |  | 10.5 | 15 | 21175 | 20606 | 17200 | 2.93 | 2.52 | 20728 | 3.15 | 1.9 | 8 | 7
Live | 217401504 |  | 10.5 | 15 | 21175 | 20606 | 17200 | 2.93 | 2.52 | 20728 | 3.15 | 1.9 | 8 | 7
Live | 217401503 |  | 10.5 | 14.5 | 21175 | 20606 | 17300 | 2.93 | 2.54 | 20728 | 3.16 | 1.9 | 8 | 7
Live | 217401502 |  | 10.5 | 14.5 | 21294 | 20745 | 17300 | 2.93 | 2.53 | 20834 | 3.18 | 1.9 | 8 | 7
Live | 217401501 |  | 10 | 14.5 | 21175 | 20606 | 16700 | 2.78 | 2.52 | 21047 | 3.15 | 1.82 | 8 | 7
Live | 217401500 |  | 10 | 14.5 | 21175 | 20606 | 16700 | 2.78 | 2.52 | 21047 | 3.15 | 1.82 | 8 | 7
Live | 217401499 |  | 10 | 14.5 | 20939 | 20468 | 16500 | 2.79 | 2.5 | 20834 | 3.07 | 1.82 | 8 | 7
Live | 217401498 |  | 10 | 14.5 | 20939 | 20468 | 16500 | 2.79 | 2.5 | 20834 | 3.07 | 1.82 | 8 | 7
Live | 217401497 |  | 10.5 | 14.5 | 21057 | 20468 | 16500 | 2.92 | 2.52 | 20834 | 3.1 | 1.8 | 8 | 7
Live | 217401496 |  | 10.5 | 14.5 | 21057 | 20468 | 16500 | 2.92 | 2.52 | 20834 | 3.1 | 1.8 | 8 | 7
Live | 217401495 |  | 10.5 | 14.5 | 21294 | 20606 | 16600 | 2.93 | 2.54 | 21047 | 3.16 | 1.82 | 8 | 7
Live | 217401494 |  | 10.5 | 14.5 | 21294 | 20606 | 16600 | 2.93 | 2.54 | 21047 | 3.16 | 1.82 | 8 | 7
Live | 217401493 |  | 10.5 | 14.5 | 21057 | 20468 | 16600 | 2.92 | 2.52 | 20941 | 3.1 | 1.82 | 8 | 7
Live | 217401492 |  | 10.5 | 14.5 | 21057 | 20468 | 16600 | 2.92 | 2.52 | 20941 | 3.1 | 1.82 | 8 | 7
Live | 217399958 |  | 10.5 | 15.2 | 21175 | 20883 | 16800 | 2.93 | 2.52 | 21260 | 3.18 | 1.94 | 8.5 | 7.5
Live | 217399957 |  | 10.5 | 15 | 21412 | 20745 | 16700 | 2.92 | 2.51 | 21260 | 3.21 | 1.94 | 8.5 | 7.5
Live | 217399956 |  | 10.5 | 15 | 21412 | 20745 | 16700 | 2.92 | 2.51 | 21260 | 3.21 | 1.94 | 8.5 | 7.5
Live | 217399930 |  | 10.5 | 15.2 | 21648 | 20606 | 16500 | 2.92 | 2.54 | 21047 | 3.21 | 1.95 | 8.5 | 7.3
Live | 217399929 |  | 10.5 | 15.2 | 21648 | 20606 | 16500 | 2.92 | 2.54 | 21047 | 3.21 | 1.95 | 8.5 | 7.3
Live | 217399919 |  | 10.5 | 15.2 | 21648 | 20606 | 16500 | 2.92 | 2.54 | 21047 | 3.21 | 1.95 | 8.5 | 7.3
Live | 217399918 |  | 10.5 | 15.2 | 21648 | 20606 | 16500 | 2.92 | 2.54 | 21047 | 3.21 | 1.95 | 8.5 | 7.3
Live | 217399917 |  | 11 | 16 | 21648 | 20883 | 17400 | 3.07 | 2.57 | 21047 | 3.28 | 1.92 | 8.5 | 7.5
Live | 217399916 |  | 11 | 16 | 21648 | 20883 | 17400 | 3.07 | 2.57 | 21047 | 3.28 | 1.92 | 8.5 | 7.5
Live | 217399899 |  | 10.5 | 15.2 | 21175 | 20883 | 16800 | 2.93 | 2.52 | 21260 | 3.18 | 1.94 | 8.5 | 7.5
Live | 217399898 |  | 10.5 | 15.2 | 21175 | 20883 | 16800 | 2.93 | 2.52 | 21260 | 3.18 | 1.94 | 8.5 | 7.5
Live | 217399897 |  | 10.5 | 15 | 21412 | 20745 | 16700 | 2.92 | 2.51 | 21260 | 3.21 | 1.94 | 8.5 | 7.5
Live | 217399896 |  | 10.5 | 15 | 21412 | 20745 | 16700 | 2.92 | 2.51 | 21260 | 3.21 | 1.94 | 8.5 | 7.5
Live | 217399886 |  | 10.5 | 15.5 | 21294 | 21021 | 17100 | 2.93 | 2.61 | 21472 | 3.23 | 2.04 | 9 | 7.5
Live | 217399885 |  | 10.5 | 15.5 | 21294 | 21021 | 17100 | 2.93 | 2.61 | 21472 | 3.23 | 2.04 | 9 | 7.5
Live | 217399875 |  | 10.5 | 15.5 | 21294 | 21021 | 17100 | 2.93 | 2.61 | 21472 | 3.23 | 2.04 | 9 | 7.5
Live | 217399874 |  | 10.5 | 15.5 | 21294 | 21021 | 17100 | 2.93 | 2.61 | 21472 | 3.23 | 2.04 | 9 | 7.5
Live | 217399864 |  | 11 | 16 | 21767 | 20883 | 16800 | 3.07 | 2.65 | 21472 | 3.31 | 2.04 | 9 | 7.5
Live | 217399863 |  | 11 | 16 | 21767 | 20883 | 16800 | 3.07 | 2.65 | 21472 | 3.31 | 2.04 | 9 | 7.5
Live | 217399853 |  | 10.5 | 16.5 | 20939 | 20745 | 16800 | 2.92 | 2.59 | 21047 | 3.15 | 1.92 | 8.5 | 7.5
Live | 217399852 |  | 10.5 | 16.5 | 20939 | 20745 | 16800 | 2.92 | 2.59 | 21047 | 3.15 | 1.92 | 8.5 | 7.5
Live | 217399842 |  | 10.5 | 16.5 | 20939 | 20745 | 16800 | 2.92 | 2.59 | 21047 | 3.15 | 1.92 | 8.5 | 7.5
Live | 217399841 |  | 10.5 | 16.5 | 20939 | 20745 | 16800 | 2.92 | 2.59 | 21047 | 3.15 | 1.92 | 8.5 | 7.5
Live | 217399840 |  | 11 | 16 | 21648 | 20883 | 17400 | 3.07 | 2.57 | 21047 | 3.28 | 1.92 | 8.5 | 7.5
Live | 217399831 |  | 10.5 | 15.2 | 21175 | 20883 | 16800 | 2.93 | 2.52 | 21260 | 3.18 | 1.94 | 8.5 | 7.5
Live | 217399830 |  | 10.5 | 15.2 | 21175 | 20883 | 16800 | 2.93 | 2.52 | 21260 | 3.18 | 1.94 | 8.5 | 7.5
Live | 217399829 |  | 10.5 | 15 | 21412 | 20745 | 16700 | 2.92 | 2.51 | 21260 | 3.21 | 1.94 | 8.5 | 7.5
Live | 217399828 |  | 10.5 | 15 | 21412 | 20745 | 16700 | 2.92 | 2.51 | 21260 | 3.21 | 1.94 | 8.5 | 7.5
Live | 217399827 |  | 11 | 16 | 21648 | 20883 | 17400 | 3.07 | 2.57 | 21047 | 3.28 | 1.92 | 8.5 | 7.5
Live | 217399826 |  | 11 | 16 | 21648 | 20883 | 17400 | 3.07 | 2.57 | 21047 | 3.28 | 1.92 | 8.5 | 7.5
Live | 217386976 |  | 10.5 | 15.5 | 22122 | 20883 | 17400 | 2.92 | 2.55 | 21047 | 3.3 | 2 | 8.5 | 7.5
Live | 217386974 |  | 10.5 | 14.5 | 21057 | 20191 | 17000 | 2.92 | 2.46 | 20197 | 3.04 | 1.9 | 8 | 7
Live | 217386972 |  | 10.5 | 14.5 | 21057 | 20191 | 17000 | 2.92 | 2.46 | 20197 | 3.04 | 1.9 | 8 | 7
Live | 217386970 |  | 10.5 | 15.2 | 21057 | 20191 | 17000 | 2.92 | 2.46 | 20197 | 3.04 | 1.9 | 8.1 | 7.25
Live | 217386968 |  | 10.5 | 15 | 21057 | 20191 | 17000 | 2.92 | 2.45 | 20197 | 3.04 | 1.9 | 8 | 7
Live | 217386966 |  | 10.5 | 15 | 20939 | 20191 | 17000 | 2.92 | 2.45 | 20197 | 3.02 | 1.9 | 8 | 7
Live | 217386964 |  | 10.5 | 15 | 21175 | 20191 | 17000 | 2.93 | 2.48 | 20197 | 3.08 | 1.9 | 8 | 7
Live | 217386962 |  | 10.5 | 15 | 21057 | 20191 | 17000 | 2.92 | 2.46 | 20197 | 3.04 | 1.9 | 8 | 7
Live | 217386960 |  | 10.5 | 14.5 | 21057 | 20191 | 17000 | 2.92 | 2.46 | 20197 | 3.04 | 1.9 | 8 | 7
Live | 217386958 |  | 10.5 | 15.2 | 21057 | 20191 | 17000 | 2.92 | 2.46 | 20197 | 3.04 | 1.9 | 8.1 | 7.25
Live | 217386956 |  | 10.5 | 15 | 21057 | 20191 | 17000 | 2.92 | 2.45 | 20197 | 3.04 | 1.9 | 8 | 7
Live | 217386954 |  | 10.5 | 15 | 21057 | 20191 | 17000 | 2.92 | 2.46 | 20197 | 3.04 | 1.9 | 8 | 7
Live | 217386952 |  | 10.5 | 15.2 | 21648 | 20330 | 16600 | 2.92 | 2.51 | 20834 | 3.18 | 1.95 | 8.5 | 7.3
Live | 217386950 |  | 10.5 | 15 | 21057 | 20053 | 16400 | 2.92 | 2.46 | 20409 | 3.04 | 1.84 | 8 | 7
Live | 217386948 |  | 10.5 | 15.2 | 21294 | 20191 | 16400 | 2.93 | 2.48 | 20515 | 3.08 | 1.85 | 8.1 | 7.05
Live | 217386946 |  | 10 | 14.3 | 21057 | 20191 | 16400 | 2.78 | 2.45 | 20515 | 3.02 | 1.84 | 8 | 7
Live | 217386945 |  | 10.5 | 14.5 | 21412 | 20330 | 16500 | 2.92 | 2.48 | 20728 | 3.1 | 1.94 | 8.5 | 7
Live | 217386942 |  | 10.5 | 15 | 21175 | 20191 | 16400 | 2.93 | 2.46 | 20515 | 3.07 | 1.82 | 8 | 7
Live | 217386940 |  | 10.5 | 15.5 | 21767 | 20330 | 16600 | 2.93 | 2.54 | 20834 | 3.23 | 1.92 | 8.5 | 7
Live | 217386938 |  | 10.5 | 15.2 | 21530 | 20330 | 16500 | 2.92 | 2.49 | 20728 | 3.15 | 1.95 | 8.5 | 7.35
Live | 217386936 |  | 10.5 | 15.2 | 21057 | 20053 | 16300 | 2.92 | 2.46 | 20409 | 3.04 | 1.85 | 8.1 | 7
Live | 217386934 |  | 10.5 | 14.5 | 21057 | 20191 | 16400 | 2.92 | 2.45 | 20515 | 3.04 | 1.84 | 8 | 7
Live | 217386932 |  | 10.5 | 14.5 | 21294 | 20330 | 16500 | 2.93 | 2.46 | 20622 | 3.07 | 1.84 | 8 | 7
Live | 217386931 |  | 10.5 | 15 | 21412 | 20330 | 17100 | 2.92 | 2.49 | 20409 | 3.15 | 1.9 | 8 | 7
Live | 217386929 |  | 10.5 | 14.5 | 21412 | 20330 | 17100 | 2.92 | 2.49 | 20409 | 3.13 | 1.92 | 8 | 7
Live | 217386927 |  | 10.5 | 15.5 | 21648 | 20468 | 17200 | 2.92 | 2.53 | 20515 | 3.2 | 1.9 | 8.1 | 7.1
Live | 217386924 |  | 10.5 | 15.5 | 21530 | 20330 | 17100 | 2.92 | 2.51 | 20515 | 3.16 | 1.9 | 8.1 | 7.2
Live | 217386922 |  | 10.5 | 15 | 21412 | 20330 | 17100 | 2.92 | 2.49 | 20409 | 3.15 | 1.9 | 8 | 7
Live | 217386920 |  | 10.5 | 14.5 | 21175 | 20191 | 17000 | 2.93 | 2.46 | 20197 | 3.07 | 1.9 | 8 | 7
Live | 217386918 |  | 10.5 | 15.2 | 21412 | 20330 | 16500 | 2.92 | 2.49 | 20728 | 3.13 | 1.95 | 8.5 | 7.35
Live | 217386915 |  | 10.5 | 15.5 | 21294 | 20191 | 16400 | 2.93 | 2.48 | 20515 | 3.08 | 1.94 | 8.5 | 7
Live | 217386913 |  | 10.5 | 15.5 | 21648 | 20330 | 16500 | 2.92 | 2.54 | 20728 | 3.18 | 1.94 | 8.5 | 7
Live | 217386911 |  | 10.5 | 15.5 | 21412 | 20191 | 16400 | 2.92 | 2.5 | 20622 | 3.15 | 1.94 | 8.5 | 7
Live | 217386909 |  | 10 | 15 | 20347 | 20606 | 17200 | 2.79 | 2.45 | 20622 | 2.98 | 1.85 | 7.8 | 7.1
Live | 217386907 |  | 10 | 14.5 | 20584 | 20745 | 17300 | 2.78 | 2.44 | 20834 | 3.02 | 1.92 | 8 | 7
Live | 217386905 |  | 10 | 15 | 20347 | 20606 | 17200 | 2.79 | 2.45 | 20622 | 2.98 | 1.85 | 7.8 | 7.1
Live | 217386903 |  | 10 | 14.5 | 20347 | 20606 | 17200 | 2.79 | 2.45 | 20622 | 2.98 | 1.85 | 7.8 | 7.05
Live | 217386901 |  | 10 | 15 | 20584 | 20468 | 16600 | 2.78 | 2.46 | 20941 | 3.02 | 1.82 | 8 | 7
Live | 217386899 |  | 10 | 14.5 | 20702 | 20606 | 16600 | 2.78 | 2.45 | 21047 | 3.04 | 1.84 | 8 | 7
Live | 217386897 |  | 10 | 14.5 | 20465 | 20606 | 16600 | 2.79 | 2.45 | 20941 | 3.01 | 1.82 | 8 | 7
Live | 217386895 |  | 10 | 15 | 20820 | 20606 | 16600 | 2.79 | 2.48 | 21047 | 3.08 | 1.94 | 8.5 | 7
Live | 217386893 |  | 10.5 | 15.2 | 20820 | 20745 | 17300 | 2.92 | 2.5 | 20834 | 3.1 | 1.9 | 8.1 | 7.3
Live | 217386891 |  | 10.5 | 15 | 20939 | 20745 | 17400 | 2.92 | 2.5 | 20941 | 3.13 | 1.9 | 8 | 7
Live | 217386889 |  | 10.5 | 15.2 | 20820 | 20745 | 17300 | 2.92 | 2.5 | 20834 | 3.1 | 1.9 | 8.1 | 7.3
Live | 217386887 |  | 10.5 | 15 | 20939 | 20745 | 17400 | 2.92 | 2.5 | 20941 | 3.13 | 1.9 | 8 | 7
Live | 217386884 |  | 10.5 | 15.2 | 20939 | 20606 | 16600 | 2.92 | 2.5 | 21047 | 3.13 | 1.95 | 8.5 | 7.4
Live | 217386882 |  | 10.5 | 15.2 | 20702 | 20606 | 16700 | 2.92 | 2.48 | 21047 | 3.07 | 1.9 | 8.5 | 7.45
Live | 217386880 |  | 10 | 15.5 | 21294 | 21159 | 17600 | 2.79 | 2.53 | 21472 | 3.24 | 1.9 | 8.1 | 7.2
Live | 217386878 |  | 10 | 15 | 20465 | 20606 | 17200 | 2.79 | 2.45 | 20622 | 3.01 | 1.9 | 8 | 7
Live | 217386876 |  | 10 | 14.5 | 20465 | 20606 | 17200 | 2.79 | 2.45 | 20622 | 3.01 | 1.85 | 7.8 | 7.05
Live | 217386874 |  | 10 | 14.5 | 20347 | 20606 | 17200 | 2.79 | 2.43 | 20622 | 2.98 | 1.85 | 7.8 | 7.05
Live | 217386873 |  | 10 | 15 | 20465 | 20606 | 17200 | 2.79 | 2.45 | 20622 | 3.02 | 1.88 | 8 | 7
Live | 217386871 |  | 10 | 14.5 | 20465 | 20606 | 17200 | 2.79 | 2.45 | 20622 | 3.01 | 1.9 | 8 | 7
Live | 217386869 |  | 10 | 15 | 20465 | 20606 | 17200 | 2.79 | 2.45 | 20622 | 3.01 | 1.9 | 8 | 7
Live | 217386867 |  | 10 | 14.5 | 20465 | 20606 | 17200 | 2.79 | 2.45 | 20622 | 3.01 | 1.85 | 7.8 | 7.05
Live | 217386864 |  | 10 | 14.5 | 20465 | 20606 | 17200 | 2.79 | 2.45 | 20622 | 3.01 | 1.85 | 7.8 | 7.1
Live | 217386862 |  | 10.5 | 15 | 20939 | 20745 | 16700 | 2.92 | 2.5 | 21260 | 3.13 | 1.94 | 8.5 | 7
Live | 217386860 |  | 10 | 14.5 | 20465 | 20468 | 16600 | 2.79 | 2.44 | 20834 | 2.98 | 1.84 | 8 | 7
Live | 217386858 |  | 10 | 15 | 20584 | 20468 | 16600 | 2.78 | 2.46 | 20941 | 3.02 | 1.82 | 8 | 7
Live | 217386856 |  | 10 | 14.5 | 20702 | 20745 | 16600 | 2.78 | 2.46 | 21047 | 3.07 | 1.82 | 8 | 7
Live | 217386854 |  | 10 | 14.5 | 20465 | 20606 | 16600 | 2.79 | 2.45 | 20941 | 3.01 | 1.82 | 8 | 7
Live | 217386852 |  | 10.5 | 15.2 | 21057 | 20745 | 16600 | 2.92 | 2.51 | 21260 | 3.16 | 1.95 | 8.5 | 7.4
Live | 217386850 |  | 10 | 15 | 20820 | 20606 | 16600 | 2.79 | 2.48 | 21047 | 3.08 | 1.94 | 8.5 | 7
Live | 217386848 |  | 10 | 15 | 20820 | 20606 | 16600 | 2.79 | 2.48 | 21047 | 3.1 | 1.94 | 8.5 | 7
Live | 217386846 |  | 10 | 14.5 | 20702 | 20745 | 17300 | 2.78 | 2.48 | 20834 | 3.07 | 1.92 | 8 | 7
Live | 217386844 |  | 10.5 | 15.2 | 20820 | 20745 | 17300 | 2.92 | 2.5 | 20941 | 3.13 | 1.9 | 8.1 | 7.25
Live | 217386842 |  | 10.5 | 15 | 20939 | 20745 | 17400 | 2.92 | 2.51 | 21047 | 3.15 | 1.9 | 8 | 7
Live | 217386840 |  | 10.5 | 15.5 | 20939 | 20745 | 17400 | 2.92 | 2.51 | 20941 | 3.15 | 1.9 | 8.1 | 7.25
Live | 217386838 |  | 10.5 | 15.5 | 20820 | 20745 | 17300 | 2.92 | 2.5 | 20941 | 3.13 | 1.9 | 8.1 | 7.25
Live | 217386836 |  | 10 | 14.5 | 20702 | 20745 | 17300 | 2.78 | 2.48 | 20834 | 3.07 | 1.92 | 8 | 7
Live | 217386834 |  | 10 | 14.5 | 20465 | 20606 | 17200 | 2.79 | 2.45 | 20622 | 3.02 | 1.9 | 8 | 7
Live | 217386832 |  | 10.5 | 15.2 | 20820 | 20745 | 17300 | 2.92 | 2.5 | 20941 | 3.13 | 1.9 | 8.1 | 7.25
Live | 217386830 |  | 10.5 | 15 | 20939 | 20745 | 17400 | 2.92 | 2.51 | 21047 | 3.15 | 1.9 | 8 | 7
Live | 217386828 |  | 10 | 14.5 | 20820 | 20606 | 16600 | 2.79 | 2.48 | 21047 | 3.08 | 1.94 | 8.5 | 7
Live | 217386827 |  | 10 | 15 | 20584 | 20468 | 16600 | 2.78 | 2.46 | 20941 | 3.02 | 1.82 | 8 | 7
Live | 217386824 |  | 10.5 | 15.2 | 20702 | 20606 | 16600 | 2.92 | 2.48 | 21047 | 3.08 | 1.95 | 8.5 | 7.4
Live | 217386822 |  | 10.5 | 15.2 | 20939 | 20606 | 16600 | 2.92 | 2.5 | 21047 | 3.13 | 1.95 | 8.5 | 7.4
Live | 217386820 |  | 10 | 14.5 | 20702 | 20606 | 16600 | 2.78 | 2.45 | 21047 | 3.04 | 1.82 | 8 | 7
Live | 217386818 |  | 10.5 | 15.2 | 20820 | 20606 | 16700 | 2.92 | 2.48 | 21047 | 3.08 | 1.95 | 8.5 | 7.4
Live | 217386816 |  | 10.5 | 15.5 | 22122 | 20883 | 17500 | 2.92 | 2.55 | 21047 | 3.33 | 2.02 | 8.5 | 7.5
Live | 217386814 |  | 10.5 | 14.5 | 21175 | 20053 | 16900 | 2.93 | 2.46 | 20090 | 3.07 | 1.9 | 8 | 7
Live | 217386812 |  | 10.5 | 14.5 | 21294 | 20191 | 17000 | 2.93 | 2.48 | 20197 | 3.1 | 1.9 | 8 | 7
Live | 217386811 |  | 10.5 | 14.5 | 21175 | 20053 | 16900 | 2.93 | 2.46 | 20090 | 3.07 | 1.9 | 8 | 7
Live | 217386809 |  | 10.5 | 14.5 | 21294 | 20191 | 17000 | 2.93 | 2.48 | 20197 | 3.1 | 1.9 | 8 | 7
Live | 217386806 |  | 10.5 | 15.2 | 21175 | 20053 | 16900 | 2.93 | 2.46 | 20090 | 3.07 | 1.9 | 8.1 | 7.25
Live | 217386804 |  | 10.5 | 15 | 21057 | 20191 | 16900 | 2.92 | 2.46 | 20090 | 3.04 | 1.9 | 8 | 7
Live | 217386802 |  | 10.5 | 15 | 21057 | 20053 | 16900 | 2.92 | 2.44 | 20090 | 3.02 | 1.9 | 8 | 7
Live | 217386800 |  | 10.5 | 15 | 21175 | 20053 | 16900 | 2.93 | 2.48 | 20090 | 3.07 | 1.9 | 8 | 7
Live | 217386798 |  | 10.5 | 15 | 21175 | 20053 | 16900 | 2.93 | 2.46 | 20090 | 3.04 | 1.9 | 8 | 7
Live | 217386796 |  | 10.5 | 14.5 | 21175 | 20053 | 16900 | 2.93 | 2.46 | 20090 | 3.07 | 1.9 | 8 | 7
Live | 217386794 |  | 10.5 | 14.5 | 21294 | 20191 | 17000 | 2.93 | 2.48 | 20197 | 3.1 | 1.9 | 8 | 7
Live | 217386792 |  | 10.5 | 15.2 | 21175 | 20053 | 16900 | 2.93 | 2.46 | 20090 | 3.07 | 1.9 | 8.1 | 7.25
Live | 217386790 |  | 10.5 | 15 | 21057 | 20191 | 16900 | 2.92 | 2.46 | 20090 | 3.04 | 1.9 | 8 | 7
Live | 217386788 |  | 10.5 | 15 | 21057 | 20191 | 16900 | 2.92 | 2.46 | 20090 | 3.04 | 1.9 | 8 | 7
Live | 217386786 |  | 10.5 | 15 | 21057 | 20053 | 16300 | 2.92 | 2.46 | 20303 | 3.04 | 1.84 | 8 | 7
Live | 217386784 |  | 10.5 | 14.5 | 21412 | 20191 | 16500 | 2.92 | 2.48 | 20622 | 3.13 | 1.96 | 8.5 | 7
Live | 217386782 |  | 10.5 | 15 | 21294 | 20053 | 16400 | 2.93 | 2.48 | 20409 | 3.08 | 1.84 | 8 | 7
Live | 216705390 |  | 10 | 17 | 55500 | 43500 | 43000 | 2.93 | 2.2 | 56000 | 3.2 | 1.85 | 9 | 7
Live | 216705389 |  | 10.5 | 18 | 46000 | 39000 | 43000 | 3.08 | 2.24 | 48000 | 3.28 | 1.85 | 9.5 | 7.5
Live | 216705388 |  | 11 | 17.5 | 46000 | 38500 | 42500 | 3.23 | 2.24 | 48000 | 3.32 | 1.85 | 9.4 | 7.5
Live | 216705387 |  | 12 | 18 | 36000 | 28000 | 29000 | 3.52 | 2.44 | 36000 | 3.56 | 1.9 | 9.4 | 7
Live | 216705386 |  | 11 | 18.5 | 35000 | 28000 | 29600 | 3.43 | 2.36 | 36000 | 3.4 | 1.9 | 9.4 | 7.5
Live | 216705385 |  | 12.3 | 18.5 | 24000 | 19400 | 22000 | 3.61 | 2.64 | 24000 | 3.72 | 1.8 | 9.8 | 7.5
Live | 216705384 |  | 11.7 | 17 | 24000 | 19400 | 22600 | 3.43 | 2.52 | 24000 | 3.48 | 1.85 | 9.5 | 7.5
Live | 216705383 |  | 10 | 17 | 55500 | 43500 | 43000 | 2.93 | 2.2 | 56000 | 3.2 | 1.85 | 9 | 7
Live | 216705382 |  | 10.5 | 18 | 46000 | 39000 | 43000 | 3.08 | 2.24 | 48000 | 3.28 | 1.85 | 9.5 | 7.5
Live | 216705381 |  | 11 | 17.5 | 46000 | 38500 | 42500 | 3.23 | 2.24 | 48000 | 3.32 | 1.85 | 9.4 | 7.5
Live | 216705380 |  | 12 | 18 | 36000 | 28000 | 29000 | 3.52 | 2.44 | 36000 | 3.56 | 1.9 | 9.4 | 7
Live | 216705379 |  | 11 | 18.5 | 35000 | 28000 | 29600 | 3.43 | 2.36 | 36000 | 3.4 | 1.9 | 9.4 | 7.5
Live | 216705378 |  | 12.3 | 18.5 | 24000 | 19400 | 22000 | 3.61 | 2.64 | 24000 | 3.72 | 1.8 | 9.8 | 7.5
Live | 216705377 |  | 11.7 | 17 | 24000 | 19400 | 22600 | 3.43 | 2.52 | 24000 | 3.48 | 1.85 | 9.5 | 7.5
Live | 217284773 |  | 10 | 14.9 | 33400 | 26000 | 27600 | 2.52 | 2.18 | 36600 | 2.79 | 1.9 | 8.5 | 7.3
Live | 217497635 |  | 10 | 14.9 | 33400 | 26000 | 27600 | 2.52 | 2.18 | 36600 | 2.79 | 1.9 | 8.5 | 7.3
Live | 216727302 |  | 7.5 | 17 | 53000 | 38000 | 38000 | 2.2 | 1.9 | 53000 | 3 | 1.8 | 8.2 | 7
Live | 216727301 |  | 9 | 18 | 48000 | 35000 | 33000 | 2.6 | 2 | 47000 | 3.2 | 1.9 | 8.5 | 7.35
Live | 216727300 |  | 10 | 19 | 36000 | 25000 | 26000 | 2.85 | 2.3 | 36000 | 3.2 | 1.9 | 9 | 7.5
Live | 216727299 |  | 10 | 18 | 25000 | 19000 | 18000 | 2.93 | 2.3 | 25000 | 3 | 1.8 | 9 | 7.5
Live | 216445269 |  | 7.5 | 17 | 53000 | 38000 | 38000 | 2.2 | 1.9 | 53000 | 3 | 1.8 | 8.2 | 7
Live | 216445268 |  | 9 | 18 | 48000 | 35000 | 33000 | 2.6 | 2 | 47000 | 3.2 | 1.9 | 8.5 | 7.35
Live | 216445267 |  | 10 | 19 | 36000 | 25000 | 26000 | 2.85 | 2.3 | 36000 | 3.2 | 1.9 | 9 | 7.5
Live | 216723119 |  | 10 | 18 | 25000 | 19000 | 18000 | 2.93 | 2.3 | 25000 | 3 | 1.8 | 9 | 7.5
Live | 216723127 |  | 11.7 | 20 | 46000 | 32000 | 30400 | 2.75 | 2.18 | 42000 | 3.73 | 1.98 | 8.5 | 8.2
Live | 216723126 |  | 11.7 | 20 | 37500 | 26500 | 25200 | 2.9 | 2.21 | 36000 | 3.75 | 2.06 | 8.5 | 8.2
Live | 216723131 |  | 12 | 23 | 26400 | 22000 | 22400 | 2.98 | 2.01 | 31000 | 2.75 | 1.82 | 10 | 9
Live | 216723130 |  | 12.5 | 23.5 | 24000 | 20000 | 17800 | 2.87 | 2.09 | 25000 | 2.29 | 2.01 | 10 | 9
Live | 216723129 |  | 14 | 25 | 15600 | 15300 | 12000 | 2.77 | 2.04 | 16000 | 2.47 | 1.85 | 10.5 | 9
Live | 216723128 |  | 14.5 | 25 | 12600 | 10600 | 9500 | 2.95 | 1.99 | 13000 | 2.38 | 1.86 | 10.5 | 9
Live | 216032523 |  | 12 | 23 | 24700 | 22000 | 18600 | 2.9 | 1.87 | 26000 | 2.46 | 1.9 | 9.5 | 8.2
Live | 216032522 |  | 12.5 | 23 | 21000 | 17500 | 13600 | 2.84 | 2.14 | 19000 | 2.53 | 1.9 | 9.5 | 8.2
Live | 216032521 |  | 13 | 24 | 13100 | 9700 | 9100 | 2.33 | 2.2 | 12600 | 3.97 | 2.4 | 10 | 8.6
Live | 216032520 |  | 13 | 24 | 11100 | 9100 | 7100 | 2.96 | 2.22 | 10000 | 3.91 | 2.04 | 10 | 8.6
Live | 216032519 |  | 13 | 23 | 13100 | 9700 | 8900 | 2.33 | 2.2 | 12500 | 3.66 | 2.31 | 10 | 8.6
Live | 216032518 |  | 13 | 24 | 11100 | 9100 | 7500 | 2.96 | 2.22 | 10500 | 3.95 | 2.15 | 10 | 8.6
Live | 216032607 |  | 9 | 19 | 36100 | 22700 | 20400 | 2.75 | 2.17 | 36100 | 3.21 | 2.07 | 9 | 7.7
Live | 216032606 |  | 11 | 21 | 24600 | 17000 | 16400 | 2.81 | 2.21 | 25000 | 3.49 | 2.29 | 9.5 | 8.2
Live | 216032605 |  | 11 | 21 | 18100 | 12400 | 12500 | 2.65 | 1.91 | 19800 | 3.35 | 2.26 | 9.5 | 8.2
Live | 216032604 |  | 11.2 | 23 | 13100 | 9700 | 8500 | 2.33 | 2.2 | 12000 | 3.32 | 2.15 | 9.5 | 8.5
Live | 216032603 |  | 12 | 20 | 11100 | 9100 | 7400 | 2.71 | 2.07 | 10000 | 3.66 | 1.97 | 10 | 8.5
Live | 216032602 |  | 10.5 | 20.5 | 13100 | 9700 | 8500 | 2.33 | 2.2 | 12000 | 3.14 | 2.13 | 9.5 | 8.5
Live | 216032601 |  | 11.7 | 19 | 11100 | 9100 | 7300 | 2.71 | 2.05 | 10000 | 3.66 | 1.94 | 9.5 | 8.2
Live | 217500218 |  | 12.5 | 21.5 | 10500 | 7600 | 7000 | 3.5 | 1.9 | 11200 | 3.53 | 1.95 | 9 | 7
Live | 217500220 |  | 12.6 | 21.6 | 10500 | 7500 | 7000 | 3.5 | 2 | 11200 | 2.98 | 1.99 | 9.4 | 7.2
Live | 217500219 |  | 10 | 21.3 | 12600 | 8100 | 7000 | 2.88 | 1.99 | 12500 | 3.1 | 1.85 | 8.7 | 6.7
Live | 217500222 |  | 11.5 | 20.2 | 18600 | 13300 | 11500 | 3.24 | 2.41 | 19200 | 2.8 | 1.99 | 9.1 | 7
Live | 217500221 |  | 10.8 | 21.3 | 13800 | 9300 | 8000 | 2.83 | 2.11 | 14100 | 3.15 | 1.8 | 9.2 | 7
Live | 217500223 |  | 9.6 | 18.5 | 24700 | 20200 | 17000 | 2.75 | 2.26 | 27200 | 2.88 | 2.11 | 9 | 7.1
Live | 217500225 |  | 9.3 | 19.5 | 36800 | 25600 | 24000 | 2.45 | 2.3 | 44000 | 2.69 | 2.02 | 9.1 | 7
Live | 217500224 |  | 12 | 22.3 | 34000 | 21500 | 20000 | 3.09 | 2.2 | 32200 | 3.2 | 1.94 | 9 | 7
Live | 217500227 |  | 12 | 20 | 24000 | 14600 | 14600 | 3.35 | 2.8 | 22000 | 4.03 | 2.3 | 10 | 7.8
Live | 217500226 |  | 12.5 | 23 | 21600 | 14000 | 13500 | 3.33 | 2.21 | 21600 | 3.33 | 2.2 | 10 | 7.7
Live | 217500228 |  | 12.25 | 21.5 | 22800 | 14300 | 14000 | 3.34 | 2.25 | 21800 | 3.65 | 2.25 | 10 | 7.75
Live | 217500229 |  | 12.2 | 23 | 32000 | 18000 | 19000 | 3.44 | 2.5 | 29200 | 3.34 | 2 | 9.5 | 7.1
Live | 217500230 |  | 12 | 21 | 32000 | 18600 | 18800 | 3.17 | 2.3 | 28800 | 3.67 | 2 | 9 | 7
Live | 217500231 |  | 12.1 | 22 | 32000 | 18300 | 18900 | 3.3 | 2.09 | 29000 | 3.5 | 2 | 9.25 | 7.05
Live | 217500232 |  | 12 | 23.1 | 40000 | 30000 | 26000 | 2.86 | 2.18 | 40000 | 2.97 | 2 | 10 | 7.5
Live | 217500233 |  | 11.7 | 20 | 40000 | 28000 | 26000 | 2.61 | 2.2 | 40500 | 3.3 | 2 | 9.2 | 7.4
Live | 217500234 |  | 11.85 | 21.55 | 40000 | 29000 | 26000 | 2.73 | 2.19 | 40250 | 3.12 | 2 | 9.6 | 7.45
Live | 217500235 |  | 11.7 | 21.3 | 49000 | 34000 | 36000 | 2.43 | 2.4 | 55000 | 3.1 | 2.1 | 10 | 7.7
Live | 217500236 |  | 12 | 20.4 | 52000 | 41000 | 38000 | 2.54 | 2.4 | 53000 | 2.99 | 2.1 | 10.6 | 8.1
Live | 217500237 |  | 11.85 | 20.85 | 50500 | 37500 | 37000 | 2.49 | 2.15 | 54000 | 3.04 | 2.1 | 10.3 | 7.9
Live | 217500238 |  | 10 | 19.2 | 62000 | 40000 | 36000 | 3.03 | 2.3 | 60000 | 3.5 | 2 | 9.6 | 7.3
Live | 217500239 |  | 10 | 18 | 61000 | 41000 | 40000 | 2.81 | 2.3 | 61000 | 3.44 | 2.1 | 9.2 | 7.1
Live | 217500240 |  | 10 | 18.6 | 61500 | 40500 | 38000 | 2.92 | 2.3 | 60500 | 3.41 | 2.05 | 9.4 | 7.2
Live | 217500241 |  | 13 | 21 | 27600 | 18000 | 18000 | 3.52 | 2.1 | 25400 | 3.24 | 2 | 10 | 7.5
Live | 217500242 |  | 13 | 20 | 27600 | 22000 | 18000 | 3.44 | 2.5 | 25400 | 3.38 | 2 | 10 | 8
Live | 217500243 |  | 13 | 20.5 | 27600 | 20000 | 18000 | 3.47 | 2.3 | 25400 | 3.31 | 2 | 10 | 7.75
Live | 217500244 |  | 12 | 21 | 33000 | 27000 | 27000 | 2.71 | 1.9 | 32000 | 2.73 | 1.9 | 10 | 8.1
Live | 217500245 |  | 12 | 19 | 38000 | 27000 | 27000 | 2.47 | 2.1 | 38500 | 2.82 | 2 | 9.5 | 7.7
Live | 217500246 |  | 12 | 20 | 35500 | 27000 | 27000 | 2.58 | 1.99 | 35250 | 2.78 | 1.95 | 9.75 | 7.9
Live | 217500247 |  | 12.2 | 21.5 | 42000 | 43000 | 37000 | 3.04 | 2.3 | 44000 | 2.58 | 1.9 | 11.3 | 9.2
Live | 217500248 |  | 12 | 19.4 | 42000 | 34000 | 38000 | 2.93 | 2.2 | 45000 | 3.61 | 2 | 10.4 | 8.8
Live | 217500249 |  | 12.1 | 20.45 | 42000 | 38500 | 37400 | 2.99 | 2.26 | 44500 | 3.01 | 1.95 | 10.85 | 9
Live | 217500250 |  | 12 | 21.2 | 55000 | 42000 | 48000 | 2.88 | 2 | 55000 | 3.1 | 2 | 10.2 | 8.4
Live | 217500251 |  | 11.7 | 20.4 | 57000 | 46000 | 48000 | 2.93 | 2.2 | 60000 | 3.52 | 2 | 11 | 9
Live | 217500252 |  | 11.85 | 20.8 | 56000 | 44000 | 48000 | 2.9 | 2.1 | 57500 | 3.3 | 2 | 10.6 | 8.7
Live | 217500253 |  | 12 | 21.4 | 58000 | 49000 | 48000 | 3.04 | 2.2 | 56000 | 3.04 | 2 | 10.6 | 8.5
Live | 217500254 |  | 11.7 | 20 | 60000 | 52000 | 48000 | 2.88 | 2.3 | 61000 | 3.51 | 2.1 | 10.7 | 8.8
Live | 217500255 |  | 11.85 | 20.7 | 59000 | 50500 | 48000 | 2.96 | 2.25 | 58500 | 3.27 | 2.05 | 10.65 | 8.65
Live | 217500256 |  | 16 | 25.3 | 11500 | 8700 | 7500 | 3.62 | 2.04 | 10700 | 2.61 | 2.29 | 14.6 | 11.2
Live | 217500257 |  | 14 | 25.5 | 14146 | 13112 | 12000 | 3.32 | 2.11 | 15613 | 2.95 | 1.8 | 10.4 | 8
Live | 217500259 |  | 14.7 | 24.6 | 10900 | 10200 | 8200 | 3.9 | 2.47 | 14200 | 3.36 | 2.33 | 13 | 9.5
Live | 217500260 |  | 12.2 | 23.1 | 13700 | 9900 | 8600 | 3.32 | 2.57 | 14400 | 3.27 | 2.36 | 11.5 | 8.5
Live | 217500266 |  | 14.7 | 24.6 | 10900 | 10200 | 8200 | 3.9 | 2.47 | 14200 | 3.36 | 2.33 | 13 | 9.5
Live | 217500267 |  | 12.2 | 23.1 | 13700 | 9900 | 8600 | 3.32 | 2.57 | 14400 | 3.27 | 2.36 | 11.5 | 8.5
Live | 217509975 |  | 14.5 | 25 | 12700 | 9250 | 7094 | 3.38 | 2.56 | 13630 | 3.57 | 2.19 | 9.9 | 7.6
Live | 217493443 |  | 11.7 | 18 | 28000 | 18000 | 14000 | 3.04 | 2.2 | 27000 | 3.24 | 1.9 | 8.1 | 6.5
Live | 217497632 |  | 10 | 15.5 | 30000 | 19800 | 19000 | 2.8 | 2.08 | 29000 | 3.2 | 1.8 | 8.1 | 6.5
Live | 217497631 |  | 10 | 16 | 27600 | 19700 | 19000 | 2.8 | 2.66 | 27000 | 3.03 | 1.8 | 9 | 7
Live | 217497630 |  | 10 | 16 | 27600 | 19700 | 19000 | 2.8 | 2.66 | 27000 | 2.73 | 1.8 | 9 | 7
Live | 217497629 |  | 10.2 | 16 | 21600 | 13400 | 10800 | 3.17 | 2.65 | 22000 | 3.58 | 1.8 | 8.6 | 6.9
Live | 217497628 |  | 10.2 | 16 | 21600 | 13400 | 10800 | 3.17 | 2.65 | 22000 | 3.58 | 1.8 | 8.6 | 6.9
Live | 217497634 |  | 10 | 15.8 | 33700 | 25000 | 19000 | 3.05 | 2.5 | 30000 | 3.12 | 1.9 | 8.2 | 6.5
Live | 217497633 |  | 10 | 15.8 | 33700 | 25000 | 19000 | 3.05 | 2.5 | 30000 | 3.12 | 1.9 | 8.2 | 6.5
Live | 217497636 |  | 9.6 | 14.7 | 38600 | 29600 | 27200 | 2.76 | 2.1 | 41000 | 3.2 | 2 | 9 | 7
Live | 217497639 |  | 9.8 | 14.8 | 47000 | 47500 | 38000 | 2.62 | 1.99 | 51000 | 3.07 | 1.75 | 8 | 6.6
Live | 217497638 |  | 10 | 15.2 | 49000 | 37800 | 40000 | 2.83 | 2.32 | 50000 | 3.02 | 1.85 | 9 | 7
Live | 217497640 |  | 8.5 | 14.9 | 51500 | 43000 | 37800 | 2.52 | 1.99 | 50000 | 2.89 | 1.78 | 8.1 | 6.6
Live | 217497637 |  | 9.6 | 14.7 | 38600 | 29600 | 27200 | 2.76 | 2.1 | 41000 | 3.2 | 2 | 9 | 7
Live | 217497641 |  | 8.2 | 14.3 | 50000 | 40500 | 38000 | 2.4 | 1.88 | 50000 | 2.82 | 1.8 | 8.2 | 6.8
Live | 217497643 |  | 10 | 16 | 27600 | 22000 | 21000 | 2.8 | 2 | 30000 | 3.03 | 1.8 | 9.5 | 7
Live | 217497644 |  | 11.7 | 16.1 | 22800 | 21000 | 18000 | 3.15 | 2 | 22800 | 3.28 | 2.06 | 9.5 | 7.8
Live | 217497642 |  | 11.7 | 16.1 | 22800 | 21000 | 18000 | 3.15 | 2 | 22800 | 3.28 | 2.06 | 9.5 | 7.8
Live | 217497648 |  | 11 | 16 | 36000 | 38000 | 32000 | 2.82 | 2.24 | 39000 | 3.28 | 1.85 | 9.6 | 8.2
Live | 217497645 |  | 10 | 16 | 27600 | 22000 | 21000 | 2.8 | 2 | 30000 | 3.03 | 1.8 | 9.5 | 7
Live | 217497650 |  | 11 | 16 | 36000 | 38000 | 32000 | 2.82 | 2.24 | 39000 | 3.28 | 1.85 | 9.6 | 8.2
Live | 217497651 |  | 10.7 | 15.8 | 41000 | 39000 | 36000 | 2.66 | 2.18 | 46000 | 2.97 | 1.9 | 9.4 | 7.9
Live | 217497649 |  | 10.7 | 15.8 | 41000 | 39000 | 36000 | 2.66 | 2.18 | 46000 | 2.97 | 1.9 | 9.4 | 7.9
Live | 217500203 |  | 10 | 16 | 27600 | 19700 | 19000 | 2.8 | 2.66 | 27000 | 3.03 | 1.8 | 9 | 7
Live | 217500202 |  | 10.2 | 16 | 21600 | 13400 | 10800 | 3.17 | 2.65 | 22000 | 3.58 | 1.8 | 8.6 | 6.9
Live | 217500204 |  | 10 | 15.8 | 33700 | 25000 | 19000 | 3.05 | 2.5 | 30000 | 3.12 | 1.9 | 8.2 | 6.5
Live | 217500207 |  | 10 | 15.2 | 49000 | 37800 | 40000 | 2.83 | 2.32 | 50000 | 3.02 | 1.85 | 9 | 7
Live | 217500209 |  | 8.2 | 14.3 | 50000 | 40500 | 38000 | 2.4 | 1.88 | 50000 | 2.82 | 1.8 | 8.2 | 6.8
Live | 217500208 |  | 8.5 | 14.9 | 51500 | 43000 | 37800 | 2.52 | 1.99 | 50000 | 2.89 | 1.78 | 8.1 | 6.6
Live | 217500206 |  | 9.6 | 14.7 | 38600 | 29600 | 27200 | 2.76 | 2.1 | 41000 | 3.2 | 2 | 9 | 7
Live | 217500205 |  | 9.6 | 14.7 | 38600 | 29600 | 27200 | 2.76 | 2.1 | 41000 | 3.2 | 2 | 9 | 7
Live | 217500211 |  | 10 | 16 | 27600 | 22000 | 21000 | 2.8 | 2 | 30000 | 3.03 | 1.8 | 9.5 | 7
Live | 217500210 |  | 11.7 | 16.1 | 22800 | 21000 | 18000 | 3.15 | 2 | 22800 | 3.28 | 2.06 | 9.5 | 7.8
Live | 217500212 |  | 11 | 16 | 36000 | 38000 | 32000 | 2.82 | 2.24 | 39000 | 3.28 | 1.85 | 9.6 | 8.2
Live | 217500213 |  | 10.7 | 15.8 | 41000 | 39000 | 36000 | 2.66 | 2.18 | 46000 | 2.97 | 1.9 | 9.4 | 7.9
Live | 217500215 |  | 10 | 15.2 | 48000 | 36000 | 42000 | 2.49 | 2.29 | 50000 | 2.76 | 1.85 | 8.8 | 7.4
Live | 217500216 |  | 10 | 16 | 55000 | 50000 | 45000 | 2.55 | 2.02 | 57000 | 2.55 | 1.8 | 8.5 | 6.9
Live | 217500217 |  | 10 | 15.2 | 53400 | 48000 | 43000 | 2.59 | 2 | 59000 | 2.56 | 1.83 | 8.1 | 6.8
Live | 217500214 |  | 10.7 | 15.8 | 41000 | 39000 | 36000 | 2.66 | 2.18 | 46000 | 2.97 | 1.9 | 9.4 | 7.9
Delisted | 215711360 |  | 10.7 | 17 | 34000 | 20200 | 19100 | 3.08 | 2.26 | 32200 | 3.63 | 2 | 8.5 | 6.6
Delisted | 215711362 |  | 10 | 16 | 49900 | 35400 | 38000 | 2.73 | 2 | 49500 | 3.12 | 1.85 | 8.5 | 7.1
Delisted | 215711363 |  | 8.6 | 15.2 | 55000 | 35800 | 38000 | 2.51 | 1.96 | 55000 | 3.35 | 1.8 | 8.4 | 6.8
Delisted | 215711361 |  | 10 | 16.1 | 39000 | 26200 | 27000 | 2.73 | 2.19 | 40000 | 3.3 | 2 | 8.7 | 7
Delisted | 215711358 |  | 11 | 18.8 | 20000 | 12600 | 11200 | 3.08 | 2.2 | 19000 | 3.06 | 2 | 9.1 | 7
Delisted | 215711359 |  | 11 | 18.1 | 28000 | 22200 | 21600 | 2.86 | 2.24 | 30600 | 3.28 | 1.87 | 9.7 | 7.7
Delisted | 215711366 |  | 11.7 | 16.8 | 39000 | 37800 | 32600 | 3.16 | 2.39 | 38500 | 3.74 | 1.96 | 10 | 8.3
Delisted | 215711367 |  | 11.7 | 17.3 | 42000 | 41000 | 39000 | 2.77 | 2.03 | 48000 | 3.22 | 1.9 | 10.3 | 8.6
Delisted | 215711369 |  | 10 | 16 | 56300 | 50400 | 52000 | 2.57 | 2.3 | 64500 | 3.17 | 1.8 | 9 | 8
Delisted | 215711365 |  | 11.7 | 18.3 | 27000 | 22200 | 21600 | 2.76 | 2.24 | 30000 | 3.22 | 1.87 | 10 | 8
Delisted | 215711368 |  | 10.5 | 16.5 | 51000 | 38300 | 46000 | 2.89 | 2.02 | 57300 | 3.23 | 1.9 | 9.5 | 8
Delisted | 215711364 |  | 12.5 | 19 | 22000 | 21600 | 18000 | 3.31 | 2.3 | 22000 | 3.31 | 2 | 9.7 | 8
Live | 216720944 |  | 8.6 | 15.2 | 55000 | 35800 | 38000 | 2.51 | 1.96 | 55000 | 3.35 | 1.8 | 8.4 | 6.8
Live | 217162457 |  | 8.6 | 15.2 | 55000 | 35800 | 38000 | 2.51 | 1.96 | 55000 | 3.35 | 1.8 | 8.4 | 6.8
Live | 216980494 |  | 8.6 | 15.2 | 55000 | 35800 | 38000 | 2.51 | 1.96 | 55000 | 3.35 | 1.8 | 8.4 | 6.8
Live | 215894256 |  | 8.6 | 15.2 | 55000 | 35800 | 38000 | 2.51 | 1.96 | 55000 | 3.35 | 1.8 | 8.4 | 6.8
Live | 215471330 |  | 8.6 | 15.2 | 55000 | 35800 | 38000 | 2.51 | 1.96 | 55000 | 3.35 | 1.8 | 8.4 | 6.8
Live | 217022155 |  | 8.6 | 15.2 | 55000 | 35800 | 38000 | 2.51 | 1.96 | 55000 | 3.35 | 1.8 | 8.4 | 6.8
Live | 216763032 |  | 8.6 | 15.2 | 55000 | 35800 | 38000 | 2.51 | 1.96 | 55000 | 3.35 | 1.8 | 8.4 | 6.8
Live | 216372805 |  | 8.6 | 15.2 | 55000 | 35800 | 38000 | 2.51 | 1.96 | 55000 | 3.35 | 1.8 | 8.4 | 6.8
Live | 216760032 |  | 8.6 | 15.2 | 55000 | 35800 | 38000 | 2.51 | 1.96 | 55000 | 3.35 | 1.8 | 8.4 | 6.8
Live | 215408660 |  | 8.6 | 15.2 | 55000 | 35800 | 38000 | 2.51 | 1.96 | 55000 | 3.35 | 1.8 | 8.4 | 6.8
Live | 216369251 |  | 8.6 | 15.2 | 55000 | 35800 | 38000 | 2.51 | 1.96 | 55000 | 3.35 | 1.8 | 8.4 | 6.8
Live | 216720943 |  | 10 | 16 | 49900 | 35400 | 38000 | 2.73 | 2 | 49500 | 3.12 | 1.85 | 8.5 | 7.1
Live | 216980493 |  | 10 | 16 | 49900 | 35400 | 38000 | 2.73 | 2 | 49500 | 3.12 | 1.85 | 8.5 | 7.1
Live | 217162456 |  | 10 | 16 | 49900 | 35400 | 38000 | 2.73 | 2 | 49500 | 3.12 | 1.85 | 8.5 | 7.1
Live | 215894255 |  | 10 | 16 | 49900 | 35400 | 38000 | 2.73 | 2 | 49500 | 3.12 | 1.85 | 8.5 | 7.1
Live | 217022154 |  | 10 | 16 | 49900 | 35400 | 38000 | 2.73 | 2 | 49500 | 3.12 | 1.85 | 8.5 | 7.1
Live | 215471329 |  | 10 | 16 | 49900 | 35400 | 38000 | 2.73 | 2 | 49500 | 3.12 | 1.85 | 8.5 | 7.1
Live | 216372804 |  | 10 | 16 | 49900 | 35400 | 38000 | 2.73 | 2 | 49500 | 3.12 | 1.85 | 8.5 | 7.1
Live | 216763031 |  | 10 | 16 | 49900 | 35400 | 38000 | 2.73 | 2 | 49500 | 3.12 | 1.85 | 8.5 | 7.1
Live | 216760031 |  | 10 | 16 | 49900 | 35400 | 38000 | 2.73 | 2 | 49500 | 3.12 | 1.85 | 8.5 | 7.1
Live | 215408659 |  | 10 | 16 | 49900 | 35400 | 38000 | 2.73 | 2 | 49500 | 3.12 | 1.85 | 8.5 | 7.1
Live | 216369250 |  | 10 | 16 | 49900 | 35400 | 38000 | 2.73 | 2 | 49500 | 3.12 | 1.85 | 8.5 | 7.1
Live | 216720941 |  | 10.7 | 17 | 34000 | 20200 | 19100 | 3.08 | 2.26 | 32200 | 3.63 | 2 | 8.5 | 6.6
Live | 216980491 |  | 10.7 | 17 | 34000 | 20200 | 19100 | 3.08 | 2.26 | 32200 | 3.63 | 2 | 8.5 | 6.6
Live | 217162454 |  | 10.7 | 17 | 34000 | 20200 | 19100 | 3.08 | 2.26 | 32200 | 3.63 | 2 | 8.5 | 6.6
Live | 215894253 |  | 10.7 | 17 | 34000 | 20200 | 19100 | 3.08 | 2.26 | 32200 | 3.63 | 2 | 8.5 | 6.6
Live | 217022152 |  | 10.7 | 17 | 34000 | 20200 | 19100 | 3.08 | 2.26 | 32200 | 3.63 | 2 | 8.5 | 6.6
Live | 215471327 |  | 10.7 | 17 | 34000 | 20200 | 19100 | 3.08 | 2.26 | 32200 | 3.63 | 2 | 8.5 | 6.6
Live | 216763029 |  | 10.7 | 17 | 34000 | 20200 | 19100 | 3.08 | 2.26 | 32200 | 3.63 | 2 | 8.5 | 6.6
Live | 216760029 |  | 10.7 | 17 | 34000 | 20200 | 19100 | 3.08 | 2.26 | 32200 | 3.63 | 2 | 8.5 | 6.6
Live | 215408657 |  | 10.7 | 17 | 34000 | 20200 | 19100 | 3.08 | 2.26 | 32200 | 3.63 | 2 | 8.5 | 6.6
Live | 216369249 |  | 10.7 | 17 | 34000 | 20200 | 19100 | 3.08 | 2.26 | 32200 | 3.63 | 2 | 8.5 | 6.6
Live | 216720940 |  | 11 | 18.1 | 28000 | 22200 | 21600 | 2.86 | 2.24 | 30600 | 3.28 | 1.87 | 9.7 | 7.7
Live | 217162453 |  | 11 | 18.1 | 28000 | 22200 | 21600 | 2.86 | 2.24 | 30600 | 3.28 | 1.87 | 9.7 | 7.7
Live | 216980490 |  | 11 | 18.1 | 28000 | 22200 | 21600 | 2.86 | 2.24 | 30600 | 3.28 | 1.87 | 9.7 | 7.7
Live | 215894252 |  | 11 | 18.1 | 28000 | 22200 | 21600 | 2.86 | 2.24 | 30600 | 3.28 | 1.87 | 9.7 | 7.7
Live | 215471326 |  | 11 | 18.1 | 28000 | 22200 | 21600 | 2.86 | 2.24 | 30600 | 3.28 | 1.87 | 9.7 | 7.7
Live | 217022151 |  | 11 | 18.1 | 28000 | 22200 | 21600 | 2.86 | 2.24 | 30600 | 3.28 | 1.87 | 9.7 | 7.7
Live | 216763028 |  | 11 | 18.1 | 28000 | 22200 | 21600 | 2.86 | 2.24 | 30600 | 3.28 | 1.87 | 9.7 | 7.7
Live | 216760028 |  | 11 | 18.1 | 28000 | 22200 | 21600 | 2.86 | 2.24 | 30600 | 3.28 | 1.87 | 9.7 | 7.7
Live | 215408656 |  | 11 | 18.1 | 28000 | 22200 | 21600 | 2.86 | 2.24 | 30600 | 3.28 | 1.87 | 9.7 | 7.7
Live | 216369248 |  | 11 | 18.1 | 28000 | 22200 | 21600 | 2.86 | 2.24 | 30600 | 3.28 | 1.87 | 9.7 | 7.7
Live | 216720939 |  | 11 | 18.8 | 20000 | 12600 | 11200 | 3.08 | 2.2 | 19000 | 3.06 | 2 | 9.1 | 7
Live | 216980489 |  | 11 | 18.8 | 20000 | 12600 | 11200 | 3.08 | 2.2 | 19000 | 3.06 | 2 | 9.1 | 7
Live | 217162452 |  | 11 | 18.8 | 20000 | 12600 | 11200 | 3.08 | 2.2 | 19000 | 3.06 | 2 | 9.1 | 7
Live | 215894251 |  | 11 | 18.8 | 20000 | 12600 | 11200 | 3.08 | 2.2 | 19000 | 3.06 | 2 | 9.1 | 7
Live | 217022150 |  | 11 | 18.8 | 20000 | 12600 | 11200 | 3.08 | 2.2 | 19000 | 3.06 | 2 | 9.1 | 7
Live | 215471325 |  | 11 | 18.8 | 20000 | 12600 | 11200 | 3.08 | 2.2 | 19000 | 3.06 | 2 | 9.1 | 7
Live | 216760027 |  | 11 | 18.8 | 20000 | 12600 | 11200 | 3.08 | 2.2 | 19000 | 3.06 | 2 | 9.1 | 7
Live | 216763027 |  | 11 | 18.8 | 20000 | 12600 | 11200 | 3.08 | 2.2 | 19000 | 3.06 | 2 | 9.1 | 7
Live | 215408655 |  | 11 | 18.8 | 20000 | 12600 | 11200 | 3.08 | 2.2 | 19000 | 3.06 | 2 | 9.1 | 7
Live | 216369247 |  | 11 | 18.8 | 20000 | 12600 | 11200 | 3.08 | 2.2 | 19000 | 3.06 | 2 | 9.1 | 7
Live | 217138355 |  | 11 | 17 | 34000 | 23600 | 20400 | 2.93 | 2.23 | 33000 | 3.58 | 2.1 | 8.7 | 7
Live | 217162441 |  | 11 | 17 | 34000 | 23600 | 20400 | 2.93 | 2.23 | 33000 | 3.58 | 2.1 | 8.7 | 7
Live | 215471357 |  | 11 | 17 | 34000 | 23600 | 20400 | 2.93 | 2.23 | 33000 | 3.58 | 2.1 | 8.7 | 7
Live | 217138359 |  | 9.5 | 16 | 57500 | 41500 | 35400 | 2.68 | 2.2 | 60500 | 3.35 | 1.9 | 9.1 | 7.2
Live | 217162448 |  | 9.5 | 16 | 57500 | 41500 | 35400 | 2.68 | 2.2 | 60500 | 3.35 | 1.9 | 9.1 | 7.2
Live | 216720982 |  | 9.5 | 16 | 57500 | 41500 | 35400 | 2.68 | 2.2 | 60500 | 3.35 | 1.9 | 9.1 | 7.2
Live | 215471350 |  | 9.5 | 16 | 57500 | 41500 | 35400 | 2.68 | 2.2 | 60500 | 3.35 | 1.9 | 9.1 | 7.2
Live | 217138358 |  | 10 | 17.7 | 56000 | 41000 | 35200 | 2.71 | 2.28 | 60000 | 3.21 | 1.9 | 10 | 7.7
Live | 217162447 |  | 10 | 17.7 | 56000 | 41000 | 35200 | 2.71 | 2.28 | 60000 | 3.21 | 1.9 | 10 | 7.7
Live | 215471349 |  | 10 | 17.7 | 56000 | 41000 | 35200 | 2.71 | 2.28 | 60000 | 3.21 | 1.9 | 10 | 7.7
Live | 216720981 |  | 10 | 17.7 | 56000 | 41000 | 35200 | 2.71 | 2.28 | 60000 | 3.21 | 1.9 | 10 | 7.7
Live | 217138357 |  | 9 | 15.8 | 38000 | 27000 | 24200 | 2.58 | 2.15 | 42500 | 3.3 | 1.91 | 9.3 | 7.3
Live | 217162446 |  | 9 | 15.8 | 38000 | 27000 | 24200 | 2.58 | 2.15 | 42500 | 3.3 | 1.91 | 9.3 | 7.3
Live | 216720980 |  | 9 | 15.8 | 38000 | 27000 | 24200 | 2.58 | 2.15 | 42500 | 3.3 | 1.91 | 9.3 | 7.3
Live | 215471348 |  | 9 | 15.8 | 38000 | 27000 | 24200 | 2.58 | 2.15 | 42500 | 3.3 | 1.91 | 9.3 | 7.3
Live | 216032540 |  | 8.6 | 15.2 | 55000 | 35800 | 38000 | 2.51 | 1.96 | 55000 | 3.35 | 1.8 | 8.4 | 6.8
Live | 216032539 |  | 10 | 16 | 49900 | 35400 | 38000 | 2.73 | 2 | 49500 | 3.12 | 1.85 | 8.5 | 7.1
Live | 216032537 |  | 10.7 | 17 | 34000 | 20200 | 19100 | 3.08 | 2.26 | 32200 | 3.63 | 2 | 8.5 | 6.6
Live | 216032536 |  | 11 | 18.1 | 28000 | 22200 | 21600 | 2.86 | 2.24 | 30600 | 3.28 | 1.87 | 9.7 | 7.7
Live | 216032535 |  | 11 | 18.8 | 20000 | 12600 | 11200 | 3.08 | 2.2 | 19000 | 3.06 | 2 | 9.1 | 7
Live | 216014176 |  | 11 | 17 | 34000 | 23600 | 20400 | 2.93 | 2.23 | 33000 | 3.58 | 2.1 | 8.8 | 7
Live | 216705397 |  | 10 | 17 | 55500 | 43500 | 43000 | 2.93 | 2.2 | 56000 | 3.2 | 1.85 | 9 | 7
Live | 216705396 |  | 10.5 | 18 | 46000 | 39000 | 43000 | 3.08 | 2.24 | 48000 | 3.28 | 1.85 | 9.5 | 7.5
Live | 216705395 |  | 11 | 17.5 | 46000 | 38500 | 42500 | 3.23 | 2.24 | 48000 | 3.32 | 1.85 | 9.4 | 7.5
Live | 216705394 |  | 12 | 18 | 36000 | 28000 | 29000 | 3.52 | 2.44 | 36000 | 3.56 | 1.9 | 9.4 | 7
Live | 216705393 |  | 11 | 18.5 | 35000 | 28000 | 29600 | 3.43 | 2.36 | 36000 | 3.4 | 1.9 | 9.4 | 7.5
Live | 216705392 |  | 12.3 | 18.5 | 24000 | 19400 | 22000 | 3.61 | 2.64 | 24000 | 3.72 | 1.8 | 9.8 | 7.5
Live | 216705391 |  | 11.7 | 17 | 24000 | 19400 | 22600 | 3.43 | 2.52 | 24000 | 3.48 | 1.85 | 9.5 | 7.5
Live | 212404704 |  | 10 | 17 | 22000 | 35500 | 35000 | 2.93 | 2.5 | 50500 | 3.53 | 1.8 | 8.5 | 6.7
Live | 212404702 |  | 10 | 17 | 22000 | 35500 | 35000 | 2.93 | 2.5 | 50500 | 3.53 | 1.8 | 8.5 | 6.7
Live | 212404708 |  | 10 | 17 | 46000 | 35500 | 35000 | 2.93 | 2.5 | 50500 | 3.53 | 1.8 | 8.5 | 6.7
Live | 212404706 |  | 10 | 17 | 46000 | 35500 | 35000 | 2.93 | 2.5 | 50500 | 3.53 | 1.8 | 8.5 | 6.7
Live | 212404705 |  | 10 | 17 | 46000 | 35500 | 35000 | 2.93 | 2.5 | 50500 | 3.53 | 1.8 | 8.5 | 6.7
Live | 212404707 |  | 10 | 17 | 46000 | 35500 | 35000 | 2.93 | 2.5 | 50500 | 3.53 | 1.8 | 8.5 | 6.7
Live | 212404701 |  | 10 | 17 | 22000 | 35500 | 35000 | 2.93 | 2.5 | 50500 | 3.53 | 1.8 | 8.5 | 6.7
Live | 212404703 |  | 10 | 17 | 22000 | 35500 | 35000 | 2.93 | 2.5 | 50500 | 3.53 | 1.8 | 8.5 | 6.7
Delisted | 215357806 |  | 12 | 21 | 32000 | 18600 | 18800 | 3.17 | 2.3 | 28800 | 3.67 | 2 | 9.2 | 7
Delisted | 215357807 |  | 12.5 | 23 | 32000 | 18800 | 18900 | 3.29 | 2.3 | 28900 | 3.6 | 2 | 9.35 | 7.05
Delisted | 215357805 |  | 13 | 25 | 32000 | 19000 | 19000 | 3.44 | 2.3 | 29000 | 3.54 | 2 | 9.5 | 7.1
Delisted | 215357786 |  | 12.35 | 21.05 | 37500 | 27500 | 27000 | 2.71 | 2.15 | 37250 | 2.95 | 2 | 10 | 8.1
Delisted | 215357784 |  | 12.7 | 23.1 | 37000 | 28000 | 27000 | 3 | 2.2 | 36000 | 3.1 | 2 | 10.5 | 8.5
Delisted | 215357785 |  | 12 | 19 | 38000 | 27000 | 27000 | 2.47 | 2.1 | 38500 | 2.82 | 2 | 9.5 | 7.7
Delisted | 215357764 |  | 12 | 21 | 32000 | 18600 | 18800 | 3.17 | 2.3 | 28800 | 3.67 | 2 | 9.2 | 7
Delisted | 215357763 |  | 13 | 25 | 32000 | 19000 | 19000 | 3.44 | 2.3 | 29000 | 3.54 | 2 | 9.5 | 7.1
Delisted | 215357765 |  | 12.5 | 23 | 32000 | 18800 | 18900 | 3.29 | 2.3 | 28900 | 3.6 | 2 | 9.35 | 7.05
Delisted | 215357744 |  | 12.35 | 21.05 | 37500 | 27500 | 27000 | 2.71 | 2.15 | 37250 | 2.95 | 2 | 10 | 8.1
Delisted | 215357743 |  | 12 | 19 | 38000 | 27000 | 27000 | 2.47 | 2.1 | 38500 | 2.82 | 2 | 9.5 | 7.7
Delisted | 215357742 |  | 12.7 | 23.1 | 37000 | 28000 | 27000 | 3 | 2.2 | 36000 | 3.1 | 2 | 10.5 | 8.5
Delisted | 215357723 |  | 12.5 | 23 | 32000 | 18800 | 18900 | 3.29 | 2.3 | 28900 | 3.6 | 2 | 9.35 | 7.05
Delisted | 215357722 |  | 12 | 21 | 32000 | 18600 | 18800 | 3.17 | 2.3 | 28800 | 3.67 | 2 | 9.2 | 7
Delisted | 215357721 |  | 13 | 25 | 32000 | 19000 | 19000 | 3.44 | 2.3 | 29000 | 3.54 | 2 | 9.5 | 7.1
Delisted | 215357701 |  | 12 | 19 | 38000 | 27000 | 27000 | 2.47 | 2.1 | 38500 | 2.82 | 2 | 9.5 | 7.7
Delisted | 215357702 |  | 12.35 | 21.05 | 37500 | 27500 | 27000 | 2.71 | 2.15 | 37250 | 2.95 | 2 | 10 | 8.1
Delisted | 215357700 |  | 12.7 | 23.1 | 37000 | 28000 | 27000 | 3 | 2.2 | 36000 | 3.1 | 2 | 10.5 | 8.5
Delisted | 215357680 |  | 12 | 21 | 32000 | 18600 | 18800 | 3.17 | 2.3 | 28800 | 3.67 | 2 | 9.2 | 7
Delisted | 215357681 |  | 12.5 | 23 | 32000 | 18800 | 18900 | 3.29 | 2.3 | 28900 | 3.6 | 2 | 9.35 | 7.05
Delisted | 215357679 |  | 13 | 25 | 32000 | 19000 | 19000 | 3.44 | 2.3 | 29000 | 3.54 | 2 | 9.5 | 7.1
Delisted | 215357660 |  | 12.35 | 21.05 | 37500 | 27500 | 27000 | 2.71 | 2.15 | 37250 | 2.95 | 2 | 10 | 8.1
Delisted | 215357658 |  | 12.7 | 23.1 | 37000 | 28000 | 27000 | 3 | 2.2 | 36000 | 3.1 | 2 | 10.5 | 8.5
Delisted | 215357659 |  | 12 | 19 | 38000 | 27000 | 27000 | 2.47 | 2.1 | 38500 | 2.82 | 2 | 9.5 | 7.7
Delisted | 215357639 |  | 12.5 | 23 | 32000 | 18800 | 18900 | 3.29 | 2.3 | 28900 | 3.6 | 2 | 9.35 | 7.05
Delisted | 215357637 |  | 13 | 25 | 32000 | 19000 | 19000 | 3.44 | 2.3 | 29000 | 3.54 | 2 | 9.5 | 7.1
Delisted | 215357638 |  | 12 | 21 | 32000 | 18600 | 18800 | 3.17 | 2.3 | 28800 | 3.67 | 2 | 9.2 | 7
Delisted | 215357616 |  | 12.7 | 23.1 | 37000 | 28000 | 27000 | 3 | 2.2 | 36000 | 3.1 | 2 | 10.5 | 8.5
Delisted | 215357618 |  | 12.35 | 21.05 | 37500 | 27500 | 27000 | 2.71 | 2.15 | 37250 | 2.95 | 2 | 10 | 8.1
Delisted | 215357617 |  | 12 | 19 | 38000 | 27000 | 27000 | 2.47 | 2.1 | 38500 | 2.82 | 2 | 9.5 | 7.7
Delisted | 215357597 |  | 12.5 | 23 | 32000 | 18800 | 18900 | 3.29 | 2.3 | 28900 | 3.6 | 2 | 9.35 | 7.05
Delisted | 215357595 |  | 13 | 25 | 32000 | 19000 | 19000 | 3.44 | 2.3 | 29000 | 3.54 | 2 | 9.5 | 7.1
Delisted | 215357596 |  | 12 | 21 | 32000 | 18600 | 18800 | 3.17 | 2.3 | 28800 | 3.67 | 2 | 9.2 | 7
Delisted | 215357575 |  | 12 | 19 | 38000 | 27000 | 27000 | 2.47 | 2.1 | 38500 | 2.82 | 2 | 9.5 | 7.7
Delisted | 215357576 |  | 12.35 | 21.05 | 37500 | 27500 | 27000 | 2.71 | 2.15 | 37250 | 2.95 | 2 | 10 | 8.1
Delisted | 215357574 |  | 12.7 | 23.1 | 37000 | 28000 | 27000 | 3 | 2.2 | 36000 | 3.1 | 2 | 10.5 | 8.5
Delisted | 215357553 |  | 13 | 25 | 32000 | 19000 | 19000 | 3.44 | 2.3 | 29000 | 3.54 | 2 | 9.5 | 7.1
Delisted | 215357555 |  | 12.5 | 23 | 32000 | 18800 | 18900 | 3.29 | 2.3 | 28900 | 3.6 | 2 | 9.35 | 7.05
Delisted | 215357554 |  | 12 | 21 | 32000 | 18600 | 18800 | 3.17 | 2.3 | 28800 | 3.67 | 2 | 9.2 | 7
Delisted | 215357534 |  | 12.35 | 21.05 | 37500 | 27500 | 27000 | 2.71 | 2.15 | 37250 | 2.95 | 2 | 10 | 8.1
Delisted | 215357532 |  | 12.7 | 23.1 | 37000 | 28000 | 27000 | 3 | 2.2 | 36000 | 3.1 | 2 | 10.5 | 8.5
Delisted | 215357533 |  | 12 | 19 | 38000 | 27000 | 27000 | 2.47 | 2.1 | 38500 | 2.82 | 2 | 9.5 | 7.7
Delisted | 215357510 |  | 12 | 21 | 32000 | 18600 | 18800 | 3.17 | 2.3 | 28800 | 3.67 | 2 | 9.2 | 7
Delisted | 215357512 |  | 12.5 | 23 | 32000 | 18800 | 18900 | 3.29 | 2.3 | 28900 | 3.6 | 2 | 9.35 | 7.05
Delisted | 215357508 |  | 13 | 25 | 32000 | 19000 | 19000 | 3.44 | 2.3 | 29000 | 3.54 | 2 | 9.5 | 7.1
Delisted | 215357488 |  | 12.5 | 23 | 32000 | 18800 | 18900 | 3.29 | 2.3 | 28900 | 3.6 | 2 | 9.35 | 7.05
Delisted | 215357483 |  | 13 | 25 | 32000 | 19000 | 19000 | 3.44 | 2.3 | 29000 | 3.54 | 2 | 9.5 | 7.1
Delisted | 215357486 |  | 12 | 21 | 32000 | 18600 | 18800 | 3.17 | 2.3 | 28800 | 3.67 | 2 | 9.2 | 7
Delisted | 215357472 |  | 12.35 | 21.05 | 37500 | 27500 | 27000 | 2.71 | 2.15 | 37250 | 2.95 | 2 | 10 | 8.1
Delisted | 215357471 |  | 12 | 19 | 38000 | 27000 | 27000 | 2.47 | 2.1 | 38500 | 2.82 | 2 | 9.5 | 7.7
Delisted | 215357469 |  | 12.7 | 23.1 | 37000 | 28000 | 27000 | 3 | 2.2 | 36000 | 3.1 | 2 | 10.5 | 8.5
Delisted | 215357443 |  | 12.7 | 23.1 | 37000 | 28000 | 27000 | 3 | 2.2 | 36000 | 3.1 | 2 | 10.5 | 8.5
Delisted | 215357446 |  | 12.35 | 21.05 | 37500 | 27500 | 27000 | 2.71 | 2.15 | 37250 | 2.95 | 2 | 10 | 8.1
Delisted | 215357444 |  | 12 | 19 | 38000 | 27000 | 27000 | 2.47 | 2.1 | 38500 | 2.82 | 2 | 9.5 | 7.7
Delisted | 215357428 |  | 12 | 21 | 32000 | 18600 | 18800 | 3.17 | 2.3 | 28800 | 3.67 | 2 | 9.2 | 7
Delisted | 215357427 |  | 13 | 25 | 32000 | 19000 | 19000 | 3.44 | 2.3 | 29000 | 3.54 | 2 | 9.5 | 7.1
Delisted | 215357429 |  | 12.5 | 23 | 32000 | 18800 | 18900 | 3.29 | 2.3 | 28900 | 3.6 | 2 | 9.35 | 7.05
Delisted | 215357408 |  | 12.35 | 21.05 | 37500 | 27500 | 27000 | 2.71 | 2.15 | 37250 | 2.95 | 2 | 10 | 8.1
Delisted | 215357407 |  | 12 | 19 | 38000 | 27000 | 27000 | 2.47 | 2.1 | 38500 | 2.82 | 2 | 9.5 | 7.7
Delisted | 215357406 |  | 12.7 | 23.1 | 37000 | 28000 | 27000 | 3 | 2.2 | 36000 | 3.1 | 2 | 10.5 | 8.5
Delisted | 215357386 |  | 12 | 21 | 32000 | 18600 | 18800 | 3.17 | 2.3 | 28800 | 3.67 | 2 | 9.2 | 7
Delisted | 215357385 |  | 13 | 25 | 32000 | 19000 | 19000 | 3.44 | 2.3 | 29000 | 3.54 | 2 | 9.5 | 7.1
Delisted | 215357387 |  | 12.5 | 23 | 32000 | 18800 | 18900 | 3.29 | 2.3 | 28900 | 3.6 | 2 | 9.35 | 7.05
Delisted | 215357364 |  | 12.7 | 23.1 | 37000 | 28000 | 27000 | 3 | 2.2 | 36000 | 3.1 | 2 | 10.5 | 8.5
Delisted | 215357366 |  | 12.35 | 21.05 | 37500 | 27500 | 27000 | 2.71 | 2.15 | 37250 | 2.95 | 2 | 10 | 8.1
Delisted | 215357365 |  | 12 | 19 | 38000 | 27000 | 27000 | 2.47 | 2.1 | 38500 | 2.82 | 2 | 9.5 | 7.7
Delisted | 215357345 |  | 12.5 | 23 | 32000 | 18800 | 18900 | 3.29 | 2.3 | 28900 | 3.6 | 2 | 9.35 | 7.05
Delisted | 215357344 |  | 12 | 21 | 32000 | 18600 | 18800 | 3.17 | 2.3 | 28800 | 3.67 | 2 | 9.2 | 7
Delisted | 215357343 |  | 13 | 25 | 32000 | 19000 | 19000 | 3.44 | 2.3 | 29000 | 3.54 | 2 | 9.5 | 7.1
Delisted | 215357322 |  | 12.7 | 23.1 | 37000 | 28000 | 27000 | 3 | 2.2 | 36000 | 3.1 | 2 | 10.5 | 8.5
Delisted | 215357324 |  | 12.35 | 21.05 | 37500 | 27500 | 27000 | 2.71 | 2.15 | 37250 | 2.95 | 2 | 10 | 8.1
Delisted | 215357323 |  | 12 | 19 | 38000 | 27000 | 27000 | 2.47 | 2.1 | 38500 | 2.82 | 2 | 9.5 | 7.7
Delisted | 215357302 |  | 12 | 21 | 32000 | 18600 | 18800 | 3.17 | 2.3 | 28800 | 3.67 | 2 | 9.2 | 7
Delisted | 215357303 |  | 12.5 | 23 | 32000 | 18800 | 18900 | 3.29 | 2.3 | 28900 | 3.6 | 2 | 9.35 | 7.05
Delisted | 215357301 |  | 13 | 25 | 32000 | 19000 | 19000 | 3.44 | 2.3 | 29000 | 3.54 | 2 | 9.5 | 7.1
Delisted | 215357280 |  | 12.7 | 23.1 | 37000 | 28000 | 27000 | 3 | 2.2 | 36000 | 3.1 | 2 | 10.5 | 8.5
Delisted | 215357282 |  | 12.35 | 21.05 | 37500 | 27500 | 27000 | 2.71 | 2.15 | 37250 | 2.95 | 2 | 10 | 8.1
Delisted | 215357281 |  | 12 | 19 | 38000 | 27000 | 27000 | 2.47 | 2.1 | 38500 | 2.82 | 2 | 9.5 | 7.7
Delisted | 215357261 |  | 12.5 | 23 | 32000 | 18800 | 18900 | 3.29 | 2.3 | 28900 | 3.6 | 2 | 9.35 | 7.05
Delisted | 215357260 |  | 12 | 21 | 32000 | 18600 | 18800 | 3.17 | 2.3 | 28800 | 3.67 | 2 | 9.2 | 7
Delisted | 215357259 |  | 13 | 25 | 32000 | 19000 | 19000 | 3.44 | 2.3 | 29000 | 3.54 | 2 | 9.5 | 7.1
Delisted | 215357240 |  | 12.35 | 21.05 | 37500 | 27500 | 27000 | 2.71 | 2.15 | 37250 | 2.95 | 2 | 10 | 8.1
Delisted | 215357239 |  | 12 | 19 | 38000 | 27000 | 27000 | 2.47 | 2.1 | 38500 | 2.82 | 2 | 9.5 | 7.7
Delisted | 215357238 |  | 12.7 | 23.1 | 37000 | 28000 | 27000 | 3 | 2.2 | 36000 | 3.1 | 2 | 10.5 | 8.5
Delisted | 215357219 |  | 12.5 | 23 | 32000 | 18800 | 18900 | 3.29 | 2.3 | 28900 | 3.6 | 2 | 9.35 | 7.05
Delisted | 215357217 |  | 13 | 25 | 32000 | 19000 | 19000 | 3.44 | 2.3 | 29000 | 3.54 | 2 | 9.5 | 7.1
Delisted | 215357218 |  | 12 | 21 | 32000 | 18600 | 18800 | 3.17 | 2.3 | 28800 | 3.67 | 2 | 9.2 | 7
Delisted | 215357196 |  | 12.7 | 23.1 | 37000 | 28000 | 27000 | 3 | 2.2 | 36000 | 3.1 | 2 | 10.5 | 8.5
Delisted | 215357198 |  | 12.35 | 21.05 | 37500 | 27500 | 27000 | 2.71 | 2.15 | 37250 | 2.95 | 2 | 10 | 8.1
Delisted | 215357197 |  | 12 | 19 | 38000 | 27000 | 27000 | 2.47 | 2.1 | 38500 | 2.82 | 2 | 9.5 | 7.7
Delisted | 215357174 |  | 13 | 25 | 32000 | 19000 | 19000 | 3.44 | 2.3 | 29000 | 3.54 | 2 | 9.5 | 7.1
Delisted | 215357177 |  | 12.5 | 23 | 32000 | 18800 | 18900 | 3.29 | 2.3 | 28900 | 3.6 | 2 | 9.35 | 7.05
Delisted | 215357176 |  | 12 | 21 | 32000 | 18600 | 18800 | 3.17 | 2.3 | 28800 | 3.67 | 2 | 9.2 | 7
Delisted | 215357148 |  | 12.5 | 23 | 32000 | 18800 | 18900 | 3.29 | 2.3 | 28900 | 3.6 | 2 | 9.35 | 7.05
Delisted | 215357146 |  | 12 | 21 | 32000 | 18600 | 18800 | 3.17 | 2.3 | 28800 | 3.67 | 2 | 9.2 | 7
Delisted | 215357144 |  | 13 | 25 | 32000 | 19000 | 19000 | 3.44 | 2.3 | 29000 | 3.54 | 2 | 9.5 | 7.1
Delisted | 215357136 |  | 12.7 | 23.1 | 37000 | 28000 | 27000 | 3 | 2.2 | 36000 | 3.1 | 2 | 10.5 | 8.5
Delisted | 215357138 |  | 12 | 19 | 38000 | 27000 | 27000 | 2.47 | 2.1 | 38500 | 2.82 | 2 | 9.5 | 7.7
Delisted | 215357139 |  | 12.35 | 21.05 | 37500 | 27500 | 27000 | 2.71 | 2.15 | 37250 | 2.95 | 2 | 10 | 8.1
Delisted | 215357113 |  | 12 | 19 | 38000 | 27000 | 27000 | 2.47 | 2.1 | 38500 | 2.82 | 2 | 9.5 | 7.7
Delisted | 215357114 |  | 12.35 | 21.05 | 37500 | 27500 | 27000 | 2.71 | 2.15 | 37250 | 2.95 | 2 | 10 | 8.1
Delisted | 215357112 |  | 12.7 | 23.1 | 37000 | 28000 | 27000 | 3 | 2.2 | 36000 | 3.1 | 2 | 10.5 | 8.5
Delisted | 216733639 |  | 11 | 15.2 | 26105 | 18040 | 18500 | 3.59 | 2.52 | 21548 | 3.31 | 1.98 | 8.5 | 7
Delisted | 216733640 |  | 11 | 15.2 | 26105 | 18040 | 18500 | 3.59 | 2.52 | 21548 | 3.31 | 1.98 | 8.5 | 7
Delisted | 216733638 |  | 11 | 15.2 | 26105 | 18040 | 18500 | 3.59 | 2.52 | 21548 | 3.31 | 1.98 | 8.5 | 7
Delisted | 216733641 |  | 11 | 15.2 | 26105 | 18040 | 18500 | 3.59 | 2.52 | 21548 | 3.31 | 1.98 | 8.5 | 7
Delisted | 216733637 |  | 11 | 15.2 | 26105 | 18040 | 18500 | 3.59 | 2.52 | 21548 | 3.31 | 1.98 | 8.5 | 7
Delisted | 216733643 |  | 11 | 15.2 | 26105 | 18040 | 18500 | 3.59 | 2.52 | 21548 | 3.31 | 1.98 | 8.5 | 7
Delisted | 216733642 |  | 11 | 15.2 | 26105 | 18040 | 18500 | 3.59 | 2.52 | 21548 | 3.31 | 1.98 | 8.5 | 7
Delisted | 216733644 |  | 11 | 15.2 | 26105 | 18040 | 18500 | 3.59 | 2.52 | 21548 | 3.31 | 1.98 | 8.5 | 7
Delisted | 216733485 |  | 11 | 16 | 26105 | 18142 | 18600 | 3.59 | 2.5 | 21548 | 3.27 | 1.98 | 8.5 | 7
Delisted | 216733484 |  | 11 | 16 | 26105 | 18142 | 18600 | 3.59 | 2.5 | 21548 | 3.27 | 1.98 | 8.5 | 7
Delisted | 216733486 |  | 11 | 16 | 26105 | 18142 | 18600 | 3.59 | 2.5 | 21548 | 3.27 | 1.98 | 8.5 | 7
Delisted | 216732551 |  | 10.5 | 16 | 24743 | 18347 | 19100 | 3.42 | 2.5 | 21756 | 3.14 | 1.98 | 8.5 | 7
Delisted | 216732554 |  | 10.5 | 16 | 24743 | 18347 | 19100 | 3.42 | 2.5 | 21756 | 3.14 | 1.98 | 8.5 | 7
Delisted | 216732552 |  | 10.5 | 16 | 24743 | 18347 | 19100 | 3.42 | 2.5 | 21756 | 3.14 | 1.98 | 8.5 | 7
Delisted | 216732553 |  | 10.5 | 16 | 24743 | 18347 | 19100 | 3.42 | 2.5 | 21756 | 3.14 | 1.98 | 8.5 | 7
Delisted | 216732550 |  | 10.5 | 16 | 24743 | 18347 | 19100 | 3.42 | 2.5 | 21756 | 3.14 | 1.98 | 8.5 | 7
Delisted | 217394544 |  | 10 | 16 | 34230 | 21028 | 32200 | 3.16 | 2.61 | 36324 | 3.28 | 1.98 | 9 | 7.5
Delisted | 217394541 |  | 10 | 15.5 | 34005 | 21028 | 32200 | 3.16 | 2.59 | 36324 | 3.22 | 1.98 | 9 | 7.5
Delisted | 217394553 |  | 10 | 16 | 34005 | 21028 | 32200 | 3.16 | 2.59 | 36324 | 3.22 | 1.98 | 9 | 7.5
Delisted | 217394561 |  | 10 | 16 | 33554 | 21231 | 32200 | 3.16 | 2.55 | 36324 | 3.15 | 1.98 | 9 | 7.5
Delisted | 217394555 |  | 10 | 15.5 | 34005 | 21231 | 32200 | 3.16 | 2.59 | 36324 | 3.22 | 1.98 | 9 | 7.5
Delisted | 217394545 |  | 10 | 16.5 | 34230 | 21028 | 32200 | 3.16 | 2.61 | 36324 | 3.26 | 1.98 | 9 | 7.5
Delisted | 217394543 |  | 10 | 16 | 34005 | 21028 | 32200 | 3.16 | 2.59 | 36324 | 3.2 | 1.98 | 9 | 7.5
Delisted | 217394554 |  | 10 | 15.2 | 34005 | 21231 | 32200 | 3.16 | 2.57 | 36324 | 3.2 | 1.98 | 9 | 7.5
Delisted | 217394562 |  | 10 | 16 | 34230 | 21231 | 32200 | 3.16 | 2.59 | 36324 | 3.24 | 1.98 | 9 | 7.5
Delisted | 217394560 |  | 10 | 16.5 | 34455 | 21028 | 32200 | 3.17 | 2.61 | 36324 | 3.28 | 1.98 | 9 | 7.5
Delisted | 217394564 |  | 10 | 16 | 33554 | 21231 | 32200 | 3.16 | 2.55 | 36324 | 3.15 | 1.98 | 9 | 7.5
Delisted | 217394556 |  | 10 | 16 | 34005 | 21028 | 32200 | 3.16 | 2.59 | 36324 | 3.2 | 1.98 | 9 | 7.5
Delisted | 217394566 |  | 10 | 16.5 | 34005 | 21028 | 32200 | 3.16 | 2.59 | 36324 | 3.22 | 1.98 | 9 | 7.5
Delisted | 217394563 |  | 10 | 16.5 | 34005 | 21028 | 32200 | 3.16 | 2.59 | 36324 | 3.22 | 1.98 | 9 | 7.5
Delisted | 217394558 |  | 10 | 16 | 34005 | 21028 | 32200 | 3.16 | 2.59 | 36324 | 3.22 | 1.98 | 9 | 7.5
Delisted | 217394565 |  | 10 | 16 | 34230 | 21231 | 32200 | 3.16 | 2.59 | 36324 | 3.24 | 1.98 | 9 | 7.5
Delisted | 216733498 |  | 11 | 16.5 | 26105 | 17937 | 18400 | 3.59 | 2.52 | 21341 | 3.27 | 1.98 | 8.5 | 7
Delisted | 216733502 |  | 11 | 16.5 | 26105 | 17937 | 18400 | 3.59 | 2.52 | 21341 | 3.27 | 1.98 | 8.5 | 7
Delisted | 216733497 |  | 11 | 16.5 | 26105 | 17937 | 18400 | 3.59 | 2.52 | 21341 | 3.27 | 1.98 | 8.5 | 7
Delisted | 216733500 |  | 11 | 16.5 | 26105 | 17937 | 18400 | 3.59 | 2.52 | 21341 | 3.27 | 1.98 | 8.5 | 7
Delisted | 216733501 |  | 11 | 16.5 | 26105 | 17937 | 18400 | 3.59 | 2.52 | 21341 | 3.27 | 1.98 | 8.5 | 7
Delisted | 216733503 |  | 11 | 16.5 | 26105 | 17937 | 18400 | 3.59 | 2.52 | 21341 | 3.27 | 1.98 | 8.5 | 7
Delisted | 216733499 |  | 11 | 16.5 | 26105 | 17937 | 18400 | 3.59 | 2.52 | 21341 | 3.27 | 1.98 | 8.5 | 7
Delisted | 216733504 |  | 11 | 16.5 | 26105 | 17937 | 18400 | 3.59 | 2.52 | 21341 | 3.27 | 1.98 | 8.5 | 7
Delisted | 216734590 |  | 11 | 15.5 | 25651 | 18142 | 18800 | 3.58 | 2.5 | 21756 | 3.27 | 1.98 | 8.5 | 7
Delisted | 216734595 |  | 11 | 15.5 | 25651 | 18142 | 18800 | 3.58 | 2.5 | 21756 | 3.27 | 1.98 | 8.5 | 7
Delisted | 216734591 |  | 11 | 15.5 | 25651 | 18142 | 18800 | 3.58 | 2.5 | 21756 | 3.27 | 1.98 | 8.5 | 7
Delisted | 216734593 |  | 11 | 15.5 | 25651 | 18142 | 18800 | 3.58 | 2.5 | 21756 | 3.27 | 1.98 | 8.5 | 7
Delisted | 216734594 |  | 11 | 15.5 | 25651 | 18142 | 18800 | 3.58 | 2.5 | 21756 | 3.27 | 1.98 | 8.5 | 7
Delisted | 216734592 |  | 11 | 15.5 | 25651 | 18142 | 18800 | 3.58 | 2.5 | 21756 | 3.27 | 1.98 | 8.5 | 7
Delisted | 216734596 |  | 11 | 15.5 | 25651 | 18142 | 18800 | 3.58 | 2.5 | 21756 | 3.27 | 1.98 | 8.5 | 7
Delisted | 216732595 |  | 10.5 | 15.5 | 24970 | 18450 | 19200 | 3.42 | 2.5 | 21756 | 3.17 | 1.98 | 8.5 | 7
Delisted | 216732596 |  | 10.5 | 15.5 | 24970 | 18450 | 19200 | 3.42 | 2.5 | 21756 | 3.17 | 1.98 | 8.5 | 7
Delisted | 216732593 |  | 10.5 | 15.5 | 24970 | 18450 | 19200 | 3.42 | 2.5 | 21756 | 3.17 | 1.98 | 8.5 | 7
Delisted | 216732592 |  | 10.5 | 15.5 | 24970 | 18450 | 19200 | 3.42 | 2.5 | 21756 | 3.17 | 1.98 | 8.5 | 7
Delisted | 216732594 |  | 10.5 | 15.5 | 24970 | 18450 | 19200 | 3.42 | 2.5 | 21756 | 3.17 | 1.98 | 8.5 | 7
Delisted | 217414352 |  | 10 | 15.5 | 34680 | 21231 | 32000 | 3.16 | 2.53 | 36324 | 3.24 | 1.98 | 9 | 7.5
Delisted | 217394547 |  | 10 | 17 | 34455 | 21028 | 32000 | 3.17 | 2.62 | 36122 | 3.3 | 1.98 | 9 | 7.5
Delisted | 216733646 |  | 11 | 16 | 26559 | 18347 | 18800 | 3.59 | 2.54 | 21963 | 3.41 | 1.96 | 8.5 | 7
Delisted | 216733652 |  | 11 | 16 | 26559 | 18347 | 18800 | 3.59 | 2.54 | 21963 | 3.41 | 1.96 | 8.5 | 7
Delisted | 216733648 |  | 11 | 16 | 26559 | 18347 | 18800 | 3.59 | 2.54 | 21963 | 3.41 | 1.96 | 8.5 | 7
Delisted | 216733650 |  | 11 | 16 | 26559 | 18347 | 18800 | 3.59 | 2.54 | 21963 | 3.41 | 1.96 | 8.5 | 7
Delisted | 216733647 |  | 11 | 16 | 26559 | 18347 | 18800 | 3.59 | 2.54 | 21963 | 3.41 | 1.96 | 8.5 | 7
Delisted | 216733651 |  | 11 | 16 | 26559 | 18347 | 18800 | 3.59 | 2.54 | 21963 | 3.41 | 1.96 | 8.5 | 7
Delisted | 216733649 |  | 11 | 16 | 26559 | 18347 | 18800 | 3.59 | 2.54 | 21963 | 3.41 | 1.96 | 8.5 | 7
Delisted | 216733326 |  | 11 | 16.5 | 26105 | 17937 | 18400 | 3.59 | 2.52 | 21341 | 3.29 | 1.96 | 8.5 | 7
Delisted | 216733330 |  | 11 | 16.5 | 26105 | 17937 | 18400 | 3.59 | 2.52 | 21341 | 3.29 | 1.96 | 8.5 | 7
Delisted | 216733328 |  | 11 | 16.5 | 26105 | 17937 | 18400 | 3.59 | 2.52 | 21341 | 3.29 | 1.96 | 8.5 | 7
Delisted | 216733327 |  | 11 | 16.5 | 26105 | 17937 | 18400 | 3.59 | 2.52 | 21341 | 3.29 | 1.96 | 8.5 | 7
Delisted | 216733489 |  | 11 | 16.5 | 25878 | 17937 | 18400 | 3.59 | 2.5 | 21341 | 3.26 | 1.96 | 8.5 | 7
Delisted | 216733495 |  | 11 | 16.5 | 25878 | 17937 | 18400 | 3.59 | 2.5 | 21341 | 3.26 | 1.96 | 8.5 | 7
Delisted | 216733333 |  | 11 | 16.5 | 26105 | 17937 | 18400 | 3.59 | 2.52 | 21341 | 3.29 | 1.96 | 8.5 | 7
Delisted | 216733494 |  | 11 | 16.5 | 25878 | 17937 | 18400 | 3.59 | 2.5 | 21341 | 3.26 | 1.96 | 8.5 | 7
Delisted | 216733332 |  | 11 | 16.5 | 26105 | 17937 | 18400 | 3.59 | 2.52 | 21341 | 3.29 | 1.96 | 8.5 | 7
Delisted | 216733329 |  | 11 | 16.5 | 26105 | 17937 | 18400 | 3.59 | 2.52 | 21341 | 3.29 | 1.96 | 8.5 | 7
Delisted | 216733331 |  | 11 | 16.5 | 26105 | 17937 | 18400 | 3.59 | 2.52 | 21341 | 3.29 | 1.96 | 8.5 | 7
Delisted | 216733488 |  | 11 | 16.5 | 25878 | 17937 | 18400 | 3.59 | 2.5 | 21341 | 3.26 | 1.96 | 8.5 | 7
Delisted | 216733492 |  | 11 | 16.5 | 25878 | 17937 | 18400 | 3.59 | 2.5 | 21341 | 3.26 | 1.96 | 8.5 | 7
Delisted | 216733490 |  | 11 | 16.5 | 25878 | 17937 | 18400 | 3.59 | 2.5 | 21341 | 3.26 | 1.96 | 8.5 | 7
Delisted | 216733491 |  | 11 | 16.5 | 25878 | 17937 | 18400 | 3.59 | 2.5 | 21341 | 3.26 | 1.96 | 8.5 | 7
Delisted | 216733493 |  | 11 | 16.5 | 25878 | 17937 | 18400 | 3.59 | 2.5 | 21341 | 3.26 | 1.96 | 8.5 | 7
Delisted | 217394605 |  | 10 | 15.5 | 33780 | 21231 | 32400 | 3.16 | 2.55 | 36727 | 3.17 | 1.96 | 9 | 7.5
Delisted | 216733506 |  | 11 | 16.5 | 26332 | 18040 | 18500 | 3.59 | 2.54 | 21548 | 3.36 | 1.96 | 8.5 | 7
Delisted | 216733507 |  | 11 | 16.5 | 26332 | 18040 | 18500 | 3.59 | 2.54 | 21548 | 3.36 | 1.96 | 8.5 | 7
Delisted | 216732683 |  | 10.5 | 16 | 24970 | 18347 | 19100 | 3.42 | 2.52 | 21756 | 3.19 | 1.96 | 8.5 | 7
Delisted | 216732698 |  | 10.5 | 16 | 24970 | 18450 | 19100 | 3.42 | 2.5 | 21756 | 3.19 | 1.96 | 8.5 | 7
Delisted | 216732697 |  | 10.5 | 16 | 24970 | 18450 | 19100 | 3.42 | 2.5 | 21756 | 3.19 | 1.96 | 8.5 | 7
Delisted | 216732699 |  | 10.5 | 16 | 24970 | 18450 | 19100 | 3.42 | 2.5 | 21756 | 3.19 | 1.96 | 8.5 | 7
Delisted | 216732703 |  | 10.5 | 16 | 24970 | 18450 | 19100 | 3.42 | 2.5 | 21756 | 3.19 | 1.96 | 8.5 | 7
Delisted | 216732701 |  | 10.5 | 16 | 24970 | 18450 | 19100 | 3.42 | 2.5 | 21756 | 3.19 | 1.96 | 8.5 | 7
Delisted | 216732700 |  | 10.5 | 16 | 24970 | 18450 | 19100 | 3.42 | 2.5 | 21756 | 3.19 | 1.96 | 8.5 | 7
Delisted | 216732702 |  | 10.5 | 16 | 24970 | 18450 | 19100 | 3.42 | 2.5 | 21756 | 3.19 | 1.96 | 8.5 | 7
Delisted | 216732817 |  | 10.5 | 16 | 24970 | 18347 | 19100 | 3.42 | 2.5 | 21756 | 3.17 | 1.96 | 8.5 | 7
Delisted | 216732816 |  | 10.5 | 16 | 24970 | 18347 | 19100 | 3.42 | 2.5 | 21756 | 3.17 | 1.96 | 8.5 | 7
Delisted | 216732818 |  | 10.5 | 16 | 24970 | 18347 | 19100 | 3.42 | 2.5 | 21756 | 3.17 | 1.96 | 8.5 | 7
Delisted | 216732820 |  | 10.5 | 16 | 24970 | 18347 | 19100 | 3.42 | 2.5 | 21756 | 3.17 | 1.96 | 8.5 | 7
Delisted | 216732819 |  | 10.5 | 16 | 24970 | 18347 | 19100 | 3.42 | 2.5 | 21756 | 3.17 | 1.96 | 8.5 | 7
Delisted | 217414354 |  | 10 | 15.5 | 34230 | 21433 | 32000 | 3.16 | 2.53 | 36929 | 3.22 | 1.96 | 9 | 7.5
Delisted | 216732688 |  | 10.5 | 16 | 25197 | 18450 | 19200 | 3.42 | 2.51 | 21756 | 3.24 | 1.96 | 8.5 | 7
Delisted | 216732690 |  | 10.5 | 16 | 25197 | 18450 | 19200 | 3.42 | 2.51 | 21756 | 3.24 | 1.96 | 8.5 | 7
Delisted | 216732692 |  | 10.5 | 16 | 25197 | 18450 | 19200 | 3.42 | 2.51 | 21756 | 3.24 | 1.96 | 8.5 | 7
Delisted | 216732689 |  | 10.5 | 16 | 25197 | 18450 | 19200 | 3.42 | 2.51 | 21756 | 3.24 | 1.96 | 8.5 | 7
Delisted | 216732693 |  | 10.5 | 16 | 25197 | 18450 | 19200 | 3.42 | 2.51 | 21756 | 3.24 | 1.96 | 8.5 | 7
Delisted | 216732687 |  | 10.5 | 16 | 25197 | 18450 | 19200 | 3.42 | 2.51 | 21756 | 3.24 | 1.96 | 8.5 | 7
Delisted | 216732691 |  | 10.5 | 16 | 25197 | 18450 | 19200 | 3.42 | 2.51 | 21756 | 3.24 | 1.96 | 8.5 | 7
Delisted | 216732830 |  | 10.5 | 16 | 24970 | 18450 | 19200 | 3.42 | 2.5 | 21756 | 3.19 | 1.96 | 8.5 | 7
Delisted | 216732831 |  | 10.5 | 16 | 24970 | 18450 | 19200 | 3.42 | 2.5 | 21756 | 3.19 | 1.96 | 8.5 | 7
Delisted | 216732832 |  | 10.5 | 16 | 24970 | 18450 | 19200 | 3.42 | 2.5 | 21756 | 3.19 | 1.96 | 8.5 | 7
Delisted | 216732828 |  | 10.5 | 16 | 24970 | 18450 | 19200 | 3.42 | 2.5 | 21756 | 3.19 | 1.96 | 8.5 | 7
Delisted | 216732833 |  | 10.5 | 16 | 24970 | 18450 | 19200 | 3.42 | 2.5 | 21756 | 3.19 | 1.96 | 8.5 | 7
Delisted | 216732827 |  | 10.5 | 16 | 24970 | 18450 | 19200 | 3.42 | 2.5 | 21756 | 3.19 | 1.96 | 8.5 | 7
Delisted | 216732834 |  | 10.5 | 16 | 24970 | 18450 | 19200 | 3.42 | 2.5 | 21756 | 3.19 | 1.96 | 8.5 | 7
Delisted | 216732829 |  | 10.5 | 16 | 24970 | 18450 | 19200 | 3.42 | 2.5 | 21756 | 3.19 | 1.96 | 8.5 | 7
Live | 217291581 |  | 13.3 | 20 | 20200 | 15900 | 14200 | 3.34 | 2.65 | 23000 | 3.92 | 2.41 | 11.3 | 8.8
Live | 217291580 |  | 12.5 | 20.7 | 17800 | 14800 | 12800 | 3.22 | 2.36 | 21500 | 3.26 | 2.19 | 11.4 | 8.5
Live | 217291585 |  | 10.1 | 18.7 | 42500 | 31000 | 25600 | 2.93 | 2.39 | 43500 | 3.79 | 2.1 | 10.2 | 7.8
Live | 217291584 |  | 12.2 | 21.1 | 29000 | 20000 | 18600 | 3.26 | 2.56 | 32600 | 3.2 | 2.27 | 11.1 | 8.4
Live | 217291583 |  | 12 | 22 | 26800 | 20500 | 18500 | 3.06 | 2.55 | 33100 | 3.43 | 2.3 | 10.5 | 8.1
Live | 217291582 |  | 12.5 | 22.3 | 19300 | 15100 | 12800 | 3.37 | 2.38 | 22200 | 3.27 | 2.05 | 10.4 | 8
Live | 217291587 |  | 10 | 17.1 | 56500 | 46500 | 38000 | 2.83 | 2.35 | 60500 | 3.48 | 2 | 9.8 | 7.7
Live | 217291588 |  | 9.5 | 19.8 | 50000 | 45100 | 38500 | 2.78 | 2.13 | 59100 | 2.96 | 1.95 | 10.2 | 7.8
Live | 217291589 |  | 9.5 | 19 | 50400 | 44600 | 40500 | 2.78 | 2.12 | 61700 | 3.04 | 2.11 | 9.9 | 7.7
Live | 217291586 |  | 9.6 | 20 | 39800 | 28100 | 26600 | 2.68 | 2.22 | 42200 | 3.45 | 2.2 | 10.3 | 7.9
Live | 217291590 |  | 10 | 17 | 63000 | 41500 | 40000 | 2.72 | 2.45 | 67000 | 3.8 | 2.2 | 9.7 | 7.6
Live | 217291591 |  | 9.5 | 19.5 | 54500 | 45300 | 35000 | 2.64 | 2.22 | 60000 | 3.05 | 2.01 | 9.5 | 7.2
Live | 217478336 |  | 17.4 | 35 | 16500 | 14600 | 13500 | 3.5 | 2.26 | 17200 | 3.19 | 2 | 30 | 25
Live | 217478338 |  | 14.2 | 29.4 | 16500 | 14600 | 13500 | 3.5 | 2.26 | 17200 | 3.19 | 2 | 14.5 | 10
Live | 217478337 |  | 17 | 33.3 | 16500 | 14600 | 13500 | 3.5 | 2.26 | 17200 | 3.19 | 2 | 22 | 16
Live | 217489268 |  | 12.5 | 23 | 21600 | 14000 | 13500 | 3.33 | 2.21 | 21600 | 3.33 | 2.2 | 10 | 7.7
Live | 217489270 |  | 12.25 | 21.5 | 22800 | 14300 | 14000 | 3.34 | 2.25 | 21800 | 3.65 | 2.25 | 10 | 7.75
Live | 217489269 |  | 12 | 20 | 24000 | 14600 | 14600 | 3.35 | 2.8 | 22000 | 4.03 | 2.3 | 10 | 7.8
Live | 217489272 |  | 12 | 21 | 32000 | 18600 | 18800 | 3.17 | 2.3 | 28800 | 3.67 | 2 | 9 | 7
Live | 217489271 |  | 12.2 | 23 | 32000 | 18000 | 19000 | 3.44 | 2.5 | 29200 | 3.34 | 2 | 9.5 | 7.1
Live | 217489274 |  | 12 | 23.1 | 40000 | 30000 | 26000 | 2.86 | 2.18 | 40000 | 2.97 | 2 | 10 | 7.5
Live | 217489273 |  | 12.1 | 22 | 32000 | 18300 | 18900 | 3.3 | 2.09 | 29000 | 3.5 | 2 | 9.25 | 7.05
Live | 217489275 |  | 11.7 | 20 | 40000 | 28000 | 26000 | 2.61 | 2.2 | 40500 | 3.3 | 2 | 9.2 | 7.4
Live | 217489276 |  | 11.85 | 21.55 | 40000 | 29000 | 26000 | 2.73 | 2.19 | 40250 | 3.12 | 2 | 9.6 | 7.45
Live | 217489277 |  | 11.7 | 21.3 | 49000 | 34000 | 36000 | 2.43 | 2.4 | 55000 | 3.1 | 2.1 | 10 | 7.7
Live | 217489278 |  | 12 | 20.4 | 52000 | 41000 | 38000 | 2.54 | 2.4 | 53000 | 2.99 | 2.1 | 10.6 | 8.1
Live | 217489279 |  | 11.85 | 20.85 | 50500 | 37500 | 37000 | 2.49 | 2.15 | 54000 | 3.04 | 2.1 | 10.3 | 7.9
Live | 217489280 |  | 10 | 19.2 | 62000 | 40000 | 36000 | 3.03 | 2.3 | 60000 | 3.5 | 2 | 9.6 | 7.3
Live | 217489281 |  | 10 | 18 | 61000 | 41000 | 40000 | 2.81 | 2.3 | 61000 | 3.44 | 2.1 | 9.2 | 7.1
Live | 217489282 |  | 10 | 18.6 | 61500 | 40500 | 38000 | 2.92 | 2.3 | 60500 | 3.41 | 2.05 | 9.4 | 7.2
Live | 217489283 |  | 13 | 21 | 27600 | 18000 | 18000 | 3.52 | 2.1 | 25400 | 3.24 | 2 | 10 | 7.5
Live | 217489284 |  | 13 | 20 | 27600 | 22000 | 18000 | 3.44 | 2.5 | 25400 | 3.38 | 2 | 10 | 8
Live | 217489285 |  | 13 | 20.5 | 27600 | 20000 | 18000 | 3.47 | 2.3 | 25400 | 3.31 | 2 | 10 | 7.75
Live | 217489286 |  | 12 | 21 | 33000 | 27000 | 27000 | 2.71 | 1.9 | 32000 | 2.73 | 1.9 | 10 | 8.1
Live | 217489287 |  | 12 | 19 | 38000 | 27000 | 27000 | 2.47 | 2.1 | 38500 | 2.82 | 2 | 9.5 | 7.7
Live | 217489288 |  | 12 | 20 | 35500 | 27000 | 27000 | 2.58 | 1.99 | 35250 | 2.78 | 1.95 | 9.75 | 7.9
Live | 217489289 |  | 12.2 | 21.5 | 42000 | 43000 | 37000 | 3.04 | 2.3 | 44000 | 2.58 | 1.9 | 11.3 | 9.2
Live | 217489290 |  | 12 | 19.4 | 42000 | 34000 | 38000 | 2.93 | 2.2 | 45000 | 3.61 | 2 | 10.4 | 8.8
Live | 217489291 |  | 12.1 | 20.45 | 42000 | 38500 | 37400 | 2.99 | 2.26 | 44500 | 3.01 | 1.95 | 10.85 | 9
Live | 217489292 |  | 12 | 21.2 | 55000 | 42000 | 48000 | 2.88 | 2 | 55000 | 3.1 | 2 | 10.2 | 8.4
Live | 217489293 |  | 11.7 | 20.4 | 57000 | 46000 | 48000 | 2.93 | 2.2 | 60000 | 3.52 | 2 | 11 | 9
Live | 217489294 |  | 11.85 | 20.8 | 56000 | 44000 | 48000 | 2.9 | 2.1 | 57500 | 3.3 | 2 | 10.6 | 8.7
Live | 217489295 |  | 12 | 21.4 | 58000 | 49000 | 48000 | 3.04 | 2.2 | 56000 | 3.04 | 2 | 10.6 | 8.5
Live | 217489296 |  | 11.7 | 20 | 60000 | 52000 | 48000 | 2.88 | 2.3 | 61000 | 3.51 | 2.1 | 10.7 | 8.8
Live | 217489297 |  | 11.85 | 20.7 | 59000 | 50500 | 48000 | 2.96 | 2.25 | 58500 | 3.27 | 2.05 | 10.65 | 8.65
Delisted | 216505495 |  | 11 | 18.6 | 34400 | 23900 | 18700 | 3.22 | 2.61 | 31900 | 3.6 | 1.99 | 8.7 | 6.7
Live | 216705375 |  | 10 | 17 | 55500 | 43500 | 43000 | 2.93 | 2.2 | 56000 | 3.2 | 1.85 | 9 | 7
Live | 216705374 |  | 10.5 | 18 | 46000 | 39000 | 43000 | 3.08 | 2.24 | 48000 | 3.28 | 1.85 | 9.5 | 7.5
Live | 216705373 |  | 11 | 17.5 | 46000 | 38500 | 42500 | 3.23 | 2.24 | 48000 | 3.32 | 1.85 | 9.4 | 7.5
Live | 216705372 |  | 12 | 18 | 36000 | 28000 | 29000 | 3.52 | 2.44 | 36000 | 3.56 | 1.9 | 9.4 | 7
Live | 216705370 |  | 12.3 | 18.5 | 24000 | 19400 | 22000 | 3.61 | 2.64 | 24000 | 3.72 | 1.8 | 9.8 | 7.5
Live | 216705369 |  | 11.7 | 17 | 24000 | 19400 | 22600 | 3.43 | 2.52 | 24000 | 3.48 | 1.85 | 9.5 | 7.5
Delisted | 217114378 |  | 9.2 | 15.4 | 38000 | 32000 | 28400 | 2.75 | 2.29 | 39000 | 3.03 | 1.86 | 8.7 | 7.1
Delisted | 217114377 |  | 10.5 | 16.6 | 33400 | 20000 | 19000 | 3.13 | 2.12 | 31000 | 3.3 | 1.9 | 8.1 | 6.6
Delisted | 217114376 |  | 10 | 16 | 27000 | 20000 | 19000 | 2.73 | 2 | 32200 | 3.43 | 1.8 | 9 | 7
Delisted | 216505496 |  | 10.2 | 16.7 | 39000 | 31400 | 29200 | 2.79 | 2.2 | 41000 | 3.24 | 1.99 | 9.3 | 7.5
Delisted | 216505494 |  | 10.8 | 17.4 | 27600 | 21800 | 19600 | 2.84 | 2.34 | 32200 | 3.64 | 1.96 | 10.4 | 8.1
Delisted | 216505493 |  | 11.5 | 18.5 | 20600 | 12600 | 11400 | 3.32 | 2.34 | 19600 | 3.57 | 2.1 | 9.4 | 7.2
Delisted | 216505491 |  | 11 | 18.6 | 34400 | 23900 | 18700 | 3.22 | 2.61 | 31900 | 3.6 | 1.99 | 8.7 | 6.7
Delisted | 216505490 |  | 10.8 | 17.4 | 27600 | 21800 | 19600 | 2.84 | 2.34 | 32200 | 3.64 | 1.96 | 10.4 | 8.1
Delisted | 216505489 |  | 11.5 | 18.5 | 20600 | 12600 | 11400 | 3.32 | 2.34 | 19600 | 3.57 | 2.1 | 9.4 | 7.2
Delisted | 216031057 |  | 12 | 20 | 24000 | 14600 | 14600 | 3.35 | 2.3 | 22000 | 4.03 | 2.3 | 10 | 7.8
Delisted | 216031056 |  | 14 | 25.1 | 21600 | 14000 | 13500 | 3.33 | 2.5 | 21600 | 3.88 | 2.3 | 9.8 | 7.8
Live | 215710688 |  | 12 | 20 | 14600 | 14900 | 13500 | 2.89 | 2.09 | 18800 | 3.06 | 1.8 | 10.2 | 7.5
Live | 217456267 |  | 12 | 20 | 24000 | 14600 | 14600 | 3.35 | 2.8 | 22000 | 4.03 | 2.3 | 10 | 7.8
Live | 217456266 |  | 12.5 | 23 | 21600 | 14000 | 13500 | 3.33 | 2.21 | 21600 | 3.33 | 2.2 | 10 | 7.7
Live | 217456270 |  | 12 | 21 | 32000 | 18600 | 18800 | 3.17 | 2.3 | 28800 | 3.67 | 2 | 9 | 7
Live | 217456269 |  | 12.2 | 23 | 32000 | 18000 | 19000 | 3.44 | 2.5 | 29200 | 3.34 | 2 | 9.5 | 7.1
Live | 217456268 |  | 12.25 | 21.5 | 22800 | 14300 | 14000 | 3.34 | 2.25 | 21800 | 3.65 | 2.25 | 10 | 7.75
Live | 217456272 |  | 12 | 23.1 | 40000 | 30000 | 26000 | 2.86 | 2.18 | 40000 | 2.97 | 2 | 10 | 7.5
Live | 217456271 |  | 12.1 | 22 | 32000 | 18300 | 18900 | 3.3 | 2.09 | 29000 | 3.5 | 2 | 9.25 | 7.05
Live | 217456275 |  | 11.7 | 21.3 | 49000 | 34000 | 36000 | 2.43 | 2.4 | 55000 | 3.1 | 2.1 | 10 | 7.7
Live | 217456274 |  | 11.85 | 21.55 | 40000 | 29000 | 26000 | 2.73 | 2.19 | 40250 | 3.12 | 2 | 9.6 | 7.45
Live | 217456273 |  | 11.7 | 20 | 40000 | 28000 | 26000 | 2.61 | 2.2 | 40500 | 3.3 | 2 | 9.2 | 7.4
Live | 217456277 |  | 11.85 | 20.85 | 50500 | 37500 | 37000 | 2.49 | 2.15 | 54000 | 3.04 | 2.1 | 10.3 | 7.9
Live | 217456276 |  | 12 | 20.4 | 52000 | 41000 | 38000 | 2.54 | 2.4 | 53000 | 2.99 | 2.1 | 10.6 | 8.1
Live | 217456278 |  | 10 | 19.2 | 62000 | 40000 | 36000 | 3.03 | 2.3 | 60000 | 3.5 | 2 | 9.6 | 7.3
Live | 217456280 |  | 10 | 18.6 | 61500 | 40500 | 38000 | 2.92 | 2.3 | 60500 | 3.41 | 2.05 | 9.4 | 7.2
Live | 217456279 |  | 10 | 18 | 61000 | 41000 | 40000 | 2.81 | 2.3 | 61000 | 3.44 | 2.1 | 9.2 | 7.1
Live | 217456281 |  | 13 | 21 | 27600 | 18000 | 18000 | 3.52 | 2.1 | 25400 | 3.24 | 2 | 10 | 7.5
Live | 217456282 |  | 13 | 20 | 27600 | 22000 | 18000 | 3.44 | 2.5 | 25400 | 3.38 | 2 | 10 | 8
Live | 217456283 |  | 13 | 20.5 | 27600 | 20000 | 18000 | 3.47 | 2.3 | 25400 | 3.31 | 2 | 10 | 7.75
Live | 217456284 |  | 12 | 21 | 33000 | 27000 | 27000 | 2.71 | 1.9 | 32000 | 2.73 | 1.9 | 10 | 8.1
Live | 217456285 |  | 12 | 19 | 38000 | 27000 | 27000 | 2.47 | 2.1 | 38500 | 2.82 | 2 | 9.5 | 7.7
Live | 217456286 |  | 12 | 20 | 35500 | 27000 | 27000 | 2.58 | 1.99 | 35250 | 2.78 | 1.95 | 9.75 | 7.9
Live | 217456287 |  | 12.2 | 21.5 | 42000 | 43000 | 37000 | 3.04 | 2.3 | 44000 | 2.58 | 1.9 | 11.3 | 9.2
Live | 217456288 |  | 12 | 19.4 | 42000 | 34000 | 38000 | 2.93 | 2.2 | 45000 | 3.61 | 2 | 10.4 | 8.8
Live | 217456289 |  | 12.1 | 20.45 | 42000 | 38500 | 37400 | 2.99 | 2.26 | 44500 | 3.01 | 1.95 | 10.85 | 9
Live | 217456290 |  | 12 | 21.2 | 55000 | 42000 | 48000 | 2.88 | 2 | 55000 | 3.1 | 2 | 10.2 | 8.4
Live | 217456291 |  | 11.7 | 20.4 | 57000 | 46000 | 48000 | 2.93 | 2.2 | 60000 | 3.52 | 2 | 11 | 9
Live | 217456292 |  | 11.85 | 20.8 | 56000 | 44000 | 48000 | 2.9 | 2.1 | 57500 | 3.3 | 2 | 10.6 | 8.7
Live | 217456293 |  | 12 | 21.4 | 58000 | 49000 | 48000 | 3.04 | 2.2 | 56000 | 3.04 | 2 | 10.6 | 8.5
Live | 217456294 |  | 11.7 | 20 | 60000 | 52000 | 48000 | 2.88 | 2.3 | 61000 | 3.51 | 2.1 | 10.7 | 8.8
Live | 217456295 |  | 11.85 | 20.7 | 59000 | 50500 | 48000 | 2.96 | 2.25 | 58500 | 3.27 | 2.05 | 10.65 | 8.65
Live | 214609738 |  | 12.5 | 24 | 14000 | 10900 | 9000 | 2.93 | 2.25 | 12000 | 3.82 | 1.9 | 9 | 7.4
Live | 217007966 |  | 13.95 | 27 | 31000 | 24000 | 24000 | 3.3 | 1.94 | 32000 | 3.2 | 1.8 | 10 | 8.5
Live | 217007964 |  | 15.2 | 28 | 17000 | 13000 | 12200 | 3.83 | 2.06 | 16200 | 3.77 | 2 | 10 | 8
Live | 217007962 |  | 13.65 | 26 | 28660 | 21800 | 19000 | 3.12 | 2.94 | 29000 | 3.39 | 2.11 | 10 | 8
Live | 216772335 |  | 11.9 | 19 | 26270 | 19300 | 15700 | 3.21 | 1.79 | 25200 | 3.21 | 1.75 | 8.5 | 6.7
Delisted | 215740461 |  | 9.5 | 19 | 50400 | 44600 | 40500 | 2.78 | 2.12 | 61700 | 3.04 | 2.11 | 9.9 | 7.7
Delisted | 215735340 |  | 9 | 18 | 54500 | 58000 | 54000 | 2.62 | 2.17 | 65500 | 3.2 | 1.91 | 10.7 | 8.5
Delisted | 215735333 |  | 12 | 21.2 | 38000 | 46200 | 37000 | 3.2 | 2.17 | 44600 | 3.14 | 1.95 | 10.6 | 8.8
Delisted | 215735339 |  | 9.4 | 18.5 | 53500 | 44500 | 47000 | 2.72 | 2.23 | 58700 | 2.92 | 1.83 | 10.1 | 8
Delisted | 215735334 |  | 10 | 18 | 52700 | 48000 | 47500 | 2.69 | 2.17 | 57400 | 2.97 | 1.96 | 11 | 8.8
Delisted | 215735338 |  | 12 | 20 | 38300 | 42400 | 39500 | 3.11 | 2.16 | 45400 | 3.27 | 2.02 | 10.8 | 8.9
Delisted | 215725487 |  | 14.6 | 24 | 12900 | 11900 | 10600 | 3.29 | 2 | 13900 | 3.02 | 1.83 | 12.1 | 9.5
Delisted | 215725488 |  | 12.5 | 20.6 | 19000 | 18800 | 17500 | 3.28 | 2.05 | 22200 | 3.27 | 1.89 | 12.2 | 9.2
Delisted | 215725486 |  | 12.5 | 22.2 | 18800 | 15200 | 13100 | 3.32 | 2.47 | 22800 | 3.55 | 2.25 | 12.2 | 8.6
Delisted | 215725481 |  | 9.5 | 19.8 | 50000 | 45100 | 38500 | 2.78 | 2.13 | 59100 | 2.96 | 1.95 | 10.2 | 7.8
Delisted | 215725484 |  | 12 | 20.4 | 25600 | 23300 | 24200 | 3.26 | 2.38 | 29500 | 3.36 | 2.16 | 12.1 | 9.8
Delisted | 215725480 |  | 10.1 | 20 | 39500 | 30900 | 26000 | 2.77 | 2.36 | 40400 | 3.38 | 2.17 | 10 | 7.7
Delisted | 215725483 |  | 12.5 | 20.4 | 19200 | 20200 | 17000 | 3.37 | 2.24 | 20700 | 3.32 | 1.86 | 10.3 | 8.2
Delisted | 215725485 |  | 14.4 | 22.1 | 11400 | 9900 | 8000 | 3.37 | 2.59 | 14300 | 3.2 | 2.17 | 11.8 | 9
Delisted | 215725482 |  | 9.5 | 19.5 | 54500 | 45300 | 35000 | 2.64 | 2.22 | 60000 | 3.05 | 2.01 | 9.5 | 7.2
Delisted | 215725474 |  | 12.7 | 24.6 | 13100 | 9600 | 8900 | 3.37 | 2.49 | 12900 | 3.15 | 2.51 | 11 | 8.2
Delisted | 215725477 |  | 12.5 | 20 | 17200 | 18800 | 17500 | 3.15 | 2.13 | 20000 | 3.12 | 1.95 | 10.3 | 8.7
Delisted | 215725479 |  | 12.2 | 21.1 | 29000 | 20000 | 18600 | 3.26 | 2.31 | 32600 | 3.2 | 2.27 | 11.1 | 8.4
Delisted | 215725475 |  | 12.5 | 23.8 | 18000 | 14600 | 13100 | 3.3 | 2.58 | 22900 | 3.67 | 2.16 | 13.5 | 9.4
Delisted | 215725478 |  | 12.5 | 22.3 | 19300 | 15100 | 12800 | 3.37 | 2.38 | 22200 | 3.27 | 2.05 | 10.4 | 8
Delisted | 215725476 |  | 12.5 | 25 | 14000 | 12400 | 11300 | 3.57 | 2.14 | 16100 | 3.5 | 1.88 | 10.5 | 8.3
Delisted | 215725454 |  | 12.5 | 22.2 | 15100 | 12900 | 11500 | 3.51 | 2.14 | 16300 | 3.59 | 1.99 | 11.6 | 8.9
Delisted | 215725456 |  | 12 | 20.7 | 26200 | 23900 | 23800 | 3.34 | 2.48 | 30700 | 3.61 | 2.23 | 11.6 | 9.2
Delisted | 215725455 |  | 12.5 | 20 | 18500 | 18000 | 17000 | 3.31 | 2.1 | 20000 | 3.01 | 1.9 | 12.3 | 9.5
Delisted | 215725453 |  | 14 | 22.6 | 13600 | 12600 | 11000 | 3.47 | 2.1 | 15700 | 3.46 | 1.84 | 12.1 | 9.3
Delisted | 215725451 |  | 9.6 | 20 | 39800 | 28100 | 26600 | 2.68 | 2.22 | 42200 | 3.45 | 2.2 | 10.3 | 7.9
Delisted | 215725452 |  | 10 | 17.1 | 56500 | 46500 | 38000 | 2.83 | 2.35 | 60500 | 3.48 | 2 | 9.8 | 7.7
Delisted | 215725450 |  | 12 | 22 | 26800 | 20500 | 18500 | 3.06 | 2.55 | 33100 | 3.43 | 2.3 | 10.5 | 8.1
Delisted | 215725449 |  | 12.5 | 20.7 | 17800 | 14800 | 12800 | 3.22 | 2.36 | 21500 | 3.26 | 2.19 | 11.4 | 8.5
Delisted | 215725448 |  | 12.5 | 21.1 | 14100 | 9300 | 8400 | 3.56 | 2.55 | 15000 | 3.66 | 2.39 | 10.4 | 7.9
Delisted | 215725447 |  | 14.3 | 21.6 | 12000 | 9300 | 8300 | 3.48 | 2.55 | 13700 | 3.62 | 2.17 | 11.3 | 8.8
Delisted | 216497939 |  | 12.7 | 24.6 | 13100 | 9600 | 8900 | 3.37 | 2.49 | 12900 | 3.15 | 2.51 | 11 | 8.2
Delisted | 216788524 |  | 13.3 | 20 | 20200 | 15900 | 14200 | 3.34 | 2.65 | 23000 | 3.92 | 2.41 | 11.3 | 8.8
Delisted | 216788521 |  | 12 | 18.4 | 20600 | 20000 | 18000 | 3.37 | 2.5 | 23000 | 3.85 | 2.1 | 11.1 | 9
Delisted | 216788522 |  | 12 | 18.4 | 20600 | 20000 | 18000 | 3.37 | 2.5 | 23000 | 3.85 | 2.1 | 11.1 | 9
Delisted | 216788525 |  | 13.3 | 20 | 20200 | 15900 | 14200 | 3.34 | 2.65 | 23000 | 3.92 | 2.41 | 11.3 | 8.8
Delisted | 216788516 |  | 12 | 20 | 13300 | 14000 | 12000 | 3.09 | 2.31 | 16500 | 3.41 | 1.95 | 10.6 | 8.5
Delisted | 216788519 |  | 12 | 19.5 | 12200 | 9800 | 8900 | 2.98 | 2.52 | 15700 | 3.33 | 2.44 | 10.5 | 8
Delisted | 216788513 |  | 13 | 19.7 | 11200 | 9800 | 8300 | 3.28 | 2.56 | 14500 | 3.7 | 2.32 | 11.5 | 9
Delisted | 216788515 |  | 12 | 20 | 13300 | 14000 | 12000 | 3.09 | 2.31 | 16500 | 3.41 | 1.95 | 10.6 | 8.5
Delisted | 216788512 |  | 13 | 19.7 | 11200 | 9800 | 8300 | 3.28 | 2.56 | 14500 | 3.7 | 2.32 | 11.5 | 9
Delisted | 216788518 |  | 12 | 19.5 | 12200 | 9800 | 8900 | 2.98 | 2.52 | 15700 | 3.33 | 2.44 | 10.5 | 8
Delisted | 216788509 |  | 14 | 20.5 | 13100 | 12600 | 11900 | 3.05 | 1.94 | 16500 | 3.41 | 1.85 | 13.8 | 10.8
Delisted | 216788508 |  | 14 | 20.5 | 13100 | 12600 | 11900 | 3.05 | 1.94 | 16500 | 3.41 | 1.85 | 13.8 | 10.8
Delisted | 216626025 |  | 11.7 | 20.4 | 57000 | 46000 | 48000 | 2.93 | 2.2 | 60000 | 3.52 | 2 | 11 | 9
Delisted | 216626027 |  | 12 | 21.4 | 58000 | 49000 | 48000 | 3.04 | 2.2 | 56000 | 3.04 | 2 | 10.6 | 8.5
Delisted | 216626028 |  | 11.7 | 20 | 60000 | 52000 | 48000 | 2.88 | 2.3 | 61000 | 3.51 | 2.1 | 10.7 | 8.8
Delisted | 216626029 |  | 11.85 | 20.7 | 59000 | 50500 | 48000 | 2.96 | 2.25 | 58500 | 3.27 | 2.05 | 10.65 | 8.65
Delisted | 216626021 |  | 12.2 | 21.5 | 42000 | 43000 | 37000 | 3.04 | 2.3 | 44000 | 2.58 | 1.9 | 11.3 | 9.2
Delisted | 216626026 |  | 11.85 | 20.8 | 56000 | 44000 | 48000 | 2.9 | 2.1 | 57500 | 3.3 | 2 | 10.6 | 8.7
Delisted | 216626022 |  | 12 | 19.4 | 42000 | 34000 | 38000 | 2.93 | 2.2 | 45000 | 3.61 | 2 | 10.4 | 8.8
Delisted | 216626024 |  | 12 | 21.2 | 55000 | 42000 | 48000 | 2.88 | 2 | 55000 | 3.1 | 2 | 10.2 | 8.4
Delisted | 216626020 |  | 12 | 20 | 35500 | 27000 | 27000 | 2.58 | 1.99 | 35250 | 2.78 | 1.95 | 9.75 | 7.9
Delisted | 216626023 |  | 12.1 | 20.45 | 42000 | 38500 | 37400 | 2.99 | 2.26 | 44500 | 3.01 | 1.95 | 10.85 | 9
Delisted | 216626018 |  | 12 | 21 | 33000 | 27000 | 27000 | 2.71 | 1.9 | 32000 | 2.73 | 1.9 | 10 | 8.1
Delisted | 216626017 |  | 13 | 20.5 | 27600 | 20000 | 18000 | 3.47 | 2.3 | 25400 | 3.31 | 2 | 10 | 7.75
Delisted | 216626019 |  | 12 | 19 | 38000 | 27000 | 27000 | 2.47 | 2.1 | 38500 | 2.82 | 2 | 9.5 | 7.7
Delisted | 216626016 |  | 13 | 20 | 27600 | 22000 | 18000 | 3.44 | 2.5 | 25400 | 3.38 | 2 | 10 | 8
Delisted | 216626015 |  | 13 | 21 | 27600 | 18000 | 18000 | 3.52 | 2.1 | 25400 | 3.24 | 2 | 10 | 7.5
Live | 213968919 |  | 11 | 19.5 | 18900 | 14370 | 11700 | 3.04 | 2.49 | 20570 | 3.21 | 2.07 | 8.7 | 6.8
Live | 213968918 |  | 10.8 | 21.4 | 13350 | 9300 | 8000 | 2.56 | 2 | 13900 | 2.93 | 1.79 | 9.2 | 6.9
Live | 215461312 |  | 17 | 33.3 | 16500 | 14600 | 13500 | 3.5 | 2.26 | 17200 | 3.19 | 2 | 22 | 16
Live | 215461319 |  | 12.5 | 21.4 | 19400 | 19200 | 18000 | 3.38 | 2 | 19500 | 2.79 | 1.92 | 11 | 8.5
Live | 215461318 |  | 13.4 | 25.4 | 13500 | 12800 | 11500 | 3.35 | 1.75 | 16000 | 3.35 | 1.8 | 10.5 | 8
Live | 215461316 |  | 15 | 25.6 | 27900 | 23200 | 22600 | 3.59 | 2.35 | 29700 | 3.57 | 2.34 | 16.2 | 12.9
Live | 215461314 |  | 14.2 | 29.4 | 16500 | 14600 | 13500 | 3.5 | 2.26 | 17200 | 3.19 | 2 | 14.5 | 10
Live | 215461327 |  | 14 | 22.5 | 27800 | 20500 | 18500 | 3.54 | 2.36 | 26200 | 3.41 | 2 | 10.2 | 8.25
Live | 215461325 |  | 13 | 20 | 27600 | 22000 | 18000 | 3.44 | 2.5 | 25400 | 3.38 | 2 | 10 | 8
Live | 215461323 |  | 15 | 25 | 28000 | 19000 | 19000 | 3.65 | 2.2 | 27000 | 3.44 | 2 | 10.4 | 8.5
Live | 215461321 |  | 13 | 21 | 27900 | 23200 | 24200 | 3.59 | 2.35 | 29700 | 3.39 | 2.34 | 13.5 | 9.8
Live | 215461332 |  | 12.25 | 21 | 37500 | 27500 | 27000 | 2.71 | 2.15 | 37250 | 2.95 | 2 | 10 | 8.1
Live | 215461331 |  | 12 | 19 | 38000 | 27000 | 27000 | 2.47 | 2.1 | 38500 | 2.82 | 2 | 9.5 | 7.7
Live | 215461329 |  | 12.5 | 23 | 37000 | 28000 | 27000 | 3 | 2.2 | 36000 | 3.1 | 2 | 10.5 | 8.5
Live | 215461339 |  | 12 | 23 | 57000 | 45000 | 47000 | 3.09 | 2 | 57000 | 3.21 | 2 | 11 | 9
Live | 215461338 |  | 12.5 | 21.2 | 42500 | 38000 | 37000 | 3.04 | 2.41 | 44500 | 3.52 | 2 | 10.55 | 8.65
Live | 215461336 |  | 12 | 19.4 | 42000 | 34000 | 38000 | 2.93 | 2.2 | 45000 | 3.61 | 2 | 10.4 | 8.8
Live | 215461334 |  | 13 | 23 | 43000 | 42000 | 36000 | 3.15 | 2.6 | 44000 | 3.44 | 2 | 10.7 | 8.5
Live | 215461347 |  | 11.7 | 20 | 60000 | 52000 | 48000 | 2.88 | 2.3 | 61000 | 3.51 | 2.1 | 10.7 | 8.8
Live | 215461345 |  | 12 | 22.2 | 59000 | 47000 | 47000 | 3.09 | 2.5 | 59000 | 3.39 | 2 | 10.5 | 8.5
Live | 215461343 |  | 11.85 | 21.7 | 57000 | 45500 | 47500 | 3.01 | 2.1 | 58500 | 3.36 | 2 | 11 | 9
Live | 215461341 |  | 11.7 | 20.4 | 57000 | 46000 | 48000 | 2.93 | 2.2 | 60000 | 3.52 | 2 | 11 | 9
Live | 215461349 |  | 11.85 | 21.1 | 59500 | 49500 | 47500 | 2.98 | 2.39 | 60000 | 3.45 | 2.05 | 10.6 | 8.65
Live | 217447537 |  | 10 | 16 | 55000 | 50000 | 45000 | 2.55 | 2.02 | 57000 | 2.55 | 1.8 | 8.5 | 6.9
Live | 217447536 |  | 10.7 | 15.8 | 41000 | 39000 | 36000 | 2.66 | 2.18 | 46000 | 2.97 | 1.9 | 9.4 | 7.9
Live | 217447535 |  | 10.7 | 15.8 | 41000 | 39000 | 36000 | 2.66 | 2.18 | 46000 | 2.97 | 1.9 | 9.4 | 7.9
Live | 217447534 |  | 10 | 16 | 27600 | 22000 | 21000 | 2.8 | 2 | 30000 | 3.03 | 1.8 | 9.5 | 7
Live | 217334329 |  | 10 | 18.6 | 61500 | 40500 | 38000 | 2.92 | 2.3 | 60500 | 3.41 | 2.05 | 9.4 | 7.2
Live | 217334328 |  | 10 | 18 | 61000 | 41000 | 40000 | 2.81 | 2.3 | 61000 | 3.44 | 2.1 | 9.2 | 7.1
Live | 217334327 |  | 10 | 19.2 | 62000 | 40000 | 36000 | 3.03 | 2.3 | 60000 | 3.38 | 2 | 9.6 | 7.3
Live | 217334326 |  | 11.85 | 20.85 | 50500 | 37500 | 37000 | 2.49 | 2.15 | 54000 | 3.04 | 2.1 | 10.3 | 7.9
Live | 217334325 |  | 12 | 20.4 | 52000 | 41000 | 38000 | 2.54 | 2.4 | 53000 | 2.99 | 2.1 | 10.6 | 8.1
Live | 217334324 |  | 11.7 | 21.3 | 49000 | 34000 | 36000 | 2.43 | 1.9 | 55000 | 3.1 | 2.1 | 10 | 7.7
Live | 217334323 |  | 11.85 | 21.55 | 40000 | 29000 | 26000 | 2.73 | 2.19 | 40250 | 3.12 | 2 | 9.6 | 7.45
Live | 217334322 |  | 11.7 | 20 | 40000 | 28000 | 26000 | 2.61 | 2.2 | 40500 | 3.3 | 2 | 9.2 | 7.4
Live | 217334321 |  | 12 | 23.1 | 40000 | 30000 | 26000 | 2.86 | 2.18 | 40000 | 2.97 | 2 | 10 | 7.5
Live | 217334320 |  | 12.1 | 22 | 32000 | 18300 | 18900 | 3.3 | 2.09 | 29000 | 3.5 | 2 | 9.25 | 7.05
Live | 217334319 |  | 12 | 21 | 32000 | 18600 | 18800 | 3.17 | 2.3 | 28800 | 3.67 | 2 | 9 | 7
Live | 217334318 |  | 12.2 | 23 | 32000 | 18000 | 19000 | 3.44 | 1.9 | 29200 | 3.34 | 2 | 9.5 | 7.1
Live | 217334317 |  | 12.25 | 21.5 | 22800 | 14300 | 14000 | 3.34 | 2.25 | 21800 | 3.65 | 2.25 | 10 | 7.75
Live | 217334316 |  | 12 | 20 | 24000 | 14600 | 14600 | 3.35 | 2.8 | 22000 | 4.03 | 2.3 | 10 | 7.8
Live | 217334315 |  | 12.5 | 23 | 21600 | 14000 | 13500 | 3.33 | 2.21 | 21600 | 3.33 | 2.2 | 10 | 7.7
Live | 217334312 |  | 9.6 | 18.5 | 24700 | 20200 | 17000 | 2.75 | 2.26 | 27200 | 2.88 | 2.11 | 9 | 7.1
Live | 217334314 |  | 9.3 | 19.5 | 36800 | 25600 | 24000 | 2.45 | 2.3 | 44000 | 2.69 | 2.02 | 9.1 | 7
Live | 217334313 |  | 12 | 22.3 | 34000 | 21500 | 20000 | 3.09 | 2.2 | 32200 | 3.2 | 1.94 | 9 | 7
Live | 217334311 |  | 11.5 | 20.2 | 18600 | 13300 | 11500 | 3.24 | 2.41 | 19200 | 2.8 | 1.99 | 9.1 | 7
Live | 217334310 |  | 10.8 | 21.3 | 13800 | 9300 | 8000 | 2.83 | 2.11 | 14100 | 3.15 | 1.8 | 9.2 | 7
Live | 217334309 |  | 12.6 | 21.6 | 10500 | 7500 | 7000 | 3.5 | 2 | 11200 | 2.98 | 1.99 | 9.4 | 7.2
Live | 217334308 |  | 10 | 21.3 | 12600 | 8100 | 7000 | 2.88 | 1.99 | 12500 | 3.1 | 1.85 | 8.7 | 6.7
Live | 217334307 |  | 12.5 | 21.5 | 10500 | 7600 | 7000 | 3.5 | 1.9 | 11200 | 3.53 | 1.95 | 9 | 7
Live | 216772611 |  | 12.5 | 22.3 | 24500 | 23400 | 24000 | 3.25 | 2.33 | 28100 | 3.2 | 2 | 13.3 | 9.6
Live | 216772610 |  | 13 | 21.7 | 20200 | 19800 | 18000 | 3.18 | 2.49 | 23000 | 3.74 | 2 | 10.8 | 8.8
Live | 216772609 |  | 13.2 | 24 | 13500 | 12800 | 11500 | 3.35 | 1.75 | 16000 | 3.35 | 1.8 | 10.5 | 8
Live | 216772608 |  | 15 | 26 | 13500 | 12800 | 11500 | 3.35 | 1.75 | 16000 | 3.3 | 1.8 | 12.5 | 10.1
Live | 217447469 |  | 10.5 | 20.15 | 57000 | 37000 | 33200 | 2.88 | 2.17 | 60000 | 3.14 | 1.75 | 8.85 | 6.6
Live | 217447467 |  | 10.5 | 21.3 | 57000 | 37000 | 33200 | 2.88 | 2.17 | 60000 | 3.14 | 1.8 | 9.1 | 6.8
Live | 217447466 |  | 11.65 | 21.95 | 50000 | 37000 | 33000 | 2.99 | 2.17 | 52000 | 3.17 | 1.75 | 9.2 | 7
Live | 217447464 |  | 12.5 | 23.4 | 50000 | 37000 | 33000 | 2.99 | 2.17 | 52000 | 3.17 | 1.8 | 8.7 | 6.8
Live | 217447460 |  | 12.2 | 22.8 | 30000 | 22600 | 18800 | 2.75 | 2.25 | 34000 | 3.44 | 2 | 9.35 | 7.05
Live | 217447457 |  | 12.95 | 20.95 | 21600 | 16000 | 12900 | 3.17 | 2.23 | 24000 | 3.52 | 2 | 10.15 | 7.8
Live | 217447459 |  | 11.7 | 21 | 30000 | 22600 | 18700 | 2.75 | 2.25 | 34000 | 3.44 | 2 | 9.2 | 7
Live | 217447456 |  | 12 | 19 | 21600 | 16000 | 13300 | 3.17 | 2.23 | 24000 | 3.52 | 2 | 9.8 | 7.6
Live | 217447461 |  | 11.7 | 23.9 | 40000 | 29600 | 25200 | 2.79 | 2.09 | 44000 | 3.15 | 1.8 | 9.5 | 7.1
Live | 217447458 |  | 12.7 | 24.6 | 30000 | 22600 | 19000 | 2.75 | 2.25 | 34000 | 3.44 | 2 | 9.5 | 7.1
Live | 217447455 |  | 13.9 | 22.9 | 21600 | 16000 | 12600 | 3.17 | 2.23 | 24000 | 3.52 | 2 | 10.5 | 8
Live | 217435087 |  | 12.6 | 21.7 | 10710 | 8065 | 7300 | 3.34 | 2.17 | 10747 | 2.72 | 2.14 | 9.4 | 7.2
Live | 217447812 |  | 12 | 19 | 28000 | 23600 | 24000 | 3.4 | 2.48 | 31400 | 3.71 | 2.18 | 11.7 | 9.3
Live | 217447809 |  | 12 | 18 | 18800 | 19000 | 18000 | 3.15 | 2.23 | 22000 | 2.87 | 2 | 10.5 | 9
Live | 217447806 |  | 12 | 20 | 13500 | 13100 | 11800 | 3.3 | 1.99 | 16200 | 3.27 | 1.9 | 10 | 8
Live | 217447803 |  | 13.4 | 21.4 | 13500 | 12600 | 11200 | 3.3 | 1.99 | 16000 | 3.23 | 1.89 | 12.5 | 9.7
Live | 217447811 |  | 12 | 20.7 | 26200 | 23900 | 23800 | 3.34 | 2.48 | 30700 | 3.61 | 2.23 | 11.6 | 9.2
Live | 217447808 |  | 12.5 | 20 | 18500 | 18000 | 17000 | 3.31 | 2.1 | 20000 | 3.01 | 1.9 | 12.3 | 9.5
Live | 217447807 |  | 12.5 | 21.4 | 19400 | 19200 | 18000 | 3.38 | 2 | 19500 | 2.79 | 1.92 | 11 | 8.5
Live | 217447805 |  | 12.5 | 22.2 | 15100 | 12900 | 11500 | 3.51 | 2.14 | 16300 | 3.59 | 1.99 | 11.6 | 8.9
Live | 217447804 |  | 13.4 | 25.4 | 13500 | 12800 | 11500 | 3.35 | 1.75 | 16000 | 3.35 | 1.8 | 10.5 | 8
Live | 217447801 |  | 15.4 | 27.4 | 13500 | 12800 | 11500 | 3.35 | 1.75 | 16000 | 3.35 | 1.8 | 12.5 | 9.5
Live | 217447810 |  | 13 | 21 | 27900 | 23200 | 24200 | 3.59 | 2.35 | 29700 | 3.39 | 2.34 | 13.5 | 9.8
Live | 217447802 |  | 14 | 22.6 | 13600 | 12600 | 11000 | 3.47 | 2.1 | 15700 | 3.46 | 1.84 | 12.1 | 9.3
Live | 217361793 |  | 11.85 | 21.1 | 59500 | 49500 | 47500 | 2.98 | 2.39 | 60000 | 3.45 | 2.05 | 10.6 | 8.65
Live | 217361792 |  | 11.7 | 20 | 60000 | 52000 | 48000 | 2.88 | 2.3 | 61000 | 3.51 | 2.1 | 10.7 | 8.8
Live | 217361791 |  | 12 | 22.2 | 59000 | 47000 | 47000 | 3.09 | 2.5 | 59000 | 3.39 | 2 | 10.5 | 8.5
Live | 217361774 |  | 12 | 20.7 | 26200 | 23900 | 23800 | 3.34 | 2.48 | 30700 | 3.61 | 2.23 | 11.6 | 9.2
Live | 217361768 |  | 12.5 | 21.4 | 19400 | 19200 | 18000 | 3.38 | 2 | 19500 | 2.79 | 1.92 | 11 | 8.5
Live | 217361771 |  | 14 | 22.6 | 13600 | 12600 | 11000 | 3.47 | 2.1 | 15700 | 3.46 | 1.84 | 12.1 | 9.3
Live | 217007965 |  | 14.3 | 27.5 | 25590 | 20100 | 18000 | 3.19 | 1.9 | 23000 | 3.24 | 1.8 | 10 | 8
Live | 217007963 |  | 16.8 | 30 | 14000 | 13000 | 11500 | 3.16 | 2.06 | 16000 | 3.75 | 2.11 | 11.2 | 8.5
Live | 217007961 |  | 13.65 | 24.5 | 22178 | 18500 | 14600 | 3.33 | 2.31 | 19310 | 3.33 | 1.9 | 9 | 7.6
Live | 217007959 |  | 15 | 26 | 13000 | 11000 | 9500 | 3.5 | 2.08 | 14600 | 2.82 | 1.88 | 10.4 | 7.4
Live | 217007958 |  | 10.6 | 21 | 37000 | 27500 | 24600 | 2.85 | 1.99 | 34100 | 2.62 | 1.8 | 8.5 | 7.5
Live | 217007957 |  | 10.9 | 22 | 33000 | 27000 | 23000 | 2.98 | 2.08 | 32000 | 2.84 | 1.8 | 9 | 7
Live | 217007955 |  | 12.35 | 20 | 20300 | 15400 | 12100 | 2.59 | 2.75 | 22500 | 2.87 | 1.85 | 8.5 | 7
Live | 217007954 |  | 9.75 | 19 | 13300 | 11500 | 9100 | 2.6 | 2.2 | 12000 | 3.52 | 1.8 | 8.5 | 7.3
Live | 217007953 |  | 12.5 | 20.5 | 10300 | 9600 | 7600 | 2.96 | 2.27 | 12000 | 3.2 | 1.94 | 8.8 | 6.8
Live | 216776407 |  | 8.8 | 17 | 54000 | 34400 | 36000 | 2.58 | 2.43 | 57300 | 3.54 | 1.95 | 8.5 | 7
Live | 216776406 |  | 10 | 18 | 48600 | 32200 | 35000 | 2.58 | 2.52 | 49300 | 3.38 | 2 | 9 | 7.1
Live | 216776405 |  | 9.8 | 17.5 | 36500 | 23700 | 22000 | 2.76 | 2.51 | 39400 | 3.44 | 2 | 9 | 7.1
Live | 216776404 |  | 10 | 18 | 24600 | 17000 | 18000 | 2.7 | 2.72 | 25500 | 3.46 | 2 | 9 | 7.1
Live | 215792239 |  | 10.6 | 19.5 | 25200 | 22200 | 18500 | 2.95 | 2.42 | 25200 | 3.16 | 1.9 | 8.5 | 8
Live | 215792228 |  | 10.6 | 19.5 | 25200 | 22200 | 18500 | 2.95 | 2.42 | 25200 | 3.16 | 1.9 | 8.5 | 8
Live | 215792217 |  | 10.6 | 19.5 | 25200 | 22200 | 18500 | 2.95 | 2.42 | 25200 | 3.16 | 1.9 | 8.5 | 8
Live | 215792238 |  | 11.95 | 21 | 18900 | 15688 | 13700 | 3.34 | 2.69 | 18900 | 3.72 | 2.4 | 9.8 | 9
Live | 215792227 |  | 11.95 | 21 | 18900 | 15688 | 13700 | 3.34 | 2.69 | 18900 | 3.72 | 2.4 | 9.8 | 9
Live | 215792216 |  | 11.95 | 21 | 18900 | 15688 | 13700 | 3.34 | 2.69 | 18900 | 3.72 | 2.4 | 9.8 | 9
Live | 215792237 |  | 10.2 | 18 | 12600 | 9300 | 7500 | 2.86 | 2.08 | 12600 | 3.24 | 1.89 | 8.5 | 8
Live | 215792226 |  | 10.2 | 18 | 12600 | 9300 | 7500 | 2.86 | 2.08 | 12600 | 3.24 | 1.89 | 8.5 | 8
Live | 215792215 |  | 10.2 | 18 | 12600 | 9300 | 7500 | 2.86 | 2.08 | 12600 | 3.24 | 1.89 | 8.5 | 8
Live | 215792236 |  | 12.5 | 20 | 9450 | 7200 | 6000 | 3.51 | 2.45 | 10000 | 3.91 | 2 | 9 | 7
Live | 215792225 |  | 12.5 | 20 | 9450 | 7200 | 6000 | 3.51 | 2.45 | 10000 | 3.91 | 2 | 9 | 7
Live | 215792214 |  | 12.5 | 20 | 9450 | 7200 | 6000 | 3.51 | 2.45 | 10000 | 3.91 | 2 | 9 | 7
Live | 215792246 |  | 12.25 | 22.5 | 25000 | 24000 | 19800 | 3.3 | 1.85 | 25000 | 2.82 | 1.84 | 9.5 | 7.7
Live | 215792235 |  | 12.25 | 22.5 | 25000 | 24000 | 19800 | 3.3 | 1.85 | 25000 | 2.82 | 1.84 | 9.5 | 7.7
Live | 215792224 |  | 12.25 | 22.5 | 25000 | 24000 | 19800 | 3.3 | 1.85 | 25000 | 2.82 | 1.84 | 9.5 | 7.7
Live | 215792245 |  | 12.95 | 21 | 19000 | 18500 | 18000 | 2.92 | 1.95 | 19000 | 3.24 | 1.9 | 10 | 7.67
Live | 215792234 |  | 12.95 | 21 | 19000 | 18500 | 18000 | 2.92 | 1.95 | 19000 | 3.24 | 1.9 | 10 | 7.67
Live | 215792223 |  | 12.95 | 21 | 19000 | 18500 | 18000 | 2.92 | 1.95 | 19000 | 3.24 | 1.9 | 10 | 7.67
Live | 215792244 |  | 12.25 | 23 | 13000 | 12000 | 11000 | 3.15 | 2.51 | 13000 | 3.17 | 2 | 10 | 9.17
Live | 215792233 |  | 12.25 | 23 | 13000 | 12000 | 11000 | 3.15 | 2.51 | 13000 | 3.17 | 2 | 10 | 9.17
Live | 215792222 |  | 12.25 | 23 | 13000 | 12000 | 11000 | 3.15 | 2.51 | 13000 | 3.17 | 2 | 10 | 9.17
Live | 215792242 |  | 12.25 | 22 | 13000 | 10000 | 9200 | 3.15 | 2.09 | 13000 | 3.17 | 1.9 | 9.5 | 8.42
Live | 215792231 |  | 12.25 | 22 | 13000 | 10000 | 9200 | 3.15 | 2.09 | 13000 | 3.17 | 1.9 | 9.5 | 8.42
Live | 215792220 |  | 12.25 | 22 | 13000 | 10000 | 9200 | 3.15 | 2.09 | 13000 | 3.17 | 1.9 | 9.5 | 8.42
Live | 215792243 |  | 13.65 | 25 | 10000 | 9200 | 9000 | 3.62 | 2.07 | 10000 | 3.08 | 2.09 | 11 | 9.05
Live | 215792232 |  | 13.65 | 25 | 10000 | 9200 | 9000 | 3.62 | 2.07 | 10000 | 3.08 | 2.09 | 11 | 9.05
Live | 215792221 |  | 13.65 | 25 | 10000 | 9200 | 9000 | 3.62 | 2.07 | 10000 | 3.08 | 2.09 | 11 | 9.05
Live | 215792241 |  | 14.05 | 23 | 10000 | 9700 | 8700 | 3.62 | 2.19 | 10500 | 3.24 | 1.9 | 10 | 8.21
Live | 215792230 |  | 14.05 | 23 | 10000 | 9700 | 8700 | 3.62 | 2.19 | 10500 | 3.24 | 1.9 | 10 | 8.21
Live | 215792219 |  | 14.05 | 23 | 10000 | 9700 | 8700 | 3.62 | 2.19 | 10500 | 3.24 | 1.9 | 10 | 8.21
Live | 217444102 |  | 12 | 18 | 23000 | 17700 | 18200 | 3.51 | 2.67 | 23000 | 3.83 | 2 | 9.5 | 8.5
Live | 217444010 |  | 12 | 18 | 23000 | 17700 | 18200 | 3.51 | 2.67 | 23000 | 3.83 | 2 | 9.5 | 8.5
Live | 217444056 |  | 12 | 18 | 23000 | 17700 | 18200 | 3.51 | 2.67 | 23000 | 3.83 | 2 | 9.5 | 8.5
Live | 217444148 |  | 12 | 18 | 23000 | 17700 | 18200 | 3.51 | 2.67 | 23000 | 3.83 | 2 | 9.5 | 8.5
Live | 217444194 |  | 12 | 18 | 23000 | 17700 | 18200 | 3.51 | 2.67 | 23000 | 3.83 | 2 | 9.5 | 8.5
Live | 217444240 |  | 12 | 18 | 23000 | 17700 | 18200 | 3.51 | 2.67 | 23000 | 3.83 | 2 | 9.5 | 8.5
Live | 217443964 |  | 12 | 18 | 23000 | 17700 | 18200 | 3.51 | 2.67 | 23000 | 3.83 | 2 | 9.5 | 8.5
Live | 217444101 |  | 12 | 18 | 23000 | 17700 | 18200 | 3.51 | 2.67 | 23000 | 3.83 | 2 | 9.5 | 8.5
Live | 217444009 |  | 12 | 18 | 23000 | 17700 | 18200 | 3.51 | 2.67 | 23000 | 3.83 | 2 | 9.5 | 8.5
Live | 217444055 |  | 12 | 18 | 23000 | 17700 | 18200 | 3.51 | 2.67 | 23000 | 3.83 | 2 | 9.5 | 8.5
Live | 217444147 |  | 12 | 18 | 23000 | 17700 | 18200 | 3.51 | 2.67 | 23000 | 3.83 | 2 | 9.5 | 8.5
Live | 217444193 |  | 12 | 18 | 23000 | 17700 | 18200 | 3.51 | 2.67 | 23000 | 3.83 | 2 | 9.5 | 8.5
Live | 217444239 |  | 12 | 18 | 23000 | 17700 | 18200 | 3.51 | 2.67 | 23000 | 3.83 | 2 | 9.5 | 8.5
Live | 217443963 |  | 12 | 18 | 23000 | 17700 | 18200 | 3.51 | 2.67 | 23000 | 3.83 | 2 | 9.5 | 8.5
Live | 217444100 |  | 12 | 18 | 23000 | 17700 | 18200 | 3.51 | 2.67 | 23000 | 3.81 | 2 | 9.5 | 8.5
Live | 217444008 |  | 12 | 18 | 23000 | 17700 | 18200 | 3.51 | 2.67 | 23000 | 3.81 | 2 | 9.5 | 8.5
Live | 217444054 |  | 12 | 18 | 23000 | 17700 | 18200 | 3.51 | 2.67 | 23000 | 3.81 | 2 | 9.5 | 8.5
Live | 217444146 |  | 12 | 18 | 23000 | 17700 | 18200 | 3.51 | 2.67 | 23000 | 3.81 | 2 | 9.5 | 8.5
Live | 217444192 |  | 12 | 18 | 23000 | 17700 | 18200 | 3.51 | 2.67 | 23000 | 3.81 | 2 | 9.5 | 8.5
Live | 217444238 |  | 12 | 18 | 23000 | 17700 | 18200 | 3.51 | 2.67 | 23000 | 3.81 | 2 | 9.5 | 8.5
Live | 217443962 |  | 12 | 18 | 23000 | 17700 | 18200 | 3.51 | 2.67 | 23000 | 3.81 | 2 | 9.5 | 8.5
Live | 217444099 |  | 12 | 19 | 23000 | 18400 | 18200 | 3.51 | 2.87 | 23000 | 4.16 | 2 | 9.5 | 8.5
Live | 217444007 |  | 12 | 19 | 23000 | 18400 | 18200 | 3.51 | 2.87 | 23000 | 4.16 | 2 | 9.5 | 8.5
Live | 217444053 |  | 12 | 19 | 23000 | 18400 | 18200 | 3.51 | 2.87 | 23000 | 4.16 | 2 | 9.5 | 8.5
Live | 217444145 |  | 12 | 19 | 23000 | 18400 | 18200 | 3.51 | 2.87 | 23000 | 4.16 | 2 | 9.5 | 8.5
Live | 217444191 |  | 12 | 19 | 23000 | 18400 | 18200 | 3.51 | 2.87 | 23000 | 4.16 | 2 | 9.5 | 8.5
Live | 217444237 |  | 12 | 19 | 23000 | 18400 | 18200 | 3.51 | 2.87 | 23000 | 4.16 | 2 | 9.5 | 8.5
Live | 217443961 |  | 12 | 19 | 23000 | 18400 | 18200 | 3.51 | 2.87 | 23000 | 4.16 | 2 | 9.5 | 8.5
Live | 217444098 |  | 12 | 19 | 23000 | 18400 | 18200 | 3.51 | 2.87 | 23000 | 4.19 | 2 | 9.5 | 8.5
Live | 217444006 |  | 12 | 19 | 23000 | 18400 | 18200 | 3.51 | 2.87 | 23000 | 4.19 | 2 | 9.5 | 8.5
Live | 217444052 |  | 12 | 19 | 23000 | 18400 | 18200 | 3.51 | 2.87 | 23000 | 4.19 | 2 | 9.5 | 8.5
Live | 217444144 |  | 12 | 19 | 23000 | 18400 | 18200 | 3.51 | 2.87 | 23000 | 4.19 | 2 | 9.5 | 8.5
Live | 217444190 |  | 12 | 19 | 23000 | 18400 | 18200 | 3.51 | 2.87 | 23000 | 4.19 | 2 | 9.5 | 8.5
Live | 217444236 |  | 12 | 19 | 23000 | 18400 | 18200 | 3.51 | 2.87 | 23000 | 4.19 | 2 | 9.5 | 8.5
Live | 217443960 |  | 12 | 19 | 23000 | 18400 | 18200 | 3.51 | 2.87 | 23000 | 4.19 | 2 | 9.5 | 8.5
Live | 217444097 |  | 12 | 19 | 23000 | 18400 | 18200 | 3.51 | 2.87 | 23000 | 4.19 | 2 | 9.5 | 8.5
Live | 217444005 |  | 12 | 19 | 23000 | 18400 | 18200 | 3.51 | 2.87 | 23000 | 4.19 | 2 | 9.5 | 8.5
Live | 217444051 |  | 12 | 19 | 23000 | 18400 | 18200 | 3.51 | 2.87 | 23000 | 4.19 | 2 | 9.5 | 8.5
Live | 217444143 |  | 12 | 19 | 23000 | 18400 | 18200 | 3.51 | 2.87 | 23000 | 4.19 | 2 | 9.5 | 8.5
Live | 217444189 |  | 12 | 19 | 23000 | 18400 | 18200 | 3.51 | 2.87 | 23000 | 4.19 | 2 | 9.5 | 8.5
Live | 217444235 |  | 12 | 19 | 23000 | 18400 | 18200 | 3.51 | 2.87 | 23000 | 4.19 | 2 | 9.5 | 8.5
Live | 217443959 |  | 12 | 19 | 23000 | 18400 | 18200 | 3.51 | 2.87 | 23000 | 4.19 | 2 | 9.5 | 8.5
Live | 217444096 |  | 12 | 18 | 23000 | 18500 | 18500 | 3.51 | 2.84 | 23000 | 4.14 | 2 | 9.5 | 8.5
Live | 217444004 |  | 12 | 18 | 23000 | 18500 | 18500 | 3.51 | 2.84 | 23000 | 4.14 | 2 | 9.5 | 8.5
Live | 217444050 |  | 12 | 18 | 23000 | 18500 | 18500 | 3.51 | 2.84 | 23000 | 4.14 | 2 | 9.5 | 8.5
Live | 217444142 |  | 12 | 18 | 23000 | 18500 | 18500 | 3.51 | 2.84 | 23000 | 4.14 | 2 | 9.5 | 8.5
Live | 217444188 |  | 12 | 18 | 23000 | 18500 | 18500 | 3.51 | 2.84 | 23000 | 4.14 | 2 | 9.5 | 8.5
Live | 217444234 |  | 12 | 18 | 23000 | 18500 | 18500 | 3.51 | 2.84 | 23000 | 4.14 | 2 | 9.5 | 8.5
Live | 217443958 |  | 12 | 18 | 23000 | 18500 | 18500 | 3.51 | 2.84 | 23000 | 4.14 | 2 | 9.5 | 8.5
Live | 217444095 |  | 11.7 | 19 | 33400 | 25800 | 23000 | 3.42 | 2.44 | 30800 | 3.7 | 2 | 9 | 8
Live | 217444003 |  | 11.7 | 19 | 33400 | 25800 | 23000 | 3.42 | 2.44 | 30800 | 3.7 | 2 | 9 | 8
Live | 217444049 |  | 11.7 | 19 | 33400 | 25800 | 23000 | 3.42 | 2.44 | 30800 | 3.7 | 2 | 9 | 8
Live | 217444141 |  | 11.7 | 19 | 33400 | 25800 | 23000 | 3.42 | 2.44 | 30800 | 3.7 | 2 | 9 | 8
Live | 217444187 |  | 11.7 | 19 | 33400 | 25800 | 23000 | 3.42 | 2.44 | 30800 | 3.7 | 2 | 9 | 8
Live | 217444233 |  | 11.7 | 19 | 33400 | 25800 | 23000 | 3.42 | 2.44 | 30800 | 3.7 | 2 | 9 | 8
Live | 217443957 |  | 11.7 | 19 | 33400 | 25800 | 23000 | 3.42 | 2.44 | 30800 | 3.7 | 2 | 9 | 8
Live | 217444094 |  | 11.7 | 19 | 33400 | 25800 | 23000 | 3.42 | 2.44 | 30800 | 3.7 | 2 | 9 | 8
Live | 217444002 |  | 11.7 | 19 | 33400 | 25800 | 23000 | 3.42 | 2.44 | 30800 | 3.7 | 2 | 9 | 8
Live | 217444048 |  | 11.7 | 19 | 33400 | 25800 | 23000 | 3.42 | 2.44 | 30800 | 3.7 | 2 | 9 | 8
Live | 217444140 |  | 11.7 | 19 | 33400 | 25800 | 23000 | 3.42 | 2.44 | 30800 | 3.7 | 2 | 9 | 8
Live | 217444186 |  | 11.7 | 19 | 33400 | 25800 | 23000 | 3.42 | 2.44 | 30800 | 3.7 | 2 | 9 | 8
Live | 217444232 |  | 11.7 | 19 | 33400 | 25800 | 23000 | 3.42 | 2.44 | 30800 | 3.7 | 2 | 9 | 8
Live | 217443956 |  | 11.7 | 19 | 33400 | 25800 | 23000 | 3.42 | 2.44 | 30800 | 3.7 | 2 | 9 | 8
Live | 217444093 |  | 11.7 | 19 | 32800 | 25600 | 23000 | 3.43 | 2.42 | 30400 | 3.64 | 2 | 9 | 8
Live | 217444001 |  | 11.7 | 19 | 32800 | 25600 | 23000 | 3.43 | 2.42 | 30400 | 3.64 | 2 | 9 | 8
Live | 217444047 |  | 11.7 | 19 | 32800 | 25600 | 23000 | 3.43 | 2.42 | 30400 | 3.64 | 2 | 9 | 8
Live | 217444139 |  | 11.7 | 19 | 32800 | 25600 | 23000 | 3.43 | 2.42 | 30400 | 3.64 | 2 | 9 | 8
Live | 217444185 |  | 11.7 | 19 | 32800 | 25600 | 23000 | 3.43 | 2.42 | 30400 | 3.64 | 2 | 9 | 8
Live | 217444231 |  | 11.7 | 19 | 32800 | 25600 | 23000 | 3.43 | 2.42 | 30400 | 3.64 | 2 | 9 | 8
Live | 217443955 |  | 11.7 | 19 | 32800 | 25600 | 23000 | 3.43 | 2.42 | 30400 | 3.64 | 2 | 9 | 8
Live | 217444092 |  | 11.7 | 19 | 33400 | 25800 | 23000 | 3.42 | 2.44 | 30800 | 3.71 | 2 | 9 | 8
Live | 217444000 |  | 11.7 | 19 | 33400 | 25800 | 23000 | 3.42 | 2.44 | 30800 | 3.71 | 2 | 9 | 8
Live | 217444046 |  | 11.7 | 19 | 33400 | 25800 | 23000 | 3.42 | 2.44 | 30800 | 3.71 | 2 | 9 | 8
Live | 217444138 |  | 11.7 | 19 | 33400 | 25800 | 23000 | 3.42 | 2.44 | 30800 | 3.71 | 2 | 9 | 8
Live | 217444184 |  | 11.7 | 19 | 33400 | 25800 | 23000 | 3.42 | 2.44 | 30800 | 3.71 | 2 | 9 | 8
Live | 217444230 |  | 11.7 | 19 | 33400 | 25800 | 23000 | 3.42 | 2.44 | 30800 | 3.71 | 2 | 9 | 8
Live | 217443954 |  | 11.7 | 19 | 33400 | 25800 | 23000 | 3.42 | 2.44 | 30800 | 3.71 | 2 | 9 | 8
Live | 217444091 |  | 11.7 | 19 | 32800 | 25600 | 22600 | 3.43 | 2.4 | 30200 | 3.63 | 2 | 9 | 8
Live | 217443999 |  | 11.7 | 19 | 32800 | 25600 | 22600 | 3.43 | 2.4 | 30200 | 3.63 | 2 | 9 | 8
Live | 217444045 |  | 11.7 | 19 | 32800 | 25600 | 22600 | 3.43 | 2.4 | 30200 | 3.63 | 2 | 9 | 8
Live | 217444137 |  | 11.7 | 19 | 32800 | 25600 | 22600 | 3.43 | 2.4 | 30200 | 3.63 | 2 | 9 | 8
Live | 217444183 |  | 11.7 | 19 | 32800 | 25600 | 22600 | 3.43 | 2.4 | 30200 | 3.63 | 2 | 9 | 8
Live | 217444229 |  | 11.7 | 19 | 32800 | 25600 | 22600 | 3.43 | 2.4 | 30200 | 3.63 | 2 | 9 | 8
Live | 217443953 |  | 11.7 | 19 | 32800 | 25600 | 22600 | 3.43 | 2.4 | 30200 | 3.63 | 2 | 9 | 8
Live | 217444090 |  | 11.7 | 19 | 32800 | 25600 | 22600 | 3.43 | 2.4 | 30200 | 3.63 | 2 | 9 | 8
Live | 217443998 |  | 11.7 | 19 | 32800 | 25600 | 22600 | 3.43 | 2.4 | 30200 | 3.63 | 2 | 9 | 8
Live | 217444044 |  | 11.7 | 19 | 32800 | 25600 | 22600 | 3.43 | 2.4 | 30200 | 3.63 | 2 | 9 | 8
Live | 217444136 |  | 11.7 | 19 | 32800 | 25600 | 22600 | 3.43 | 2.4 | 30200 | 3.63 | 2 | 9 | 8
Live | 217444182 |  | 11.7 | 19 | 32800 | 25600 | 22600 | 3.43 | 2.4 | 30200 | 3.63 | 2 | 9 | 8
Live | 217444228 |  | 11.7 | 19 | 32800 | 25600 | 22600 | 3.43 | 2.4 | 30200 | 3.63 | 2 | 9 | 8
Live | 217443952 |  | 11.7 | 19 | 32800 | 25600 | 22600 | 3.43 | 2.4 | 30200 | 3.63 | 2 | 9 | 8
Live | 217444089 |  | 11.7 | 19 | 32800 | 25400 | 22600 | 3.43 | 2.4 | 30200 | 3.63 | 2 | 9.5 | 8
Live | 217443997 |  | 11.7 | 19 | 32800 | 25400 | 22600 | 3.43 | 2.4 | 30200 | 3.63 | 2 | 9.5 | 8
Live | 217444043 |  | 11.7 | 19 | 32800 | 25400 | 22600 | 3.43 | 2.4 | 30200 | 3.63 | 2 | 9.5 | 8
Live | 217444135 |  | 11.7 | 19 | 32800 | 25400 | 22600 | 3.43 | 2.4 | 30200 | 3.63 | 2 | 9.5 | 8
Live | 217444181 |  | 11.7 | 19 | 32800 | 25400 | 22600 | 3.43 | 2.4 | 30200 | 3.63 | 2 | 9.5 | 8
Live | 217444227 |  | 11.7 | 19 | 32800 | 25400 | 22600 | 3.43 | 2.4 | 30200 | 3.63 | 2 | 9.5 | 8
Live | 217443951 |  | 11.7 | 19 | 32800 | 25400 | 22600 | 3.43 | 2.4 | 30200 | 3.63 | 2 | 9.5 | 8
Live | 217444088 |  | 11.7 | 19 | 32800 | 25400 | 22600 | 3.43 | 2.4 | 30200 | 3.64 | 2 | 9 | 8
Live | 217443996 |  | 11.7 | 19 | 32800 | 25400 | 22600 | 3.43 | 2.4 | 30200 | 3.64 | 2 | 9 | 8
Live | 217444042 |  | 11.7 | 19 | 32800 | 25400 | 22600 | 3.43 | 2.4 | 30200 | 3.64 | 2 | 9 | 8
Live | 217444134 |  | 11.7 | 19 | 32800 | 25400 | 22600 | 3.43 | 2.4 | 30200 | 3.64 | 2 | 9 | 8
Live | 217444180 |  | 11.7 | 19 | 32800 | 25400 | 22600 | 3.43 | 2.4 | 30200 | 3.64 | 2 | 9 | 8
Live | 217444226 |  | 11.7 | 19 | 32800 | 25400 | 22600 | 3.43 | 2.4 | 30200 | 3.64 | 2 | 9 | 8
Live | 217443950 |  | 11.7 | 19 | 32800 | 25400 | 22600 | 3.43 | 2.4 | 30200 | 3.64 | 2 | 9 | 8
Live | 217444087 |  | 11.7 | 19 | 33400 | 25600 | 23000 | 3.42 | 2.44 | 30800 | 3.71 | 2 | 9 | 8
Live | 217443995 |  | 11.7 | 19 | 33400 | 25600 | 23000 | 3.42 | 2.44 | 30800 | 3.71 | 2 | 9 | 8
Live | 217444041 |  | 11.7 | 19 | 33400 | 25600 | 23000 | 3.42 | 2.44 | 30800 | 3.71 | 2 | 9 | 8
Live | 217444133 |  | 11.7 | 19 | 33400 | 25600 | 23000 | 3.42 | 2.44 | 30800 | 3.71 | 2 | 9 | 8
Live | 217444179 |  | 11.7 | 19 | 33400 | 25600 | 23000 | 3.42 | 2.44 | 30800 | 3.71 | 2 | 9 | 8
Live | 217444225 |  | 11.7 | 19 | 33400 | 25600 | 23000 | 3.42 | 2.44 | 30800 | 3.71 | 2 | 9 | 8
Live | 217443949 |  | 11.7 | 19 | 33400 | 25600 | 23000 | 3.42 | 2.44 | 30800 | 3.71 | 2 | 9 | 8
Live | 217444086 |  | 11.7 | 19 | 33400 | 25600 | 23000 | 3.42 | 2.44 | 30800 | 3.71 | 2 | 9 | 8
Live | 217443994 |  | 11.7 | 19 | 33400 | 25600 | 23000 | 3.42 | 2.44 | 30800 | 3.71 | 2 | 9 | 8
Live | 217444040 |  | 11.7 | 19 | 33400 | 25600 | 23000 | 3.42 | 2.44 | 30800 | 3.71 | 2 | 9 | 8
Live | 217444132 |  | 11.7 | 19 | 33400 | 25600 | 23000 | 3.42 | 2.44 | 30800 | 3.71 | 2 | 9 | 8
Live | 217444178 |  | 11.7 | 19 | 33400 | 25600 | 23000 | 3.42 | 2.44 | 30800 | 3.71 | 2 | 9 | 8
Live | 217444224 |  | 11.7 | 19 | 33400 | 25600 | 23000 | 3.42 | 2.44 | 30800 | 3.71 | 2 | 9 | 8
Live | 217443948 |  | 11.7 | 19 | 33400 | 25600 | 23000 | 3.42 | 2.44 | 30800 | 3.71 | 2 | 9 | 8
Live | 217444085 |  | 11.7 | 19 | 32800 | 25600 | 23000 | 3.43 | 2.4 | 30400 | 3.64 | 2 | 9 | 8
Live | 217443993 |  | 11.7 | 19 | 32800 | 25600 | 23000 | 3.43 | 2.4 | 30400 | 3.64 | 2 | 9 | 8
Live | 217444039 |  | 11.7 | 19 | 32800 | 25600 | 23000 | 3.43 | 2.4 | 30400 | 3.64 | 2 | 9 | 8
Live | 217444131 |  | 11.7 | 19 | 32800 | 25600 | 23000 | 3.43 | 2.4 | 30400 | 3.64 | 2 | 9 | 8
Live | 217444177 |  | 11.7 | 19 | 32800 | 25600 | 23000 | 3.43 | 2.4 | 30400 | 3.64 | 2 | 9 | 8
Live | 217444223 |  | 11.7 | 19 | 32800 | 25600 | 23000 | 3.43 | 2.4 | 30400 | 3.64 | 2 | 9 | 8
Live | 217443947 |  | 11.7 | 19 | 32800 | 25600 | 23000 | 3.43 | 2.4 | 30400 | 3.64 | 2 | 9 | 8
Live | 217444084 |  | 11.7 | 19 | 32800 | 25600 | 23000 | 3.43 | 2.4 | 30400 | 3.64 | 2 | 9 | 8
Live | 217443992 |  | 11.7 | 19 | 32800 | 25600 | 23000 | 3.43 | 2.4 | 30400 | 3.64 | 2 | 9 | 8
Live | 217444038 |  | 11.7 | 19 | 32800 | 25600 | 23000 | 3.43 | 2.4 | 30400 | 3.64 | 2 | 9 | 8
Live | 217444130 |  | 11.7 | 19 | 32800 | 25600 | 23000 | 3.43 | 2.4 | 30400 | 3.64 | 2 | 9 | 8
Live | 217444176 |  | 11.7 | 19 | 32800 | 25600 | 23000 | 3.43 | 2.4 | 30400 | 3.64 | 2 | 9 | 8
Live | 217444222 |  | 11.7 | 19 | 32800 | 25600 | 23000 | 3.43 | 2.4 | 30400 | 3.64 | 2 | 9 | 8
Live | 217443946 |  | 11.7 | 19 | 32800 | 25600 | 23000 | 3.43 | 2.4 | 30400 | 3.64 | 2 | 9 | 8
Live | 217444083 |  | 11.7 | 18 | 33000 | 26800 | 22800 | 3.43 | 2.46 | 30200 | 3.5 | 2 | 9 | 7.5
Live | 217443991 |  | 11.7 | 18 | 33000 | 26800 | 22800 | 3.43 | 2.46 | 30200 | 3.5 | 2 | 9 | 7.5
Live | 217444037 |  | 11.7 | 18 | 33000 | 26800 | 22800 | 3.43 | 2.46 | 30200 | 3.5 | 2 | 9 | 7.5
Live | 217444129 |  | 11.7 | 18 | 33000 | 26800 | 22800 | 3.43 | 2.46 | 30200 | 3.5 | 2 | 9 | 7.5
Live | 217444175 |  | 11.7 | 18 | 33000 | 26800 | 22800 | 3.43 | 2.46 | 30200 | 3.5 | 2 | 9 | 7.5
Live | 217444221 |  | 11.7 | 18 | 33000 | 26800 | 22800 | 3.43 | 2.46 | 30200 | 3.5 | 2 | 9 | 7.5
Live | 217443945 |  | 11.7 | 18 | 33000 | 26800 | 22800 | 3.43 | 2.46 | 30200 | 3.5 | 2 | 9 | 7.5
Live | 217444082 |  | 11.7 | 18 | 33000 | 26800 | 22800 | 3.43 | 2.46 | 30200 | 3.5 | 2 | 9 | 7.5
Live | 217443990 |  | 11.7 | 18 | 33000 | 26800 | 22800 | 3.43 | 2.46 | 30200 | 3.5 | 2 | 9 | 7.5
Live | 217444036 |  | 11.7 | 18 | 33000 | 26800 | 22800 | 3.43 | 2.46 | 30200 | 3.5 | 2 | 9 | 7.5
Live | 217444128 |  | 11.7 | 18 | 33000 | 26800 | 22800 | 3.43 | 2.46 | 30200 | 3.5 | 2 | 9 | 7.5
Live | 217444174 |  | 11.7 | 18 | 33000 | 26800 | 22800 | 3.43 | 2.46 | 30200 | 3.5 | 2 | 9 | 7.5
Live | 217444220 |  | 11.7 | 18 | 33000 | 26800 | 22800 | 3.43 | 2.46 | 30200 | 3.5 | 2 | 9 | 7.5
Live | 217443944 |  | 11.7 | 18 | 33000 | 26800 | 22800 | 3.43 | 2.46 | 30200 | 3.5 | 2 | 9 | 7.5
Live | 217444080 |  | 12 | 18 | 33000 | 26600 | 22800 | 3.52 | 2.46 | 30000 | 3.5 | 2 | 9 | 7.5
Live | 217443988 |  | 12 | 18 | 33000 | 26600 | 22800 | 3.52 | 2.46 | 30000 | 3.5 | 2 | 9 | 7.5
Live | 217444034 |  | 12 | 18 | 33000 | 26600 | 22800 | 3.52 | 2.46 | 30000 | 3.5 | 2 | 9 | 7.5
Live | 217444126 |  | 12 | 18 | 33000 | 26600 | 22800 | 3.52 | 2.46 | 30000 | 3.5 | 2 | 9 | 7.5
Live | 217444172 |  | 12 | 18 | 33000 | 26600 | 22800 | 3.52 | 2.46 | 30000 | 3.5 | 2 | 9 | 7.5
Live | 217444218 |  | 12 | 18 | 33000 | 26600 | 22800 | 3.52 | 2.46 | 30000 | 3.5 | 2 | 9 | 7.5
Live | 217443942 |  | 12 | 18 | 33000 | 26600 | 22800 | 3.52 | 2.46 | 30000 | 3.5 | 2 | 9 | 7.5
Live | 217444077 |  | 11.7 | 18 | 33200 | 27000 | 22800 | 3.43 | 2.48 | 30200 | 3.54 | 2 | 9 | 7.5
Live | 217443985 |  | 11.7 | 18 | 33200 | 27000 | 22800 | 3.43 | 2.48 | 30200 | 3.54 | 2 | 9 | 7.5
Live | 217444031 |  | 11.7 | 18 | 33200 | 27000 | 22800 | 3.43 | 2.48 | 30200 | 3.54 | 2 | 9 | 7.5
Live | 217444123 |  | 11.7 | 18 | 33200 | 27000 | 22800 | 3.43 | 2.48 | 30200 | 3.54 | 2 | 9 | 7.5
Live | 217444169 |  | 11.7 | 18 | 33200 | 27000 | 22800 | 3.43 | 2.48 | 30200 | 3.54 | 2 | 9 | 7.5
Live | 217444215 |  | 11.7 | 18 | 33200 | 27000 | 22800 | 3.43 | 2.48 | 30200 | 3.54 | 2 | 9 | 7.5
Live | 217443939 |  | 11.7 | 18 | 33200 | 27000 | 22800 | 3.43 | 2.48 | 30200 | 3.54 | 2 | 9 | 7.5
Live | 217444076 |  | 11.7 | 19 | 33800 | 27400 | 23400 | 3.43 | 2.52 | 31000 | 3.66 | 2 | 9 | 7.5
Live | 217443984 |  | 11.7 | 19 | 33800 | 27400 | 23400 | 3.43 | 2.52 | 31000 | 3.66 | 2 | 9 | 7.5
Live | 217444030 |  | 11.7 | 19 | 33800 | 27400 | 23400 | 3.43 | 2.52 | 31000 | 3.66 | 2 | 9 | 7.5
Live | 217444122 |  | 11.7 | 19 | 33800 | 27400 | 23400 | 3.43 | 2.52 | 31000 | 3.66 | 2 | 9 | 7.5
Live | 217444168 |  | 11.7 | 19 | 33800 | 27400 | 23400 | 3.43 | 2.52 | 31000 | 3.66 | 2 | 9 | 7.5
Live | 217444214 |  | 11.7 | 19 | 33800 | 27400 | 23400 | 3.43 | 2.52 | 31000 | 3.66 | 2 | 9 | 7.5
Live | 217443938 |  | 11.7 | 19 | 33800 | 27400 | 23400 | 3.43 | 2.52 | 31000 | 3.66 | 2 | 9 | 7.5
Live | 217444075 |  | 11.7 | 18 | 33000 | 26800 | 22800 | 3.43 | 2.46 | 30200 | 3.48 | 2 | 9 | 7.5
Live | 217443983 |  | 11.7 | 18 | 33000 | 26800 | 22800 | 3.43 | 2.46 | 30200 | 3.48 | 2 | 9 | 7.5
Live | 217444029 |  | 11.7 | 18 | 33000 | 26800 | 22800 | 3.43 | 2.46 | 30200 | 3.48 | 2 | 9 | 7.5
Live | 217444121 |  | 11.7 | 18 | 33000 | 26800 | 22800 | 3.43 | 2.46 | 30200 | 3.48 | 2 | 9 | 7.5
Live | 217444167 |  | 11.7 | 18 | 33000 | 26800 | 22800 | 3.43 | 2.46 | 30200 | 3.48 | 2 | 9 | 7.5
Live | 217444213 |  | 11.7 | 18 | 33000 | 26800 | 22800 | 3.43 | 2.46 | 30200 | 3.48 | 2 | 9 | 7.5
Live | 217443937 |  | 11.7 | 18 | 33000 | 26800 | 22800 | 3.43 | 2.46 | 30200 | 3.48 | 2 | 9 | 7.5
Live | 217444072 |  | 12 | 18 | 44000 | 32400 | 32600 | 3.51 | 2.5 | 43500 | 3.42 | 2 | 9 | 8
Live | 217443980 |  | 12 | 18 | 44000 | 32400 | 32600 | 3.51 | 2.5 | 43500 | 3.42 | 2 | 9 | 8
Live | 217444026 |  | 12 | 18 | 44000 | 32400 | 32600 | 3.51 | 2.5 | 43500 | 3.42 | 2 | 9 | 8
Live | 217444118 |  | 12 | 18 | 44000 | 32400 | 32600 | 3.51 | 2.5 | 43500 | 3.42 | 2 | 9 | 8
Live | 217444164 |  | 12 | 18 | 44000 | 32400 | 32600 | 3.51 | 2.5 | 43500 | 3.42 | 2 | 9 | 8
Live | 217444210 |  | 12 | 18 | 44000 | 32400 | 32600 | 3.51 | 2.5 | 43500 | 3.42 | 2 | 9 | 8
Live | 217443934 |  | 12 | 18 | 44000 | 32400 | 32600 | 3.51 | 2.5 | 43500 | 3.42 | 2 | 9 | 8
Live | 217444071 |  | 12 | 18 | 43500 | 32400 | 32600 | 3.52 | 2.5 | 43500 | 3.4 | 2 | 9 | 8
Live | 217443979 |  | 12 | 18 | 43500 | 32400 | 32600 | 3.52 | 2.5 | 43500 | 3.4 | 2 | 9 | 8
Live | 217444025 |  | 12 | 18 | 43500 | 32400 | 32600 | 3.52 | 2.5 | 43500 | 3.4 | 2 | 9 | 8
Live | 217444117 |  | 12 | 18 | 43500 | 32400 | 32600 | 3.52 | 2.5 | 43500 | 3.4 | 2 | 9 | 8
Live | 217444163 |  | 12 | 18 | 43500 | 32400 | 32600 | 3.52 | 2.5 | 43500 | 3.4 | 2 | 9 | 8
Live | 217444209 |  | 12 | 18 | 43500 | 32400 | 32600 | 3.52 | 2.5 | 43500 | 3.4 | 2 | 9 | 8
Live | 217443933 |  | 12 | 18 | 43500 | 32400 | 32600 | 3.52 | 2.5 | 43500 | 3.4 | 2 | 9 | 8
Live | 217444070 |  | 12 | 18 | 43500 | 32400 | 32600 | 3.52 | 2.5 | 43500 | 3.4 | 2 | 9 | 8
Live | 217443978 |  | 12 | 18 | 43500 | 32400 | 32600 | 3.52 | 2.5 | 43500 | 3.4 | 2 | 9 | 8
Live | 217444024 |  | 12 | 18 | 43500 | 32400 | 32600 | 3.52 | 2.5 | 43500 | 3.4 | 2 | 9 | 8
Live | 217444116 |  | 12 | 18 | 43500 | 32400 | 32600 | 3.52 | 2.5 | 43500 | 3.4 | 2 | 9 | 8
Live | 217444162 |  | 12 | 18 | 43500 | 32400 | 32600 | 3.52 | 2.5 | 43500 | 3.4 | 2 | 9 | 8
Live | 217444208 |  | 12 | 18 | 43500 | 32400 | 32600 | 3.52 | 2.5 | 43500 | 3.4 | 2 | 9 | 8
Live | 217443932 |  | 12 | 18 | 43500 | 32400 | 32600 | 3.52 | 2.5 | 43500 | 3.4 | 2 | 9 | 8
Live | 217444069 |  | 12 | 18 | 43500 | 32400 | 32600 | 3.52 | 2.5 | 43500 | 3.4 | 2 | 9 | 8
Live | 217443977 |  | 12 | 18 | 43500 | 32400 | 32600 | 3.52 | 2.5 | 43500 | 3.4 | 2 | 9 | 8
Live | 217444023 |  | 12 | 18 | 43500 | 32400 | 32600 | 3.52 | 2.5 | 43500 | 3.4 | 2 | 9 | 8
Live | 217444115 |  | 12 | 18 | 43500 | 32400 | 32600 | 3.52 | 2.5 | 43500 | 3.4 | 2 | 9 | 8
Live | 217444161 |  | 12 | 18 | 43500 | 32400 | 32600 | 3.52 | 2.5 | 43500 | 3.4 | 2 | 9 | 8
Live | 217444207 |  | 12 | 18 | 43500 | 32400 | 32600 | 3.52 | 2.5 | 43500 | 3.4 | 2 | 9 | 8
Live | 217443931 |  | 12 | 18 | 43500 | 32400 | 32600 | 3.52 | 2.5 | 43500 | 3.4 | 2 | 9 | 8
Live | 217444068 |  | 12 | 18 | 43500 | 32400 | 32600 | 3.52 | 2.5 | 43500 | 3.4 | 2 | 9 | 8
Live | 217443976 |  | 12 | 18 | 43500 | 32400 | 32600 | 3.52 | 2.5 | 43500 | 3.4 | 2 | 9 | 8
Live | 217444022 |  | 12 | 18 | 43500 | 32400 | 32600 | 3.52 | 2.5 | 43500 | 3.4 | 2 | 9 | 8
Live | 217444114 |  | 12 | 18 | 43500 | 32400 | 32600 | 3.52 | 2.5 | 43500 | 3.4 | 2 | 9 | 8
Live | 217444160 |  | 12 | 18 | 43500 | 32400 | 32600 | 3.52 | 2.5 | 43500 | 3.4 | 2 | 9 | 8
Live | 217444206 |  | 12 | 18 | 43500 | 32400 | 32600 | 3.52 | 2.5 | 43500 | 3.4 | 2 | 9 | 8
Live | 217443930 |  | 12 | 18 | 43500 | 32400 | 32600 | 3.52 | 2.5 | 43500 | 3.4 | 2 | 9 | 8
Live | 217444067 |  | 12 | 18 | 43500 | 32400 | 32600 | 3.52 | 2.5 | 43500 | 3.4 | 2 | 9 | 8
Live | 217443975 |  | 12 | 18 | 43500 | 32400 | 32600 | 3.52 | 2.5 | 43500 | 3.4 | 2 | 9 | 8
Live | 217444021 |  | 12 | 18 | 43500 | 32400 | 32600 | 3.52 | 2.5 | 43500 | 3.4 | 2 | 9 | 8
Live | 217444113 |  | 12 | 18 | 43500 | 32400 | 32600 | 3.52 | 2.5 | 43500 | 3.4 | 2 | 9 | 8
Live | 217444159 |  | 12 | 18 | 43500 | 32400 | 32600 | 3.52 | 2.5 | 43500 | 3.4 | 2 | 9 | 8
Live | 217444205 |  | 12 | 18 | 43500 | 32400 | 32600 | 3.52 | 2.5 | 43500 | 3.4 | 2 | 9 | 8
Live | 217443929 |  | 12 | 18 | 43500 | 32400 | 32600 | 3.52 | 2.5 | 43500 | 3.4 | 2 | 9 | 8
Live | 217444066 |  | 12 | 18 | 43500 | 32400 | 32600 | 3.52 | 2.5 | 43500 | 3.38 | 2 | 9 | 8
Live | 217443974 |  | 12 | 18 | 43500 | 32400 | 32600 | 3.52 | 2.5 | 43500 | 3.38 | 2 | 9 | 8
Live | 217444020 |  | 12 | 18 | 43500 | 32400 | 32600 | 3.52 | 2.5 | 43500 | 3.38 | 2 | 9 | 8
Live | 217444112 |  | 12 | 18 | 43500 | 32400 | 32600 | 3.52 | 2.5 | 43500 | 3.38 | 2 | 9 | 8
Live | 217444158 |  | 12 | 18 | 43500 | 32400 | 32600 | 3.52 | 2.5 | 43500 | 3.38 | 2 | 9 | 8
Live | 217444204 |  | 12 | 18 | 43500 | 32400 | 32600 | 3.52 | 2.5 | 43500 | 3.38 | 2 | 9 | 8
Live | 217443928 |  | 12 | 18 | 43500 | 32400 | 32600 | 3.52 | 2.5 | 43500 | 3.38 | 2 | 9 | 8
Live | 217444065 |  | 12 | 18 | 43500 | 32400 | 32600 | 3.52 | 2.5 | 43500 | 3.38 | 2 | 9 | 8
Live | 217443973 |  | 12 | 18 | 43500 | 32400 | 32600 | 3.52 | 2.5 | 43500 | 3.38 | 2 | 9 | 8
Live | 217444019 |  | 12 | 18 | 43500 | 32400 | 32600 | 3.52 | 2.5 | 43500 | 3.38 | 2 | 9 | 8
Live | 217444111 |  | 12 | 18 | 43500 | 32400 | 32600 | 3.52 | 2.5 | 43500 | 3.38 | 2 | 9 | 8
Live | 217444157 |  | 12 | 18 | 43500 | 32400 | 32600 | 3.52 | 2.5 | 43500 | 3.38 | 2 | 9 | 8
Live | 217444203 |  | 12 | 18 | 43500 | 32400 | 32600 | 3.52 | 2.5 | 43500 | 3.38 | 2 | 9 | 8
Live | 217443927 |  | 12 | 18 | 43500 | 32400 | 32600 | 3.52 | 2.5 | 43500 | 3.38 | 2 | 9 | 8
Live | 217444018 |  | 12 | 18 | 44000 | 32600 | 32600 | 3.51 | 2.5 | 43500 | 3.4 | 2 | 9 | 8
Live | 217443972 |  | 12 | 18 | 44000 | 32600 | 32600 | 3.51 | 2.5 | 43500 | 3.4 | 2 | 9 | 8
Live | 217444110 |  | 12 | 18 | 44000 | 32600 | 32600 | 3.51 | 2.5 | 43500 | 3.4 | 2 | 9 | 8
Live | 217444064 |  | 12 | 18 | 44000 | 32600 | 32600 | 3.51 | 2.5 | 43500 | 3.4 | 2 | 9 | 8
Live | 217444156 |  | 12 | 18 | 44000 | 32600 | 32600 | 3.51 | 2.5 | 43500 | 3.4 | 2 | 9 | 8
Live | 217444202 |  | 12 | 18 | 44000 | 32600 | 32600 | 3.51 | 2.5 | 43500 | 3.4 | 2 | 9 | 8
Live | 217443926 |  | 12 | 18 | 44000 | 32600 | 32600 | 3.51 | 2.5 | 43500 | 3.4 | 2 | 9 | 8
Live | 217444017 |  | 12 | 18 | 44000 | 32600 | 32600 | 3.51 | 2.5 | 43500 | 3.4 | 2 | 9 | 8
Live | 217443971 |  | 12 | 18 | 44000 | 32600 | 32600 | 3.51 | 2.5 | 43500 | 3.4 | 2 | 9 | 8
Live | 217444109 |  | 12 | 18 | 44000 | 32600 | 32600 | 3.51 | 2.5 | 43500 | 3.4 | 2 | 9 | 8
Live | 217444063 |  | 12 | 18 | 44000 | 32600 | 32600 | 3.51 | 2.5 | 43500 | 3.4 | 2 | 9 | 8
Live | 217444155 |  | 12 | 18 | 44000 | 32600 | 32600 | 3.51 | 2.5 | 43500 | 3.4 | 2 | 9 | 8
Live | 217444201 |  | 12 | 18 | 44000 | 32600 | 32600 | 3.51 | 2.5 | 43500 | 3.4 | 2 | 9 | 8
Live | 217443925 |  | 12 | 18 | 44000 | 32600 | 32600 | 3.51 | 2.5 | 43500 | 3.4 | 2 | 9 | 8
Live | 217444016 |  | 12 | 18 | 44000 | 32600 | 32600 | 3.51 | 2.5 | 43500 | 3.4 | 2 | 9 | 8
Live | 217444108 |  | 12 | 18 | 44000 | 32600 | 32600 | 3.51 | 2.5 | 43500 | 3.4 | 2 | 9 | 8
Live | 217444154 |  | 12 | 18 | 44000 | 32600 | 32600 | 3.51 | 2.5 | 43500 | 3.4 | 2 | 9 | 8
Live | 217444200 |  | 12 | 18 | 44000 | 32600 | 32600 | 3.51 | 2.5 | 43500 | 3.4 | 2 | 9 | 8
Live | 217444062 |  | 12 | 18 | 44000 | 32600 | 32600 | 3.51 | 2.5 | 43500 | 3.4 | 2 | 9 | 8
Live | 217443970 |  | 12 | 18 | 44000 | 32600 | 32600 | 3.51 | 2.5 | 43500 | 3.4 | 2 | 9 | 8
Live | 217443924 |  | 12 | 18 | 44000 | 32600 | 32600 | 3.51 | 2.5 | 43500 | 3.4 | 2 | 9 | 8
Live | 217444015 |  | 12 | 18 | 43500 | 32400 | 32600 | 3.52 | 2.5 | 43500 | 3.4 | 2 | 9 | 8
Live | 217444107 |  | 12 | 18 | 43500 | 32400 | 32600 | 3.52 | 2.5 | 43500 | 3.4 | 2 | 9 | 8
Live | 217444153 |  | 12 | 18 | 43500 | 32400 | 32600 | 3.52 | 2.5 | 43500 | 3.4 | 2 | 9 | 8
Live | 217444199 |  | 12 | 18 | 43500 | 32400 | 32600 | 3.52 | 2.5 | 43500 | 3.4 | 2 | 9 | 8
Live | 217444061 |  | 12 | 18 | 43500 | 32400 | 32600 | 3.52 | 2.5 | 43500 | 3.4 | 2 | 9 | 8
Live | 217443969 |  | 12 | 18 | 43500 | 32400 | 32600 | 3.52 | 2.5 | 43500 | 3.4 | 2 | 9 | 8
Live | 217443923 |  | 12 | 18 | 43500 | 32400 | 32600 | 3.52 | 2.5 | 43500 | 3.4 | 2 | 9 | 8
Live | 217444014 |  | 12 | 19 | 53500 | 36800 | 38500 | 3.52 | 2.6 | 53000 | 3.5 | 2 | 9 | 8
Live | 217444106 |  | 12 | 19 | 53500 | 36800 | 38500 | 3.52 | 2.6 | 53000 | 3.5 | 2 | 9 | 8
Live | 217444198 |  | 12 | 19 | 53500 | 36800 | 38500 | 3.52 | 2.6 | 53000 | 3.5 | 2 | 9 | 8
Live | 217444152 |  | 12 | 19 | 53500 | 36800 | 38500 | 3.52 | 2.6 | 53000 | 3.5 | 2 | 9 | 8
Live | 217444060 |  | 12 | 19 | 53500 | 36800 | 38500 | 3.52 | 2.6 | 53000 | 3.5 | 2 | 9 | 8
Live | 217443968 |  | 12 | 19 | 53500 | 36800 | 38500 | 3.52 | 2.6 | 53000 | 3.5 | 2 | 9 | 8
Live | 217443922 |  | 12 | 19 | 53500 | 36800 | 38500 | 3.52 | 2.6 | 53000 | 3.5 | 2 | 9 | 8
Live | 217444013 |  | 11.7 | 19 | 53500 | 36800 | 38500 | 3.43 | 2.58 | 53000 | 3.5 | 2 | 9 | 8
Live | 217444105 |  | 11.7 | 19 | 53500 | 36800 | 38500 | 3.43 | 2.58 | 53000 | 3.5 | 2 | 9 | 8
Live | 217444197 |  | 11.7 | 19 | 53500 | 36800 | 38500 | 3.43 | 2.58 | 53000 | 3.5 | 2 | 9 | 8
Live | 217444151 |  | 11.7 | 19 | 53500 | 36800 | 38500 | 3.43 | 2.58 | 53000 | 3.5 | 2 | 9 | 8
Live | 217444059 |  | 11.7 | 19 | 53500 | 36800 | 38500 | 3.43 | 2.58 | 53000 | 3.5 | 2 | 9 | 8
Live | 217443967 |  | 11.7 | 19 | 53500 | 36800 | 38500 | 3.43 | 2.58 | 53000 | 3.5 | 2 | 9 | 8
Live | 217443921 |  | 11.7 | 19 | 53500 | 36800 | 38500 | 3.43 | 2.58 | 53000 | 3.5 | 2 | 9 | 8
Live | 217444012 |  | 12 | 19 | 53500 | 36800 | 38500 | 3.52 | 2.6 | 53000 | 3.5 | 2 | 9 | 8
Live | 217444104 |  | 12 | 19 | 53500 | 36800 | 38500 | 3.52 | 2.6 | 53000 | 3.5 | 2 | 9 | 8
Live | 217444150 |  | 12 | 19 | 53500 | 36800 | 38500 | 3.52 | 2.6 | 53000 | 3.5 | 2 | 9 | 8
Live | 217444196 |  | 12 | 19 | 53500 | 36800 | 38500 | 3.52 | 2.6 | 53000 | 3.5 | 2 | 9 | 8
Live | 217443966 |  | 12 | 19 | 53500 | 36800 | 38500 | 3.52 | 2.6 | 53000 | 3.5 | 2 | 9 | 8
Live | 217444058 |  | 12 | 19 | 53500 | 36800 | 38500 | 3.52 | 2.6 | 53000 | 3.5 | 2 | 9 | 8
Live | 217443920 |  | 12 | 19 | 53500 | 36800 | 38500 | 3.52 | 2.6 | 53000 | 3.5 | 2 | 9 | 8
Live | 217444011 |  | 11.7 | 19 | 53000 | 37000 | 38500 | 3.43 | 2.58 | 53000 | 3.5 | 2 | 9 | 8
Live | 217444103 |  | 11.7 | 19 | 53000 | 37000 | 38500 | 3.43 | 2.58 | 53000 | 3.5 | 2 | 9 | 8
Live | 217444149 |  | 11.7 | 19 | 53000 | 37000 | 38500 | 3.43 | 2.58 | 53000 | 3.5 | 2 | 9 | 8
Live | 217444195 |  | 11.7 | 19 | 53000 | 37000 | 38500 | 3.43 | 2.58 | 53000 | 3.5 | 2 | 9 | 8
Live | 217443965 |  | 11.7 | 19 | 53000 | 37000 | 38500 | 3.43 | 2.58 | 53000 | 3.5 | 2 | 9 | 8
Live | 217444057 |  | 11.7 | 19 | 53000 | 37000 | 38500 | 3.43 | 2.58 | 53000 | 3.5 | 2 | 9 | 8
Live | 217443919 |  | 11.7 | 19 | 53000 | 37000 | 38500 | 3.43 | 2.58 | 53000 | 3.5 | 2 | 9 | 8
Live | 212386856 |  | 10 | 19 | 10500 | 8500 | 7000 | 2.48 | 2.06 | 12300 | 2.86 | 1.86 | 8.5 | 7.3
Delisted | 216505492 |  | 10.2 | 16.7 | 39000 | 31400 | 29200 | 2.79 | 2.2 | 41000 | 3.24 | 1.99 | 9.3 | 7.5
Live | 217162490 |  | 10.7 | 15.8 | 41000 | 39000 | 36000 | 2.66 | 2.18 | 46000 | 2.97 | 1.9 | 9.4 | 7.9
Live | 216623526 |  | 10.7 | 15.8 | 41000 | 39000 | 36000 | 2.66 | 2.18 | 46000 | 2.97 | 1.9 | 9.4 | 7.9
Live | 216621493 |  | 10.7 | 15.8 | 41000 | 39000 | 36000 | 2.66 | 2.18 | 46000 | 2.97 | 1.9 | 9.4 | 7.9
Live | 215471474 |  | 13 | 22.55 | 22800 | 14300 | 14000 | 3.34 | 2.39 | 21800 | 3.97 | 2.31 | 9.9 | 7.8
Live | 216014146 |  | 13 | 22.55 | 22800 | 14300 | 14000 | 3.34 | 2.39 | 21800 | 3.97 | 2.31 | 9.9 | 7.8
Live | 217162481 |  | 9.6 | 14.7 | 38600 | 29600 | 27200 | 2.76 | 2.1 | 41000 | 3.2 | 2 | 9 | 7
Live | 216684128 |  | 9.6 | 14.7 | 38600 | 29600 | 27200 | 2.76 | 2.1 | 41000 | 3.2 | 2 | 9 | 7
Live | 217162480 |  | 9.6 | 14.7 | 38600 | 29600 | 27200 | 2.76 | 2.1 | 41000 | 3.2 | 2 | 9 | 7
Live | 216684127 |  | 9.6 | 14.7 | 38600 | 29600 | 27200 | 2.76 | 2.1 | 41000 | 3.2 | 2 | 9 | 7
Live | 217162479 |  | 10 | 15.8 | 33700 | 25000 | 19000 | 3.05 | 2.5 | 31000 | 3.29 | 1.9 | 8.2 | 6.5
Live | 216732473 |  | 10 | 15.8 | 33700 | 25000 | 19000 | 3.05 | 2.5 | 31000 | 3.29 | 1.9 | 8.2 | 6.5
Live | 217162478 |  | 10 | 15.8 | 33700 | 25000 | 19000 | 3.05 | 2.5 | 31000 | 3.29 | 1.9 | 8.2 | 6.5
Live | 216732472 |  | 10 | 15.8 | 33700 | 25000 | 19000 | 3.05 | 2.5 | 31000 | 3.29 | 1.9 | 8.2 | 6.5
Live | 217162489 |  | 11 | 16 | 36000 | 38000 | 32000 | 2.82 | 2.24 | 39000 | 3.28 | 1.85 | 9.6 | 8.2
Live | 216623525 |  | 11 | 16 | 36000 | 38000 | 32000 | 2.82 | 2.24 | 39000 | 3.28 | 1.85 | 9.6 | 8.2
Live | 216621491 |  | 11 | 16 | 36000 | 38000 | 32000 | 2.82 | 2.24 | 39000 | 3.28 | 1.85 | 9.6 | 8.2
Live | 217162487 |  | 11 | 16 | 36000 | 38000 | 32000 | 2.82 | 2.24 | 39000 | 3.28 | 1.85 | 9.6 | 8.2
Live | 216623523 |  | 11 | 16 | 36000 | 38000 | 32000 | 2.82 | 2.24 | 39000 | 3.28 | 1.85 | 9.6 | 8.2
Live | 216621490 |  | 11 | 16 | 36000 | 38000 | 32000 | 2.82 | 2.24 | 39000 | 3.28 | 1.85 | 9.6 | 8.2
Live | 217162491 |  | 10 | 15.2 | 48000 | 36000 | 42000 | 2.49 | 2.29 | 50000 | 2.76 | 1.85 | 8.8 | 7.4
Live | 216684129 |  | 10 | 15.2 | 48000 | 36000 | 42000 | 2.49 | 2.29 | 50000 | 2.76 | 1.85 | 8.8 | 7.4
Live | 216684081 |  | 10 | 15.2 | 48000 | 36000 | 42000 | 2.49 | 2.29 | 50000 | 2.76 | 1.85 | 8.8 | 7.4
Live | 216623532 |  | 9.2 | 15.4 | 38000 | 32000 | 28400 | 2.75 | 2.29 | 39000 | 3.03 | 1.86 | 8.7 | 7.1
Live | 216760051 |  | 9.2 | 15.4 | 38000 | 32000 | 28400 | 2.75 | 2.29 | 39000 | 3.03 | 1.86 | 8.7 | 7.1
Live | 216623531 |  | 10.5 | 16.6 | 33400 | 20000 | 19000 | 3.13 | 2.12 | 31000 | 3.3 | 1.9 | 8.1 | 6.6
Live | 216760050 |  | 10.5 | 16.6 | 33400 | 20000 | 19000 | 3.13 | 2.12 | 31000 | 3.3 | 1.9 | 8.1 | 6.6
Live | 216623530 |  | 10 | 16 | 27000 | 20000 | 19000 | 2.73 | 2 | 32200 | 3.43 | 1.8 | 9 | 7
Live | 216760049 |  | 10 | 16 | 27000 | 20000 | 19000 | 2.73 | 2 | 32200 | 3.43 | 1.8 | 9 | 7
Live | 216607260 |  | 10.2 | 16.7 | 39000 | 31400 | 29200 | 2.79 | 2.2 | 41000 | 3.24 | 1.99 | 9.3 | 7.5
Live | 216760043 |  | 10.2 | 16.7 | 39000 | 31400 | 29200 | 2.79 | 2.2 | 41000 | 3.24 | 1.99 | 9.3 | 7.5
Live | 216607259 |  | 11 | 18.6 | 34400 | 23900 | 18700 | 3.22 | 2.61 | 31900 | 3.6 | 1.99 | 8.7 | 6.7
Live | 216760042 |  | 11 | 18.6 | 34400 | 23900 | 18700 | 3.22 | 2.61 | 31900 | 3.6 | 1.99 | 8.7 | 6.7
Live | 216607258 |  | 10.8 | 17.4 | 27600 | 21800 | 19600 | 2.84 | 2.34 | 32200 | 3.64 | 1.96 | 10.4 | 8.1
Live | 216760041 |  | 10.8 | 17.4 | 27600 | 21800 | 19600 | 2.84 | 2.34 | 32200 | 3.64 | 1.96 | 10.4 | 8.1
Live | 216607257 |  | 11.5 | 18.5 | 20600 | 12600 | 11400 | 3.32 | 2.34 | 19600 | 3.57 | 2.1 | 9.4 | 7.2
Live | 216760040 |  | 11.5 | 18.5 | 20600 | 12600 | 11400 | 3.32 | 2.34 | 19600 | 3.57 | 2.1 | 9.4 | 7.2
Live | 217036524 |  | 12.65 | 20.6 | 67800 | 46250 | 35400 | 2.83 | 2.73 | 70750 | 3.76 | 2 | 9.75 | 7.65
Live | 217036521 |  | 12.5 | 19.4 | 65200 | 45400 | 36000 | 2.93 | 2.55 | 70900 | 3.42 | 2 | 9.8 | 7.73
Live | 217036518 |  | 12.8 | 21.8 | 70400 | 47100 | 35000 | 2.75 | 2.94 | 70600 | 4.17 | 2 | 9.7 | 7.37
Live | 217036523 |  | 14 | 21.9 | 64500 | 40550 | 35000 | 2.95 | 2.67 | 64900 | 3.75 | 2 | 9.75 | 7.6
Live | 217036520 |  | 13 | 19.6 | 61400 | 44300 | 36000 | 2.76 | 2.55 | 71000 | 3.35 | 2 | 9.6 | 7.42
Live | 217036517 |  | 15 | 24.2 | 67600 | 36800 | 34000 | 3.15 | 2.84 | 58800 | 4.4 | 2 | 9.9 | 7.78
Live | 217036522 |  | 15.45 | 21.45 | 55100 | 32000 | 35000 | 2.36 | 3.02 | 48000 | 4.14 | 2 | 10.25 | 7.75
Live | 217036519 |  | 14.1 | 20.6 | 56200 | 34000 | 35000 | 2.39 | 2.89 | 48900 | 3.75 | 2 | 9.7 | 7.45
Live | 217036516 |  | 16.8 | 22.3 | 54000 | 30000 | 35000 | 2.33 | 3.16 | 47100 | 4.63 | 2 | 10.8 | 8.05
Live | 216620039 |  | 12.5 | 21 | 14600 | 14200 | 9500 | 2.89 | 2.07 | 18000 | 3.05 | 2.11 | 10.2 | 7
Delisted | 217114375 |  | 11.5 | 16.8 | 20000 | 13400 | 11400 | 3.08 | 2.3 | 19600 | 3.38 | 1.8 | 8.8 | 6.8
Live | 216759658 |  | 12 | 18.3 | 24200 | 22500 | 18500 | 3.41 | 2.4 | 27500 | 2.7 | 2.1 | 10 | 7.5
Live | 216759657 |  | 12 | 19.5 | 18600 | 17100 | 14200 | 3.36 | 2.1 | 19500 | 2.38 | 1.9 | 10.5 | 7.88
Live | 216759656 |  | 12 | 19.5 | 13200 | 11700 | 10250 | 3.22 | 2.2 | 14500 | 2.83 | 2.1 | 9.2 | 6.9
Live | 216759655 |  | 13 | 20 | 10500 | 9000 | 7500 | 3.24 | 2.61 | 12000 | 3.03 | 2.2 | 9.2 | 6.9
Live | 215324806 |  | 14 | 23.1 | 29500 | 19300 | 19600 | 3.36 | 2.33 | 30800 | 2.87 | 2.54 | 11.7 | 8.7
Live | 215324879 |  | 14 | 23.1 | 29500 | 19300 | 19600 | 3.36 | 2.33 | 30800 | 2.87 | 2.54 | 11.7 | 8.7
Live | 215324952 |  | 14 | 23.1 | 29500 | 19300 | 19600 | 3.36 | 2.33 | 30800 | 2.87 | 2.54 | 11.7 | 8.7
Live | 215324222 |  | 14 | 23.1 | 29500 | 19300 | 19600 | 3.36 | 2.33 | 30800 | 2.87 | 2.54 | 11.7 | 8.7
Live | 215324514 |  | 14 | 23.1 | 29500 | 19300 | 19600 | 3.36 | 2.33 | 30800 | 2.87 | 2.54 | 11.7 | 8.7
Live | 215324441 |  | 14 | 23.1 | 29500 | 19300 | 19600 | 3.36 | 2.33 | 30800 | 2.87 | 2.54 | 11.7 | 8.7
Live | 215324733 |  | 14 | 23.1 | 29500 | 19300 | 19600 | 3.36 | 2.33 | 30800 | 2.87 | 2.54 | 11.7 | 8.7
Live | 215324660 |  | 14 | 23.1 | 29500 | 19300 | 19600 | 3.36 | 2.33 | 30800 | 2.87 | 2.54 | 11.7 | 8.7
Live | 215324587 |  | 14 | 23.1 | 29500 | 19300 | 19600 | 3.36 | 2.33 | 30800 | 2.87 | 2.54 | 11.7 | 8.7
Live | 215324368 |  | 14 | 23.1 | 29500 | 19300 | 19600 | 3.36 | 2.33 | 30800 | 2.87 | 2.54 | 11.7 | 8.7
Live | 215324295 |  | 14 | 23.1 | 29500 | 19300 | 19600 | 3.36 | 2.33 | 30800 | 2.87 | 2.54 | 11.7 | 8.7
Live | 217107006 |  | 11.7 | 18.5 | 50400 | 28700 | 36000 | 2.4 | 2.51 | 51000 | 3.34 | 2.01 | 9 | 8.6
Live | 217101966 |  | 11.7 | 19 | 31500 | 20700 | 24000 | 2.78 | 2.23 | 34000 | 2.89 | 2.03 | 9.5 | 7.49
Live | 217101943 |  | 11.7 | 19 | 25000 | 17000 | 18000 | 2.65 | 2.04 | 25300 | 2.76 | 2.16 | 9 | 7.14
Live | 217101938 |  | 11.7 | 19.5 | 14500 | 9700 | 12000 | 2.56 | 2.11 | 16900 | 2.91 | 1.8 | 9.5 | 7.4
Live | 217107008 |  | 12 | 19.5 | 47000 | 30000 | 36000 | 2.33 | 2.53 | 50500 | 3.27 | 2.07 | 9.5 | 8.1
Live | 217101942 |  | 12 | 20 | 30500 | 19740 | 24000 | 2.86 | 2.35 | 34000 | 3.04 | 2.01 | 10.5 | 7.6
Live | 217101941 |  | 12 | 20 | 23200 | 17600 | 18000 | 2.83 | 2.43 | 25300 | 2.92 | 2.26 | 10 | 8
Live | 217101940 |  | 12 | 20 | 14500 | 9700 | 12000 | 2.76 | 2.45 | 16900 | 3.44 | 1.8 | 9.5 | 7.8
Live | 217101939 |  | 12 | 20 | 14500 | 9700 | 12000 | 2.76 | 2.45 | 16900 | 3.44 | 1.8 | 9.5 | 7.8
Live | 217107002 |  | 11.7 | 18.5 | 50400 | 28700 | 36000 | 2.4 | 2.51 | 51000 | 3.34 | 2.01 | 9 | 8.6
Live | 217101936 |  | 11.7 | 19 | 31500 | 20700 | 24000 | 2.78 | 2.23 | 34000 | 2.89 | 2.03 | 9.5 | 7.49
Live | 217101935 |  | 11.7 | 19 | 25000 | 17000 | 18000 | 2.65 | 2.04 | 25300 | 2.76 | 2.16 | 9 | 7.14
Live | 217101930 |  | 11.7 | 19.5 | 14500 | 9700 | 12000 | 2.56 | 2.11 | 16900 | 2.91 | 1.8 | 9.5 | 7.4
Live | 217101929 |  | 11.7 | 19.5 | 14500 | 9700 | 12000 | 2.56 | 2.11 | 16900 | 2.91 | 1.8 | 9.5 | 7.4
Live | 217107004 |  | 12 | 19.5 | 47000 | 30000 | 36000 | 2.33 | 2.53 | 50500 | 3.27 | 2.07 | 9.5 | 8.1
Live | 217101934 |  | 12 | 20 | 30500 | 19740 | 24000 | 2.86 | 2.35 | 34000 | 3.04 | 2.01 | 10.5 | 7.6
Live | 217101933 |  | 12 | 20 | 23200 | 17600 | 18000 | 2.83 | 2.43 | 25300 | 2.92 | 2.26 | 10 | 8
Live | 217101932 |  | 12 | 20 | 14500 | 9700 | 12000 | 2.76 | 2.45 | 16900 | 3.44 | 1.8 | 9.5 | 7.8
Live | 217101931 |  | 12 | 20 | 14500 | 9700 | 12000 | 2.76 | 2.45 | 16900 | 3.44 | 1.8 | 9.5 | 7.8
Live | 216699606 |  | 11.7 | 18.5 | 50400 | 28700 | 36000 | 2.4 | 2.51 | 51000 | 3.34 | 2.01 | 9 | 8.6
Live | 216626157 |  | 11.7 | 19 | 31500 | 20700 | 24000 | 2.78 | 2.23 | 34000 | 2.89 | 2.03 | 9.5 | 7.49
Live | 216626156 |  | 11.7 | 19 | 25000 | 17000 | 18000 | 2.65 | 2.04 | 25300 | 2.76 | 2.16 | 9 | 7.14
Live | 216626151 |  | 11.7 | 19.5 | 14500 | 9700 | 12000 | 2.56 | 2.11 | 16900 | 2.91 | 1.8 | 9.5 | 7.4
Live | 216626150 |  | 11.7 | 19.5 | 14500 | 9700 | 12000 | 2.56 | 2.11 | 16900 | 2.91 | 1.8 | 9.5 | 7.4
Live | 217232124 |  | 8.8 | 18 | 12500 | 8300 | 7000 | 2.62 | 2.41 | 12400 | 2.91 | 2.21 | 8.8 | 7
Live | 217232126 |  | 9 | 17 | 24200 | 18400 | 17100 | 2.51 | 2.17 | 27000 | 2.63 | 2.01 | 8.5 | 6.9
Live | 217232125 |  | 9.9 | 18.3 | 17900 | 11200 | 10600 | 2.81 | 2.41 | 18800 | 2.9 | 2.1 | 8.7 | 6.7
Live | 217232127 |  | 14.4 | 24.6 | 11400 | 9300 | 8100 | 3.34 | 2.2 | 12500 | 2.75 | 2.26 | 13 | 9.5
Live | 217232130 |  | 12 | 21 | 25700 | 21400 | 17000 | 2.98 | 2.55 | 28300 | 2.87 | 2.13 | 9.5 | 7.2
Live | 217232129 |  | 13.5 | 23.7 | 20400 | 16300 | 13400 | 3.52 | 2.68 | 23100 | 3.87 | 2.39 | 11.9 | 9
Live | 217232128 |  | 12.2 | 23.1 | 13500 | 9500 | 8400 | 3.17 | 2.28 | 14700 | 2.97 | 2.2 | 10.2 | 7.7
Live | 217232133 |  | 12.1 | 22 | 32000 | 18300 | 18900 | 3.3 | 2.09 | 29000 | 3.5 | 2 | 9.25 | 7.05
Live | 217232132 |  | 12 | 21 | 32000 | 18600 | 18800 | 3.17 | 2.3 | 28800 | 3.67 | 2 | 9 | 7
Live | 217232134 |  | 12.2 | 23 | 32000 | 18000 | 19000 | 3.44 | 1.9 | 29200 | 3.34 | 2 | 9.5 | 7.1
Live | 217232131 |  | 12.2 | 23 | 32000 | 18000 | 19000 | 3.44 | 1.9 | 29200 | 3.34 | 2 | 9.5 | 7.1
Live | 217232138 |  | 12 | 20.4 | 52000 | 41000 | 38000 | 2.54 | 2.4 | 53000 | 2.99 | 2.1 | 10.6 | 8.1
Live | 217232137 |  | 11.7 | 21.3 | 49000 | 34000 | 36000 | 2.43 | 1.9 | 55000 | 3.1 | 2.1 | 10 | 7.7
Live | 217232136 |  | 12.1 | 22 | 32000 | 18300 | 18900 | 3.3 | 2.09 | 29000 | 3.5 | 2 | 9.25 | 7.05
Live | 217232135 |  | 12 | 21 | 32000 | 18600 | 18800 | 3.17 | 2.3 | 28800 | 3.67 | 2 | 9 | 7
Live | 217232139 |  | 11.85 | 20.85 | 50500 | 37500 | 37000 | 2.49 | 2.15 | 54000 | 3.04 | 2.1 | 10.3 | 7.9
Live | 217232142 |  | 11.85 | 21.55 | 40000 | 29000 | 26000 | 2.73 | 2.19 | 40250 | 3.12 | 2 | 9.6 | 7.45
Live | 217232141 |  | 11.7 | 20 | 40000 | 28000 | 26000 | 2.61 | 2.2 | 40500 | 3.3 | 2 | 9.2 | 7.4
Live | 217232140 |  | 12 | 23.1 | 40000 | 30000 | 26000 | 2.86 | 2.18 | 40000 | 2.97 | 2 | 10 | 7.5
Live | 217274611 |  | 12.5 | 20.7 | 17800 | 14800 | 12800 | 3.22 | 2.36 | 21500 | 3.26 | 2.19 | 11.4 | 8.5
Live | 217274613 |  | 13.3 | 20 | 20200 | 15900 | 14200 | 3.34 | 2.65 | 23000 | 3.92 | 2.41 | 11.3 | 8.8
Live | 217274614 |  | 12 | 22 | 26800 | 20500 | 18500 | 3.06 | 2.55 | 33100 | 3.43 | 2.3 | 10.5 | 8.1
Live | 217274619 |  | 10 | 17.1 | 56500 | 46500 | 38000 | 2.83 | 2.35 | 60500 | 3.48 | 2 | 9.8 | 7.7
Live | 217274617 |  | 10.1 | 18.7 | 42500 | 31000 | 25600 | 2.93 | 2.39 | 43500 | 3.79 | 2.1 | 10.2 | 7.8
Live | 217274615 |  | 12.5 | 19 | 28300 | 21600 | 19000 | 3.06 | 2.56 | 35100 | 3.43 | 2.3 | 11 | 8.5
Live | 217274618 |  | 9.6 | 20 | 39800 | 28100 | 26600 | 2.68 | 2.22 | 42200 | 3.45 | 2.2 | 10.3 | 7.9
Live | 217274621 |  | 10 | 17 | 63000 | 41500 | 40000 | 2.72 | 2.45 | 67000 | 3.8 | 2.2 | 9.7 | 7.6
Live | 217274622 |  | 9.5 | 19.5 | 54500 | 45300 | 35000 | 2.64 | 2.22 | 60000 | 3.05 | 2.01 | 9.5 | 7.2
Live | 217280080 |  | 12.25 | 21.5 | 22800 | 14300 | 14000 | 3.34 | 2.25 | 21800 | 3.65 | 2.25 | 10 | 7.75
Live | 217280079 |  | 12 | 20 | 24000 | 14600 | 14600 | 3.35 | 2.8 | 22000 | 4.03 | 2.3 | 10 | 7.8
Live | 217280077 |  | 12.5 | 23 | 21600 | 14000 | 13500 | 3.33 | 2.21 | 21600 | 3.33 | 2.2 | 10 | 7.7
Live | 217280086 |  | 11.7 | 21.3 | 49000 | 34000 | 36000 | 2.43 | 2.4 | 55000 | 3.1 | 2.1 | 10 | 7.7
Live | 217280085 |  | 11.85 | 21.55 | 40000 | 29000 | 26000 | 2.73 | 2.19 | 40250 | 3.12 | 2 | 9.6 | 7.45
Live | 217280083 |  | 11.7 | 20 | 40000 | 28000 | 26000 | 2.61 | 2.2 | 40500 | 3.3 | 2 | 9.2 | 7.4
Live | 217280082 |  | 12 | 23.1 | 40000 | 30000 | 26000 | 2.86 | 2.18 | 40000 | 2.97 | 2 | 10 | 7.5
Live | 217280092 |  | 10 | 18 | 61000 | 41000 | 40000 | 2.81 | 2.3 | 61000 | 3.44 | 2.1 | 9.2 | 7.1
Live | 217280091 |  | 10 | 19.2 | 62000 | 40000 | 36000 | 3.03 | 2.3 | 60000 | 3.5 | 2 | 9.6 | 7.3
Live | 217280089 |  | 11.85 | 20.85 | 50500 | 37500 | 37000 | 2.49 | 2.15 | 54000 | 3.04 | 2.1 | 10.3 | 7.9
Live | 217280088 |  | 12 | 20.4 | 52000 | 41000 | 38000 | 2.54 | 2.4 | 53000 | 2.99 | 2.1 | 10.6 | 8.1
Live | 217280093 |  | 10 | 18.6 | 61500 | 40500 | 38000 | 2.92 | 2.3 | 60500 | 3.41 | 2.05 | 9.4 | 7.2
Live | 217287954 |  | 10 | 19.5 | 12600 | 8100 | 7000 | 2.88 | 1.99 | 12500 | 3.1 | 1.85 | 8.7 | 6.7
Live | 217287953 |  | 12 | 19.5 | 10500 | 7600 | 7000 | 3.5 | 1.9 | 11200 | 3.53 | 1.95 | 9 | 7
Live | 217287957 |  | 11 | 19 | 18600 | 13300 | 11500 | 3.24 | 2.41 | 19200 | 2.8 | 1.99 | 9 | 7
Live | 217287956 |  | 10.5 | 19.5 | 13800 | 9300 | 8000 | 2.83 | 2.11 | 14100 | 3.15 | 1.8 | 9 | 7
Live | 217287955 |  | 12 | 19.5 | 10500 | 7500 | 7000 | 3.5 | 2 | 11200 | 2.98 | 1.99 | 9 | 7.2
Live | 217287958 |  | 9.5 | 18 | 24700 | 20200 | 17000 | 2.75 | 2.26 | 27200 | 2.88 | 2.11 | 9 | 7.1
Live | 217291692 |  | 14 | 25.1 | 21600 | 14000 | 13500 | 3.33 | 2.5 | 21600 | 3.88 | 2.3 | 9.8 | 7.8
Live | 217291696 |  | 12 | 21 | 32000 | 18600 | 18800 | 3.17 | 2.3 | 28800 | 3.67 | 2 | 9 | 7
Live | 217291695 |  | 13 | 25 | 32000 | 19000 | 19000 | 3.44 | 2.3 | 29000 | 3.54 | 2 | 9.5 | 7.4
Live | 217291694 |  | 13 | 22.55 | 22800 | 14300 | 14000 | 3.34 | 2.39 | 21800 | 3.97 | 2.31 | 9.9 | 7.8
Live | 217291693 |  | 12 | 20 | 24000 | 14600 | 14600 | 3.35 | 2.3 | 22000 | 4.03 | 2.3 | 10 | 7.8
Live | 217291701 |  | 12.5 | 24 | 55000 | 38500 | 36000 | 2.78 | 2 | 53000 | 2.99 | 2 | 10.3 | 8
Live | 217291700 |  | 11.85 | 22 | 41000 | 27300 | 26000 | 2.79 | 2.15 | 41500 | 3.24 | 2 | 9.35 | 7.4
Live | 217291699 |  | 11.7 | 20 | 40000 | 28000 | 26000 | 2.61 | 2.2 | 40500 | 3.3 | 2 | 9.2 | 7.4
Live | 217291698 |  | 12 | 24 | 42000 | 26600 | 26000 | 3 | 2.4 | 42500 | 3.19 | 2 | 9.5 | 7.4
Live | 217291697 |  | 12.5 | 23 | 32000 | 18800 | 18900 | 3.3 | 2.3 | 28900 | 3.6 | 2 | 9.25 | 7.2
Live | 217291703 |  | 12.25 | 22.2 | 53500 | 39750 | 37000 | 2.66 | 2.19 | 53000 | 2.99 | 2.05 | 10.45 | 8.05
Live | 217291702 |  | 12 | 20.4 | 52000 | 41000 | 38000 | 2.54 | 2.4 | 53000 | 2.99 | 2.1 | 10.6 | 8.1
Live | 217231886 |  | 11.7 | 18 | 28000 | 18000 | 14000 | 3.04 | 2.2 | 27000 | 3.24 | 1.9 | 8.1 | 6.5
Live | 217231885 |  | 11.7 | 17.8 | 19600 | 14000 | 12800 | 3.28 | 2.41 | 21000 | 3.24 | 2.32 | 9.3 | 7.3
Live | 217232112 |  | 10.2 | 16 | 21600 | 13400 | 10800 | 3.17 | 2.65 | 22000 | 3.58 | 1.8 | 8.6 | 6.9
Live | 217232111 |  | 10.2 | 16 | 21600 | 13400 | 10800 | 3.17 | 2.65 | 22000 | 3.58 | 1.8 | 8.6 | 6.9
Live | 217232115 |  | 10 | 15.8 | 33700 | 25000 | 19000 | 3.05 | 2.5 | 31000 | 3.29 | 1.9 | 8.2 | 6.5
Live | 217232116 |  | 9.6 | 14.7 | 38600 | 29600 | 27200 | 2.76 | 2.1 | 41000 | 3.2 | 2 | 9 | 7
Live | 217232114 |  | 10 | 16 | 27600 | 19700 | 19000 | 2.8 | 2.66 | 27000 | 3.03 | 1.8 | 9 | 7
Live | 217232113 |  | 10 | 16 | 27600 | 19700 | 19000 | 2.8 | 2.66 | 27000 | 2.73 | 1.8 | 9 | 7
Live | 217232117 |  | 9.6 | 14.7 | 38600 | 29600 | 27200 | 2.76 | 2.1 | 41000 | 3.2 | 2 | 9 | 7
Live | 217232118 |  | 11.5 | 16.8 | 20000 | 13400 | 11400 | 3.08 | 2.3 | 19600 | 3.38 | 1.8 | 8.8 | 6.8
Live | 217232120 |  | 10.5 | 16.6 | 33400 | 20000 | 19000 | 3.13 | 2.12 | 31000 | 3.3 | 1.9 | 8.1 | 6.6
Live | 217232119 |  | 10 | 16 | 27000 | 20000 | 19000 | 2.73 | 2 | 32200 | 3.43 | 1.8 | 9 | 7
Live | 217232121 |  | 9.2 | 15.4 | 38000 | 32000 | 28400 | 2.75 | 2.29 | 39000 | 3.03 | 1.86 | 8.7 | 7.1
Live | 217232123 |  | 10.8 | 17.5 | 27000 | 23000 | 20000 | 2.73 | 2.1 | 32200 | 3.43 | 1.9 | 9.2 | 7.5
Live | 217232122 |  | 12 | 16.8 | 20000 | 23000 | 19000 | 3.08 | 2.1 | 22800 | 3.43 | 1.8 | 10.5 | 8.5
Live | 217284554 |  | 12 | 19 | 28000 | 26400 | 24000 | 3.04 | 2.42 | 34000 | 3.11 | 1.91 | 9.3 | 7.6
Live | 217284722 |  | 9.8 | 14.5 | 47000 | 53000 | 40000 | 2.7 | 2.18 | 53000 | 3 | 1.8 | 8.4 | 7.2
Live | 217284772 |  | 10 | 15.5 | 30000 | 19800 | 19000 | 2.8 | 2.08 | 29000 | 3.2 | 1.8 | 8.1 | 6.5
Live | 217284775 |  | 9.8 | 14.8 | 47000 | 47500 | 38000 | 2.62 | 1.99 | 51000 | 3.07 | 1.75 | 8 | 6.6
Live | 217284774 |  | 10 | 15.2 | 49000 | 37800 | 40000 | 2.83 | 2.32 | 50000 | 3.02 | 1.85 | 9 | 7
Live | 217284777 |  | 8.2 | 14.3 | 50000 | 40500 | 38000 | 2.4 | 1.88 | 50000 | 2.82 | 1.8 | 8.2 | 6.8
Live | 217284776 |  | 8.5 | 14.9 | 51500 | 43000 | 37800 | 2.52 | 1.99 | 50000 | 2.89 | 1.78 | 8.1 | 6.6
Live | 217284779 |  | 9.8 | 14.5 | 47000 | 53000 | 40000 | 2.7 | 2.18 | 53000 | 3 | 1.8 | 8.4 | 7.2
Live | 217285070 |  | 12.1 | 19.3 | 21900 | 19600 | 19600 | 3.27 | 2.4 | 23000 | 3.47 | 2.1 | 10.8 | 9.2
Live | 217285074 |  | 10 | 15.2 | 53400 | 48000 | 43000 | 2.59 | 2 | 59000 | 2.56 | 1.83 | 8.1 | 6.8
Live | 217285073 |  | 11.2 | 16.8 | 41500 | 40000 | 34600 | 2.76 | 2.17 | 48500 | 3.22 | 1.8 | 9.6 | 8
Live | 217285071 |  | 10.8 | 17.5 | 27600 | 21800 | 19600 | 2.84 | 2.34 | 32200 | 3.64 | 1.96 | 10.5 | 8.2
Live | 217285072 |  | 11.7 | 17.5 | 37800 | 31900 | 32000 | 3.05 | 2.25 | 40200 | 3.59 | 2 | 10.2 | 8.2
Live | 217184745 |  | 12.5 | 21 | 42000 | 40000 | 36000 | 2.46 | 1.89 | 48000 | 2.34 | 1.84 | 9 | 7.84
Live | 217184744 |  | 12.5 | 22 | 30200 | 26000 | 24000 | 3.35 | 1.9 | 32000 | 2.33 | 1.84 | 9.05 | 7.49
Live | 216621478 |  | 13.2 | 20.5 | 22000 | 17500 | 13300 | 3.15 | 1.84 | 19200 | 3.31 | 1.86 | 9.5 | 7.13
Live | 216621477 |  | 12.7 | 23.5 | 14000 | 11500 | 8400 | 3.21 | 2.41 | 12200 | 3.54 | 2.05 | 9.5 | 7.15
Live | 217176413 |  | 12 | 17 | 36000 | 29000 | 28000 | 2.93 | 1.89 | 35000 | 2.56 | 1.75 | 9.4 | 7.8
Live | 217176414 |  | 12 | 17.5 | 35000 | 31000 | 28000 | 2.85 | 2.06 | 35400 | 2.73 | 1.8 | 10 | 8
Live | 217026545 |  | 9.3 | 17 | 51500 | 39500 | 37800 | 2.39 | 2.03 | 57000 | 3.2 | 2.14 | 8.5 | 6.5
Live | 217026548 |  | 12 | 23.3 | 51500 | 36600 | 33800 | 3.09 | 2.02 | 57000 | 3.48 | 2.1 | 9 | 6.75
Live | 217026551 |  | 10.65 | 17 | 51500 | 37800 | 35800 | 2.73 | 2.02 | 57000 | 3.33 | 2.12 | 8.75 | 6.65
Live | 217026544 |  | 11.3 | 17 | 38500 | 30600 | 29400 | 2.89 | 2.21 | 44500 | 3.3 | 2.1 | 9 | 7.1
Live | 217026547 |  | 12.6 | 23 | 38500 | 30600 | 29400 | 3.22 | 2.21 | 44500 | 3.77 | 2.1 | 9.35 | 7.25
Live | 217026550 |  | 11.95 | 17 | 38500 | 30600 | 29400 | 3.07 | 2.21 | 44500 | 3.53 | 2.1 | 9.2 | 7.2
Live | 217026543 |  | 11.5 | 18.15 | 25600 | 20800 | 20000 | 2.93 | 2.41 | 28600 | 3.6 | 2.1 | 8.5 | 7.8
Live | 217026546 |  | 12 | 18.15 | 25600 | 20800 | 20000 | 3.06 | 2.7 | 28600 | 3.86 | 2.2 | 9 | 7.85
Live | 217026549 |  | 11.75 | 18.15 | 25600 | 20800 | 20000 | 3.01 | 2.54 | 28600 | 3.71 | 2.14 | 8.75 | 7.85
Live | 217026558 |  | 10.5 | 17 | 64000 | 65500 | 63000 | 2.68 | 2.31 | 66500 | 3.29 | 2.1 | 10.1 | 8.7
Live | 217026559 |  | 11 | 21.5 | 64000 | 65500 | 63000 | 2.81 | 2.31 | 66500 | 3.76 | 2.3 | 11 | 9.3
Live | 217026560 |  | 10.75 | 19.25 | 64000 | 65500 | 63000 | 2.75 | 2.31 | 66500 | 3.51 | 2.2 | 10.55 | 9
Live | 217026555 |  | 12 | 17 | 51500 | 56000 | 54000 | 3.09 | 2.21 | 57000 | 3.58 | 1.85 | 10.1 | 8.7
Live | 217026556 |  | 12 | 22 | 51500 | 56000 | 54000 | 3.09 | 2.21 | 57000 | 3.95 | 2.4 | 10.8 | 9.3
Live | 217026557 |  | 12 | 19.5 | 51500 | 56000 | 54000 | 3.09 | 2.21 | 57000 | 3.75 | 2.09 | 10.45 | 9
Live | 217026552 |  | 12.5 | 17.5 | 38500 | 43500 | 42000 | 3.21 | 2.21 | 44500 | 3.67 | 2.1 | 10.1 | 8.7
Live | 217026553 |  | 13 | 23 | 38500 | 43500 | 42000 | 3.33 | 2.21 | 44500 | 4.06 | 2.45 | 10.8 | 9.3
Live | 217026554 |  | 12.75 | 20.25 | 38500 | 43500 | 42000 | 3.27 | 2.21 | 44500 | 3.86 | 2.26 | 10.45 | 9
Live | 208119923 |  | 10 | 18 | 62000 | 49000 | 38000 | 2.87 | 2.46 | 73000 | 3.34 | 5.06 | 10 | 6.4
Live | 208119922 |  | 12.6 | 18.5 | 52000 | 44000 | 38000 | 3.67 | 3.02 | 64000 | 3.99 | 5.06 | 10 | 7
Live | 208119919 |  | 10.2 | 16.5 | 52000 | 44000 | 38000 | 2.97 | 2.5 | 64000 | 3.31 | 5.57 | 8.55 | 6.7
Live | 208119921 |  | 14.2 | 19.5 | 39000 | 34000 | 31000 | 4.1 | 3.28 | 50000 | 4.39 | 4.13 | 10.4 | 7.4
Live | 208119918 |  | 12.6 | 16.5 | 39000 | 34000 | 31000 | 3.64 | 2.91 | 50000 | 3.9 | 4.33 | 10 | 7.4
Live | 214314846 |  | 11.5 | 18.7 | 29500 | 22700 | 25000 | 3.33 | 2.8 | 38500 | 4.76 | 3.33 | 8.65 | 6.49
Live | 214314847 |  | 11.3 | 17.3 | 29500 | 23100 | 25000 | 3.26 | 2.59 | 38500 | 4.37 | 3.41 | 8.2 | 6.37
Live | 214314845 |  | 11 | 15.8 | 29500 | 23500 | 25000 | 3.18 | 2.4 | 38500 | 3.99 | 3.49 | 7.9 | 6.24
Live | 217287935 |  | 16.6 | 27 | 13000 | 14610 | 13000 | 2.72 | 2.41 | 13600 | 2.66 | 1.91 | 11 | 10
Live | 216372787 |  | 10.7 | 17.8 | 48000 | 35300 | 41000 | 3.12 | 2.75 | 54000 | 3.46 | 2.05 | 9.6 | 7.55
Live | 216372784 |  | 10 | 15.4 | 48000 | 34800 | 40500 | 2.93 | 2.62 | 54000 | 3.3 | 2 | 9 | 7.2
Live | 216372783 |  | 11.4 | 20.2 | 48000 | 35800 | 41500 | 3.34 | 2.9 | 54000 | 3.64 | 2.1 | 10.2 | 7.9
Live | 216372786 |  | 12.45 | 18.9 | 36000 | 26300 | 35000 | 3.61 | 2.84 | 42000 | 3.82 | 2.04 | 10.1 | 7.95
Live | 216372782 |  | 11.3 | 16.1 | 36000 | 26400 | 33800 | 3.31 | 2.7 | 42000 | 3.52 | 1.94 | 9.4 | 7.5
Live | 216372781 |  | 13.6 | 21.7 | 36000 | 26200 | 36400 | 3.98 | 3 | 42000 | 4.19 | 2.14 | 10.8 | 8.4
Live | 216372785 |  | 14.15 | 19.1 | 24000 | 17600 | 24600 | 4.09 | 2.96 | 28000 | 4.08 | 2.25 | 10.25 | 8.4
Live | 216372780 |  | 12.6 | 16 | 24000 | 17800 | 23000 | 3.7 | 2.76 | 28000 | 3.66 | 2.06 | 9.2 | 7.6
Live | 216372779 |  | 15.7 | 22.2 | 24000 | 17400 | 26200 | 4.6 | 3.23 | 28000 | 4.64 | 2.44 | 11.3 | 9.2
Live | 217197071 |  | 9.5 | 18.25 | 65500 | 43700 | 42000 | 2.75 | 2.43 | 61000 | 3.29 | 1.9 | 9.65 | 6.7
Live | 217197065 |  | 9.5 | 19.5 | 65700 | 43000 | 42000 | 2.77 | 2.45 | 61000 | 3.28 | 1.9 | 10.1 | 6.6
Live | 217197070 |  | 11.7 | 18.8 | 57080 | 40380 | 37500 | 3 | 2.48 | 56200 | 3.17 | 2.01 | 10 | 7
Live | 217197064 |  | 11.7 | 20 | 57660 | 40260 | 40000 | 3 | 2.47 | 56000 | 3.21 | 2 | 10.1 | 7
Live | 217197069 |  | 12.65 | 18.9 | 48300 | 38360 | 34000 | 2.85 | 2.35 | 48000 | 3.09 | 2 | 9.85 | 7.6
Live | 217197063 |  | 13.3 | 20 | 48300 | 39600 | 34000 | 2.85 | 2.43 | 48000 | 3.28 | 2 | 10.1 | 7.5
Live | 217197068 |  | 13 | 18.9 | 40335 | 31920 | 30000 | 3 | 2.21 | 35310 | 3.32 | 2 | 9.95 | 7.8
Live | 217197062 |  | 14 | 20 | 41570 | 31940 | 30000 | 3.16 | 2.29 | 38000 | 3.29 | 2.1 | 10.1 | 7.6
Live | 217197067 |  | 11.7 | 17.75 | 28965 | 21795 | 20000 | 2.7 | 2.33 | 27500 | 3.2 | 1.8 | 9.5 | 7.25
Live | 217197061 |  | 11.7 | 18.5 | 30000 | 21300 | 20000 | 2.77 | 2.6 | 28000 | 3.05 | 1.8 | 10 | 7.5
Live | 217197066 |  | 11.85 | 17.25 | 25420 | 19010 | 18000 | 2.56 | 2.3 | 22445 | 3.27 | 1.83 | 9.5 | 7.3
Live | 217197060 |  | 12 | 17.5 | 25700 | 19480 | 18000 | 2.61 | 2.35 | 23500 | 3.28 | 1.8 | 10 | 7.4
Live | 217197059 |  | 9 | 17 | 65300 | 45300 | 42000 | 2.74 | 2.47 | 60000 | 3.4 | 1.9 | 9.2 | 6.8
Live | 217197058 |  | 11.7 | 17.6 | 56500 | 40500 | 35000 | 3.01 | 2.49 | 57000 | 3.11 | 2 | 10 | 7
Live | 217197057 |  | 12 | 17.8 | 48300 | 36650 | 34000 | 2.83 | 2.03 | 47200 | 2.99 | 2 | 9.6 | 7.7
Live | 217197056 |  | 12 | 17.8 | 39100 | 30000 | 30000 | 2.88 | 2.09 | 30600 | 3.45 | 2 | 9.8 | 8
Live | 217197055 |  | 11.7 | 17 | 27930 | 22290 | 20000 | 2.63 | 2.12 | 26600 | 3 | 1.8 | 9 | 7
Live | 217197054 |  | 11.7 | 17 | 25140 | 18540 | 18000 | 2.52 | 2.25 | 21390 | 3.28 | 1.85 | 9 | 7.2
Live | 217123266 |  | 13.3 | 22 | 22100 | 18300 | 18000 | 3.32 | 2.41 | 25020 | 3.2 | 1.99 | 10 | 7.95
Live | 217123265 |  | 12 | 22 | 50800 | 35650 | 36000 | 2.74 | 2.28 | 48550 | 2.85 | 1.92 | 9.5 | 7.4
Live | 217123264 |  | 12.85 | 22 | 42925 | 33850 | 36000 | 3.03 | 2.22 | 51120 | 2.95 | 1.92 | 10 | 7.78
Live | 217123263 |  | 12.85 | 23 | 31300 | 29100 | 27000 | 3.17 | 2.38 | 38167 | 2.85 | 1.82 | 10 | 7.7
Live | 217009736 |  | 10.5 | 17 | 22800 | 15800 | 12800 | 3.05 | 2.6 | 25000 | 3.47 | 2.1 | 8.5 | 7.2
Live | 217009737 |  | 10.5 | 17 | 22800 | 15800 | 12800 | 3.05 | 2.6 | 25000 | 3.47 | 2.1 | 8.5 | 7.2
Live | 217009738 |  | 10.5 | 17 | 22800 | 15800 | 12800 | 3.05 | 2.6 | 25000 | 3.47 | 2.1 | 8.5 | 7.2
Live | 217009740 |  | 10.5 | 16 | 33000 | 23200 | 19200 | 3.2 | 2.6 | 35200 | 3.33 | 2.3 | 8.5 | 7.2
Live | 217009741 |  | 10.5 | 16 | 33000 | 23200 | 19200 | 3.2 | 2.6 | 35200 | 3.33 | 2.3 | 8.5 | 7.2
Live | 217009742 |  | 10.5 | 16 | 33000 | 23200 | 19200 | 3.2 | 2.6 | 35200 | 3.33 | 2.3 | 8.5 | 7.2
Live | 217009744 |  | 10 | 16 | 44000 | 30400 | 25200 | 3.04 | 2.4 | 45500 | 3.09 | 2 | 8.1 | 6.7
Live | 217009745 |  | 10 | 16 | 44000 | 30400 | 25200 | 3.04 | 2.4 | 45500 | 3.09 | 2 | 8.1 | 6.7
Live | 217009746 |  | 10 | 16 | 44000 | 30400 | 25200 | 3.04 | 2.4 | 45500 | 3.09 | 2 | 8.1 | 6.7
Live | 217196889 |  | 14 | 22.7 | 14100 | 9300 | 8000 | 3.31 | 2.39 | 14600 | 3.57 | 2.28 | 10 | 7.8
Live | 217196888 |  | 13 | 20 | 10500 | 9400 | 7400 | 3.17 | 2.19 | 11600 | 3.01 | 1.9 | 10 | 8.2
Live | 217196890 |  | 12.5 | 20.5 | 16000 | 13600 | 12700 | 3.66 | 2.24 | 19000 | 2.78 | 2.16 | 10.5 | 8
Live | 217196892 |  | 12.5 | 23 | 19100 | 14200 | 13000 | 3.57 | 2.29 | 20300 | 2.96 | 2.08 | 10 | 7.7
Live | 217196891 |  | 12.5 | 21.5 | 26300 | 20800 | 18500 | 2.96 | 2.36 | 30000 | 3.03 | 2.2 | 9.7 | 7.8
Live | 217196893 |  | 12.5 | 21.2 | 25600 | 17600 | 18200 | 2.89 | 2.16 | 31000 | 3.03 | 2.2 | 10.3 | 7.8
Live | 217196906 |  | 10 | 18 | 61000 | 41000 | 40000 | 2.81 | 2.3 | 61000 | 3.44 | 2.1 | 9.2 | 7.1
Live | 217196905 |  | 10 | 22 | 62000 | 42000 | 39000 | 3.03 | 2.4 | 60000 | 3.38 | 2.2 | 9.5 | 7.4
Live | 217196907 |  | 10 | 20 | 61500 | 41500 | 39500 | 2.92 | 2.35 | 60500 | 3.41 | 2.15 | 9.35 | 7.25
Live | 217196908 |  | 12.5 | 24 | 55000 | 38500 | 36000 | 2.78 | 2 | 53000 | 2.99 | 2 | 10.3 | 8
Live | 217196910 |  | 12.25 | 22.2 | 53500 | 39750 | 37000 | 2.66 | 2.19 | 53000 | 2.99 | 2.05 | 10.45 | 8.05
Live | 217196909 |  | 12 | 20.4 | 52000 | 41000 | 38000 | 2.54 | 2.4 | 53000 | 2.99 | 2.1 | 10.6 | 8.1
Live | 217196911 |  | 12 | 24 | 42000 | 26600 | 26000 | 3 | 2.1 | 42500 | 3.19 | 2 | 9.5 | 7.4
Live | 217196913 |  | 11.85 | 22 | 41000 | 27300 | 26000 | 2.79 | 2.15 | 41500 | 3.24 | 2 | 9.35 | 7.4
Live | 217196912 |  | 11.7 | 20 | 40000 | 28000 | 26000 | 2.61 | 2.2 | 40500 | 3.3 | 2 | 9.2 | 7.4
Live | 217196914 |  | 13 | 25 | 32000 | 19000 | 19000 | 3.44 | 2.3 | 29000 | 3.54 | 2 | 9.5 | 7.4
Live | 217196916 |  | 12.5 | 23 | 32000 | 18800 | 18900 | 3.3 | 2.3 | 28900 | 3.6 | 2 | 9.25 | 7.2
Live | 217196915 |  | 12 | 21 | 32000 | 18600 | 18800 | 3.17 | 2.3 | 28800 | 3.67 | 2 | 9 | 7
Live | 217196918 |  | 12 | 20 | 24000 | 14600 | 14600 | 3.35 | 2.3 | 22000 | 4.03 | 2.3 | 10 | 7.8
Live | 217196917 |  | 14 | 25.1 | 21600 | 14000 | 13500 | 3.33 | 2.5 | 21600 | 3.88 | 2.3 | 9.8 | 7.8
Live | 217196919 |  | 13 | 22.55 | 22800 | 14300 | 14000 | 3.34 | 2.39 | 21800 | 3.97 | 2.31 | 9.9 | 7.8
Live | 216623492 |  | 10.7 | 15.8 | 41000 | 39000 | 36000 | 2.66 | 2.18 | 46000 | 2.97 | 1.9 | 9.4 | 7.9
Live | 216623524 |  | 10.7 | 15.8 | 41000 | 39000 | 36000 | 2.66 | 2.18 | 46000 | 2.97 | 1.9 | 9.4 | 7.9
Live | 216626043 |  | 10.7 | 15.8 | 41000 | 39000 | 36000 | 2.66 | 2.18 | 46000 | 2.97 | 1.9 | 9.4 | 7.9
Live | 216621492 |  | 10.7 | 15.8 | 41000 | 39000 | 36000 | 2.66 | 2.18 | 46000 | 2.97 | 1.9 | 9.4 | 7.9
Live | 216032579 |  | 12 | 22 | 26800 | 20500 | 18500 | 3.06 | 2.55 | 33100 | 3.43 | 2.3 | 10.5 | 8.1
Live | 217022172 |  | 11.85 | 21.55 | 40000 | 29000 | 26000 | 2.73 | 2.19 | 40250 | 3.12 | 2 | 9.6 | 7.45
Live | 217022171 |  | 11.7 | 20 | 40000 | 28000 | 26000 | 2.61 | 2.2 | 40500 | 3.3 | 2 | 9.2 | 7.4
Live | 217138408 |  | 11.85 | 21.55 | 40000 | 29000 | 26000 | 2.73 | 2.19 | 40250 | 3.12 | 2 | 9.6 | 7.45
Live | 217162502 |  | 11.85 | 21.55 | 40000 | 29000 | 26000 | 2.73 | 2.19 | 40250 | 3.12 | 2 | 9.6 | 7.45
Live | 215894279 |  | 11.85 | 21.55 | 40000 | 29000 | 26000 | 2.73 | 2.19 | 40250 | 3.12 | 2 | 9.6 | 7.45
Live | 216369240 |  | 11.85 | 21.55 | 40000 | 29000 | 26000 | 2.73 | 2.19 | 40250 | 3.12 | 2 | 9.6 | 7.45
Live | 216760131 |  | 11.85 | 21.55 | 40000 | 29000 | 26000 | 2.73 | 2.19 | 40250 | 3.12 | 2 | 9.6 | 7.45
Live | 216720932 |  | 11.85 | 21.55 | 40000 | 29000 | 26000 | 2.73 | 2.19 | 40250 | 3.12 | 2 | 9.6 | 7.45
Live | 216760130 |  | 11.7 | 20 | 40000 | 28000 | 26000 | 2.61 | 2.2 | 40500 | 3.3 | 2 | 9.2 | 7.4
Live | 216369239 |  | 11.7 | 20 | 40000 | 28000 | 26000 | 2.61 | 2.2 | 40500 | 3.3 | 2 | 9.2 | 7.4
Live | 215894278 |  | 11.7 | 20 | 40000 | 28000 | 26000 | 2.61 | 2.2 | 40500 | 3.3 | 2 | 9.2 | 7.4
Live | 217162501 |  | 11.7 | 20 | 40000 | 28000 | 26000 | 2.61 | 2.2 | 40500 | 3.3 | 2 | 9.2 | 7.4
Live | 217138407 |  | 11.7 | 20 | 40000 | 28000 | 26000 | 2.61 | 2.2 | 40500 | 3.3 | 2 | 9.2 | 7.4
Live | 216720931 |  | 11.7 | 20 | 40000 | 28000 | 26000 | 2.61 | 2.2 | 40500 | 3.3 | 2 | 9.2 | 7.4
Live | 217120533 |  | 11.7 | 20.5 | 53000 | 40000 | 34400 | 3.4 | 2.57 | 54000 | 3.28 | 2.15 | 8.5 | 7.1
Live | 217120532 |  | 11.7 | 20.5 | 53000 | 40500 | 34600 | 3.37 | 2.57 | 54000 | 3.24 | 2.14 | 8.5 | 7.1
Live | 217120531 |  | 11.7 | 20.5 | 53000 | 40000 | 34200 | 3.41 | 2.61 | 53500 | 3.29 | 2.16 | 9 | 7.2
Live | 217120530 |  | 11.7 | 20 | 55000 | 44500 | 35200 | 3.4 | 2.39 | 54500 | 3.14 | 2.14 | 8.5 | 7.1
Live | 217120529 |  | 11.7 | 20 | 55000 | 44000 | 35000 | 3.43 | 2.39 | 54500 | 3.18 | 2.16 | 8.5 | 7.1
Live | 217120528 |  | 11.7 | 20 | 55000 | 44000 | 35000 | 3.42 | 2.38 | 54500 | 3.16 | 2.15 | 8.5 | 7.1
Live | 217120527 |  | 11.7 | 20 | 55000 | 44000 | 35000 | 3.42 | 2.38 | 54500 | 3.17 | 2.15 | 8.5 | 7.1
Live | 217120526 |  | 12 | 20.5 | 55000 | 44000 | 34800 | 3.46 | 2.42 | 54000 | 3.19 | 2.17 | 8.5 | 7.1
Live | 217120525 |  | 12 | 20.5 | 55000 | 44000 | 34800 | 3.46 | 2.42 | 54000 | 3.19 | 2.17 | 8.5 | 7.1
Live | 217120523 |  | 12 | 20.5 | 55000 | 43500 | 34600 | 3.44 | 2.41 | 54000 | 3.2 | 2.18 | 8.5 | 7.1
Live | 217120521 |  | 11.7 | 19.5 | 54000 | 43500 | 35200 | 3.43 | 2.28 | 53500 | 3.19 | 2.08 | 8.5 | 7
Live | 217120520 |  | 11.7 | 19.5 | 54000 | 43500 | 35400 | 3.39 | 2.25 | 53500 | 3.15 | 2.07 | 8.5 | 7
Live | 217120519 |  | 11.7 | 19.5 | 54000 | 43500 | 35600 | 3.4 | 2.25 | 53500 | 3.14 | 2.08 | 8.5 | 7
Live | 217120517 |  | 11.7 | 19.5 | 54000 | 43500 | 35200 | 3.43 | 2.28 | 53500 | 3.19 | 2.08 | 8.5 | 7
Live | 217120516 |  | 12 | 20 | 54000 | 43500 | 35200 | 3.45 | 2.29 | 53500 | 3.21 | 2.1 | 8.5 | 7.1
Live | 217120569 |  | 11.7 | 20.5 | 47500 | 39500 | 34200 | 3.49 | 2.34 | 47500 | 3.35 | 2.11 | 9.5 | 7.5
Live | 217120568 |  | 11.7 | 20.5 | 47500 | 39500 | 34200 | 3.5 | 2.33 | 47500 | 3.35 | 2.11 | 9.5 | 7.5
Live | 217122205 |  | 12 | 19.5 | 46500 | 38000 | 33200 | 3.64 | 2.32 | 44500 | 3.16 | 2.08 | 8.5 | 7.1
Live | 217122204 |  | 11.7 | 18.5 | 47000 | 38500 | 33000 | 3.47 | 2.41 | 45000 | 3.36 | 2.09 | 8.5 | 7.3
Live | 217120560 |  | 12 | 20 | 47500 | 40000 | 34000 | 3.55 | 2.26 | 47500 | 3.34 | 1.99 | 9 | 7.3
Live | 217120559 |  | 12.2 | 20.5 | 47500 | 40000 | 34000 | 3.55 | 2.26 | 47500 | 3.33 | 1.99 | 9 | 7.3
Live | 217122203 |  | 12.2 | 17.5 | 48000 | 40500 | 34200 | 3.61 | 2.3 | 48000 | 3.38 | 2.01 | 9 | 7.3
Live | 217122202 |  | 12.2 | 18.5 | 47000 | 40000 | 33800 | 3.62 | 2.26 | 47500 | 3.33 | 1.99 | 9 | 7.3
Live | 217120557 |  | 13.4 | 19.5 | 47500 | 40500 | 32200 | 3.94 | 2.32 | 47500 | 3.35 | 2.05 | 8.5 | 6.9
Live | 217120556 |  | 13.4 | 19.5 | 47500 | 40500 | 32200 | 3.94 | 2.32 | 47500 | 3.35 | 2.05 | 8.5 | 6.9
Live | 217120553 |  | 12.2 | 20 | 47000 | 39500 | 31600 | 3.62 | 2.27 | 46500 | 3.32 | 1.95 | 8.5 | 7
Live | 217120552 |  | 12.4 | 20.5 | 47000 | 39500 | 31400 | 3.62 | 2.27 | 46500 | 3.32 | 1.94 | 8.5 | 7
Live | 217120545 |  | 11.7 | 20 | 46500 | 35800 | 29600 | 3.56 | 2.33 | 49000 | 3.12 | 2.13 | 8.2 | 6.9
Live | 217120544 |  | 12 | 20.5 | 46500 | 35800 | 29600 | 3.56 | 2.33 | 49000 | 3.12 | 2.13 | 8.2 | 6.9
Live | 217120510 |  | 12.8 | 19.5 | 23000 | 22000 | 17700 | 3.79 | 2.52 | 25000 | 3.65 | 2.12 | 9.8 | 7.8
Live | 217120509 |  | 12.8 | 20 | 23000 | 22000 | 17700 | 3.81 | 2.53 | 25000 | 3.66 | 2.12 | 10 | 7.8
Live | 217120459 |  | 11.7 | 20.5 | 53000 | 40000 | 34400 | 3.4 | 2.57 | 54000 | 3.28 | 2.15 | 8.5 | 7.1
Live | 217120458 |  | 11.7 | 20.5 | 53000 | 40500 | 34600 | 3.37 | 2.57 | 54000 | 3.24 | 2.14 | 8.5 | 7.1
Live | 217120457 |  | 11.7 | 20.5 | 53000 | 40000 | 34200 | 3.41 | 2.61 | 53500 | 3.29 | 2.16 | 9 | 7.2
Live | 217120456 |  | 11.7 | 20 | 55000 | 44500 | 35200 | 3.4 | 2.39 | 54500 | 3.14 | 2.14 | 8.5 | 7.1
Live | 217120455 |  | 11.7 | 20 | 55000 | 44000 | 35000 | 3.43 | 2.39 | 54500 | 3.18 | 2.16 | 8.5 | 7.1
Live | 217120454 |  | 11.7 | 20 | 55000 | 44000 | 35000 | 3.42 | 2.38 | 54500 | 3.16 | 2.15 | 8.5 | 7.1
Live | 217120453 |  | 11.7 | 20 | 55000 | 44000 | 35000 | 3.42 | 2.38 | 54500 | 3.17 | 2.15 | 8.5 | 7.1
Live | 217120452 |  | 12 | 20.5 | 55000 | 44000 | 34800 | 3.46 | 2.42 | 54000 | 3.19 | 2.17 | 8.5 | 7.1
Live | 217120451 |  | 12 | 20.5 | 55000 | 44000 | 34800 | 3.46 | 2.42 | 54000 | 3.19 | 2.17 | 8.5 | 7.1
Live | 217120449 |  | 12 | 20.5 | 55000 | 43500 | 34600 | 3.44 | 2.41 | 54000 | 3.2 | 2.18 | 8.5 | 7.1
Live | 217120447 |  | 11.7 | 19.5 | 54000 | 43500 | 35200 | 3.43 | 2.28 | 53500 | 3.19 | 2.08 | 8.5 | 7
Live | 217120446 |  | 11.7 | 19.5 | 54000 | 43500 | 35400 | 3.39 | 2.25 | 53500 | 3.15 | 2.07 | 8.5 | 7
Live | 217120445 |  | 11.7 | 19.5 | 54000 | 43500 | 35600 | 3.4 | 2.25 | 53500 | 3.14 | 2.08 | 8.5 | 7
Live | 217120443 |  | 11.7 | 19.5 | 54000 | 43500 | 35200 | 3.43 | 2.28 | 53500 | 3.19 | 2.08 | 8.5 | 7
Live | 217120442 |  | 12 | 20 | 54000 | 43500 | 35200 | 3.45 | 2.29 | 53500 | 3.21 | 2.1 | 8.5 | 7.1
Live | 217120495 |  | 11.7 | 20.5 | 47500 | 39500 | 34200 | 3.49 | 2.34 | 47500 | 3.35 | 2.11 | 9.5 | 7.5
Live | 217120494 |  | 11.7 | 20.5 | 47500 | 39500 | 34200 | 3.5 | 2.33 | 47500 | 3.35 | 2.11 | 9.5 | 7.5
Live | 217122104 |  | 12 | 19.5 | 46500 | 38000 | 33200 | 3.64 | 2.32 | 44500 | 3.16 | 2.08 | 8.5 | 7.1
Live | 217122103 |  | 11.7 | 18.5 | 47000 | 38500 | 33000 | 3.47 | 2.41 | 45000 | 3.36 | 2.09 | 8.5 | 7.3
Live | 217120486 |  | 12 | 20 | 47500 | 40000 | 34000 | 3.55 | 2.26 | 47500 | 3.34 | 1.99 | 9 | 7.3
Live | 217120485 |  | 12.2 | 20.5 | 47500 | 40000 | 34000 | 3.55 | 2.26 | 47500 | 3.33 | 1.99 | 9 | 7.3
Live | 217122102 |  | 12.2 | 17.5 | 48000 | 40500 | 34200 | 3.61 | 2.3 | 48000 | 3.38 | 2.01 | 9 | 7.3
Live | 217122101 |  | 12.2 | 18.5 | 47000 | 40000 | 33800 | 3.62 | 2.26 | 47500 | 3.33 | 1.99 | 9 | 7.3
Live | 217120483 |  | 13.4 | 19.5 | 47500 | 40500 | 32200 | 3.94 | 2.32 | 47500 | 3.35 | 2.05 | 8.5 | 6.9
Live | 217120482 |  | 13.4 | 19.5 | 47500 | 40500 | 32200 | 3.94 | 2.32 | 47500 | 3.35 | 2.05 | 8.5 | 6.9
Live | 217120479 |  | 12.2 | 20 | 47000 | 39500 | 31600 | 3.62 | 2.27 | 46500 | 3.32 | 1.95 | 8.5 | 7
Live | 217120478 |  | 12.4 | 20.5 | 47000 | 39500 | 31400 | 3.62 | 2.27 | 46500 | 3.32 | 1.94 | 8.5 | 7
Live | 217120471 |  | 11.7 | 20 | 46500 | 35800 | 29600 | 3.56 | 2.33 | 49000 | 3.12 | 2.13 | 8.2 | 6.9
Live | 217120470 |  | 12 | 20.5 | 46500 | 35800 | 29600 | 3.56 | 2.33 | 49000 | 3.12 | 2.13 | 8.2 | 6.9
Live | 217120436 |  | 12.8 | 19.5 | 23000 | 22000 | 17700 | 3.79 | 2.52 | 25000 | 3.65 | 2.12 | 9.8 | 7.8
Live | 217120435 |  | 12.8 | 20 | 23000 | 22000 | 17700 | 3.81 | 2.53 | 25000 | 3.66 | 2.12 | 10 | 7.8
Live | 217166077 |  | 11.7 | 19.4 | 29000 | 23200 | 18000 | 3.04 | 2.55 | 33800 | 3.36 | 2.1 | 9.1 | 7.3
Live | 217166078 |  | 8.4 | 15.7 | 37600 | 24600 | 21800 | 2.38 | 2.36 | 38500 | 3.2 | 2 | 8.2 | 6.5
Live | 216415516 |  | 13.1 | 22.1 | 38500 | 24900 | 25000 | 3.22 | 3.03 | 40900 | 2.63 | 2.4 | 10.8 | 8.21
Live | 216415480 |  | 8.8 | 16.5 | 54600 | 34400 | 38500 | 2.71 | 2.34 | 64800 | 3.27 | 1.8 | 9.2 | 6.99
Live | 216415479 |  | 10.3 | 17.4 | 47800 | 33000 | 33200 | 2.6 | 2.65 | 61400 | 4.22 | 1.8 | 9.4 | 7.39
Live | 216415478 |  | 11.8 | 18.1 | 41000 | 26600 | 29000 | 2.86 | 2.88 | 44300 | 2.83 | 2.2 | 10.1 | 7.68
Live | 216415477 |  | 13 | 19.5 | 38500 | 25900 | 25000 | 3.44 | 3.02 | 40900 | 3.27 | 2.1 | 10.7 | 8.13
Live | 216415476 |  | 12.5 | 19.4 | 27300 | 20400 | 19500 | 3.04 | 2.67 | 38500 | 3.37 | 2.2 | 10.5 | 8.18
Live | 216415475 |  | 11.7 | 17.1 | 19100 | 15000 | 14000 | 2.8 | 2.76 | 21400 | 2.79 | 2.19 | 10 | 7.88
Live | 216415474 |  | 12.2 | 17.1 | 13600 | 9200 | 9800 | 3.62 | 2.34 | 17000 | 3.21 | 1.9 | 9.2 | 7.44
Live | 216415473 |  | 9.2 | 19.6 | 54600 | 34400 | 38500 | 2.83 | 2.52 | 64800 | 3.27 | 2 | 10.9 | 8.28
Live | 216415472 |  | 9.9 | 20.2 | 47800 | 33000 | 33200 | 2.98 | 3.02 | 61400 | 4.52 | 2.2 | 11.1 | 8.38
Live | 216415471 |  | 12.1 | 22.6 | 41000 | 28600 | 28400 | 2.9 | 3.05 | 44300 | 2.83 | 2.3 | 11.1 | 8.44
Live | 216415470 |  | 13.5 | 23.3 | 27300 | 20400 | 19100 | 3.35 | 2.99 | 38500 | 3.2 | 2.2 | 11 | 8.35
Live | 216415469 |  | 13.2 | 23.9 | 19100 | 13900 | 14200 | 3.03 | 2.68 | 21400 | 2.79 | 2.2 | 10.7 | 8.18
Live | 216415468 |  | 10.6 | 22.4 | 54600 | 35000 | 38000 | 2.8 | 2.47 | 64800 | 3.27 | 2 | 10.8 | 8.21
Live | 216415467 |  | 12 | 22.6 | 47800 | 33000 | 33400 | 2.76 | 2.93 | 61400 | 4.58 | 2.1 | 11.2 | 8.39
Live | 216415466 |  | 13.4 | 24.8 | 41000 | 28600 | 28400 | 2.93 | 3.12 | 44300 | 2.89 | 2.2 | 11.3 | 8.59
Live | 216415465 |  | 14.1 | 24.5 | 38500 | 24900 | 24000 | 3.49 | 3.16 | 40900 | 3.13 | 2.4 | 11.8 | 8.97
Live | 216415464 |  | 13.8 | 24.2 | 27300 | 20400 | 19500 | 3.33 | 3.2 | 38500 | 3.32 | 2.1 | 11.1 | 8.37
Live | 216415463 |  | 13.6 | 25.5 | 19100 | 15000 | 14100 | 2.95 | 2.89 | 21400 | 2.67 | 1.9 | 11.3 | 8.23
Live | 216415462 |  | 16 | 26 | 13600 | 9200 | 10100 | 4.11 | 2.93 | 17000 | 3.44 | 2.51 | 12 | 9.07
Live | 216415461 |  | 11.7 | 22.4 | 41000 | 28600 | 28800 | 2.67 | 2.66 | 44300 | 2.21 | 2.1 | 11.3 | 8.59
Live | 216415460 |  | 13.1 | 23.6 | 38500 | 23200 | 23800 | 3.34 | 2.81 | 40900 | 2.66 | 2.1 | 11.1 | 8.44
Live | 216415459 |  | 11.8 | 22.7 | 27300 | 19100 | 20200 | 3.2 | 2.43 | 38500 | 2.93 | 2.1 | 10.4 | 8.06
Live | 216415458 |  | 12 | 23.8 | 19100 | 13600 | 14500 | 3.11 | 2.51 | 21400 | 2.67 | 2.2 | 10.4 | 8.06
Live | 216415456 |  | 15.7 | 25.2 | 13600 | 9200 | 10300 | 4.11 | 2.84 | 17000 | 3.21 | 2.4 | 11 | 8.61
Live | 216613169 |  | 11.7 | 18 | 21200 | 18178 | 17000 | 3.49 | 2.39 | 28621 | 2.92 | 2 | 9.5 | 7.8
Live | 216613173 |  | 11.7 | 18 | 21200 | 18178 | 17000 | 3.49 | 2.39 | 28621 | 2.92 | 2 | 9.5 | 7.8
Delisted | 217123485 |  | 10 | 15.2 | 48000 | 36000 | 42000 | 2.49 | 2.29 | 54000 | 2.75 | 1.85 | 8.8 | 6.6
Delisted | 217123483 |  | 10.7 | 15.8 | 41000 | 39000 | 36000 | 2.66 | 2.18 | 46000 | 2.97 | 1.9 | 9.4 | 7.9
Delisted | 217123482 |  | 10 | 16 | 36000 | 33600 | 32000 | 2.72 | 2.05 | 37000 | 3.17 | 1.85 | 9.5 | 8.5
Delisted | 217123484 |  | 10.7 | 15.8 | 41000 | 39000 | 36000 | 2.66 | 2.18 | 46000 | 2.97 | 1.9 | 9.4 | 7.9
Delisted | 217123480 |  | 10 | 15.3 | 34800 | 31700 | 30400 | 2.77 | 2 | 35900 | 2.93 | 1.78 | 9.3 | 7.7
Delisted | 217123481 |  | 10 | 16 | 36000 | 33600 | 32000 | 2.72 | 2.05 | 37000 | 3.17 | 1.85 | 9.5 | 8.5
Delisted | 217123479 |  | 10 | 16 | 27600 | 22000 | 21000 | 2.8 | 2 | 30000 | 3.03 | 1.8 | 9.5 | 7
Delisted | 217123470 |  | 11.7 | 17.4 | 42000 | 41000 | 39000 | 2.77 | 2.03 | 48000 | 3.22 | 1.9 | 10.3 | 8.6
Delisted | 217123472 |  | 10 | 16 | 56300 | 50400 | 52000 | 2.57 | 2.3 | 64500 | 3.17 | 1.8 | 9 | 8
Delisted | 217123477 |  | 11.7 | 16.1 | 22800 | 21000 | 18000 | 3.15 | 2 | 22800 | 3.28 | 2.06 | 9.5 | 7.8
Delisted | 217123478 |  | 10 | 16 | 27600 | 22000 | 21000 | 2.8 | 2 | 30000 | 3.03 | 1.8 | 9.5 | 7
Delisted | 217123471 |  | 10.5 | 16.5 | 51000 | 38300 | 46000 | 2.89 | 2.02 | 57300 | 3.23 | 1.9 | 9.5 | 8
Delisted | 217123476 |  | 11.7 | 16.1 | 22800 | 21000 | 18000 | 3.15 | 2 | 22800 | 3.28 | 2.06 | 9.5 | 7.8
Delisted | 217123468 |  | 11.7 | 18.3 | 27000 | 22200 | 21600 | 2.76 | 2.24 | 30000 | 3.22 | 1.87 | 10 | 8
Delisted | 217123469 |  | 11.7 | 16.8 | 39000 | 37800 | 32600 | 3.16 | 2.39 | 38500 | 3.74 | 1.96 | 10 | 8.3
Delisted | 217123467 |  | 12.5 | 19 | 22000 | 21600 | 18000 | 3.31 | 2.3 | 22000 | 3.31 | 2 | 9.7 | 8
Delisted | 216097087 |  | 10.5 | 16.5 | 51000 | 38300 | 46000 | 2.89 | 2.02 | 57300 | 3.23 | 1.9 | 9.5 | 8
Delisted | 216097088 |  | 10 | 16 | 56300 | 50400 | 52000 | 2.57 | 2.3 | 64500 | 3.17 | 1.8 | 9 | 8
Delisted | 216097086 |  | 11.7 | 17.3 | 42000 | 41000 | 39000 | 2.77 | 2.03 | 48000 | 3.22 | 1.9 | 10.3 | 8.6
Delisted | 216097085 |  | 11.7 | 16.8 | 39000 | 37800 | 32600 | 3.16 | 2.39 | 38500 | 3.74 | 1.96 | 10 | 8.3
Delisted | 216097084 |  | 11.7 | 18.3 | 27000 | 22200 | 21600 | 2.76 | 2.24 | 30000 | 3.22 | 1.87 | 10 | 8
Delisted | 216097083 |  | 12.5 | 19 | 22000 | 21600 | 18000 | 3.31 | 2.3 | 22000 | 3.31 | 2 | 9.7 | 8
Live | 217117035 |  | 11.7 | 20.5 | 53000 | 40500 | 34600 | 3.37 | 2.57 | 54000 | 3.24 | 2.14 | 8.5 | 7.1
Live | 217121639 |  | 12 | 19.5 | 46500 | 38000 | 33200 | 3.64 | 2.32 | 44500 | 3.16 | 2.08 | 8.5 | 7.1
Live | 217121638 |  | 11.7 | 18.5 | 47000 | 38500 | 33000 | 3.47 | 2.41 | 45000 | 3.36 | 2.09 | 8.5 | 7.3
Live | 217121637 |  | 12.2 | 18 | 47500 | 40000 | 34000 | 3.61 | 2.28 | 47500 | 3.35 | 2 | 9 | 7.3
Live | 217121636 |  | 12.2 | 17.5 | 48000 | 40500 | 34200 | 3.61 | 2.3 | 48000 | 3.38 | 2.01 | 9 | 7.3
Live | 217121635 |  | 12.2 | 18.5 | 47000 | 40000 | 33800 | 3.62 | 2.26 | 47500 | 3.33 | 1.99 | 9 | 7.3
Live | 217117100 |  | 13.4 | 19.5 | 47500 | 40500 | 32200 | 3.94 | 2.32 | 47500 | 3.36 | 2.05 | 8.5 | 7
Live | 217117090 |  | 12.4 | 20.5 | 47000 | 39500 | 31400 | 3.62 | 2.27 | 46500 | 3.32 | 1.94 | 8.5 | 7
Live | 217117081 |  | 11.7 | 20 | 46500 | 35800 | 29600 | 3.56 | 2.33 | 49000 | 3.12 | 2.13 | 8.2 | 6.9
Live | 217115293 |  | 12.6 | 17.5 | 22800 | 22000 | 17700 | 3.69 | 2.53 | 25000 | 3.66 | 2.12 | 9.5 | 7.5
Live | 217121534 |  | 12.8 | 19.5 | 22800 | 21600 | 17400 | 3.78 | 2.45 | 24400 | 3.52 | 2.08 | 9.8 | 7.5
Live | 217121533 |  | 12.8 | 19.5 | 22800 | 21600 | 17400 | 3.78 | 2.45 | 24400 | 3.52 | 2.08 | 9.8 | 7.5
Live | 217115289 |  | 12.8 | 19.5 | 23000 | 22000 | 17700 | 3.79 | 2.52 | 25000 | 3.65 | 2.12 | 9.8 | 7.8
Live | 217115288 |  | 12.8 | 20 | 23000 | 22000 | 17700 | 3.81 | 2.53 | 25000 | 3.66 | 2.12 | 10 | 7.8
Live | 217121531 |  | 12.4 | 18.5 | 23200 | 22000 | 17800 | 3.66 | 2.48 | 25000 | 3.59 | 2.1 | 9.8 | 7.5
Live | 7993244 |  |  |  | 13600 | 17500 | 16500 | 4.03 | 2.32 | 22110 | 3.34 | 2.15
Live | 215679787 |  | 9.5 | 16 | 39100 | 30600 | 25200 | 3.2 | 2.24 | 35600 | 3.16 | 1.76 | 8.5 | 7
Live | 215679786 |  | 9.5 | 16 | 39100 | 30600 | 25200 | 3.2 | 2.24 | 35600 | 3.16 | 1.76 | 8.5 | 7
Live | 215679785 |  | 9.5 | 16 | 39100 | 30600 | 25200 | 3.2 | 2.24 | 35600 | 3.16 | 1.76 | 8.5 | 7
Live | 215679777 |  | 9.5 | 16.5 | 38870 | 30800 | 25400 | 3.2 | 2.2 | 35800 | 3.12 | 1.76 | 8.5 | 7
Live | 215679776 |  | 9.5 | 16.5 | 38870 | 30800 | 25400 | 3.2 | 2.2 | 35800 | 3.12 | 1.76 | 8.5 | 7
Live | 215679775 |  | 9.5 | 16.5 | 38870 | 30800 | 25400 | 3.2 | 2.2 | 35800 | 3.12 | 1.76 | 8.5 | 7
Live | 215679767 |  | 9.5 | 16 | 38870 | 30800 | 25400 | 3.2 | 2.2 | 35800 | 3.12 | 1.76 | 8.5 | 7
Live | 215679766 |  | 9.5 | 16 | 38870 | 30800 | 25400 | 3.2 | 2.2 | 35800 | 3.12 | 1.76 | 8.5 | 7
Live | 215679765 |  | 9.5 | 16 | 38870 | 30800 | 25400 | 3.2 | 2.2 | 35800 | 3.12 | 1.76 | 8.5 | 7
Live | 215679757 |  | 9.5 | 16 | 38640 | 30800 | 25400 | 3.2 | 2.2 | 35800 | 3.12 | 1.76 | 8.5 | 7
Live | 215679756 |  | 9.5 | 16 | 38640 | 30800 | 25400 | 3.2 | 2.2 | 35800 | 3.12 | 1.76 | 8.5 | 7
Live | 215679755 |  | 9.5 | 16 | 38640 | 30800 | 25400 | 3.2 | 2.2 | 35800 | 3.12 | 1.76 | 8.5 | 7
Live | 215679747 |  | 9 | 16 | 38410 | 31000 | 25600 | 3.03 | 2.18 | 36000 | 3.08 | 1.76 | 8.5 | 6.5
Live | 215679746 |  | 9 | 16 | 38410 | 31000 | 25600 | 3.03 | 2.18 | 36000 | 3.08 | 1.76 | 8.5 | 6.5
Live | 215679745 |  | 9 | 16 | 38410 | 31000 | 25600 | 3.03 | 2.18 | 36000 | 3.08 | 1.76 | 8.5 | 6.5
Live | 215679737 |  | 9 | 16 | 38410 | 31200 | 25800 | 3.03 | 2.16 | 36000 | 3.08 | 1.76 | 8.5 | 6.5
Live | 215679736 |  | 9 | 16 | 38410 | 31200 | 25800 | 3.03 | 2.16 | 36000 | 3.08 | 1.76 | 8.5 | 6.5
Live | 215679735 |  | 9 | 16 | 38410 | 31200 | 25800 | 3.03 | 2.16 | 36000 | 3.08 | 1.76 | 8.5 | 6.5
Live | 215679727 |  | 9.5 | 16.5 | 38870 | 30800 | 25400 | 3.2 | 2.2 | 35600 | 3.12 | 1.76 | 8.5 | 7
Live | 215679726 |  | 9.5 | 16.5 | 38870 | 30800 | 25400 | 3.2 | 2.2 | 35600 | 3.12 | 1.76 | 8.5 | 7
Live | 215679725 |  | 9.5 | 16.5 | 38870 | 30800 | 25400 | 3.2 | 2.2 | 35600 | 3.12 | 1.76 | 8.5 | 7
Live | 215679717 |  | 9.5 | 16 | 38870 | 30800 | 25400 | 3.2 | 2.2 | 35600 | 3.14 | 1.78 | 8.5 | 7
Live | 215679716 |  | 9.5 | 16 | 38870 | 30800 | 25400 | 3.2 | 2.2 | 35600 | 3.14 | 1.78 | 8.5 | 7
Live | 215679715 |  | 9.5 | 16 | 38870 | 30800 | 25400 | 3.2 | 2.2 | 35600 | 3.14 | 1.78 | 8.5 | 7
Live | 215679707 |  | 9.5 | 16 | 38640 | 30800 | 25400 | 3.2 | 2.2 | 35800 | 3.12 | 1.76 | 8.5 | 7
Live | 215679706 |  | 9.5 | 16 | 38640 | 30800 | 25400 | 3.2 | 2.2 | 35800 | 3.12 | 1.76 | 8.5 | 7
Live | 215679705 |  | 9.5 | 16 | 38640 | 30800 | 25400 | 3.2 | 2.2 | 35800 | 3.12 | 1.76 | 8.5 | 7
Live | 215679697 |  | 10.5 | 18.5 | 40250 | 29800 | 24800 | 3.54 | 2.26 | 34400 | 3.22 | 1.92 | 9 | 7
Live | 215679696 |  | 10.5 | 18.5 | 40250 | 29800 | 24800 | 3.54 | 2.26 | 34400 | 3.22 | 1.92 | 9 | 7
Live | 215679695 |  | 10.5 | 18.5 | 40250 | 29800 | 24800 | 3.54 | 2.26 | 34400 | 3.22 | 1.92 | 9 | 7
Live | 215679687 |  | 10.5 | 18.5 | 40250 | 29800 | 24800 | 3.54 | 2.26 | 34400 | 3.22 | 1.92 | 9 | 7
Live | 215679686 |  | 10.5 | 18.5 | 40250 | 29800 | 24800 | 3.54 | 2.26 | 34400 | 3.22 | 1.92 | 9 | 7
Live | 215679685 |  | 10.5 | 18.5 | 40250 | 29800 | 24800 | 3.54 | 2.26 | 34400 | 3.22 | 1.92 | 9 | 7
Live | 215679677 |  | 10.5 | 18 | 40020 | 29800 | 24800 | 3.54 | 2.26 | 34400 | 3.2 | 1.92 | 9 | 7
Live | 215679676 |  | 10.5 | 18 | 40020 | 29800 | 24800 | 3.54 | 2.26 | 34400 | 3.2 | 1.92 | 9 | 7
Live | 215679675 |  | 10.5 | 18 | 40020 | 29800 | 24800 | 3.54 | 2.26 | 34400 | 3.2 | 1.92 | 9 | 7
Live | 215679667 |  | 10.5 | 18 | 40020 | 29800 | 24800 | 3.54 | 2.26 | 34400 | 3.2 | 1.92 | 9 | 7
Live | 215679666 |  | 10.5 | 18 | 40020 | 29800 | 24800 | 3.54 | 2.26 | 34400 | 3.2 | 1.92 | 9 | 7
Live | 215679665 |  | 10.5 | 18 | 40020 | 29800 | 24800 | 3.54 | 2.26 | 34400 | 3.2 | 1.92 | 9 | 7
Live | 215679657 |  | 10.5 | 18.5 | 40020 | 29800 | 24800 | 3.54 | 2.26 | 34400 | 3.22 | 1.92 | 9 | 7
Live | 215679656 |  | 10.5 | 18.5 | 40020 | 29800 | 24800 | 3.54 | 2.26 | 34400 | 3.22 | 1.92 | 9 | 7
Live | 215679655 |  | 10.5 | 18.5 | 40020 | 29800 | 24800 | 3.54 | 2.26 | 34400 | 3.22 | 1.92 | 9 | 7
Live | 215679647 |  | 10.5 | 18 | 40020 | 29800 | 24800 | 3.54 | 2.26 | 34400 | 3.2 | 1.92 | 9 | 7
Live | 215679646 |  | 10.5 | 18 | 40020 | 29800 | 24800 | 3.54 | 2.26 | 34400 | 3.2 | 1.92 | 9 | 7
Live | 215679645 |  | 10.5 | 18 | 40020 | 29800 | 24800 | 3.54 | 2.26 | 34400 | 3.2 | 1.92 | 9 | 7
Live | 215679637 |  | 10 | 18 | 39790 | 30000 | 25000 | 3.37 | 2.24 | 34600 | 3.16 | 1.92 | 9 | 7
Live | 215679636 |  | 10 | 18 | 39790 | 30000 | 25000 | 3.37 | 2.24 | 34600 | 3.16 | 1.92 | 9 | 7
Live | 215679635 |  | 10 | 18 | 39790 | 30000 | 25000 | 3.37 | 2.24 | 34600 | 3.16 | 1.92 | 9 | 7
Live | 215679627 |  | 9.5 | 17.5 | 39560 | 30200 | 25200 | 3.2 | 2.22 | 34600 | 3.14 | 1.9 | 9 | 7
Live | 215679626 |  | 9.5 | 17.5 | 39560 | 30200 | 25200 | 3.2 | 2.22 | 34600 | 3.14 | 1.9 | 9 | 7
Live | 215679625 |  | 9.5 | 17.5 | 39560 | 30200 | 25200 | 3.2 | 2.22 | 34600 | 3.14 | 1.9 | 9 | 7
Live | 215679617 |  | 10 | 18 | 40250 | 29800 | 24800 | 3.37 | 2.26 | 34400 | 3.22 | 1.92 | 9 | 7
Live | 215679616 |  | 10 | 18 | 40250 | 29800 | 24800 | 3.37 | 2.26 | 34400 | 3.22 | 1.92 | 9 | 7
Live | 215679615 |  | 10 | 18 | 40250 | 29800 | 24800 | 3.37 | 2.26 | 34400 | 3.22 | 1.92 | 9 | 7
Live | 215679607 |  | 10 | 18 | 40250 | 29800 | 24800 | 3.37 | 2.26 | 34400 | 3.22 | 1.92 | 9 | 7
Live | 215679606 |  | 10 | 18 | 40250 | 29800 | 24800 | 3.37 | 2.26 | 34400 | 3.22 | 1.92 | 9 | 7
Live | 215679605 |  | 10 | 18 | 40250 | 29800 | 24800 | 3.37 | 2.26 | 34400 | 3.22 | 1.92 | 9 | 7
Live | 215679597 |  | 10.5 | 18 | 40020 | 29800 | 24800 | 3.54 | 2.26 | 34400 | 3.2 | 1.92 | 9 | 7
Live | 215679596 |  | 10.5 | 18 | 40020 | 29800 | 24800 | 3.54 | 2.26 | 34400 | 3.2 | 1.92 | 9 | 7
Live | 215679595 |  | 10.5 | 18 | 40020 | 29800 | 24800 | 3.54 | 2.26 | 34400 | 3.2 | 1.92 | 9 | 7
Live | 215679587 |  | 10.5 | 18.5 | 39560 | 29800 | 24800 | 3.53 | 2.24 | 34200 | 3.18 | 1.9 | 9 | 7
Live | 215679586 |  | 10.5 | 18.5 | 39560 | 29800 | 24800 | 3.53 | 2.24 | 34200 | 3.18 | 1.9 | 9 | 7
Live | 215679585 |  | 10.5 | 18.5 | 39560 | 29800 | 24800 | 3.53 | 2.24 | 34200 | 3.18 | 1.9 | 9 | 7
Live | 215679577 |  | 10.5 | 18.5 | 39560 | 29800 | 24800 | 3.53 | 2.24 | 34200 | 3.18 | 1.9 | 9 | 7
Live | 215679576 |  | 10.5 | 18.5 | 39560 | 29800 | 24800 | 3.53 | 2.24 | 34200 | 3.18 | 1.9 | 9 | 7
Live | 215679575 |  | 10.5 | 18.5 | 39560 | 29800 | 24800 | 3.53 | 2.24 | 34200 | 3.18 | 1.9 | 9 | 7
Live | 215679567 |  | 10 | 18 | 39560 | 29800 | 24800 | 3.37 | 2.24 | 34200 | 3.18 | 1.9 | 9 | 7
Live | 215679566 |  | 10 | 18 | 39560 | 29800 | 24800 | 3.37 | 2.24 | 34200 | 3.18 | 1.9 | 9 | 7
Live | 215679565 |  | 10 | 18 | 39560 | 29800 | 24800 | 3.37 | 2.24 | 34200 | 3.18 | 1.9 | 9 | 7
Live | 215679557 |  | 10 | 18 | 39560 | 29800 | 24800 | 3.37 | 2.24 | 34200 | 3.18 | 1.9 | 9 | 7
Live | 215679556 |  | 10 | 18 | 39560 | 29800 | 24800 | 3.37 | 2.24 | 34200 | 3.18 | 1.9 | 9 | 7
Live | 215679555 |  | 10 | 18 | 39560 | 29800 | 24800 | 3.37 | 2.24 | 34200 | 3.18 | 1.9 | 9 | 7
Live | 215679547 |  | 10 | 18 | 38870 | 30200 | 25000 | 3.37 | 2.26 | 35000 | 3.2 | 1.9 | 9 | 7
Live | 215679546 |  | 10 | 18 | 38870 | 30200 | 25000 | 3.37 | 2.26 | 35000 | 3.2 | 1.9 | 9 | 7
Live | 215679545 |  | 10 | 18 | 38870 | 30200 | 25000 | 3.37 | 2.26 | 35000 | 3.2 | 1.9 | 9 | 7
Live | 215679537 |  | 10 | 18 | 38870 | 30200 | 25000 | 3.37 | 2.24 | 35000 | 3.18 | 1.88 | 9 | 7
Live | 215679536 |  | 10 | 18 | 38870 | 30200 | 25000 | 3.37 | 2.24 | 35000 | 3.18 | 1.88 | 9 | 7
Live | 215679535 |  | 10 | 18 | 38870 | 30200 | 25000 | 3.37 | 2.24 | 35000 | 3.18 | 1.88 | 9 | 7
Live | 215679527 |  | 9.5 | 17.5 | 38640 | 30400 | 25200 | 3.2 | 2.22 | 35200 | 3.16 | 1.88 | 9 | 7
Live | 215679526 |  | 9.5 | 17.5 | 38640 | 30400 | 25200 | 3.2 | 2.22 | 35200 | 3.16 | 1.88 | 9 | 7
Live | 215679525 |  | 9.5 | 17.5 | 38640 | 30400 | 25200 | 3.2 | 2.22 | 35200 | 3.16 | 1.88 | 9 | 7
Live | 215669646 |  | 10.5 | 18.5 | 40250 | 29800 | 24600 | 3.54 | 2.28 | 34400 | 3.22 | 1.92 | 9 | 7
Live | 215669645 |  | 10.5 | 18.5 | 40250 | 29800 | 24600 | 3.54 | 2.28 | 34400 | 3.22 | 1.92 | 9 | 7
Live | 215679517 |  | 9.5 | 17.5 | 38410 | 30600 | 25400 | 3.2 | 2.22 | 35200 | 3.14 | 1.88 | 9 | 7
Live | 215679516 |  | 9.5 | 17.5 | 38410 | 30600 | 25400 | 3.2 | 2.22 | 35200 | 3.14 | 1.88 | 9 | 7
Live | 215669644 |  | 10.5 | 18.5 | 40250 | 29800 | 24600 | 3.54 | 2.28 | 34400 | 3.22 | 1.92 | 9 | 7
Live | 215669636 |  | 10.5 | 18.5 | 40250 | 29800 | 24600 | 3.54 | 2.28 | 34400 | 3.22 | 1.92 | 9 | 7
Live | 215679515 |  | 9.5 | 17.5 | 38410 | 30600 | 25400 | 3.2 | 2.22 | 35200 | 3.14 | 1.88 | 9 | 7
Live | 215679507 |  | 9.5 | 18 | 38870 | 30200 | 25000 | 3.2 | 2.26 | 35000 | 3.2 | 1.9 | 9 | 7
Live | 215669635 |  | 10.5 | 18.5 | 40250 | 29800 | 24600 | 3.54 | 2.28 | 34400 | 3.22 | 1.92 | 9 | 7
Live | 215669634 |  | 10.5 | 18.5 | 40250 | 29800 | 24600 | 3.54 | 2.28 | 34400 | 3.22 | 1.92 | 9 | 7
Live | 215679506 |  | 9.5 | 18 | 38870 | 30200 | 25000 | 3.2 | 2.26 | 35000 | 3.2 | 1.9 | 9 | 7
Live | 215679505 |  | 9.5 | 18 | 38870 | 30200 | 25000 | 3.2 | 2.26 | 35000 | 3.2 | 1.9 | 9 | 7
Live | 215669626 |  | 10 | 18.5 | 40020 | 29800 | 24800 | 3.37 | 2.26 | 34400 | 3.2 | 1.92 | 9 | 7
Live | 215669625 |  | 10 | 18.5 | 40020 | 29800 | 24800 | 3.37 | 2.26 | 34400 | 3.2 | 1.92 | 9 | 7
Live | 215678775 |  | 10.5 | 19 | 28060 | 19500 | 16100 | 3.54 | 2.26 | 27800 | 3.44 | 1.86 | 8 | 6.5
Live | 215679497 |  | 10 | 18 | 39100 | 30200 | 25000 | 3.37 | 2.26 | 35000 | 3.2 | 1.9 | 9 | 7
Live | 215679496 |  | 10 | 18 | 39100 | 30200 | 25000 | 3.37 | 2.26 | 35000 | 3.2 | 1.9 | 9 | 7
Live | 215669624 |  | 10 | 18.5 | 40020 | 29800 | 24800 | 3.37 | 2.26 | 34400 | 3.2 | 1.92 | 9 | 7
Live | 215669606 |  | 10.5 | 18.5 | 40020 | 29800 | 24800 | 3.54 | 2.26 | 34400 | 3.22 | 1.92 | 9 | 7
Live | 215678767 |  | 10.5 | 18.5 | 27600 | 19600 | 16200 | 3.53 | 2.22 | 27800 | 3.34 | 1.84 | 8.5 | 6.5
Live | 215678766 |  | 10.5 | 18.5 | 27600 | 19600 | 16200 | 3.53 | 2.22 | 27800 | 3.34 | 1.84 | 8.5 | 6.5
Live | 215679495 |  | 10 | 18 | 39100 | 30200 | 25000 | 3.37 | 2.26 | 35000 | 3.2 | 1.9 | 9 | 7
Live | 215679487 |  | 10 | 18 | 38870 | 30200 | 25000 | 3.37 | 2.24 | 35000 | 3.18 | 1.88 | 9 | 7
Live | 215669605 |  | 10.5 | 18.5 | 40020 | 29800 | 24800 | 3.54 | 2.26 | 34400 | 3.22 | 1.92 | 9 | 7
Live | 215669604 |  | 10.5 | 18.5 | 40020 | 29800 | 24800 | 3.54 | 2.26 | 34400 | 3.22 | 1.92 | 9 | 7
Live | 215678765 |  | 10.5 | 18.5 | 27600 | 19600 | 16200 | 3.53 | 2.22 | 27800 | 3.34 | 1.84 | 8.5 | 6.5
Live | 215678757 |  | 10.5 | 18.5 | 27600 | 19700 | 16300 | 3.53 | 2.22 | 27800 | 3.33 | 1.84 | 8.5 | 6.5
Live | 215679486 |  | 10 | 18 | 38870 | 30200 | 25000 | 3.37 | 2.24 | 35000 | 3.18 | 1.88 | 9 | 7
Live | 215679485 |  | 10 | 18 | 38870 | 30200 | 25000 | 3.37 | 2.24 | 35000 | 3.18 | 1.88 | 9 | 7
Live | 215669596 |  | 10 | 18 | 39790 | 30000 | 25000 | 3.37 | 2.24 | 34600 | 3.18 | 1.9 | 9 | 7
Live | 215669595 |  | 10 | 18 | 39790 | 30000 | 25000 | 3.37 | 2.24 | 34600 | 3.18 | 1.9 | 9 | 7
Live | 215678756 |  | 10.5 | 18.5 | 27600 | 19700 | 16300 | 3.53 | 2.22 | 27800 | 3.33 | 1.84 | 8.5 | 6.5
Live | 215678755 |  | 10.5 | 18.5 | 27600 | 19700 | 16300 | 3.53 | 2.22 | 27800 | 3.33 | 1.84 | 8.5 | 6.5
Live | 215679477 |  | 10 | 18 | 39790 | 30400 | 25000 | 3.37 | 2.28 | 35200 | 3.24 | 1.9 | 9 | 7
Live | 215679476 |  | 10 | 18 | 39790 | 30400 | 25000 | 3.37 | 2.28 | 35200 | 3.24 | 1.9 | 9 | 7
Live | 215669594 |  | 10 | 18 | 39790 | 30000 | 25000 | 3.37 | 2.24 | 34600 | 3.18 | 1.9 | 9 | 7
Live | 215669586 |  | 10 | 18 | 39790 | 30200 | 25000 | 3.37 | 2.22 | 34600 | 3.16 | 1.9 | 9 | 7
Live | 215678747 |  | 10.5 | 18.5 | 27830 | 19500 | 16100 | 3.55 | 2.26 | 27600 | 3.38 | 1.84 | 8 | 6.5
Live | 215678746 |  | 10.5 | 18.5 | 27830 | 19500 | 16100 | 3.55 | 2.26 | 27600 | 3.38 | 1.84 | 8 | 6.5
Live | 215679475 |  | 10 | 18 | 39790 | 30400 | 25000 | 3.37 | 2.28 | 35200 | 3.24 | 1.9 | 9 | 7
Live | 215679467 |  | 10 | 18 | 39560 | 30400 | 25200 | 3.37 | 2.28 | 35400 | 3.24 | 1.88 | 9 | 7
Live | 215669585 |  | 10 | 18 | 39790 | 30200 | 25000 | 3.37 | 2.22 | 34600 | 3.16 | 1.9 | 9 | 7
Live | 215669584 |  | 10 | 18 | 39790 | 30200 | 25000 | 3.37 | 2.22 | 34600 | 3.16 | 1.9 | 9 | 7
Live | 215678745 |  | 10.5 | 18.5 | 27830 | 19500 | 16100 | 3.55 | 2.26 | 27600 | 3.38 | 1.84 | 8 | 6.5
Live | 215678737 |  | 10.5 | 18.5 | 27830 | 19500 | 16100 | 3.55 | 2.26 | 27600 | 3.38 | 1.84 | 8 | 6.5
Live | 215679466 |  | 10 | 18 | 39560 | 30400 | 25200 | 3.37 | 2.28 | 35400 | 3.24 | 1.88 | 9 | 7
Live | 215679465 |  | 10 | 18 | 39560 | 30400 | 25200 | 3.37 | 2.28 | 35400 | 3.24 | 1.88 | 9 | 7
Live | 215669576 |  | 10.5 | 18.5 | 40020 | 29800 | 24800 | 3.54 | 2.26 | 34400 | 3.22 | 1.92 | 9 | 7
Live | 215669575 |  | 10.5 | 18.5 | 40020 | 29800 | 24800 | 3.54 | 2.26 | 34400 | 3.22 | 1.92 | 9 | 7
Live | 215678736 |  | 10.5 | 18.5 | 27830 | 19500 | 16100 | 3.55 | 2.26 | 27600 | 3.38 | 1.84 | 8 | 6.5
Live | 215678735 |  | 10.5 | 18.5 | 27830 | 19500 | 16100 | 3.55 | 2.26 | 27600 | 3.38 | 1.84 | 8 | 6.5
Live | 215679457 |  | 9.5 | 17.5 | 39330 | 30600 | 25400 | 3.2 | 2.26 | 35400 | 3.2 | 1.88 | 9 | 7
Live | 215679456 |  | 9.5 | 17.5 | 39330 | 30600 | 25400 | 3.2 | 2.26 | 35400 | 3.2 | 1.88 | 9 | 7
Live | 215669574 |  | 10.5 | 18.5 | 40020 | 29800 | 24800 | 3.54 | 2.26 | 34400 | 3.22 | 1.92 | 9 | 7
Live | 215669566 |  | 10 | 18 | 40020 | 29800 | 24800 | 3.37 | 2.26 | 34400 | 3.2 | 1.92 | 9 | 7
Live | 215678727 |  | 10.5 | 18 | 27140 | 19400 | 16200 | 3.54 | 2.2 | 27000 | 3.18 | 1.76 | 8.5 | 6.5
Live | 215678726 |  | 10.5 | 18 | 27140 | 19400 | 16200 | 3.54 | 2.2 | 27000 | 3.18 | 1.76 | 8.5 | 6.5
Live | 215679455 |  | 9.5 | 17.5 | 39330 | 30600 | 25400 | 3.2 | 2.26 | 35400 | 3.2 | 1.88 | 9 | 7
Live | 215679447 |  | 9.5 | 17.5 | 39330 | 30600 | 25400 | 3.2 | 2.24 | 35600 | 3.18 | 1.88 | 9 | 7
Live | 215669565 |  | 10 | 18 | 40020 | 29800 | 24800 | 3.37 | 2.26 | 34400 | 3.2 | 1.92 | 9 | 7
Live | 215669564 |  | 10 | 18 | 40020 | 29800 | 24800 | 3.37 | 2.26 | 34400 | 3.2 | 1.92 | 9 | 7
Live | 215678725 |  | 10.5 | 18 | 27140 | 19400 | 16200 | 3.54 | 2.2 | 27000 | 3.18 | 1.76 | 8.5 | 6.5
Live | 215678717 |  | 10 | 17.5 | 27140 | 19400 | 16200 | 3.37 | 2.18 | 27200 | 3.18 | 1.76 | 8.1 | 6.5
Live | 215679446 |  | 9.5 | 17.5 | 39330 | 30600 | 25400 | 3.2 | 2.24 | 35600 | 3.18 | 1.88 | 9 | 7
Live | 215679445 |  | 9.5 | 17.5 | 39330 | 30600 | 25400 | 3.2 | 2.24 | 35600 | 3.18 | 1.88 | 9 | 7
Live | 215669556 |  | 10 | 18 | 39790 | 30000 | 25000 | 3.37 | 2.24 | 34600 | 3.16 | 1.9 | 9 | 7
Live | 215669555 |  | 10 | 18 | 39790 | 30000 | 25000 | 3.37 | 2.24 | 34600 | 3.16 | 1.9 | 9 | 7
Live | 215678716 |  | 10 | 17.5 | 27140 | 19400 | 16200 | 3.37 | 2.18 | 27200 | 3.18 | 1.76 | 8.1 | 6.5
Live | 215678715 |  | 10 | 17.5 | 27140 | 19400 | 16200 | 3.37 | 2.18 | 27200 | 3.18 | 1.76 | 8.1 | 6.5
Live | 215679437 |  | 10 | 18 | 39790 | 30200 | 25000 | 3.37 | 2.28 | 35200 | 3.24 | 1.9 | 9 | 7
Live | 215679436 |  | 10 | 18 | 39790 | 30200 | 25000 | 3.37 | 2.28 | 35200 | 3.24 | 1.9 | 9 | 7
Live | 215678707 |  | 10 | 18 | 27370 | 19200 | 16100 | 3.37 | 2.22 | 27000 | 3.22 | 1.78 | 8 | 6.5
Live | 215678706 |  | 10 | 18 | 27370 | 19200 | 16100 | 3.37 | 2.22 | 27000 | 3.22 | 1.78 | 8 | 6.5
Live | 215669554 |  | 10 | 18 | 39790 | 30000 | 25000 | 3.37 | 2.24 | 34600 | 3.16 | 1.9 | 9 | 7
Live | 215669546 |  | 10 | 18 | 39790 | 30000 | 25000 | 3.37 | 2.24 | 34600 | 3.18 | 1.9 | 9 | 7
Live | 215678705 |  | 10 | 18 | 27370 | 19200 | 16100 | 3.37 | 2.22 | 27000 | 3.22 | 1.78 | 8 | 6.5
Live | 215678697 |  | 10 | 18 | 27370 | 19200 | 16000 | 3.37 | 2.22 | 27000 | 3.22 | 1.78 | 8 | 6.5
Live | 215679435 |  | 10 | 18 | 39790 | 30200 | 25000 | 3.37 | 2.28 | 35200 | 3.24 | 1.9 | 9 | 7
Live | 215679427 |  | 10 | 18 | 39790 | 30200 | 25000 | 3.37 | 2.3 | 35200 | 3.24 | 1.9 | 9 | 7
Live | 215669545 |  | 10 | 18 | 39790 | 30000 | 25000 | 3.37 | 2.24 | 34600 | 3.18 | 1.9 | 9 | 7
Live | 215669544 |  | 10 | 18 | 39790 | 30000 | 25000 | 3.37 | 2.24 | 34600 | 3.18 | 1.9 | 9 | 7
Live | 215678696 |  | 10 | 18 | 27370 | 19200 | 16000 | 3.37 | 2.22 | 27000 | 3.22 | 1.78 | 8 | 6.5
Live | 215678695 |  | 10 | 18 | 27370 | 19200 | 16000 | 3.37 | 2.22 | 27000 | 3.22 | 1.78 | 8 | 6.5
Live | 215679426 |  | 10 | 18 | 39790 | 30200 | 25000 | 3.37 | 2.3 | 35200 | 3.24 | 1.9 | 9 | 7
Live | 215679425 |  | 10 | 18 | 39790 | 30200 | 25000 | 3.37 | 2.3 | 35200 | 3.24 | 1.9 | 9 | 7
Live | 215669536 |  | 10 | 18 | 39560 | 30200 | 25200 | 3.37 | 2.22 | 34600 | 3.16 | 1.9 | 9 | 7
Live | 215669535 |  | 10 | 18 | 39560 | 30200 | 25200 | 3.37 | 2.22 | 34600 | 3.16 | 1.9 | 9 | 7
Live | 215678687 |  | 10.5 | 18 | 27140 | 19400 | 16200 | 3.54 | 2.2 | 27000 | 3.18 | 1.76 | 8.5 | 6.5
Live | 215678686 |  | 10.5 | 18 | 27140 | 19400 | 16200 | 3.54 | 2.2 | 27000 | 3.18 | 1.76 | 8.5 | 6.5
Live | 215679417 |  | 10 | 18 | 39560 | 30400 | 25200 | 3.37 | 2.28 | 35400 | 3.24 | 1.88 | 9 | 7
Live | 215679416 |  | 10 | 18 | 39560 | 30400 | 25200 | 3.37 | 2.28 | 35400 | 3.24 | 1.88 | 9 | 7
Live | 215669534 |  | 10 | 18 | 39560 | 30200 | 25200 | 3.37 | 2.22 | 34600 | 3.16 | 1.9 | 9 | 7
Live | 215669526 |  | 10 | 18 | 40250 | 29800 | 24800 | 3.37 | 2.26 | 34400 | 3.22 | 1.92 | 9 | 7
Live | 215678685 |  | 10.5 | 18 | 27140 | 19400 | 16200 | 3.54 | 2.2 | 27000 | 3.18 | 1.76 | 8.5 | 6.5
Live | 215678677 |  | 10 | 17.5 | 27140 | 19400 | 16200 | 3.37 | 2.18 | 27200 | 3.18 | 1.76 | 8.1 | 6.5
Live | 215679415 |  | 10 | 18 | 39560 | 30400 | 25200 | 3.37 | 2.28 | 35400 | 3.24 | 1.88 | 9 | 7
Live | 215679407 |  | 10 | 17.5 | 38180 | 31000 | 25600 | 3.37 | 2.16 | 35800 | 3.06 | 1.84 | 9 | 7
Live | 215669525 |  | 10 | 18 | 40250 | 29800 | 24800 | 3.37 | 2.26 | 34400 | 3.22 | 1.92 | 9 | 7
Live | 215669524 |  | 10 | 18 | 40250 | 29800 | 24800 | 3.37 | 2.26 | 34400 | 3.22 | 1.92 | 9 | 7
Live | 215678676 |  | 10 | 17.5 | 27140 | 19400 | 16200 | 3.37 | 2.18 | 27200 | 3.18 | 1.76 | 8.1 | 6.5
Live | 215678675 |  | 10 | 17.5 | 27140 | 19400 | 16200 | 3.37 | 2.18 | 27200 | 3.18 | 1.76 | 8.1 | 6.5
Live | 215679406 |  | 10 | 17.5 | 38180 | 31000 | 25600 | 3.37 | 2.16 | 35800 | 3.06 | 1.84 | 9 | 7
Live | 215679405 |  | 10 | 17.5 | 38180 | 31000 | 25600 | 3.37 | 2.16 | 35800 | 3.06 | 1.84 | 9 | 7
Live | 215669516 |  | 10 | 18 | 40020 | 29800 | 24800 | 3.37 | 2.26 | 34400 | 3.2 | 1.92 | 9 | 7
Live | 215669515 |  | 10 | 18 | 40020 | 29800 | 24800 | 3.37 | 2.26 | 34400 | 3.2 | 1.92 | 9 | 7
Live | 215678667 |  | 10 | 18 | 27370 | 19200 | 16100 | 3.37 | 2.22 | 27000 | 3.22 | 1.78 | 8 | 6.5
Live | 215678666 |  | 10 | 18 | 27370 | 19200 | 16100 | 3.37 | 2.22 | 27000 | 3.22 | 1.78 | 8 | 6.5
Live | 215679397 |  | 10 | 17.5 | 38180 | 31000 | 25600 | 3.37 | 2.14 | 35800 | 3.04 | 1.86 | 9 | 7
Live | 215679396 |  | 10 | 17.5 | 38180 | 31000 | 25600 | 3.37 | 2.14 | 35800 | 3.04 | 1.86 | 9 | 7
Live | 215669514 |  | 10 | 18 | 40020 | 29800 | 24800 | 3.37 | 2.26 | 34400 | 3.2 | 1.92 | 9 | 7
Live | 215669506 |  | 10 | 17.5 | 39790 | 30000 | 25000 | 3.37 | 2.24 | 34600 | 3.18 | 1.9 | 9 | 7
Live | 215679395 |  | 10 | 17.5 | 38180 | 31000 | 25600 | 3.37 | 2.14 | 35800 | 3.04 | 1.86 | 9 | 7
Live | 215669505 |  | 10 | 17.5 | 39790 | 30000 | 25000 | 3.37 | 2.24 | 34600 | 3.18 | 1.9 | 9 | 7
Live | 215669504 |  | 10 | 17.5 | 39790 | 30000 | 25000 | 3.37 | 2.24 | 34600 | 3.18 | 1.9 | 9 | 7
Live | 215678665 |  | 10 | 18 | 27370 | 19200 | 16100 | 3.37 | 2.22 | 27000 | 3.22 | 1.78 | 8 | 6.5
Live | 215678657 |  | 10 | 18 | 27370 | 19200 | 16000 | 3.37 | 2.22 | 27000 | 3.22 | 1.78 | 8 | 6.5
Live | 215678656 |  | 10 | 18 | 27370 | 19200 | 16000 | 3.37 | 2.22 | 27000 | 3.22 | 1.78 | 8 | 6.5
Live | 215678655 |  | 10 | 18 | 27370 | 19200 | 16000 | 3.37 | 2.22 | 27000 | 3.22 | 1.78 | 8 | 6.5
Live | 215669496 |  | 10.5 | 18.5 | 40250 | 29800 | 24800 | 3.54 | 2.26 | 34400 | 3.22 | 1.92 | 9 | 7
Live | 215669495 |  | 10.5 | 18.5 | 40250 | 29800 | 24800 | 3.54 | 2.26 | 34400 | 3.22 | 1.92 | 9 | 7
Live | 215669494 |  | 10.5 | 18.5 | 40250 | 29800 | 24800 | 3.54 | 2.26 | 34400 | 3.22 | 1.92 | 9 | 7
Live | 215669486 |  | 10 | 18.5 | 40020 | 29800 | 24800 | 3.37 | 2.26 | 34400 | 3.2 | 1.92 | 9 | 7
Live | 215679367 |  | 9.5 | 17.5 | 38180 | 31000 | 25600 | 3.21 | 2.16 | 35800 | 3.06 | 1.84 | 8.5 | 7
Live | 215669485 |  | 10 | 18.5 | 40020 | 29800 | 24800 | 3.37 | 2.26 | 34400 | 3.2 | 1.92 | 9 | 7
Live | 215669484 |  | 10 | 18.5 | 40020 | 29800 | 24800 | 3.37 | 2.26 | 34400 | 3.2 | 1.92 | 9 | 7
Live | 215679366 |  | 9.5 | 17.5 | 38180 | 31000 | 25600 | 3.21 | 2.16 | 35800 | 3.06 | 1.84 | 8.5 | 7
Live | 215679365 |  | 9.5 | 17.5 | 38180 | 31000 | 25600 | 3.21 | 2.16 | 35800 | 3.06 | 1.84 | 8.5 | 7
Live | 215669476 |  | 10 | 18.5 | 40020 | 29800 | 24800 | 3.37 | 2.26 | 34400 | 3.2 | 1.92 | 9 | 7
Live | 215669475 |  | 10 | 18.5 | 40020 | 29800 | 24800 | 3.37 | 2.26 | 34400 | 3.2 | 1.92 | 9 | 7
Live | 215679357 |  | 9.5 | 17.5 | 38180 | 30800 | 25600 | 3.21 | 2.16 | 35800 | 3.06 | 1.86 | 8.5 | 7
Live | 215679356 |  | 9.5 | 17.5 | 38180 | 30800 | 25600 | 3.21 | 2.16 | 35800 | 3.06 | 1.86 | 8.5 | 7
Live | 215669474 |  | 10 | 18.5 | 40020 | 29800 | 24800 | 3.37 | 2.26 | 34400 | 3.2 | 1.92 | 9 | 7
Live | 215669466 |  | 10 | 18 | 39790 | 30000 | 25000 | 3.37 | 2.24 | 34600 | 3.18 | 1.9 | 9 | 7
Live | 215679355 |  | 9.5 | 17.5 | 38180 | 30800 | 25600 | 3.21 | 2.16 | 35800 | 3.06 | 1.86 | 8.5 | 7
Live | 215679347 |  | 10 | 17.5 | 38180 | 31000 | 25600 | 3.37 | 2.14 | 35800 | 3.04 | 1.86 | 9 | 7
Live | 215669465 |  | 10 | 18 | 39790 | 30000 | 25000 | 3.37 | 2.24 | 34600 | 3.18 | 1.9 | 9 | 7
Live | 215669464 |  | 10 | 18 | 39790 | 30000 | 25000 | 3.37 | 2.24 | 34600 | 3.18 | 1.9 | 9 | 7
Live | 215679346 |  | 10 | 17.5 | 38180 | 31000 | 25600 | 3.37 | 2.14 | 35800 | 3.04 | 1.86 | 9 | 7
Live | 215679345 |  | 10 | 17.5 | 38180 | 31000 | 25600 | 3.37 | 2.14 | 35800 | 3.04 | 1.86 | 9 | 7
Live | 215669456 |  | 9.5 | 17.5 | 39560 | 30200 | 25200 | 3.2 | 2.22 | 34600 | 3.14 | 1.9 | 9 | 7
Live | 215669455 |  | 9.5 | 17.5 | 39560 | 30200 | 25200 | 3.2 | 2.22 | 34600 | 3.14 | 1.9 | 9 | 7
Live | 215679337 |  | 10 | 18 | 39790 | 30400 | 25000 | 3.37 | 2.28 | 35200 | 3.24 | 1.9 | 9 | 7
Live | 215679336 |  | 10 | 18 | 39790 | 30400 | 25000 | 3.37 | 2.28 | 35200 | 3.24 | 1.9 | 9 | 7
Live | 215669454 |  | 9.5 | 17.5 | 39560 | 30200 | 25200 | 3.2 | 2.22 | 34600 | 3.14 | 1.9 | 9 | 7
Live | 215669416 |  | 10.5 | 18.5 | 39560 | 29800 | 24800 | 3.53 | 2.24 | 34200 | 3.18 | 1.9 | 9 | 7
Live | 215678607 |  | 10 | 16 | 27140 | 19800 | 16400 | 3.37 | 2.4 | 24000 | 3.06 | 1.88 | 8.5 | 7
Live | 215678606 |  | 10 | 16 | 27140 | 19800 | 16400 | 3.37 | 2.4 | 24000 | 3.06 | 1.88 | 8.5 | 7
Live | 215679335 |  | 10 | 18 | 39790 | 30400 | 25000 | 3.37 | 2.28 | 35200 | 3.24 | 1.9 | 9 | 7
Live | 215679327 |  | 10 | 18 | 39560 | 30400 | 25200 | 3.37 | 2.28 | 35400 | 3.24 | 1.88 | 9 | 7
Live | 215678605 |  | 10 | 16 | 27140 | 19800 | 16400 | 3.37 | 2.4 | 24000 | 3.06 | 1.88 | 8.5 | 7
Live | 215678597 |  | 10 | 16 | 27140 | 19800 | 16400 | 3.37 | 2.4 | 24000 | 3.06 | 1.88 | 8.5 | 7
Live | 215669415 |  | 10.5 | 18.5 | 39560 | 29800 | 24800 | 3.53 | 2.24 | 34200 | 3.18 | 1.9 | 9 | 7
Live | 215669414 |  | 10.5 | 18.5 | 39560 | 29800 | 24800 | 3.53 | 2.24 | 34200 | 3.18 | 1.9 | 9 | 7
Live | 215678596 |  | 10 | 16 | 27140 | 19800 | 16400 | 3.37 | 2.4 | 24000 | 3.06 | 1.88 | 8.5 | 7
Live | 215678595 |  | 10 | 16 | 27140 | 19800 | 16400 | 3.37 | 2.4 | 24000 | 3.06 | 1.88 | 8.5 | 7
Live | 215679326 |  | 10 | 18 | 39560 | 30400 | 25200 | 3.37 | 2.28 | 35400 | 3.24 | 1.88 | 9 | 7
Live | 215679325 |  | 10 | 18 | 39560 | 30400 | 25200 | 3.37 | 2.28 | 35400 | 3.24 | 1.88 | 9 | 7
Live | 215669406 |  | 10.5 | 18 | 39560 | 29800 | 24800 | 3.53 | 2.24 | 34200 | 3.18 | 1.9 | 9 | 7
Live | 215669405 |  | 10.5 | 18 | 39560 | 29800 | 24800 | 3.53 | 2.24 | 34200 | 3.18 | 1.9 | 9 | 7
Live | 215678587 |  | 9.5 | 15.5 | 27140 | 19900 | 16500 | 3.21 | 2.38 | 24000 | 3.04 | 1.88 | 8.5 | 7
Live | 215678586 |  | 9.5 | 15.5 | 27140 | 19900 | 16500 | 3.21 | 2.38 | 24000 | 3.04 | 1.88 | 8.5 | 7
Live | 215679317 |  | 9.5 | 17.5 | 39330 | 30600 | 25400 | 3.2 | 2.26 | 35400 | 3.2 | 1.88 | 9 | 7
Live | 215679316 |  | 9.5 | 17.5 | 39330 | 30600 | 25400 | 3.2 | 2.26 | 35400 | 3.2 | 1.88 | 9 | 7
Live | 215669404 |  | 10.5 | 18 | 39560 | 29800 | 24800 | 3.53 | 2.24 | 34200 | 3.18 | 1.9 | 9 | 7
Live | 215669396 |  | 10 | 18.5 | 39560 | 29800 | 24800 | 3.37 | 2.24 | 34200 | 3.18 | 1.9 | 9 | 7
Live | 215678585 |  | 9.5 | 15.5 | 27140 | 19900 | 16500 | 3.21 | 2.38 | 24000 | 3.04 | 1.88 | 8.5 | 7
Live | 215678577 |  | 9.5 | 15.5 | 26910 | 20000 | 16600 | 3.21 | 2.38 | 24000 | 3.02 | 1.88 | 8.5 | 7
Live | 215679315 |  | 9.5 | 17.5 | 39330 | 30600 | 25400 | 3.2 | 2.26 | 35400 | 3.2 | 1.88 | 9 | 7
Live | 215679307 |  | 9.5 | 17.5 | 39330 | 30600 | 25400 | 3.2 | 2.24 | 35600 | 3.18 | 1.88 | 9 | 7
Live | 215669395 |  | 10 | 18.5 | 39560 | 29800 | 24800 | 3.37 | 2.24 | 34200 | 3.18 | 1.9 | 9 | 7
Live | 215669394 |  | 10 | 18.5 | 39560 | 29800 | 24800 | 3.37 | 2.24 | 34200 | 3.18 | 1.9 | 9 | 7
Live | 215678576 |  | 9.5 | 15.5 | 26910 | 20000 | 16600 | 3.21 | 2.38 | 24000 | 3.02 | 1.88 | 8.5 | 7
Live | 215678575 |  | 9.5 | 15.5 | 26910 | 20000 | 16600 | 3.21 | 2.38 | 24000 | 3.02 | 1.88 | 8.5 | 7
Live | 215679306 |  | 9.5 | 17.5 | 39330 | 30600 | 25400 | 3.2 | 2.24 | 35600 | 3.18 | 1.88 | 9 | 7
Live | 215679305 |  | 9.5 | 17.5 | 39330 | 30600 | 25400 | 3.2 | 2.24 | 35600 | 3.18 | 1.88 | 9 | 7
Live | 215669386 |  | 10.5 | 18 | 39560 | 29800 | 24800 | 3.53 | 2.24 | 34200 | 3.18 | 1.9 | 9 | 7
Live | 215669385 |  | 10.5 | 18 | 39560 | 29800 | 24800 | 3.53 | 2.24 | 34200 | 3.18 | 1.9 | 9 | 7
Live | 215678567 |  | 10 | 16 | 27140 | 19800 | 16400 | 3.37 | 2.4 | 23800 | 3.09 | 1.88 | 8.5 | 7
Live | 215678566 |  | 10 | 16 | 27140 | 19800 | 16400 | 3.37 | 2.4 | 23800 | 3.09 | 1.88 | 8.5 | 7
Live | 215669384 |  | 10.5 | 18 | 39560 | 29800 | 24800 | 3.53 | 2.24 | 34200 | 3.18 | 1.9 | 9 | 7
Live | 215669376 |  | 10 | 18 | 39560 | 29800 | 24800 | 3.37 | 2.24 | 34200 | 3.18 | 1.9 | 9 | 7
Live | 215679297 |  | 10 | 17.5 | 39790 | 30400 | 25000 | 3.37 | 2.28 | 35200 | 3.24 | 1.9 | 9 | 7
Live | 215679296 |  | 10 | 17.5 | 39790 | 30400 | 25000 | 3.37 | 2.28 | 35200 | 3.24 | 1.9 | 9 | 7
Live | 215669375 |  | 10 | 18 | 39560 | 29800 | 24800 | 3.37 | 2.24 | 34200 | 3.18 | 1.9 | 9 | 7
Live | 215669374 |  | 10 | 18 | 39560 | 29800 | 24800 | 3.37 | 2.24 | 34200 | 3.18 | 1.9 | 9 | 7
Live | 215678565 |  | 10 | 16 | 27140 | 19800 | 16400 | 3.37 | 2.4 | 23800 | 3.09 | 1.88 | 8.5 | 7
Live | 215678557 |  | 10 | 16 | 27370 | 19800 | 16400 | 3.37 | 2.42 | 23800 | 3.09 | 1.88 | 8.5 | 7
Live | 215679295 |  | 10 | 17.5 | 39790 | 30400 | 25000 | 3.37 | 2.28 | 35200 | 3.24 | 1.9 | 9 | 7
Live | 215679287 |  | 10 | 17.5 | 39790 | 30200 | 25000 | 3.37 | 2.28 | 35200 | 3.24 | 1.9 | 9 | 7
Live | 215669366 |  | 10 | 18 | 39330 | 30000 | 25000 | 3.37 | 2.22 | 34400 | 3.14 | 1.9 | 9 | 7
Live | 215669365 |  | 10 | 18 | 39330 | 30000 | 25000 | 3.37 | 2.22 | 34400 | 3.14 | 1.9 | 9 | 7
Live | 215678556 |  | 10 | 16 | 27370 | 19800 | 16400 | 3.37 | 2.42 | 23800 | 3.09 | 1.88 | 8.5 | 7
Live | 215678555 |  | 10 | 16 | 27370 | 19800 | 16400 | 3.37 | 2.42 | 23800 | 3.09 | 1.88 | 8.5 | 7
Live | 215679286 |  | 10 | 17.5 | 39790 | 30200 | 25000 | 3.37 | 2.28 | 35200 | 3.24 | 1.9 | 9 | 7
Live | 215679285 |  | 10 | 17.5 | 39790 | 30200 | 25000 | 3.37 | 2.28 | 35200 | 3.24 | 1.9 | 9 | 7
Live | 215669364 |  | 10 | 18 | 39330 | 30000 | 25000 | 3.37 | 2.22 | 34400 | 3.14 | 1.9 | 9 | 7
Live | 215669356 |  | 10 | 18 | 39560 | 29600 | 24600 | 3.37 | 2.24 | 34200 | 3.18 | 1.92 | 9 | 7
Live | 215678547 |  | 9.5 | 15.5 | 26910 | 20000 | 16600 | 3.21 | 2.4 | 24400 | 3.04 | 1.98 | 8.5 | 7
Live | 215678546 |  | 9.5 | 15.5 | 26910 | 20000 | 16600 | 3.21 | 2.4 | 24400 | 3.04 | 1.98 | 8.5 | 7
Live | 215679277 |  | 10 | 18 | 39560 | 30400 | 25200 | 3.37 | 2.28 | 35400 | 3.24 | 1.88 | 9 | 7
Live | 215679276 |  | 10 | 18 | 39560 | 30400 | 25200 | 3.37 | 2.28 | 35400 | 3.24 | 1.88 | 9 | 7
Live | 215669355 |  | 10 | 18 | 39560 | 29600 | 24600 | 3.37 | 2.24 | 34200 | 3.18 | 1.92 | 9 | 7
Live | 215669354 |  | 10 | 18 | 39560 | 29600 | 24600 | 3.37 | 2.24 | 34200 | 3.18 | 1.92 | 9 | 7
Live | 215678545 |  | 9.5 | 15.5 | 26910 | 20000 | 16600 | 3.21 | 2.4 | 24400 | 3.04 | 1.98 | 8.5 | 7
Live | 215678537 |  | 9.5 | 15.5 | 26910 | 20000 | 16600 | 3.21 | 2.4 | 24400 | 3.06 | 1.98 | 8.5 | 7
Live | 215679275 |  | 10 | 18 | 39560 | 30400 | 25200 | 3.37 | 2.28 | 35400 | 3.24 | 1.88 | 9 | 7
Live | 215679267 |  | 9.5 | 17.5 | 38870 | 31000 | 25600 | 3.2 | 2.2 | 35800 | 3.14 | 1.86 | 9 | 7
Live | 215678536 |  | 9.5 | 15.5 | 26910 | 20000 | 16600 | 3.21 | 2.4 | 24400 | 3.06 | 1.98 | 8.5 | 7
Live | 215678535 |  | 9.5 | 15.5 | 26910 | 20000 | 16600 | 3.21 | 2.4 | 24400 | 3.06 | 1.98 | 8.5 | 7
Live | 215669346 |  | 10 | 18 | 39560 | 29800 | 24800 | 3.37 | 2.24 | 34200 | 3.18 | 1.9 | 9 | 7
Live | 215669345 |  | 10 | 18 | 39560 | 29800 | 24800 | 3.37 | 2.24 | 34200 | 3.18 | 1.9 | 9 | 7
Live | 215679266 |  | 9.5 | 17.5 | 38870 | 31000 | 25600 | 3.2 | 2.2 | 35800 | 3.14 | 1.86 | 9 | 7
Live | 215679265 |  | 9.5 | 17.5 | 38870 | 31000 | 25600 | 3.2 | 2.2 | 35800 | 3.14 | 1.86 | 9 | 7
Live | 215678527 |  | 9.5 | 15.5 | 26680 | 20200 | 16700 | 3.2 | 2.38 | 24400 | 3.02 | 1.86 | 8.5 | 7
Live | 215678526 |  | 9.5 | 15.5 | 26680 | 20200 | 16700 | 3.2 | 2.38 | 24400 | 3.02 | 1.86 | 8.5 | 7
Live | 215669344 |  | 10 | 18 | 39560 | 29800 | 24800 | 3.37 | 2.24 | 34200 | 3.18 | 1.9 | 9 | 7
Live | 215669336 |  | 10.5 | 18.5 | 39560 | 29600 | 24600 | 3.53 | 2.24 | 34200 | 3.18 | 1.92 | 9 | 7
Live | 215679257 |  | 9 | 17 | 38640 | 31000 | 25800 | 3.04 | 2.2 | 36000 | 3.1 | 1.88 | 9 | 7
Live | 215679256 |  | 9 | 17 | 38640 | 31000 | 25800 | 3.04 | 2.2 | 36000 | 3.1 | 1.88 | 9 | 7
Live | 215678525 |  | 9.5 | 15.5 | 26680 | 20200 | 16700 | 3.2 | 2.38 | 24400 | 3.02 | 1.86 | 8.5 | 7
Live | 215678517 |  | 9.5 | 15.2 | 26680 | 20200 | 16800 | 3.2 | 2.36 | 24400 | 3.02 | 1.86 | 8.5 | 7
Live | 215667330 |  | 10 | 17 | 26450 | 20200 | 16700 | 3.37 | 2.28 | 23800 | 2.89 | 1.86 | 8.5 | 7
Live | 215667328 |  | 10 | 17 | 26450 | 20200 | 16700 | 3.37 | 2.28 | 23800 | 2.89 | 1.86 | 8.5 | 7
Live | 215669335 |  | 10.5 | 18.5 | 39560 | 29600 | 24600 | 3.53 | 2.24 | 34200 | 3.18 | 1.92 | 9 | 7
Live | 215669334 |  | 10.5 | 18.5 | 39560 | 29600 | 24600 | 3.53 | 2.24 | 34200 | 3.18 | 1.92 | 9 | 7
Live | 215679255 |  | 9 | 17 | 38640 | 31000 | 25800 | 3.04 | 2.2 | 36000 | 3.1 | 1.88 | 9 | 7
Live | 215679247 |  | 9.5 | 17 | 39100 | 30600 | 25400 | 3.2 | 2.24 | 35600 | 3.18 | 1.86 | 9 | 7
Live | 215678516 |  | 9.5 | 15.2 | 26680 | 20200 | 16800 | 3.2 | 2.36 | 24400 | 3.02 | 1.86 | 8.5 | 7
Live | 215678515 |  | 9.5 | 15.2 | 26680 | 20200 | 16800 | 3.2 | 2.36 | 24400 | 3.02 | 1.86 | 8.5 | 7
Live | 215667313 |  | 10.5 | 17.5 | 27600 | 19700 | 16400 | 3.53 | 2.44 | 23400 | 3.12 | 2 | 9 | 7
Live | 215667311 |  | 10.5 | 17.5 | 27600 | 19700 | 16400 | 3.53 | 2.44 | 23400 | 3.12 | 2 | 9 | 7
Live | 215669326 |  | 10.5 | 18.5 | 39560 | 29600 | 24600 | 3.53 | 2.24 | 34200 | 3.18 | 1.92 | 9 | 7
Live | 215669325 |  | 10.5 | 18.5 | 39560 | 29600 | 24600 | 3.53 | 2.24 | 34200 | 3.18 | 1.92 | 9 | 7
Live | 215679246 |  | 9.5 | 17 | 39100 | 30600 | 25400 | 3.2 | 2.24 | 35600 | 3.18 | 1.86 | 9 | 7
Live | 215679245 |  | 9.5 | 17 | 39100 | 30600 | 25400 | 3.2 | 2.24 | 35600 | 3.18 | 1.86 | 9 | 7
Live | 215678507 |  | 10 | 16 | 26910 | 20000 | 16600 | 3.37 | 2.4 | 24400 | 3.06 | 1.98 | 8.5 | 7
Live | 215678506 |  | 10 | 16 | 26910 | 20000 | 16600 | 3.37 | 2.4 | 24400 | 3.06 | 1.98 | 8.5 | 7
Live | 215667308 |  | 10.5 | 17.5 | 27600 | 19700 | 16400 | 3.53 | 2.44 | 23400 | 3.12 | 2 | 9 | 7
Live | 215667293 |  | 10.5 | 17 | 27370 | 19800 | 16500 | 3.53 | 2.42 | 23400 | 3.1 | 2.02 | 9 | 7
Live | 215667291 |  | 10.5 | 17 | 27370 | 19800 | 16500 | 3.53 | 2.42 | 23400 | 3.1 | 2.02 | 9 | 7
Live | 215667289 |  | 10.5 | 17 | 27370 | 19800 | 16500 | 3.53 | 2.42 | 23400 | 3.1 | 2.02 | 9 | 7
Live | 215678505 |  | 10 | 16 | 26910 | 20000 | 16600 | 3.37 | 2.4 | 24400 | 3.06 | 1.98 | 8.5 | 7
Live | 215678497 |  | 10 | 16 | 26910 | 20000 | 16600 | 3.37 | 2.4 | 24200 | 3.06 | 1.98 | 8.5 | 7
Live | 215669324 |  | 10.5 | 18.5 | 39560 | 29600 | 24600 | 3.53 | 2.24 | 34200 | 3.18 | 1.92 | 9 | 7
Live | 215669316 |  | 10.5 | 18.5 | 39560 | 29600 | 24600 | 3.53 | 2.24 | 34200 | 3.2 | 1.92 | 9 | 7
Live | 215679237 |  | 9.5 | 17 | 39330 | 30600 | 25400 | 3.2 | 2.24 | 35600 | 3.18 | 1.88 | 9 | 7
Live | 215679236 |  | 9.5 | 17 | 39330 | 30600 | 25400 | 3.2 | 2.24 | 35600 | 3.18 | 1.88 | 9 | 7
Live | 215667275 |  | 9.5 | 16 | 26910 | 20200 | 16800 | 3.21 | 2.34 | 24000 | 3.01 | 1.98 | 9 | 7
Live | 215667273 |  | 9.5 | 16 | 26910 | 20200 | 16800 | 3.21 | 2.34 | 24000 | 3.01 | 1.98 | 9 | 7
Live | 215678496 |  | 10 | 16 | 26910 | 20000 | 16600 | 3.37 | 2.4 | 24200 | 3.06 | 1.98 | 8.5 | 7
Live | 215678495 |  | 10 | 16 | 26910 | 20000 | 16600 | 3.37 | 2.4 | 24200 | 3.06 | 1.98 | 8.5 | 7
Live | 215669315 |  | 10.5 | 18.5 | 39560 | 29600 | 24600 | 3.53 | 2.24 | 34200 | 3.2 | 1.92 | 9 | 7
Live | 215669314 |  | 10.5 | 18.5 | 39560 | 29600 | 24600 | 3.53 | 2.24 | 34200 | 3.2 | 1.92 | 9 | 7
Live | 215679235 |  | 9.5 | 17 | 39330 | 30600 | 25400 | 3.2 | 2.24 | 35600 | 3.18 | 1.88 | 9 | 7
Live | 215667271 |  | 9.5 | 16 | 26910 | 20200 | 16800 | 3.21 | 2.34 | 24000 | 3.01 | 1.98 | 9 | 7
Live | 215667257 |  | 10.5 | 17 | 27370 | 19800 | 16400 | 3.53 | 2.42 | 23400 | 3.1 | 2 | 9 | 7
Live | 215678487 |  | 9.5 | 15.2 | 26680 | 20200 | 16800 | 3.2 | 2.36 | 24600 | 3 | 1.86 | 8.5 | 7
Live | 215678486 |  | 9.5 | 15.2 | 26680 | 20200 | 16800 | 3.2 | 2.36 | 24600 | 3 | 1.86 | 8.5 | 7
Live | 215669306 |  | 10 | 18 | 39560 | 29800 | 24800 | 3.37 | 2.24 | 34200 | 3.18 | 1.9 | 9 | 7
Live | 215669305 |  | 10 | 18 | 39560 | 29800 | 24800 | 3.37 | 2.24 | 34200 | 3.18 | 1.9 | 9 | 7
Live | 215667254 |  | 10.5 | 17 | 27370 | 19800 | 16400 | 3.53 | 2.42 | 23400 | 3.1 | 2 | 9 | 7
Live | 215667252 |  | 10.5 | 17 | 27370 | 19800 | 16400 | 3.53 | 2.42 | 23400 | 3.1 | 2 | 9 | 7
Live | 215678485 |  | 9.5 | 15.2 | 26680 | 20200 | 16800 | 3.2 | 2.36 | 24600 | 3 | 1.86 | 8.5 | 7
Live | 215678477 |  | 9.5 | 15.2 | 26680 | 20200 | 16800 | 3.2 | 2.36 | 24600 | 3 | 1.86 | 8.5 | 7
Live | 215669304 |  | 10 | 18 | 39560 | 29800 | 24800 | 3.37 | 2.24 | 34200 | 3.18 | 1.9 | 9 | 7
Live | 215669286 |  | 10 | 18 | 38870 | 30200 | 25000 | 3.37 | 2.26 | 35000 | 3.2 | 1.9 | 9 | 7
Live | 215669285 |  | 10 | 18 | 38870 | 30200 | 25000 | 3.37 | 2.26 | 35000 | 3.2 | 1.9 | 9 | 7
Live | 215669284 |  | 10 | 18 | 38870 | 30200 | 25000 | 3.37 | 2.26 | 35000 | 3.2 | 1.9 | 9 | 7
Live | 215667239 |  | 10.5 | 17 | 27370 | 19800 | 16500 | 3.53 | 2.42 | 23400 | 3.1 | 2 | 9 | 7
Live | 215667237 |  | 10.5 | 17 | 27370 | 19800 | 16500 | 3.53 | 2.42 | 23400 | 3.1 | 2 | 9 | 7
Live | 215678476 |  | 9.5 | 15.2 | 26680 | 20200 | 16800 | 3.2 | 2.36 | 24600 | 3 | 1.86 | 8.5 | 7
Live | 215678475 |  | 9.5 | 15.2 | 26680 | 20200 | 16800 | 3.2 | 2.36 | 24600 | 3 | 1.86 | 8.5 | 7
Live | 215669276 |  | 9.5 | 18 | 38640 | 30400 | 25200 | 3.2 | 2.22 | 35200 | 3.16 | 1.88 | 9 | 7
Live | 215669275 |  | 9.5 | 18 | 38640 | 30400 | 25200 | 3.2 | 2.22 | 35200 | 3.16 | 1.88 | 9 | 7
Live | 215667235 |  | 10.5 | 17 | 27370 | 19800 | 16500 | 3.53 | 2.42 | 23400 | 3.1 | 2 | 9 | 7
Live | 215667221 |  | 10.5 | 17.5 | 27600 | 19700 | 16400 | 3.53 | 2.44 | 23200 | 3.12 | 2 | 9 | 7
Live | 215678467 |  | 9.5 | 15.2 | 26450 | 20400 | 16900 | 3.2 | 2.34 | 24600 | 2.98 | 1.84 | 8.5 | 7
Live | 215678466 |  | 9.5 | 15.2 | 26450 | 20400 | 16900 | 3.2 | 2.34 | 24600 | 2.98 | 1.84 | 8.5 | 7
Live | 215669274 |  | 9.5 | 18 | 38640 | 30400 | 25200 | 3.2 | 2.22 | 35200 | 3.16 | 1.88 | 9 | 7
Live | 215669266 |  | 9.5 | 17.5 | 38640 | 30600 | 25400 | 3.2 | 2.22 | 35200 | 3.14 | 1.88 | 9 | 7
Live | 215667219 |  | 10.5 | 17.5 | 27600 | 19700 | 16400 | 3.53 | 2.44 | 23200 | 3.12 | 2 | 9 | 7
Live | 215667216 |  | 10.5 | 17.5 | 27600 | 19700 | 16400 | 3.53 | 2.44 | 23200 | 3.12 | 2 | 9 | 7
Live | 215678465 |  | 9.5 | 15.2 | 26450 | 20400 | 16900 | 3.2 | 2.34 | 24600 | 2.98 | 1.84 | 8.5 | 7
Live | 215678457 |  | 9 | 15.2 | 26450 | 20400 | 16900 | 3.03 | 2.32 | 24600 | 2.95 | 1.86 | 8.5 | 7
Live | 215667202 |  | 10.5 | 17.5 | 27600 | 19700 | 16400 | 3.53 | 2.42 | 23200 | 3.12 | 2 | 9 | 7
Live | 215667200 |  | 10.5 | 17.5 | 27600 | 19700 | 16400 | 3.53 | 2.42 | 23200 | 3.12 | 2 | 9 | 7
Live | 215669265 |  | 9.5 | 17.5 | 38640 | 30600 | 25400 | 3.2 | 2.22 | 35200 | 3.14 | 1.88 | 9 | 7
Live | 215669264 |  | 9.5 | 17.5 | 38640 | 30600 | 25400 | 3.2 | 2.22 | 35200 | 3.14 | 1.88 | 9 | 7
Live | 215678456 |  | 9 | 15.2 | 26450 | 20400 | 16900 | 3.03 | 2.32 | 24600 | 2.95 | 1.86 | 8.5 | 7
Live | 215678455 |  | 9 | 15.2 | 26450 | 20400 | 16900 | 3.03 | 2.32 | 24600 | 2.95 | 1.86 | 8.5 | 7
Live | 215679197 |  | 9.5 | 17 | 37720 | 31200 | 25800 | 3.2 | 2.12 | 36000 | 3 | 1.76 | 8.5 | 7
Live | 215679196 |  | 9.5 | 17 | 37720 | 31200 | 25800 | 3.2 | 2.12 | 36000 | 3 | 1.76 | 8.5 | 7
Live | 215667197 |  | 10.5 | 17.5 | 27600 | 19700 | 16400 | 3.53 | 2.42 | 23200 | 3.12 | 2 | 9 | 7
Live | 215667183 |  | 10.5 | 17.5 | 27600 | 19700 | 16400 | 3.53 | 2.44 | 23200 | 3.12 | 2 | 9 | 7
Live | 215669256 |  | 10 | 18 | 38870 | 30200 | 25000 | 3.37 | 2.26 | 35000 | 3.2 | 1.9 | 9 | 7
Live | 215669255 |  | 10 | 18 | 38870 | 30200 | 25000 | 3.37 | 2.26 | 35000 | 3.2 | 1.9 | 9 | 7
Live | 215678447 |  | 9.5 | 15.5 | 26680 | 20200 | 16700 | 3.2 | 2.36 | 24600 | 3 | 1.86 | 8.5 | 7
Live | 215678446 |  | 9.5 | 15.5 | 26680 | 20200 | 16700 | 3.2 | 2.36 | 24600 | 3 | 1.86 | 8.5 | 7
Live | 215679195 |  | 9.5 | 17 | 37720 | 31200 | 25800 | 3.2 | 2.12 | 36000 | 3 | 1.76 | 8.5 | 7
Live | 215667181 |  | 10.5 | 17.5 | 27600 | 19700 | 16400 | 3.53 | 2.44 | 23200 | 3.12 | 2 | 9 | 7
Live | 215667179 |  | 10.5 | 17.5 | 27600 | 19700 | 16400 | 3.53 | 2.44 | 23200 | 3.12 | 2 | 9 | 7
Live | 215669254 |  | 10 | 18 | 38870 | 30200 | 25000 | 3.37 | 2.26 | 35000 | 3.2 | 1.9 | 9 | 7
Live | 215669246 |  | 10 | 18 | 38870 | 30200 | 25000 | 3.37 | 2.24 | 35000 | 3.18 | 1.88 | 9 | 7
Live | 215678445 |  | 9.5 | 15.5 | 26680 | 20200 | 16700 | 3.2 | 2.36 | 24600 | 3 | 1.86 | 8.5 | 7
Live | 215678437 |  | 9.5 | 15.5 | 26680 | 20200 | 16700 | 3.2 | 2.36 | 24400 | 3.02 | 1.86 | 8.5 | 7
Live | 215667166 |  | 10 | 17 | 27370 | 19800 | 16500 | 3.37 | 2.4 | 23400 | 3.08 | 2 | 9 | 7
Live | 215667164 |  | 10 | 17 | 27370 | 19800 | 16500 | 3.37 | 2.4 | 23400 | 3.08 | 2 | 9 | 7
Live | 215669245 |  | 10 | 18 | 38870 | 30200 | 25000 | 3.37 | 2.24 | 35000 | 3.18 | 1.88 | 9 | 7
Live | 215669244 |  | 10 | 18 | 38870 | 30200 | 25000 | 3.37 | 2.24 | 35000 | 3.18 | 1.88 | 9 | 7
Live | 215678436 |  | 9.5 | 15.5 | 26680 | 20200 | 16700 | 3.2 | 2.36 | 24400 | 3.02 | 1.86 | 8.5 | 7
Live | 215678435 |  | 9.5 | 15.5 | 26680 | 20200 | 16700 | 3.2 | 2.36 | 24400 | 3.02 | 1.86 | 8.5 | 7
Live | 215667162 |  | 10 | 17 | 27370 | 19800 | 16500 | 3.37 | 2.4 | 23400 | 3.08 | 2 | 9 | 7
Live | 215667133 |  | 10 | 16.5 | 26220 | 20400 | 16900 | 3.37 | 2.3 | 24000 | 2.89 | 1.94 | 9 | 7
Live | 215669236 |  | 9.5 | 17.5 | 38640 | 30400 | 25200 | 3.2 | 2.22 | 35200 | 3.16 | 1.88 | 9 | 7
Live | 215669235 |  | 9.5 | 17.5 | 38640 | 30400 | 25200 | 3.2 | 2.22 | 35200 | 3.16 | 1.88 | 9 | 7
Live | 215678427 |  | 10.5 | 17.5 | 27600 | 19600 | 16300 | 3.53 | 2.45 | 23200 | 3.16 | 2.02 | 9 | 7
Live | 215678426 |  | 10.5 | 17.5 | 27600 | 19600 | 16300 | 3.53 | 2.45 | 23200 | 3.16 | 2.02 | 9 | 7
Live | 215667131 |  | 10 | 16.5 | 26220 | 20400 | 16900 | 3.37 | 2.3 | 24000 | 2.89 | 1.94 | 9 | 7
Live | 215667129 |  | 10 | 16.5 | 26220 | 20400 | 16900 | 3.37 | 2.3 | 24000 | 2.89 | 1.94 | 9 | 7
Live | 215669234 |  | 9.5 | 17.5 | 38640 | 30400 | 25200 | 3.2 | 2.22 | 35200 | 3.16 | 1.88 | 9 | 7
Live | 215669226 |  | 9.5 | 17.5 | 38640 | 30400 | 25200 | 3.2 | 2.22 | 35200 | 3.16 | 1.9 | 9 | 7
Live | 215678425 |  | 10.5 | 17.5 | 27600 | 19600 | 16300 | 3.53 | 2.45 | 23200 | 3.16 | 2.02 | 9 | 7
Live | 215678417 |  | 10.5 | 17 | 27600 | 19700 | 16400 | 3.53 | 2.44 | 23400 | 3.12 | 2 | 9 | 7
Live | 215667114 |  | 9 | 15.5 | 25760 | 20800 | 17200 | 3.03 | 2.24 | 24400 | 2.84 | 1.82 | 8.5 | 7
Live | 215667111 |  | 9 | 15.5 | 25760 | 20800 | 17200 | 3.03 | 2.24 | 24400 | 2.84 | 1.82 | 8.5 | 7
Live | 215669225 |  | 9.5 | 17.5 | 38640 | 30400 | 25200 | 3.2 | 2.22 | 35200 | 3.16 | 1.9 | 9 | 7
Live | 215669224 |  | 9.5 | 17.5 | 38640 | 30400 | 25200 | 3.2 | 2.22 | 35200 | 3.16 | 1.9 | 9 | 7
Live | 215667109 |  | 9 | 15.5 | 25760 | 20800 | 17200 | 3.03 | 2.24 | 24400 | 2.84 | 1.82 | 8.5 | 7
Live | 215667095 |  | 10 | 16.5 | 26220 | 20400 | 16900 | 3.37 | 2.3 | 24000 | 2.89 | 1.94 | 9 | 7
Live | 215678416 |  | 10.5 | 17 | 27600 | 19700 | 16400 | 3.53 | 2.44 | 23400 | 3.12 | 2 | 9 | 7
Live | 215678415 |  | 10.5 | 17 | 27600 | 19700 | 16400 | 3.53 | 2.44 | 23400 | 3.12 | 2 | 9 | 7
Live | 215669216 |  | 9.5 | 17.5 | 38410 | 30600 | 25400 | 3.2 | 2.22 | 35200 | 3.14 | 1.88 | 9 | 7
Live | 215669215 |  | 9.5 | 17.5 | 38410 | 30600 | 25400 | 3.2 | 2.22 | 35200 | 3.14 | 1.88 | 9 | 7
Live | 215669214 |  | 9.5 | 17.5 | 38410 | 30600 | 25400 | 3.2 | 2.22 | 35200 | 3.14 | 1.88 | 9 | 7
Live | 215669206 |  | 10 | 18 | 38870 | 30200 | 25000 | 3.37 | 2.26 | 35000 | 3.2 | 1.9 | 9 | 7
Live | 215678407 |  | 10.5 | 17 | 27600 | 19700 | 16400 | 3.53 | 2.42 | 23400 | 3.1 | 2.02 | 9 | 7
Live | 215678406 |  | 10.5 | 17 | 27600 | 19700 | 16400 | 3.53 | 2.42 | 23400 | 3.1 | 2.02 | 9 | 7
Live | 215667093 |  | 10 | 16.5 | 26220 | 20400 | 16900 | 3.37 | 2.3 | 24000 | 2.89 | 1.94 | 9 | 7
Live | 215667091 |  | 10 | 16.5 | 26220 | 20400 | 16900 | 3.37 | 2.3 | 24000 | 2.89 | 1.94 | 9 | 7
Live | 215669205 |  | 10 | 18 | 38870 | 30200 | 25000 | 3.37 | 2.26 | 35000 | 3.2 | 1.9 | 9 | 7
Live | 215669204 |  | 10 | 18 | 38870 | 30200 | 25000 | 3.37 | 2.26 | 35000 | 3.2 | 1.9 | 9 | 7
Live | 215678405 |  | 10.5 | 17 | 27600 | 19700 | 16400 | 3.53 | 2.42 | 23400 | 3.1 | 2.02 | 9 | 7
Live | 215678397 |  | 10.5 | 17.5 | 27830 | 19600 | 16300 | 3.55 | 2.45 | 23200 | 3.16 | 2.02 | 9 | 7
Live | 215667077 |  | 10 | 16.5 | 26220 | 20400 | 16900 | 3.37 | 2.28 | 24000 | 2.89 | 1.94 | 9 | 7
Live | 215667074 |  | 10 | 16.5 | 26220 | 20400 | 16900 | 3.37 | 2.28 | 24000 | 2.89 | 1.94 | 9 | 7
Live | 215669196 |  | 9.5 | 17.5 | 38870 | 30200 | 25000 | 3.2 | 2.24 | 35000 | 3.18 | 1.88 | 9 | 7
Live | 215669195 |  | 9.5 | 17.5 | 38870 | 30200 | 25000 | 3.2 | 2.24 | 35000 | 3.18 | 1.88 | 9 | 7
Live | 215678396 |  | 10.5 | 17.5 | 27830 | 19600 | 16300 | 3.55 | 2.45 | 23200 | 3.16 | 2.02 | 9 | 7
Live | 215678395 |  | 10.5 | 17.5 | 27830 | 19600 | 16300 | 3.55 | 2.45 | 23200 | 3.16 | 2.02 | 9 | 7
Live | 215667071 |  | 10 | 16.5 | 26220 | 20400 | 16900 | 3.37 | 2.28 | 24000 | 2.89 | 1.94 | 9 | 7
Live | 215667059 |  | 10 | 17 | 26220 | 20400 | 16800 | 3.37 | 2.3 | 24000 | 2.92 | 1.96 | 9 | 7
Live | 215669194 |  | 9.5 | 17.5 | 38870 | 30200 | 25000 | 3.2 | 2.24 | 35000 | 3.18 | 1.88 | 9 | 7
Live | 215669186 |  | 9.5 | 17.5 | 38640 | 30400 | 25200 | 3.2 | 2.22 | 35200 | 3.16 | 1.88 | 9 | 7
Live | 215678387 |  | 10.5 | 17 | 27830 | 19500 | 16200 | 3.55 | 2.46 | 23600 | 3.16 | 2.04 | 9 | 7
Live | 215678386 |  | 10.5 | 17 | 27830 | 19500 | 16200 | 3.55 | 2.46 | 23600 | 3.16 | 2.04 | 9 | 7
Live | 215667056 |  | 10 | 17 | 26220 | 20400 | 16800 | 3.37 | 2.3 | 24000 | 2.92 | 1.96 | 9 | 7
Live | 215667054 |  | 10 | 17 | 26220 | 20400 | 16800 | 3.37 | 2.3 | 24000 | 2.92 | 1.96 | 9 | 7
Live | 215669185 |  | 9.5 | 17.5 | 38640 | 30400 | 25200 | 3.2 | 2.22 | 35200 | 3.16 | 1.88 | 9 | 7
Live | 215669184 |  | 9.5 | 17.5 | 38640 | 30400 | 25200 | 3.2 | 2.22 | 35200 | 3.16 | 1.88 | 9 | 7
Live | 215678385 |  | 10.5 | 17 | 27830 | 19500 | 16200 | 3.55 | 2.46 | 23600 | 3.16 | 2.04 | 9 | 7
Live | 215678377 |  | 10 | 17 | 27370 | 19900 | 16500 | 3.37 | 2.4 | 23400 | 3.06 | 2 | 9 | 7
Live | 215667041 |  | 10 | 16.5 | 26220 | 20400 | 16900 | 3.37 | 2.3 | 24000 | 2.92 | 1.96 | 9 | 7
Live | 215667038 |  | 10 | 16.5 | 26220 | 20400 | 16900 | 3.37 | 2.3 | 24000 | 2.92 | 1.96 | 9 | 7
Live | 215669176 |  | 10 | 18 | 38870 | 30200 | 25000 | 3.37 | 2.26 | 35000 | 3.2 | 1.9 | 9 | 7
Live | 215669175 |  | 10 | 18 | 38870 | 30200 | 25000 | 3.37 | 2.26 | 35000 | 3.2 | 1.9 | 9 | 7
Live | 215678376 |  | 10 | 17 | 27370 | 19900 | 16500 | 3.37 | 2.4 | 23400 | 3.06 | 2 | 9 | 7
Live | 215678375 |  | 10 | 17 | 27370 | 19900 | 16500 | 3.37 | 2.4 | 23400 | 3.06 | 2 | 9 | 7
Live | 215669174 |  | 10 | 18 | 38870 | 30200 | 25000 | 3.37 | 2.26 | 35000 | 3.2 | 1.9 | 9 | 7
Live | 215669166 |  | 10 | 18 | 38870 | 30200 | 25000 | 3.37 | 2.26 | 35000 | 3.2 | 1.9 | 9 | 7
Live | 215667036 |  | 10 | 16.5 | 26220 | 20400 | 16900 | 3.37 | 2.3 | 24000 | 2.92 | 1.96 | 9 | 7
Live | 215667022 |  | 10 | 17 | 26220 | 20400 | 16800 | 3.37 | 2.3 | 24000 | 2.92 | 1.96 | 9 | 7
Live | 215678367 |  | 10 | 16.5 | 27140 | 19900 | 16600 | 3.37 | 2.38 | 23600 | 3.06 | 1.98 | 9 | 7
Live | 215678366 |  | 10 | 16.5 | 27140 | 19900 | 16600 | 3.37 | 2.38 | 23600 | 3.06 | 1.98 | 9 | 7
Live | 215669165 |  | 10 | 18 | 38870 | 30200 | 25000 | 3.37 | 2.26 | 35000 | 3.2 | 1.9 | 9 | 7
Live | 215669164 |  | 10 | 18 | 38870 | 30200 | 25000 | 3.37 | 2.26 | 35000 | 3.2 | 1.9 | 9 | 7
Live | 215667019 |  | 10 | 17 | 26220 | 20400 | 16800 | 3.37 | 2.3 | 24000 | 2.92 | 1.96 | 9 | 7
Live | 215667017 |  | 10 | 17 | 26220 | 20400 | 16800 | 3.37 | 2.3 | 24000 | 2.92 | 1.96 | 9 | 7
Live | 215678365 |  | 10 | 16.5 | 27140 | 19900 | 16600 | 3.37 | 2.38 | 23600 | 3.06 | 1.98 | 9 | 7
Live | 215678357 |  | 10 | 17 | 27370 | 19800 | 16400 | 3.37 | 2.42 | 23400 | 3.1 | 2 | 9 | 7
Live | 215667003 |  | 9.5 | 16.5 | 25990 | 20400 | 17000 | 3.2 | 2.28 | 24200 | 2.89 | 1.94 | 9 | 7
Live | 215667000 |  | 9.5 | 16.5 | 25990 | 20400 | 17000 | 3.2 | 2.28 | 24200 | 2.89 | 1.94 | 9 | 7
Live | 215669156 |  | 10 | 18 | 38870 | 30200 | 25000 | 3.37 | 2.24 | 35000 | 3.18 | 1.88 | 9 | 7
Live | 215669155 |  | 10 | 18 | 38870 | 30200 | 25000 | 3.37 | 2.24 | 35000 | 3.18 | 1.88 | 9 | 7
Live | 215678356 |  | 10 | 17 | 27370 | 19800 | 16400 | 3.37 | 2.42 | 23400 | 3.1 | 2 | 9 | 7
Live | 215678355 |  | 10 | 17 | 27370 | 19800 | 16400 | 3.37 | 2.42 | 23400 | 3.1 | 2 | 9 | 7
Live | 215666998 |  | 9.5 | 16.5 | 25990 | 20400 | 17000 | 3.2 | 2.28 | 24200 | 2.89 | 1.94 | 9 | 7
Live | 215666948 |  | 9 | 15.5 | 25760 | 20800 | 17300 | 3.03 | 2.22 | 24600 | 2.82 | 1.82 | 8.5 | 7
Live | 215669154 |  | 10 | 18 | 38870 | 30200 | 25000 | 3.37 | 2.24 | 35000 | 3.18 | 1.88 | 9 | 7
Live | 215669146 |  | 10 | 18 | 38870 | 30200 | 25000 | 3.37 | 2.24 | 35000 | 3.18 | 1.88 | 9 | 7
Live | 215678347 |  | 10 | 17 | 27370 | 19700 | 16400 | 3.37 | 2.42 | 23400 | 3.1 | 2 | 9 | 7
Live | 215678346 |  | 10 | 17 | 27370 | 19700 | 16400 | 3.37 | 2.42 | 23400 | 3.1 | 2 | 9 | 7
Live | 215666946 |  | 9 | 15.5 | 25760 | 20800 | 17300 | 3.03 | 2.22 | 24600 | 2.82 | 1.82 | 8.5 | 7
Live | 215666944 |  | 9 | 15.5 | 25760 | 20800 | 17300 | 3.03 | 2.22 | 24600 | 2.82 | 1.82 | 8.5 | 7
Live | 215669145 |  | 10 | 18 | 38870 | 30200 | 25000 | 3.37 | 2.24 | 35000 | 3.18 | 1.88 | 9 | 7
Live | 215669144 |  | 10 | 18 | 38870 | 30200 | 25000 | 3.37 | 2.24 | 35000 | 3.18 | 1.88 | 9 | 7
Live | 215678345 |  | 10 | 17 | 27370 | 19700 | 16400 | 3.37 | 2.42 | 23400 | 3.1 | 2 | 9 | 7
Live | 215678337 |  | 10 | 17 | 26450 | 20000 | 16700 | 3.37 | 2.32 | 23800 | 2.92 | 1.98 | 9 | 7
Live | 215669136 |  | 10 | 18 | 38640 | 30400 | 25200 | 3.37 | 2.24 | 35200 | 3.16 | 1.88 | 9 | 7
Live | 215669135 |  | 10 | 18 | 38640 | 30400 | 25200 | 3.37 | 2.24 | 35200 | 3.16 | 1.88 | 9 | 7
Live | 215666932 |  | 10 | 17 | 26220 | 20400 | 16900 | 3.37 | 2.3 | 24000 | 2.92 | 1.94 | 9 | 7
Live | 215666930 |  | 10 | 17 | 26220 | 20400 | 16900 | 3.37 | 2.3 | 24000 | 2.92 | 1.94 | 9 | 7
Live | 215669134 |  | 10 | 18 | 38640 | 30400 | 25200 | 3.37 | 2.24 | 35200 | 3.16 | 1.88 | 9 | 7
Live | 215669126 |  | 9.5 | 17.5 | 38410 | 30600 | 25400 | 3.2 | 2.2 | 35200 | 3.14 | 1.88 | 9 | 7
Live | 215666928 |  | 10 | 17 | 26220 | 20400 | 16900 | 3.37 | 2.3 | 24000 | 2.92 | 1.94 | 9 | 7
Live | 215666913 |  | 11 | 19 | 28060 | 19600 | 16200 | 3.7 | 2.26 | 27800 | 3.42 | 1.84 | 8.5 | 6.5
Live | 215678336 |  | 10 | 17 | 26450 | 20000 | 16700 | 3.37 | 2.32 | 23800 | 2.92 | 1.98 | 9 | 7
Live | 215678335 |  | 10 | 17 | 26450 | 20000 | 16700 | 3.37 | 2.32 | 23800 | 2.92 | 1.98 | 9 | 7
Live | 215669125 |  | 9.5 | 17.5 | 38410 | 30600 | 25400 | 3.2 | 2.2 | 35200 | 3.14 | 1.88 | 9 | 7
Live | 215669124 |  | 9.5 | 17.5 | 38410 | 30600 | 25400 | 3.2 | 2.2 | 35200 | 3.14 | 1.88 | 9 | 7
Live | 215666911 |  | 11 | 19 | 28060 | 19600 | 16200 | 3.7 | 2.26 | 27800 | 3.42 | 1.84 | 8.5 | 6.5
Live | 215666908 |  | 11 | 19 | 28060 | 19600 | 16200 | 3.7 | 2.26 | 27800 | 3.42 | 1.84 | 8.5 | 6.5
Live | 215678327 |  | 10 | 16.5 | 26450 | 20000 | 16700 | 3.37 | 2.3 | 23800 | 2.92 | 1.98 | 9 | 7
Live | 215678326 |  | 10 | 16.5 | 26450 | 20000 | 16700 | 3.37 | 2.3 | 23800 | 2.92 | 1.98 | 9 | 7
Live | 215669086 |  | 10 | 18 | 39790 | 30400 | 25000 | 3.37 | 2.28 | 35200 | 3.24 | 1.9 | 9 | 7
Live | 215669085 |  | 10 | 18 | 39790 | 30400 | 25000 | 3.37 | 2.28 | 35200 | 3.24 | 1.9 | 9 | 7
Live | 215666894 |  | 10.5 | 19 | 27830 | 19700 | 16200 | 3.55 | 2.24 | 27800 | 3.39 | 1.84 | 8.5 | 6.5
Live | 215666892 |  | 10.5 | 19 | 27830 | 19700 | 16200 | 3.55 | 2.24 | 27800 | 3.39 | 1.84 | 8.5 | 6.5
Live | 215678325 |  | 10 | 16.5 | 26450 | 20000 | 16700 | 3.37 | 2.3 | 23800 | 2.92 | 1.98 | 9 | 7
Live | 215678317 |  | 10 | 17 | 26680 | 19900 | 16500 | 3.37 | 2.34 | 23400 | 2.96 | 1.98 | 8.5 | 7
Live | 215666889 |  | 10.5 | 19 | 27830 | 19700 | 16200 | 3.55 | 2.24 | 27800 | 3.39 | 1.84 | 8.5 | 6.5
Live | 215669084 |  | 10 | 18 | 39790 | 30400 | 25000 | 3.37 | 2.28 | 35200 | 3.24 | 1.9 | 9 | 7
Live | 215669078 |  | 10 | 18 | 39560 | 30600 | 25200 | 3.37 | 2.26 | 35400 | 3.2 | 1.8 | 8.5 | 6.65
Live | 215678316 |  | 10 | 17 | 26680 | 19900 | 16500 | 3.37 | 2.34 | 23400 | 2.96 | 1.98 | 8.5 | 7
Live | 215678315 |  | 10 | 17 | 26680 | 19900 | 16500 | 3.37 | 2.34 | 23400 | 2.96 | 1.98 | 8.5 | 7
Live | 215669077 |  | 10 | 18 | 39560 | 30600 | 25200 | 3.37 | 2.26 | 35400 | 3.2 | 1.8 | 8.5 | 6.65
Live | 215669076 |  | 10 | 18 | 39560 | 30600 | 25200 | 3.37 | 2.26 | 35400 | 3.2 | 1.8 | 8.5 | 6.65
Live | 215678307 |  | 10 | 17 | 26680 | 19900 | 16500 | 3.37 | 2.34 | 23400 | 2.96 | 2 | 8.5 | 7
Live | 215678306 |  | 10 | 17 | 26680 | 19900 | 16500 | 3.37 | 2.34 | 23400 | 2.96 | 2 | 8.5 | 7
Live | 215666857 |  | 11 | 19 | 27830 | 19700 | 16200 | 3.71 | 2.24 | 27800 | 3.39 | 1.84 | 8.5 | 6.5
Live | 215666855 |  | 11 | 19 | 27830 | 19700 | 16200 | 3.71 | 2.24 | 27800 | 3.39 | 1.84 | 8.5 | 6.5
Live | 215678305 |  | 10 | 17 | 26680 | 19900 | 16500 | 3.37 | 2.34 | 23400 | 2.96 | 2 | 8.5 | 7
Live | 215678297 |  | 10 | 16.5 | 26450 | 20200 | 16700 | 3.37 | 2.28 | 23800 | 2.89 | 1.86 | 9 | 7
Live | 215669070 |  | 10 | 18 | 39790 | 30400 | 25000 | 3.37 | 2.28 | 35200 | 3.24 | 1.9 | 9 | 7
Live | 215669069 |  | 10 | 18 | 39790 | 30400 | 25000 | 3.37 | 2.28 | 35200 | 3.24 | 1.9 | 9 | 7
Live | 215666852 |  | 11 | 19 | 27830 | 19700 | 16200 | 3.71 | 2.24 | 27800 | 3.39 | 1.84 | 8.5 | 6.5
Live | 215666839 |  | 10.5 | 18.5 | 27830 | 19700 | 16300 | 3.55 | 2.24 | 28000 | 3.4 | 1.84 | 8.5 | 6.5
Live | 215678296 |  | 10 | 16.5 | 26450 | 20200 | 16700 | 3.37 | 2.28 | 23800 | 2.89 | 1.86 | 9 | 7
Live | 215678295 |  | 10 | 16.5 | 26450 | 20200 | 16700 | 3.37 | 2.28 | 23800 | 2.89 | 1.86 | 9 | 7
Live | 215669068 |  | 10 | 18 | 39790 | 30400 | 25000 | 3.37 | 2.28 | 35200 | 3.24 | 1.9 | 9 | 7
Live | 215669062 |  | 10 | 18 | 39790 | 30400 | 25000 | 3.37 | 2.28 | 35200 | 3.24 | 1.88 | 9 | 7
Live | 215666836 |  | 10.5 | 18.5 | 27830 | 19700 | 16300 | 3.55 | 2.24 | 28000 | 3.4 | 1.84 | 8.5 | 6.5
Live | 215666834 |  | 10.5 | 18.5 | 27830 | 19700 | 16300 | 3.55 | 2.24 | 28000 | 3.4 | 1.84 | 8.5 | 6.5
Live | 215678287 |  | 10 | 16.5 | 26450 | 20200 | 16800 | 3.37 | 2.28 | 24000 | 2.88 | 1.86 | 9 | 7
Live | 215678286 |  | 10 | 16.5 | 26450 | 20200 | 16800 | 3.37 | 2.28 | 24000 | 2.88 | 1.86 | 9 | 7
Live | 215669061 |  | 10 | 18 | 39790 | 30400 | 25000 | 3.37 | 2.28 | 35200 | 3.24 | 1.88 | 9 | 7
Live | 215669060 |  | 10 | 18 | 39790 | 30400 | 25000 | 3.37 | 2.28 | 35200 | 3.24 | 1.88 | 9 | 7
Live | 215666820 |  | 11 | 19 | 28060 | 19600 | 16200 | 3.7 | 2.26 | 27800 | 3.42 | 1.84 | 8.5 | 6.5
Live | 215666818 |  | 11 | 19 | 28060 | 19600 | 16200 | 3.7 | 2.26 | 27800 | 3.42 | 1.84 | 8.5 | 6.5
Live | 215678285 |  | 10 | 16.5 | 26450 | 20200 | 16800 | 3.37 | 2.28 | 24000 | 2.88 | 1.86 | 9 | 7
Live | 215678277 |  | 10 | 17 | 26680 | 20000 | 16600 | 3.37 | 2.3 | 23600 | 2.92 | 1.98 | 8.5 | 7
Live | 215669054 |  | 9.5 | 18 | 39330 | 30600 | 25400 | 3.2 | 2.26 | 35400 | 3.2 | 1.88 | 9 | 7
Live | 215669053 |  | 9.5 | 18 | 39330 | 30600 | 25400 | 3.2 | 2.26 | 35400 | 3.2 | 1.88 | 9 | 7
Live | 215666816 |  | 11 | 19 | 28060 | 19600 | 16200 | 3.7 | 2.26 | 27800 | 3.42 | 1.84 | 8.5 | 6.5
Live | 215666802 |  | 11 | 19 | 28060 | 19600 | 16200 | 3.7 | 2.26 | 27800 | 3.42 | 1.84 | 8.5 | 6.5
Live | 215678276 |  | 10 | 17 | 26680 | 20000 | 16600 | 3.37 | 2.3 | 23600 | 2.92 | 1.98 | 8.5 | 7
Live | 215678275 |  | 10 | 17 | 26680 | 20000 | 16600 | 3.37 | 2.3 | 23600 | 2.92 | 1.98 | 8.5 | 7
Live | 215669052 |  | 9.5 | 18 | 39330 | 30600 | 25400 | 3.2 | 2.26 | 35400 | 3.2 | 1.88 | 9 | 7
Live | 215669046 |  | 9.5 | 17.5 | 39330 | 30600 | 25400 | 3.2 | 2.24 | 35600 | 3.18 | 1.88 | 9 | 7
Live | 215666800 |  | 11 | 19 | 28060 | 19600 | 16200 | 3.7 | 2.26 | 27800 | 3.42 | 1.84 | 8.5 | 6.5
Live | 215666798 |  | 11 | 19 | 28060 | 19600 | 16200 | 3.7 | 2.26 | 27800 | 3.42 | 1.84 | 8.5 | 6.5
Live | 215678267 |  | 10 | 17 | 26680 | 20000 | 16600 | 3.37 | 2.32 | 23600 | 2.92 | 1.98 | 8.5 | 7
Live | 215678266 |  | 10 | 17 | 26680 | 20000 | 16600 | 3.37 | 2.32 | 23600 | 2.92 | 1.98 | 8.5 | 7
Live | 215669045 |  | 9.5 | 17.5 | 39330 | 30600 | 25400 | 3.2 | 2.24 | 35600 | 3.18 | 1.88 | 9 | 7
Live | 215669044 |  | 9.5 | 17.5 | 39330 | 30600 | 25400 | 3.2 | 2.24 | 35600 | 3.18 | 1.88 | 9 | 7
Live | 215666784 |  | 10.5 | 19 | 28060 | 19600 | 16200 | 3.54 | 2.26 | 27800 | 3.42 | 1.84 | 8.5 | 6.5
Live | 215666782 |  | 10.5 | 19 | 28060 | 19600 | 16200 | 3.54 | 2.26 | 27800 | 3.42 | 1.84 | 8.5 | 6.5
Live | 215669038 |  | 10 | 18 | 39790 | 30200 | 25000 | 3.37 | 2.28 | 35200 | 3.24 | 1.9 | 9 | 7
Live | 215669037 |  | 10 | 18 | 39790 | 30200 | 25000 | 3.37 | 2.28 | 35200 | 3.24 | 1.9 | 9 | 7
Live | 215678265 |  | 10 | 17 | 26680 | 20000 | 16600 | 3.37 | 2.32 | 23600 | 2.92 | 1.98 | 8.5 | 7
Live | 215678257 |  | 10.5 | 17 | 27370 | 19800 | 16500 | 3.53 | 2.42 | 23400 | 3.1 | 2.02 | 9 | 7
Live | 215669036 |  | 10 | 18 | 39790 | 30200 | 25000 | 3.37 | 2.28 | 35200 | 3.24 | 1.9 | 9 | 7
Live | 215669030 |  | 9.5 | 17.5 | 39560 | 30400 | 25200 | 3.2 | 2.28 | 35400 | 3.22 | 1.88 | 9 | 7
Live | 215666780 |  | 10.5 | 19 | 28060 | 19600 | 16200 | 3.54 | 2.26 | 27800 | 3.42 | 1.84 | 8.5 | 6.5
Live | 215666764 |  | 10.5 | 18.5 | 27830 | 19800 | 16300 | 3.55 | 2.24 | 28000 | 3.38 | 1.84 | 8.5 | 6.5
Live | 215678256 |  | 10.5 | 17 | 27370 | 19800 | 16500 | 3.53 | 2.42 | 23400 | 3.1 | 2.02 | 9 | 7
Live | 215678255 |  | 10.5 | 17 | 27370 | 19800 | 16500 | 3.53 | 2.42 | 23400 | 3.1 | 2.02 | 9 | 7
Live | 215678247 |  | 10 | 17 | 27370 | 19800 | 16500 | 3.37 | 2.4 | 23400 | 3.08 | 2 | 9 | 7
Live | 215678246 |  | 10 | 17 | 27370 | 19800 | 16500 | 3.37 | 2.4 | 23400 | 3.08 | 2 | 9 | 7
Live | 215666762 |  | 10.5 | 18.5 | 27830 | 19800 | 16300 | 3.55 | 2.24 | 28000 | 3.38 | 1.84 | 8.5 | 6.5
Live | 215666760 |  | 10.5 | 18.5 | 27830 | 19800 | 16300 | 3.55 | 2.24 | 28000 | 3.38 | 1.84 | 8.5 | 6.5
Live | 215669029 |  | 9.5 | 17.5 | 39560 | 30400 | 25200 | 3.2 | 2.28 | 35400 | 3.22 | 1.88 | 9 | 7
Live | 215669028 |  | 9.5 | 17.5 | 39560 | 30400 | 25200 | 3.2 | 2.28 | 35400 | 3.22 | 1.88 | 9 | 7
Live | 215669022 |  | 9.5 | 17.5 | 39560 | 30600 | 25200 | 3.2 | 2.26 | 35400 | 3.2 | 1.88 | 9 | 7
Live | 215669021 |  | 9.5 | 17.5 | 39560 | 30600 | 25200 | 3.2 | 2.26 | 35400 | 3.2 | 1.88 | 9 | 7
Live | 215678245 |  | 10 | 17 | 27370 | 19800 | 16500 | 3.37 | 2.4 | 23400 | 3.08 | 2 | 9 | 7
Live | 215678237 |  | 10.5 | 17 | 27600 | 19700 | 16300 | 3.53 | 2.44 | 23200 | 3.13 | 2.02 | 9 | 7
Live | 215666716 |  | 11 | 18.5 | 27600 | 19400 | 16100 | 3.71 | 2.24 | 27400 | 3.32 | 1.86 | 8.5 | 6.5
Live | 215666714 |  | 11 | 18.5 | 27600 | 19400 | 16100 | 3.71 | 2.24 | 27400 | 3.32 | 1.86 | 8.5 | 6.5
Live | 215669020 |  | 9.5 | 17.5 | 39560 | 30600 | 25200 | 3.2 | 2.26 | 35400 | 3.2 | 1.88 | 9 | 7
Live | 215669014 |  | 10 | 18 | 39790 | 30200 | 25000 | 3.37 | 2.28 | 35200 | 3.24 | 1.9 | 9 | 7
Live | 215678236 |  | 10.5 | 17 | 27600 | 19700 | 16300 | 3.53 | 2.44 | 23200 | 3.13 | 2.02 | 9 | 7
Live | 215678235 |  | 10.5 | 17 | 27600 | 19700 | 16300 | 3.53 | 2.44 | 23200 | 3.13 | 2.02 | 9 | 7
Live | 215666712 |  | 11 | 18.5 | 27600 | 19400 | 16100 | 3.71 | 2.24 | 27400 | 3.32 | 1.86 | 8.5 | 6.5
Live | 215666700 |  | 10.5 | 18.5 | 27600 | 19500 | 16200 | 3.53 | 2.24 | 27400 | 3.3 | 1.86 | 8.5 | 6.5
Live | 215669013 |  | 10 | 18 | 39790 | 30200 | 25000 | 3.37 | 2.28 | 35200 | 3.24 | 1.9 | 9 | 7
Live | 215669012 |  | 10 | 18 | 39790 | 30200 | 25000 | 3.37 | 2.28 | 35200 | 3.24 | 1.9 | 9 | 7
Live | 215678227 |  | 10.5 | 17 | 27600 | 19600 | 16300 | 3.53 | 2.45 | 23200 | 3.13 | 2.02 | 9 | 7
Live | 215678226 |  | 10.5 | 17 | 27600 | 19600 | 16300 | 3.53 | 2.45 | 23200 | 3.13 | 2.02 | 9 | 7
Live | 215666698 |  | 10.5 | 18.5 | 27600 | 19500 | 16200 | 3.53 | 2.24 | 27400 | 3.3 | 1.86 | 8.5 | 6.5
Live | 215666696 |  | 10.5 | 18.5 | 27600 | 19500 | 16200 | 3.53 | 2.24 | 27400 | 3.3 | 1.86 | 8.5 | 6.5
Live | 215678225 |  | 10.5 | 17 | 27600 | 19600 | 16300 | 3.53 | 2.45 | 23200 | 3.13 | 2.02 | 9 | 7
Live | 215678217 |  | 10 | 16.5 | 26220 | 20400 | 16900 | 3.37 | 2.3 | 24000 | 2.89 | 1.94 | 9 | 7
Live | 215669006 |  | 10 | 18 | 39790 | 30200 | 25000 | 3.37 | 2.28 | 35200 | 3.24 | 1.9 | 9 | 7
Live | 215669005 |  | 10 | 18 | 39790 | 30200 | 25000 | 3.37 | 2.28 | 35200 | 3.24 | 1.9 | 9 | 7
Live | 215666684 |  | 10.5 | 18.5 | 27370 | 19500 | 16200 | 3.53 | 2.22 | 27400 | 3.28 | 1.84 | 8.5 | 6.5
Live | 215666682 |  | 10.5 | 18.5 | 27370 | 19500 | 16200 | 3.53 | 2.22 | 27400 | 3.28 | 1.84 | 8.5 | 6.5
Live | 215678216 |  | 10 | 16.5 | 26220 | 20400 | 16900 | 3.37 | 2.3 | 24000 | 2.89 | 1.94 | 9 | 7
Live | 215678215 |  | 10 | 16.5 | 26220 | 20400 | 16900 | 3.37 | 2.3 | 24000 | 2.89 | 1.94 | 9 | 7
Live | 215669004 |  | 10 | 18 | 39790 | 30200 | 25000 | 3.37 | 2.28 | 35200 | 3.24 | 1.9 | 9 | 7
Live | 215668998 |  | 10 | 18 | 39560 | 30400 | 25200 | 3.37 | 2.28 | 35400 | 3.24 | 1.88 | 9 | 7
Live | 215666679 |  | 10.5 | 18.5 | 27370 | 19500 | 16200 | 3.53 | 2.22 | 27400 | 3.28 | 1.84 | 8.5 | 6.5
Live | 215666666 |  | 11 | 18.5 | 27600 | 19400 | 16100 | 3.71 | 2.24 | 27400 | 3.32 | 1.86 | 8.5 | 6.5
Live | 215668997 |  | 10 | 18 | 39560 | 30400 | 25200 | 3.37 | 2.28 | 35400 | 3.24 | 1.88 | 9 | 7
Live | 215668996 |  | 10 | 18 | 39560 | 30400 | 25200 | 3.37 | 2.28 | 35400 | 3.24 | 1.88 | 9 | 7
Live | 215678207 |  | 10 | 16.5 | 26220 | 20400 | 16900 | 3.37 | 2.28 | 24000 | 2.89 | 1.94 | 9 | 7
Live | 215678206 |  | 10 | 16.5 | 26220 | 20400 | 16900 | 3.37 | 2.28 | 24000 | 2.89 | 1.94 | 9 | 7
Live | 215666663 |  | 11 | 18.5 | 27600 | 19400 | 16100 | 3.71 | 2.24 | 27400 | 3.32 | 1.86 | 8.5 | 6.5
Live | 215666660 |  | 11 | 18.5 | 27600 | 19400 | 16100 | 3.71 | 2.24 | 27400 | 3.32 | 1.86 | 8.5 | 6.5
Live | 215678205 |  | 10 | 16.5 | 26220 | 20400 | 16900 | 3.37 | 2.28 | 24000 | 2.89 | 1.94 | 9 | 7
Live | 215678197 |  | 10 | 16.5 | 26220 | 20200 | 16800 | 3.37 | 2.32 | 24000 | 2.94 | 1.96 | 8.5 | 7
Live | 215668990 |  | 10 | 18 | 39560 | 30400 | 25200 | 3.37 | 2.28 | 35400 | 3.24 | 1.88 | 9 | 7
Live | 215668989 |  | 10 | 18 | 39560 | 30400 | 25200 | 3.37 | 2.28 | 35400 | 3.24 | 1.88 | 9 | 7
Live | 215670620 |  | 11.5 | 19.5 | 40710 | 29400 | 24400 | 3.87 | 2.34 | 34000 | 3.32 | 2.04 | 9.5 | 7
Live | 215670619 |  | 11.5 | 19.5 | 40710 | 29400 | 24400 | 3.87 | 2.34 | 34000 | 3.32 | 2.04 | 9.5 | 7
Live | 215666647 |  | 10.5 | 18.5 | 27600 | 19500 | 16200 | 3.53 | 2.22 | 27400 | 3.3 | 1.84 | 8.5 | 6.5
Live | 215666644 |  | 10.5 | 18.5 | 27600 | 19500 | 16200 | 3.53 | 2.22 | 27400 | 3.3 | 1.84 | 8.5 | 6.5
Live | 215678196 |  | 10 | 16.5 | 26220 | 20200 | 16800 | 3.37 | 2.32 | 24000 | 2.94 | 1.96 | 8.5 | 7
Live | 215678195 |  | 10 | 16.5 | 26220 | 20200 | 16800 | 3.37 | 2.32 | 24000 | 2.94 | 1.96 | 8.5 | 7
Live | 215668988 |  | 10 | 18 | 39560 | 30400 | 25200 | 3.37 | 2.28 | 35400 | 3.24 | 1.88 | 9 | 7
Live | 215668982 |  | 10 | 18 | 39560 | 30400 | 25200 | 3.37 | 2.26 | 35400 | 3.22 | 1.8 | 8.5 | 6.65
Live | 215670618 |  | 11.5 | 19.5 | 40710 | 29400 | 24400 | 3.87 | 2.34 | 34000 | 3.32 | 2.04 | 9.5 | 7
Live | 215670610 |  | 10 | 18.5 | 38410 | 31000 | 25600 | 3.37 | 2.16 | 35800 | 3.06 | 1.86 | 9 | 7
Live | 215666642 |  | 10.5 | 18.5 | 27600 | 19500 | 16200 | 3.53 | 2.22 | 27400 | 3.3 | 1.84 | 8.5 | 6.5
Live | 215666628 |  | 10.5 | 18 | 27600 | 19500 | 16200 | 3.53 | 2.22 | 27400 | 3.28 | 1.84 | 8.5 | 6.5
Live | 215668981 |  | 10 | 18 | 39560 | 30400 | 25200 | 3.37 | 2.26 | 35400 | 3.22 | 1.8 | 8.5 | 6.65
Live | 215668980 |  | 10 | 18 | 39560 | 30400 | 25200 | 3.37 | 2.26 | 35400 | 3.22 | 1.8 | 8.5 | 6.65
Live | 215678187 |  | 10 | 16.5 | 26450 | 20200 | 16800 | 3.37 | 2.32 | 24000 | 2.94 | 1.98 | 8.5 | 7
Live | 215678186 |  | 10 | 16.5 | 26450 | 20200 | 16800 | 3.37 | 2.32 | 24000 | 2.94 | 1.98 | 8.5 | 7
Live | 215670609 |  | 10 | 18.5 | 38410 | 31000 | 25600 | 3.37 | 2.16 | 35800 | 3.06 | 1.86 | 9 | 7
Live | 215670608 |  | 10 | 18.5 | 38410 | 31000 | 25600 | 3.37 | 2.16 | 35800 | 3.06 | 1.86 | 9 | 7
Live | 215666626 |  | 10.5 | 18 | 27600 | 19500 | 16200 | 3.53 | 2.22 | 27400 | 3.28 | 1.84 | 8.5 | 6.5
Live | 215666624 |  | 10.5 | 18 | 27600 | 19500 | 16200 | 3.53 | 2.22 | 27400 | 3.28 | 1.84 | 8.5 | 6.5
Live | 215668974 |  | 9.5 | 17.5 | 39100 | 30800 | 25400 | 3.2 | 2.24 | 35600 | 3.18 | 1.86 | 9 | 7
Live | 215668973 |  | 9.5 | 17.5 | 39100 | 30800 | 25400 | 3.2 | 2.24 | 35600 | 3.18 | 1.86 | 9 | 7
Live | 215678185 |  | 10 | 16.5 | 26450 | 20200 | 16800 | 3.37 | 2.32 | 24000 | 2.94 | 1.98 | 8.5 | 7
Live | 215668438 |  | 10 | 16 | 27140 | 19800 | 16500 | 3.37 | 2.4 | 24000 | 3.06 | 1.88 | 8.5 | 7
Live | 215666611 |  | 10.5 | 18.5 | 27370 | 19500 | 16200 | 3.53 | 2.22 | 27400 | 3.28 | 1.84 | 8.5 | 6.5
Live | 215666609 |  | 10.5 | 18.5 | 27370 | 19500 | 16200 | 3.53 | 2.22 | 27400 | 3.28 | 1.84 | 8.5 | 6.5
Live | 215670600 |  | 10 | 17 | 39790 | 30000 | 24800 | 3.37 | 2.28 | 34600 | 3.22 | 1.92 | 8.5 | 7
Live | 215670599 |  | 10 | 17 | 39790 | 30000 | 24800 | 3.37 | 2.28 | 34600 | 3.22 | 1.92 | 8.5 | 7
Live | 215668972 |  | 9.5 | 17.5 | 39100 | 30800 | 25400 | 3.2 | 2.24 | 35600 | 3.18 | 1.86 | 9 | 7
Live | 215668942 |  | 10 | 17.5 | 38180 | 31000 | 25600 | 3.37 | 2.16 | 35800 | 3.06 | 1.84 | 9 | 7
Live | 215668437 |  | 10 | 16 | 27140 | 19800 | 16500 | 3.37 | 2.4 | 24000 | 3.06 | 1.88 | 8.5 | 7
Live | 215668436 |  | 10 | 16 | 27140 | 19800 | 16500 | 3.37 | 2.4 | 24000 | 3.06 | 1.88 | 8.5 | 7
Live | 215666606 |  | 10.5 | 18.5 | 27370 | 19500 | 16200 | 3.53 | 2.22 | 27400 | 3.28 | 1.84 | 8.5 | 6.5
Live | 215666590 |  | 10.5 | 18.5 | 27600 | 19400 | 16100 | 3.53 | 2.24 | 27400 | 3.32 | 1.86 | 8.5 | 6.5
Live | 215670598 |  | 10 | 17 | 39790 | 30000 | 24800 | 3.37 | 2.28 | 34600 | 3.22 | 1.92 | 8.5 | 7
Live | 215670590 |  | 10 | 17 | 39790 | 30000 | 24800 | 3.37 | 2.28 | 34600 | 3.22 | 1.92 | 8.5 | 7
Live | 215668430 |  | 10 | 16 | 27140 | 19800 | 16400 | 3.37 | 2.4 | 24000 | 3.06 | 1.88 | 8.5 | 7
Live | 215668429 |  | 10 | 16 | 27140 | 19800 | 16400 | 3.37 | 2.4 | 24000 | 3.06 | 1.88 | 8.5 | 7
Live | 215666588 |  | 10.5 | 18.5 | 27600 | 19400 | 16100 | 3.53 | 2.24 | 27400 | 3.32 | 1.86 | 8.5 | 6.5
Live | 215666586 |  | 10.5 | 18.5 | 27600 | 19400 | 16100 | 3.53 | 2.24 | 27400 | 3.32 | 1.86 | 8.5 | 6.5
Live | 215670589 |  | 10 | 17 | 39790 | 30000 | 24800 | 3.37 | 2.28 | 34600 | 3.22 | 1.92 | 8.5 | 7
Live | 215670588 |  | 10 | 17 | 39790 | 30000 | 24800 | 3.37 | 2.28 | 34600 | 3.22 | 1.92 | 8.5 | 7
Live | 215668941 |  | 10 | 17.5 | 38180 | 31000 | 25600 | 3.37 | 2.16 | 35800 | 3.06 | 1.84 | 9 | 7
Live | 215668940 |  | 10 | 17.5 | 38180 | 31000 | 25600 | 3.37 | 2.16 | 35800 | 3.06 | 1.84 | 9 | 7
Live | 215668428 |  | 10 | 16 | 27140 | 19800 | 16400 | 3.37 | 2.4 | 24000 | 3.06 | 1.88 | 8.5 | 7
Live | 215668422 |  | 10 | 16 | 27140 | 19900 | 16500 | 3.37 | 2.4 | 24000 | 3.06 | 1.9 | 8.5 | 6.75
Live | 215666574 |  | 10.5 | 18.5 | 27600 | 19500 | 16100 | 3.53 | 2.24 | 27400 | 3.3 | 1.86 | 8.5 | 6.5
Live | 215666572 |  | 10.5 | 18.5 | 27600 | 19500 | 16100 | 3.53 | 2.24 | 27400 | 3.3 | 1.86 | 8.5 | 6.5
Live | 215670580 |  | 9.5 | 17 | 39560 | 30200 | 25000 | 3.2 | 2.26 | 34800 | 3.2 | 1.78 | 8.5 | 7
Live | 215670579 |  | 9.5 | 17 | 39560 | 30200 | 25000 | 3.2 | 2.26 | 34800 | 3.2 | 1.78 | 8.5 | 7
Live | 215668934 |  | 9.5 | 17.5 | 37950 | 31200 | 25800 | 3.21 | 2.14 | 36000 | 3.02 | 1.84 | 9 | 7
Live | 215668933 |  | 9.5 | 17.5 | 37950 | 31200 | 25800 | 3.21 | 2.14 | 36000 | 3.02 | 1.84 | 9 | 7
Live | 215668421 |  | 10 | 16 | 27140 | 19900 | 16500 | 3.37 | 2.4 | 24000 | 3.06 | 1.9 | 8.5 | 6.75
Live | 215668420 |  | 10 | 16 | 27140 | 19900 | 16500 | 3.37 | 2.4 | 24000 | 3.06 | 1.9 | 8.5 | 6.75
Live | 215666570 |  | 10.5 | 18.5 | 27600 | 19500 | 16100 | 3.53 | 2.24 | 27400 | 3.3 | 1.86 | 8.5 | 6.5
Live | 215666556 |  | 11 | 18.5 | 27600 | 19400 | 16100 | 3.71 | 2.24 | 27400 | 3.32 | 1.86 | 8.5 | 6.5
Live | 215670578 |  | 9.5 | 17 | 39560 | 30200 | 25000 | 3.2 | 2.26 | 34800 | 3.2 | 1.78 | 8.5 | 7
Live | 215670570 |  | 9.5 | 16.5 | 39330 | 30200 | 25200 | 3.2 | 2.24 | 34800 | 3.18 | 1.78 | 8.5 | 7
Live | 215668932 |  | 9.5 | 17.5 | 37950 | 31200 | 25800 | 3.21 | 2.14 | 36000 | 3.02 | 1.84 | 9 | 7
Live | 215668414 |  | 10 | 16 | 27140 | 19900 | 16600 | 3.37 | 2.38 | 24000 | 3.04 | 1.88 | 8.5 | 7
Live | 215668413 |  | 10 | 16 | 27140 | 19900 | 16600 | 3.37 | 2.38 | 24000 | 3.04 | 1.88 | 8.5 | 7
Live | 215666554 |  | 11 | 18.5 | 27600 | 19400 | 16100 | 3.71 | 2.24 | 27400 | 3.32 | 1.86 | 8.5 | 6.5
Live | 215666552 |  | 11 | 18.5 | 27600 | 19400 | 16100 | 3.71 | 2.24 | 27400 | 3.32 | 1.86 | 8.5 | 6.5
Live | 215670569 |  | 9.5 | 16.5 | 39330 | 30200 | 25200 | 3.2 | 2.24 | 34800 | 3.18 | 1.78 | 8.5 | 7
Live | 215670568 |  | 9.5 | 16.5 | 39330 | 30200 | 25200 | 3.2 | 2.24 | 34800 | 3.18 | 1.78 | 8.5 | 7
Live | 215668412 |  | 10 | 16 | 27140 | 19900 | 16600 | 3.37 | 2.38 | 24000 | 3.04 | 1.88 | 8.5 | 7
Live | 215668406 |  | 9 | 14.5 | 26680 | 20200 | 16900 | 3.03 | 2.32 | 24400 | 2.95 | 1.86 | 8.5 | 7
Live | 215666537 |  | 11 | 18.5 | 27600 | 19400 | 16100 | 3.71 | 2.24 | 27400 | 3.32 | 1.86 | 8.5 | 6.5
Live | 215666535 |  | 11 | 18.5 | 27600 | 19400 | 16100 | 3.71 | 2.24 | 27400 | 3.32 | 1.86 | 8.5 | 6.5
Live | 215670560 |  | 9 | 15.5 | 37950 | 30200 | 25200 | 3.03 | 2.16 | 35000 | 3.06 | 1.78 | 8.5 | 6.5
Live | 215670559 |  | 9 | 15.5 | 37950 | 30200 | 25200 | 3.03 | 2.16 | 35000 | 3.06 | 1.78 | 8.5 | 6.5
Live | 215668918 |  | 10 | 17.5 | 38180 | 31000 | 25600 | 3.37 | 2.16 | 35800 | 3.06 | 1.84 | 9 | 7
Live | 215668917 |  | 10 | 17.5 | 38180 | 31000 | 25600 | 3.37 | 2.16 | 35800 | 3.06 | 1.84 | 9 | 7
Live | 215668405 |  | 9 | 14.5 | 26680 | 20200 | 16900 | 3.03 | 2.32 | 24400 | 2.95 | 1.86 | 8.5 | 7
Live | 215668404 |  | 9 | 14.5 | 26680 | 20200 | 16900 | 3.03 | 2.32 | 24400 | 2.95 | 1.86 | 8.5 | 7
Live | 215666532 |  | 11 | 18.5 | 27600 | 19400 | 16100 | 3.71 | 2.24 | 27400 | 3.32 | 1.86 | 8.5 | 6.5
Live | 215666518 |  | 10.5 | 18.5 | 27600 | 19400 | 16100 | 3.53 | 2.24 | 27400 | 3.32 | 1.86 | 8.5 | 6.5
Live | 215670558 |  | 9 | 15.5 | 37950 | 30200 | 25200 | 3.03 | 2.16 | 35000 | 3.06 | 1.78 | 8.5 | 6.5
Live | 215670550 |  | 10 | 17 | 39790 | 30000 | 24800 | 3.37 | 2.28 | 34600 | 3.22 | 1.8 | 8.5 | 7
Live | 215668916 |  | 10 | 17.5 | 38180 | 31000 | 25600 | 3.37 | 2.16 | 35800 | 3.06 | 1.84 | 9 | 7
Live | 215668910 |  | 10 | 17.5 | 38180 | 31000 | 25600 | 3.37 | 2.16 | 35800 | 3.06 | 1.86 | 9 | 7
Live | 215668398 |  | 10 | 16 | 27140 | 19800 | 16400 | 3.37 | 2.4 | 24000 | 3.06 | 1.88 | 8.5 | 7
Live | 215668397 |  | 10 | 16 | 27140 | 19800 | 16400 | 3.37 | 2.4 | 24000 | 3.06 | 1.88 | 8.5 | 7
Live | 215666516 |  | 10.5 | 18.5 | 27600 | 19400 | 16100 | 3.53 | 2.24 | 27400 | 3.32 | 1.86 | 8.5 | 6.5
Live | 215666513 |  | 10.5 | 18.5 | 27600 | 19400 | 16100 | 3.53 | 2.24 | 27400 | 3.32 | 1.86 | 8.5 | 6.5
Live | 215670549 |  | 10 | 17 | 39790 | 30000 | 24800 | 3.37 | 2.28 | 34600 | 3.22 | 1.8 | 8.5 | 7
Live | 215670548 |  | 10 | 17 | 39790 | 30000 | 24800 | 3.37 | 2.28 | 34600 | 3.22 | 1.8 | 8.5 | 7
Live | 215668909 |  | 10 | 17.5 | 38180 | 31000 | 25600 | 3.37 | 2.16 | 35800 | 3.06 | 1.86 | 9 | 7
Live | 215668908 |  | 10 | 17.5 | 38180 | 31000 | 25600 | 3.37 | 2.16 | 35800 | 3.06 | 1.86 | 9 | 7
Live | 215668396 |  | 10 | 16 | 27140 | 19800 | 16400 | 3.37 | 2.4 | 24000 | 3.06 | 1.88 | 8.5 | 7
Live | 215668390 |  | 10 | 16 | 27140 | 19900 | 16500 | 3.37 | 2.38 | 24000 | 3.04 | 1.88 | 8.5 | 7
Live | 215666501 |  | 10.5 | 18.5 | 27600 | 19400 | 16100 | 3.53 | 2.24 | 27400 | 3.32 | 1.86 | 8.5 | 6.5
Live | 215666499 |  | 10.5 | 18.5 | 27600 | 19400 | 16100 | 3.53 | 2.24 | 27400 | 3.32 | 1.86 | 8.5 | 6.5
Live | 215670540 |  | 10 | 17 | 39790 | 30000 | 24800 | 3.37 | 2.28 | 34600 | 3.22 | 1.92 | 8.5 | 7
Live | 215670539 |  | 10 | 17 | 39790 | 30000 | 24800 | 3.37 | 2.28 | 34600 | 3.22 | 1.92 | 8.5 | 7
Live | 215668389 |  | 10 | 16 | 27140 | 19900 | 16500 | 3.37 | 2.38 | 24000 | 3.04 | 1.88 | 8.5 | 7
Live | 215668388 |  | 10 | 16 | 27140 | 19900 | 16500 | 3.37 | 2.38 | 24000 | 3.04 | 1.88 | 8.5 | 7
Live | 215666497 |  | 10.5 | 18.5 | 27600 | 19400 | 16100 | 3.53 | 2.24 | 27400 | 3.32 | 1.86 | 8.5 | 6.5
Live | 215666484 |  | 10.5 | 18.5 | 27600 | 19500 | 16200 | 3.53 | 2.22 | 27400 | 3.3 | 1.86 | 8.5 | 6.5
Live | 215670538 |  | 10 | 17 | 39790 | 30000 | 24800 | 3.37 | 2.28 | 34600 | 3.22 | 1.92 | 8.5 | 7
Live | 215670530 |  | 10 | 17 | 39790 | 30000 | 24800 | 3.37 | 2.26 | 34600 | 3.22 | 1.8 | 8.5 | 7
Live | 215668382 |  | 10 | 16 | 27140 | 19900 | 16600 | 3.37 | 2.38 | 24000 | 3.04 | 1.9 | 8.5 | 6.7
Live | 215668381 |  | 10 | 16 | 27140 | 19900 | 16600 | 3.37 | 2.38 | 24000 | 3.04 | 1.9 | 8.5 | 6.7
Live | 215666482 |  | 10.5 | 18.5 | 27600 | 19500 | 16200 | 3.53 | 2.22 | 27400 | 3.3 | 1.86 | 8.5 | 6.5
Live | 215666480 |  | 10.5 | 18.5 | 27600 | 19500 | 16200 | 3.53 | 2.22 | 27400 | 3.3 | 1.86 | 8.5 | 6.5
Live | 215670529 |  | 10 | 17 | 39790 | 30000 | 24800 | 3.37 | 2.26 | 34600 | 3.22 | 1.8 | 8.5 | 7
Live | 215670528 |  | 10 | 17 | 39790 | 30000 | 24800 | 3.37 | 2.26 | 34600 | 3.22 | 1.8 | 8.5 | 7
Live | 215668380 |  | 10 | 16 | 27140 | 19900 | 16600 | 3.37 | 2.38 | 24000 | 3.04 | 1.9 | 8.5 | 6.7
Live | 215668374 |  | 9.5 | 15.5 | 27140 | 19900 | 16600 | 3.21 | 2.38 | 24000 | 3.04 | 1.88 | 8.5 | 7
Live | 215670520 |  | 9.5 | 16.5 | 39560 | 30200 | 25000 | 3.2 | 2.24 | 34800 | 3.18 | 1.78 | 8.5 | 7
Live | 215670519 |  | 9.5 | 16.5 | 39560 | 30200 | 25000 | 3.2 | 2.24 | 34800 | 3.18 | 1.78 | 8.5 | 7
Live | 215668373 |  | 9.5 | 15.5 | 27140 | 19900 | 16600 | 3.21 | 2.38 | 24000 | 3.04 | 1.88 | 8.5 | 7
Live | 215668372 |  | 9.5 | 15.5 | 27140 | 19900 | 16600 | 3.21 | 2.38 | 24000 | 3.04 | 1.88 | 8.5 | 7
Live | 215666411 |  | 10.5 | 18.5 | 27370 | 19200 | 16000 | 3.53 | 2.22 | 27000 | 3.22 | 1.78 | 8 | 6.5
Live | 215670518 |  | 9.5 | 16.5 | 39560 | 30200 | 25000 | 3.2 | 2.24 | 34800 | 3.18 | 1.78 | 8.5 | 7
Live | 215670510 |  | 9.5 | 16 | 39560 | 30200 | 25000 | 3.2 | 2.24 | 34800 | 3.2 | 1.78 | 8.5 | 7
Live | 215668366 |  | 10 | 16 | 27140 | 19800 | 16400 | 3.37 | 2.4 | 24000 | 3.06 | 1.88 | 8.5 | 7
Live | 215668365 |  | 10 | 16 | 27140 | 19800 | 16400 | 3.37 | 2.4 | 24000 | 3.06 | 1.88 | 8.5 | 7
Live | 215668878 |  | 10 | 17.5 | 38180 | 30800 | 25600 | 3.37 | 2.16 | 35800 | 3.06 | 1.84 | 9 | 7
Live | 215666409 |  | 10.5 | 18.5 | 27370 | 19200 | 16000 | 3.53 | 2.22 | 27000 | 3.22 | 1.78 | 8 | 6.5
Live | 215666407 |  | 10.5 | 18.5 | 27370 | 19200 | 16000 | 3.53 | 2.22 | 27000 | 3.22 | 1.78 | 8 | 6.5
Live | 215670509 |  | 9.5 | 16 | 39560 | 30200 | 25000 | 3.2 | 2.24 | 34800 | 3.2 | 1.78 | 8.5 | 7
Live | 215670508 |  | 9.5 | 16 | 39560 | 30200 | 25000 | 3.2 | 2.24 | 34800 | 3.2 | 1.78 | 8.5 | 7
Live | 215668364 |  | 10 | 16 | 27140 | 19800 | 16400 | 3.37 | 2.4 | 24000 | 3.06 | 1.88 | 8.5 | 7
Live | 215668358 |  | 10 | 16 | 27140 | 19800 | 16500 | 3.37 | 2.4 | 24000 | 3.06 | 1.9 | 8.5 | 6.75
Live | 215668877 |  | 10 | 17.5 | 38180 | 30800 | 25600 | 3.37 | 2.16 | 35800 | 3.06 | 1.84 | 9 | 7
Live | 215668876 |  | 10 | 17.5 | 38180 | 30800 | 25600 | 3.37 | 2.16 | 35800 | 3.06 | 1.84 | 9 | 7
Live | 215670500 |  | 9.5 | 16.5 | 39330 | 30200 | 25200 | 3.2 | 2.24 | 34800 | 3.16 | 1.8 | 8.5 | 7
Live | 215670499 |  | 9.5 | 16.5 | 39330 | 30200 | 25200 | 3.2 | 2.24 | 34800 | 3.16 | 1.8 | 8.5 | 7
Live | 215666394 |  | 10.5 | 18.5 | 27370 | 19300 | 16100 | 3.53 | 2.2 | 27000 | 3.22 | 1.76 | 8 | 6.5
Live | 215666392 |  | 10.5 | 18.5 | 27370 | 19300 | 16100 | 3.53 | 2.2 | 27000 | 3.22 | 1.76 | 8 | 6.5
Live | 215668357 |  | 10 | 16 | 27140 | 19800 | 16500 | 3.37 | 2.4 | 24000 | 3.06 | 1.9 | 8.5 | 6.75
Live | 215668356 |  | 10 | 16 | 27140 | 19800 | 16500 | 3.37 | 2.4 | 24000 | 3.06 | 1.9 | 8.5 | 6.75
Live | 215670498 |  | 9.5 | 16.5 | 39330 | 30200 | 25200 | 3.2 | 2.24 | 34800 | 3.16 | 1.8 | 8.5 | 7
Live | 215670490 |  | 10 | 17 | 39790 | 29800 | 24800 | 3.37 | 2.28 | 34600 | 3.24 | 1.92 | 8.5 | 7
Live | 215668870 |  | 9.5 | 17.5 | 38180 | 31000 | 25600 | 3.21 | 2.14 | 35800 | 3.04 | 1.86 | 8.5 | 7
Live | 215668869 |  | 9.5 | 17.5 | 38180 | 31000 | 25600 | 3.21 | 2.14 | 35800 | 3.04 | 1.86 | 8.5 | 7
Live | 215666390 |  | 10.5 | 18.5 | 27370 | 19300 | 16100 | 3.53 | 2.2 | 27000 | 3.22 | 1.76 | 8 | 6.5
Live | 215666377 |  | 10.5 | 18.5 | 27140 | 19300 | 16100 | 3.54 | 2.2 | 27000 | 3.2 | 1.76 | 8 | 6.5
Live | 215668350 |  | 10 | 16 | 27140 | 19800 | 16400 | 3.37 | 2.4 | 24000 | 3.06 | 1.88 | 8.5 | 7
Live | 215668349 |  | 10 | 16 | 27140 | 19800 | 16400 | 3.37 | 2.4 | 24000 | 3.06 | 1.88 | 8.5 | 7
Live | 215670489 |  | 10 | 17 | 39790 | 29800 | 24800 | 3.37 | 2.28 | 34600 | 3.24 | 1.92 | 8.5 | 7
Live | 215670488 |  | 10 | 17 | 39790 | 29800 | 24800 | 3.37 | 2.28 | 34600 | 3.24 | 1.92 | 8.5 | 7
Live | 215668868 |  | 9.5 | 17.5 | 38180 | 31000 | 25600 | 3.21 | 2.14 | 35800 | 3.04 | 1.86 | 8.5 | 7
Live | 215666375 |  | 10.5 | 18.5 | 27140 | 19300 | 16100 | 3.54 | 2.2 | 27000 | 3.2 | 1.76 | 8 | 6.5
Live | 215666373 |  | 10.5 | 18.5 | 27140 | 19300 | 16100 | 3.54 | 2.2 | 27000 | 3.2 | 1.76 | 8 | 6.5
Live | 215670480 |  | 9.5 | 16.5 | 39560 | 30200 | 25000 | 3.2 | 2.24 | 34800 | 3.18 | 1.78 | 8.5 | 7
Live | 215670479 |  | 9.5 | 16.5 | 39560 | 30200 | 25000 | 3.2 | 2.24 | 34800 | 3.18 | 1.78 | 8.5 | 7
Live | 215668348 |  | 10 | 16 | 27140 | 19800 | 16400 | 3.37 | 2.4 | 24000 | 3.06 | 1.88 | 8.5 | 7
Live | 215668342 |  | 10 | 16 | 27140 | 19800 | 16400 | 3.37 | 2.4 | 24000 | 3.06 | 1.88 | 8.5 | 7
Live | 215666359 |  | 10.5 | 18.5 | 27370 | 19200 | 16000 | 3.53 | 2.22 | 27000 | 3.22 | 1.78 | 8 | 6.5
Live | 215666356 |  | 10.5 | 18.5 | 27370 | 19200 | 16000 | 3.53 | 2.22 | 27000 | 3.22 | 1.78 | 8 | 6.5
Live | 215670478 |  | 9.5 | 16.5 | 39560 | 30200 | 25000 | 3.2 | 2.24 | 34800 | 3.18 | 1.78 | 8.5 | 7
Live | 215670470 |  | 10 | 17 | 39790 | 29800 | 24800 | 3.37 | 2.28 | 34600 | 3.24 | 1.92 | 8.5 | 7
Live | 215668341 |  | 10 | 16 | 27140 | 19800 | 16400 | 3.37 | 2.4 | 24000 | 3.06 | 1.88 | 8.5 | 7
Live | 215668340 |  | 10 | 16 | 27140 | 19800 | 16400 | 3.37 | 2.4 | 24000 | 3.06 | 1.88 | 8.5 | 7
Live | 215666354 |  | 10.5 | 18.5 | 27370 | 19200 | 16000 | 3.53 | 2.22 | 27000 | 3.22 | 1.78 | 8 | 6.5
Live | 215666339 |  | 10.5 | 18.5 | 27140 | 19300 | 16100 | 3.54 | 2.2 | 27000 | 3.2 | 1.76 | 8 | 6.5
Live | 215668854 |  | 10 | 18 | 38180 | 30800 | 25600 | 3.37 | 2.16 | 35800 | 3.06 | 1.84 | 9 | 7
Live | 215668853 |  | 10 | 18 | 38180 | 30800 | 25600 | 3.37 | 2.16 | 35800 | 3.06 | 1.84 | 9 | 7
Live | 215670469 |  | 10 | 17 | 39790 | 29800 | 24800 | 3.37 | 2.28 | 34600 | 3.24 | 1.92 | 8.5 | 7
Live | 215670468 |  | 10 | 17 | 39790 | 29800 | 24800 | 3.37 | 2.28 | 34600 | 3.24 | 1.92 | 8.5 | 7
Live | 215666337 |  | 10.5 | 18.5 | 27140 | 19300 | 16100 | 3.54 | 2.2 | 27000 | 3.2 | 1.76 | 8 | 6.5
Live | 215666335 |  | 10.5 | 18.5 | 27140 | 19300 | 16100 | 3.54 | 2.2 | 27000 | 3.2 | 1.76 | 8 | 6.5
Live | 215668334 |  | 10 | 16 | 27140 | 19800 | 16400 | 3.37 | 2.4 | 24000 | 3.06 | 1.88 | 8.5 | 7
Live | 215668333 |  | 10 | 16 | 27140 | 19800 | 16400 | 3.37 | 2.4 | 24000 | 3.06 | 1.88 | 8.5 | 7
Live | 215668852 |  | 10 | 18 | 38180 | 30800 | 25600 | 3.37 | 2.16 | 35800 | 3.06 | 1.84 | 9 | 7
Live | 215668846 |  | 10 | 18 | 38180 | 30800 | 25600 | 3.37 | 2.16 | 35800 | 3.06 | 1.86 | 9 | 7
Live | 215666321 |  | 10.5 | 18 | 27140 | 19300 | 16200 | 3.54 | 2.2 | 27000 | 3.2 | 1.76 | 8.5 | 6.5
Live | 215666319 |  | 10.5 | 18 | 27140 | 19300 | 16200 | 3.54 | 2.2 | 27000 | 3.2 | 1.76 | 8.5 | 6.5
Live | 215670460 |  | 10 | 17 | 39790 | 29800 | 24800 | 3.37 | 2.28 | 34600 | 3.24 | 1.92 | 8.5 | 7
Live | 215670459 |  | 10 | 17 | 39790 | 29800 | 24800 | 3.37 | 2.28 | 34600 | 3.24 | 1.92 | 8.5 | 7
Live | 215668332 |  | 10 | 16 | 27140 | 19800 | 16400 | 3.37 | 2.4 | 24000 | 3.06 | 1.88 | 8.5 | 7
Live | 215668326 |  | 10 | 16 | 27140 | 19800 | 16500 | 3.37 | 2.4 | 24000 | 3.06 | 1.88 | 8.5 | 7
Live | 215668845 |  | 10 | 18 | 38180 | 30800 | 25600 | 3.37 | 2.16 | 35800 | 3.06 | 1.86 | 9 | 7
Live | 215668844 |  | 10 | 18 | 38180 | 30800 | 25600 | 3.37 | 2.16 | 35800 | 3.06 | 1.86 | 9 | 7
Live | 215668325 |  | 10 | 16 | 27140 | 19800 | 16500 | 3.37 | 2.4 | 24000 | 3.06 | 1.88 | 8.5 | 7
Live | 215668324 |  | 10 | 16 | 27140 | 19800 | 16500 | 3.37 | 2.4 | 24000 | 3.06 | 1.88 | 8.5 | 7
Live | 215668838 |  | 10 | 18 | 38180 | 31000 | 25600 | 3.37 | 2.14 | 35800 | 3.04 | 1.86 | 9 | 7
Live | 215668837 |  | 10 | 18 | 38180 | 31000 | 25600 | 3.37 | 2.14 | 35800 | 3.04 | 1.86 | 9 | 7
Live | 215666316 |  | 10.5 | 18 | 27140 | 19300 | 16200 | 3.54 | 2.2 | 27000 | 3.2 | 1.76 | 8.5 | 6.5
Live | 215666303 |  | 10.5 | 18.5 | 27370 | 19200 | 16000 | 3.53 | 2.22 | 27000 | 3.22 | 1.78 | 8 | 6.5
Live | 215670458 |  | 10 | 17 | 39790 | 29800 | 24800 | 3.37 | 2.28 | 34600 | 3.24 | 1.92 | 8.5 | 7
Live | 215670450 |  | 10 | 17 | 39790 | 29800 | 24800 | 3.37 | 2.28 | 34600 | 3.24 | 1.92 | 8.5 | 7
Live | 215668318 |  | 10 | 16 | 27140 | 19800 | 16500 | 3.37 | 2.4 | 24000 | 3.06 | 1.88 | 8.5 | 7
Live | 215668317 |  | 10 | 16 | 27140 | 19800 | 16500 | 3.37 | 2.4 | 24000 | 3.06 | 1.88 | 8.5 | 7
Live | 215668836 |  | 10 | 18 | 38180 | 31000 | 25600 | 3.37 | 2.14 | 35800 | 3.04 | 1.86 | 9 | 7
Live | 215668830 |  | 10 | 17.5 | 37950 | 31000 | 25600 | 3.37 | 2.14 | 35800 | 3.04 | 1.86 | 9 | 7
Live | 215666301 |  | 10.5 | 18.5 | 27370 | 19200 | 16000 | 3.53 | 2.22 | 27000 | 3.22 | 1.78 | 8 | 6.5
Live | 215666299 |  | 10.5 | 18.5 | 27370 | 19200 | 16000 | 3.53 | 2.22 | 27000 | 3.22 | 1.78 | 8 | 6.5
Live | 215670449 |  | 10 | 17 | 39790 | 29800 | 24800 | 3.37 | 2.28 | 34600 | 3.24 | 1.92 | 8.5 | 7
Live | 215670448 |  | 10 | 17 | 39790 | 29800 | 24800 | 3.37 | 2.28 | 34600 | 3.24 | 1.92 | 8.5 | 7
Live | 215668829 |  | 10 | 17.5 | 37950 | 31000 | 25600 | 3.37 | 2.14 | 35800 | 3.04 | 1.86 | 9 | 7
Live | 215668828 |  | 10 | 17.5 | 37950 | 31000 | 25600 | 3.37 | 2.14 | 35800 | 3.04 | 1.86 | 9 | 7
Live | 215668316 |  | 10 | 16 | 27140 | 19800 | 16500 | 3.37 | 2.4 | 24000 | 3.06 | 1.88 | 8.5 | 7
Live | 215668310 |  | 10 | 16 | 27140 | 19900 | 16500 | 3.37 | 2.4 | 24000 | 3.04 | 1.88 | 8.5 | 7
Live | 215666285 |  | 10 | 18.5 | 27370 | 19300 | 16100 | 3.37 | 2.22 | 27000 | 3.22 | 1.76 | 8 | 6.5
Live | 215666282 |  | 10 | 18.5 | 27370 | 19300 | 16100 | 3.37 | 2.22 | 27000 | 3.22 | 1.76 | 8 | 6.5
Live | 215670440 |  | 9.5 | 17 | 39790 | 30000 | 24800 | 3.2 | 2.26 | 34600 | 3.22 | 1.8 | 8.5 | 7
Live | 215670439 |  | 9.5 | 17 | 39790 | 30000 | 24800 | 3.2 | 2.26 | 34600 | 3.22 | 1.8 | 8.5 | 7
Live | 215666280 |  | 10 | 18.5 | 27370 | 19300 | 16100 | 3.37 | 2.22 | 27000 | 3.22 | 1.76 | 8 | 6.5
Live | 215666266 |  | 10.5 | 18.5 | 27370 | 19200 | 16000 | 3.53 | 2.22 | 27000 | 3.22 | 1.78 | 8 | 6.5
Live | 215668822 |  | 9.5 | 17.5 | 37950 | 31000 | 25800 | 3.21 | 2.14 | 36000 | 3.04 | 1.86 | 9 | 7
Live | 215668821 |  | 9.5 | 17.5 | 37950 | 31000 | 25800 | 3.21 | 2.14 | 36000 | 3.04 | 1.86 | 9 | 7
Live | 215668309 |  | 10 | 16 | 27140 | 19900 | 16500 | 3.37 | 2.4 | 24000 | 3.04 | 1.88 | 8.5 | 7
Live | 215668308 |  | 10 | 16 | 27140 | 19900 | 16500 | 3.37 | 2.4 | 24000 | 3.04 | 1.88 | 8.5 | 7
Live | 215670438 |  | 9.5 | 17 | 39790 | 30000 | 24800 | 3.2 | 2.26 | 34600 | 3.22 | 1.8 | 8.5 | 7
Live | 215670430 |  | 9.5 | 17 | 39790 | 30000 | 24800 | 3.2 | 2.26 | 34600 | 3.22 | 1.8 | 8.5 | 7
Live | 215666263 |  | 10.5 | 18.5 | 27370 | 19200 | 16000 | 3.53 | 2.22 | 27000 | 3.22 | 1.78 | 8 | 6.5
Live | 215666261 |  | 10.5 | 18.5 | 27370 | 19200 | 16000 | 3.53 | 2.22 | 27000 | 3.22 | 1.78 | 8 | 6.5
Live | 215668820 |  | 9.5 | 17.5 | 37950 | 31000 | 25800 | 3.21 | 2.14 | 36000 | 3.04 | 1.86 | 9 | 7
Live | 215668302 |  | 9.5 | 16 | 27140 | 19900 | 16500 | 3.21 | 2.4 | 24000 | 3.06 | 1.88 | 8.5 | 7
Live | 215668301 |  | 9.5 | 16 | 27140 | 19900 | 16500 | 3.21 | 2.4 | 24000 | 3.06 | 1.88 | 8.5 | 7
Live | 215670429 |  | 9.5 | 17 | 39790 | 30000 | 24800 | 3.2 | 2.26 | 34600 | 3.22 | 1.8 | 8.5 | 7
Live | 215670428 |  | 9.5 | 17 | 39790 | 30000 | 24800 | 3.2 | 2.26 | 34600 | 3.22 | 1.8 | 8.5 | 7
Live | 215666247 |  | 10.5 | 18.5 | 27370 | 19200 | 16000 | 3.53 | 2.22 | 27000 | 3.22 | 1.78 | 8 | 6.5
Live | 215666245 |  | 10.5 | 18.5 | 27370 | 19200 | 16000 | 3.53 | 2.22 | 27000 | 3.22 | 1.78 | 8 | 6.5
Live | 215668300 |  | 9.5 | 16 | 27140 | 19900 | 16500 | 3.21 | 2.4 | 24000 | 3.06 | 1.88 | 8.5 | 7
Live | 215668294 |  | 9.5 | 15.5 | 26910 | 20000 | 16600 | 3.21 | 2.36 | 24200 | 3.02 | 1.88 | 8.5 | 7
Live | 215670420 |  | 9.5 | 17 | 39560 | 30000 | 25000 | 3.2 | 2.26 | 34800 | 3.2 | 1.8 | 8.5 | 7
Live | 215670419 |  | 9.5 | 17 | 39560 | 30000 | 25000 | 3.2 | 2.26 | 34800 | 3.2 | 1.8 | 8.5 | 7
Live | 215666242 |  | 10.5 | 18.5 | 27370 | 19200 | 16000 | 3.53 | 2.22 | 27000 | 3.22 | 1.78 | 8 | 6.5
Live | 215666228 |  | 10.5 | 18.5 | 27370 | 19200 | 16100 | 3.53 | 2.22 | 27000 | 3.22 | 1.78 | 8 | 6.5
Live | 215668782 |  | 10 | 18 | 39790 | 30400 | 25000 | 3.37 | 2.28 | 35200 | 3.24 | 1.9 | 9 | 7
Live | 215668781 |  | 10 | 18 | 39790 | 30400 | 25000 | 3.37 | 2.28 | 35200 | 3.24 | 1.9 | 9 | 7
Live | 215668293 |  | 9.5 | 15.5 | 26910 | 20000 | 16600 | 3.21 | 2.36 | 24200 | 3.02 | 1.88 | 8.5 | 7
Live | 215668292 |  | 9.5 | 15.5 | 26910 | 20000 | 16600 | 3.21 | 2.36 | 24200 | 3.02 | 1.88 | 8.5 | 7
Live | 215670418 |  | 9.5 | 17 | 39560 | 30000 | 25000 | 3.2 | 2.26 | 34800 | 3.2 | 1.8 | 8.5 | 7
Live | 215670410 |  | 9.5 | 16.5 | 39560 | 30200 | 25000 | 3.2 | 2.24 | 34800 | 3.18 | 1.78 | 8.5 | 7
Live | 215666226 |  | 10.5 | 18.5 | 27370 | 19200 | 16100 | 3.53 | 2.22 | 27000 | 3.22 | 1.78 | 8 | 6.5
Live | 215666224 |  | 10.5 | 18.5 | 27370 | 19200 | 16100 | 3.53 | 2.22 | 27000 | 3.22 | 1.78 | 8 | 6.5
Live | 215668780 |  | 10 | 18 | 39790 | 30400 | 25000 | 3.37 | 2.28 | 35200 | 3.24 | 1.9 | 9 | 7
Live | 215668774 |  | 10 | 18 | 39560 | 30600 | 25200 | 3.37 | 2.26 | 35400 | 3.2 | 1.9 | 9 | 7
Live | 215668270 |  | 9.5 | 16 | 26910 | 20000 | 16600 | 3.21 | 2.4 | 24400 | 3.06 | 1.98 | 8.5 | 7
Live | 215668269 |  | 9.5 | 16 | 26910 | 20000 | 16600 | 3.21 | 2.4 | 24400 | 3.06 | 1.98 | 8.5 | 7
Live | 215670409 |  | 9.5 | 16.5 | 39560 | 30200 | 25000 | 3.2 | 2.24 | 34800 | 3.18 | 1.78 | 8.5 | 7
Live | 215670408 |  | 9.5 | 16.5 | 39560 | 30200 | 25000 | 3.2 | 2.24 | 34800 | 3.18 | 1.78 | 8.5 | 7
Live | 215666211 |  | 10 | 18 | 27140 | 19400 | 16200 | 3.37 | 2.18 | 27200 | 3.18 | 1.76 | 8 | 6.5
Live | 215666209 |  | 10 | 18 | 27140 | 19400 | 16200 | 3.37 | 2.18 | 27200 | 3.18 | 1.76 | 8 | 6.5
Live | 215668773 |  | 10 | 18 | 39560 | 30600 | 25200 | 3.37 | 2.26 | 35400 | 3.2 | 1.9 | 9 | 7
Live | 215668772 |  | 10 | 18 | 39560 | 30600 | 25200 | 3.37 | 2.26 | 35400 | 3.2 | 1.9 | 9 | 7
Live | 215670400 |  | 9 | 16.5 | 39330 | 30400 | 25200 | 3.03 | 2.22 | 35000 | 3.16 | 1.78 | 8.5 | 7
Live | 215670399 |  | 9 | 16.5 | 39330 | 30400 | 25200 | 3.03 | 2.22 | 35000 | 3.16 | 1.78 | 8.5 | 7
Live | 215668268 |  | 9.5 | 16 | 26910 | 20000 | 16600 | 3.21 | 2.4 | 24400 | 3.06 | 1.98 | 8.5 | 7
Live | 215668262 |  | 10 | 16 | 26910 | 20000 | 16600 | 3.37 | 2.4 | 24400 | 3.06 | 1.9 | 8.5 | 6.75
Live | 215666207 |  | 10 | 18 | 27140 | 19400 | 16200 | 3.37 | 2.18 | 27200 | 3.18 | 1.76 | 8 | 6.5
Live | 215666162 |  | 10.5 | 18.5 | 27140 | 19300 | 16100 | 3.54 | 2.2 | 27000 | 3.2 | 1.76 | 8 | 6.5
Live | 215670398 |  | 9 | 16.5 | 39330 | 30400 | 25200 | 3.03 | 2.22 | 35000 | 3.16 | 1.78 | 8.5 | 7
Live | 215670370 |  | 9.5 | 17 | 39330 | 30400 | 25200 | 3.2 | 2.26 | 35400 | 3.2 | 1.9 | 8.5 | 7
Live | 215668766 |  | 9.5 | 17.5 | 39330 | 30600 | 25400 | 3.2 | 2.24 | 35400 | 3.18 | 1.88 | 9 | 7
Live | 215668765 |  | 9.5 | 17.5 | 39330 | 30600 | 25400 | 3.2 | 2.24 | 35400 | 3.18 | 1.88 | 9 | 7
Live | 215668261 |  | 10 | 16 | 26910 | 20000 | 16600 | 3.37 | 2.4 | 24400 | 3.06 | 1.9 | 8.5 | 6.75
Live | 215668260 |  | 10 | 16 | 26910 | 20000 | 16600 | 3.37 | 2.4 | 24400 | 3.06 | 1.9 | 8.5 | 6.75
Live | 215666160 |  | 10.5 | 18.5 | 27140 | 19300 | 16100 | 3.54 | 2.2 | 27000 | 3.2 | 1.76 | 8 | 6.5
Live | 215666158 |  | 10.5 | 18.5 | 27140 | 19300 | 16100 | 3.54 | 2.2 | 27000 | 3.2 | 1.76 | 8 | 6.5
Live | 215670369 |  | 9.5 | 17 | 39330 | 30400 | 25200 | 3.2 | 2.26 | 35400 | 3.2 | 1.9 | 8.5 | 7
Live | 215670368 |  | 9.5 | 17 | 39330 | 30400 | 25200 | 3.2 | 2.26 | 35400 | 3.2 | 1.9 | 8.5 | 7
Live | 215668764 |  | 9.5 | 17.5 | 39330 | 30600 | 25400 | 3.2 | 2.24 | 35400 | 3.18 | 1.88 | 9 | 7
Live | 215668758 |  | 10 | 18 | 39790 | 30400 | 25000 | 3.37 | 2.28 | 35200 | 3.24 | 1.9 | 9 | 7
Live | 215668254 |  | 9.5 | 16 | 26680 | 20200 | 16700 | 3.2 | 2.38 | 24400 | 3.04 | 1.96 | 8.5 | 7
Live | 215668253 |  | 9.5 | 16 | 26680 | 20200 | 16700 | 3.2 | 2.38 | 24400 | 3.04 | 1.96 | 8.5 | 7
Live | 215666144 |  | 10 | 18 | 27140 | 19400 | 16200 | 3.37 | 2.2 | 27200 | 3.18 | 1.76 | 8 | 6.5
Live | 215666142 |  | 10 | 18 | 27140 | 19400 | 16200 | 3.37 | 2.2 | 27200 | 3.18 | 1.76 | 8 | 6.5
Live | 215670360 |  | 9.5 | 17 | 39330 | 30400 | 25200 | 3.2 | 2.26 | 35400 | 3.2 | 1.9 | 8.5 | 7
Live | 215670359 |  | 9.5 | 17 | 39330 | 30400 | 25200 | 3.2 | 2.26 | 35400 | 3.2 | 1.9 | 8.5 | 7
Live | 215668757 |  | 10 | 18 | 39790 | 30400 | 25000 | 3.37 | 2.28 | 35200 | 3.24 | 1.9 | 9 | 7
Live | 215668756 |  | 10 | 18 | 39790 | 30400 | 25000 | 3.37 | 2.28 | 35200 | 3.24 | 1.9 | 9 | 7
Live | 215668252 |  | 9.5 | 16 | 26680 | 20200 | 16700 | 3.2 | 2.38 | 24400 | 3.04 | 1.96 | 8.5 | 7
Live | 215668246 |  | 9.5 | 15.5 | 26680 | 20200 | 16700 | 3.2 | 2.38 | 24400 | 3.02 | 1.96 | 8.5 | 7
Live | 215666139 |  | 10 | 18 | 27140 | 19400 | 16200 | 3.37 | 2.2 | 27200 | 3.18 | 1.76 | 8 | 6.5
Live | 215670358 |  | 9.5 | 17 | 39330 | 30400 | 25200 | 3.2 | 2.26 | 35400 | 3.2 | 1.9 | 8.5 | 7
Live | 215670350 |  | 9.5 | 16.5 | 39100 | 30600 | 25400 | 3.2 | 2.24 | 35600 | 3.18 | 1.78 | 8.5 | 7
Live | 215668750 |  | 10 | 18 | 39560 | 30400 | 25200 | 3.37 | 2.28 | 35400 | 3.24 | 1.8 | 8.5 | 6.6
Live | 215668749 |  | 10 | 18 | 39560 | 30400 | 25200 | 3.37 | 2.28 | 35400 | 3.24 | 1.8 | 8.5 | 6.6
Live | 215668245 |  | 9.5 | 15.5 | 26680 | 20200 | 16700 | 3.2 | 2.38 | 24400 | 3.02 | 1.96 | 8.5 | 7
Live | 215668244 |  | 9.5 | 15.5 | 26680 | 20200 | 16700 | 3.2 | 2.38 | 24400 | 3.02 | 1.96 | 8.5 | 7
Live | 215668748 |  | 10 | 18 | 39560 | 30400 | 25200 | 3.37 | 2.28 | 35400 | 3.24 | 1.8 | 8.5 | 6.6
Live | 215668742 |  | 9.5 | 17.5 | 39330 | 30600 | 25400 | 3.2 | 2.26 | 35400 | 3.2 | 1.88 | 9 | 7
Live | 215670349 |  | 9.5 | 16.5 | 39100 | 30600 | 25400 | 3.2 | 2.24 | 35600 | 3.18 | 1.78 | 8.5 | 7
Live | 215670348 |  | 9.5 | 16.5 | 39100 | 30600 | 25400 | 3.2 | 2.24 | 35600 | 3.18 | 1.78 | 8.5 | 7
Live | 215668238 |  | 9 | 14.5 | 26220 | 20400 | 17100 | 3.04 | 2.3 | 24800 | 2.94 | 1.84 | 8.5 | 7
Live | 215668237 |  | 9 | 14.5 | 26220 | 20400 | 17100 | 3.04 | 2.3 | 24800 | 2.94 | 1.84 | 8.5 | 7
Live | 215668741 |  | 9.5 | 17.5 | 39330 | 30600 | 25400 | 3.2 | 2.26 | 35400 | 3.2 | 1.88 | 9 | 7
Live | 215668740 |  | 9.5 | 17.5 | 39330 | 30600 | 25400 | 3.2 | 2.26 | 35400 | 3.2 | 1.88 | 9 | 7
Live | 215670340 |  | 9 | 16 | 38870 | 30800 | 25400 | 3.03 | 2.22 | 35600 | 3.16 | 1.78 | 8.5 | 7
Live | 215670339 |  | 9 | 16 | 38870 | 30800 | 25400 | 3.03 | 2.22 | 35600 | 3.16 | 1.78 | 8.5 | 7
Live | 215666105 |  | 10.5 | 18 | 27140 | 19400 | 16200 | 3.54 | 2.2 | 27000 | 3.18 | 1.76 | 8.5 | 6.5
Live | 215666102 |  | 10.5 | 18 | 27140 | 19400 | 16200 | 3.54 | 2.2 | 27000 | 3.18 | 1.76 | 8.5 | 6.5
Live | 215668236 |  | 9 | 14.5 | 26220 | 20400 | 17100 | 3.04 | 2.3 | 24800 | 2.94 | 1.84 | 8.5 | 7
Live | 215668230 |  | 10 | 16 | 26910 | 20000 | 16600 | 3.37 | 2.4 | 24400 | 3.06 | 1.9 | 8.5 | 6.75
Live | 215666100 |  | 10.5 | 18 | 27140 | 19400 | 16200 | 3.54 | 2.2 | 27000 | 3.18 | 1.76 | 8.5 | 6.5
Live | 215670338 |  | 9 | 16 | 38870 | 30800 | 25400 | 3.03 | 2.22 | 35600 | 3.16 | 1.78 | 8.5 | 7
Live | 215670330 |  | 9 | 15.5 | 37490 | 30800 | 25600 | 3.04 | 2.16 | 36000 | 3.06 | 1.78 | 8.5 | 6.5
Live | 215668734 |  | 9.5 | 17.5 | 39330 | 30600 | 25400 | 3.2 | 2.26 | 35400 | 3.2 | 1.88 | 9 | 7
Live | 215668733 |  | 9.5 | 17.5 | 39330 | 30600 | 25400 | 3.2 | 2.26 | 35400 | 3.2 | 1.88 | 9 | 7
Live | 215668229 |  | 10 | 16 | 26910 | 20000 | 16600 | 3.37 | 2.4 | 24400 | 3.06 | 1.9 | 8.5 | 6.75
Live | 215668228 |  | 10 | 16 | 26910 | 20000 | 16600 | 3.37 | 2.4 | 24400 | 3.06 | 1.9 | 8.5 | 6.75
Live | 215668732 |  | 9.5 | 17.5 | 39330 | 30600 | 25400 | 3.2 | 2.26 | 35400 | 3.2 | 1.88 | 9 | 7
Live | 215668726 |  | 9.5 | 17.5 | 39330 | 30600 | 25400 | 3.2 | 2.24 | 35600 | 3.18 | 1.88 | 9 | 7
Live | 215670329 |  | 9 | 15.5 | 37490 | 30800 | 25600 | 3.04 | 2.16 | 36000 | 3.06 | 1.78 | 8.5 | 6.5
Live | 215670328 |  | 9 | 15.5 | 37490 | 30800 | 25600 | 3.04 | 2.16 | 36000 | 3.06 | 1.78 | 8.5 | 6.5
Live | 215668222 |  | 9.5 | 15.5 | 26680 | 20200 | 16700 | 3.2 | 2.38 | 24400 | 3.04 | 1.96 | 8.5 | 7
Live | 215668221 |  | 9.5 | 15.5 | 26680 | 20200 | 16700 | 3.2 | 2.38 | 24400 | 3.04 | 1.96 | 8.5 | 7
Live | 215666067 |  | 10.5 | 18.5 | 27370 | 19300 | 16100 | 3.53 | 2.2 | 27000 | 3.2 | 1.76 | 8 | 6.5
Live | 215666065 |  | 10.5 | 18.5 | 27370 | 19300 | 16100 | 3.53 | 2.2 | 27000 | 3.2 | 1.76 | 8 | 6.5
Live | 215668725 |  | 9.5 | 17.5 | 39330 | 30600 | 25400 | 3.2 | 2.24 | 35600 | 3.18 | 1.88 | 9 | 7
Live | 215668724 |  | 9.5 | 17.5 | 39330 | 30600 | 25400 | 3.2 | 2.24 | 35600 | 3.18 | 1.88 | 9 | 7
Live | 215670320 |  | 9.5 | 17 | 39330 | 30400 | 25200 | 3.2 | 2.26 | 35400 | 3.2 | 1.88 | 8.5 | 7
Live | 215670319 |  | 9.5 | 17 | 39330 | 30400 | 25200 | 3.2 | 2.26 | 35400 | 3.2 | 1.88 | 8.5 | 7
Live | 215668220 |  | 9.5 | 15.5 | 26680 | 20200 | 16700 | 3.2 | 2.38 | 24400 | 3.04 | 1.96 | 8.5 | 7
Live | 215668214 |  | 9.5 | 15.5 | 26680 | 20200 | 16700 | 3.2 | 2.38 | 24400 | 3.02 | 1.86 | 8.5 | 7
Live | 215666062 |  | 10.5 | 18.5 | 27370 | 19300 | 16100 | 3.53 | 2.2 | 27000 | 3.2 | 1.76 | 8 | 6.5
Live | 215666049 |  | 10.5 | 18.5 | 27140 | 19300 | 16100 | 3.54 | 2.2 | 27000 | 3.2 | 1.76 | 8 | 6.5
Live | 215668718 |  | 10 | 18 | 39790 | 30400 | 25000 | 3.37 | 2.28 | 35200 | 3.24 | 1.9 | 9 | 7
Live | 215668717 |  | 10 | 18 | 39790 | 30400 | 25000 | 3.37 | 2.28 | 35200 | 3.24 | 1.9 | 9 | 7
Live | 215670318 |  | 9.5 | 17 | 39330 | 30400 | 25200 | 3.2 | 2.26 | 35400 | 3.2 | 1.88 | 8.5 | 7
Live | 215670310 |  | 9.5 | 17 | 39330 | 30400 | 25200 | 3.2 | 2.26 | 35400 | 3.2 | 1.9 | 8.5 | 7
Live | 215666047 |  | 10.5 | 18.5 | 27140 | 19300 | 16100 | 3.54 | 2.2 | 27000 | 3.2 | 1.76 | 8 | 6.5
Live | 215666045 |  | 10.5 | 18.5 | 27140 | 19300 | 16100 | 3.54 | 2.2 | 27000 | 3.2 | 1.76 | 8 | 6.5
Live | 215668213 |  | 9.5 | 15.5 | 26680 | 20200 | 16700 | 3.2 | 2.38 | 24400 | 3.02 | 1.86 | 8.5 | 7
Live | 215668212 |  | 9.5 | 15.5 | 26680 | 20200 | 16700 | 3.2 | 2.38 | 24400 | 3.02 | 1.86 | 8.5 | 7
Live | 215668716 |  | 10 | 18 | 39790 | 30400 | 25000 | 3.37 | 2.28 | 35200 | 3.24 | 1.9 | 9 | 7
Live | 215668710 |  | 10 | 17.5 | 39560 | 30400 | 25200 | 3.37 | 2.28 | 35400 | 3.22 | 1.9 | 9 | 7
Live | 215670309 |  | 9.5 | 17 | 39330 | 30400 | 25200 | 3.2 | 2.26 | 35400 | 3.2 | 1.9 | 8.5 | 7
Live | 215670308 |  | 9.5 | 17 | 39330 | 30400 | 25200 | 3.2 | 2.26 | 35400 | 3.2 | 1.9 | 8.5 | 7
Live | 215666032 |  | 10.5 | 18.5 | 27140 | 19300 | 16100 | 3.54 | 2.2 | 27000 | 3.2 | 1.76 | 8 | 6.5
Live | 215666030 |  | 10.5 | 18.5 | 27140 | 19300 | 16100 | 3.54 | 2.2 | 27000 | 3.2 | 1.76 | 8 | 6.5
Live | 215668206 |  | 9.5 | 15.5 | 26680 | 20200 | 16800 | 3.2 | 2.38 | 24400 | 3.02 | 1.86 | 8.5 | 7
Live | 215668205 |  | 9.5 | 15.5 | 26680 | 20200 | 16800 | 3.2 | 2.38 | 24400 | 3.02 | 1.86 | 8.5 | 7
Live | 215668709 |  | 10 | 17.5 | 39560 | 30400 | 25200 | 3.37 | 2.28 | 35400 | 3.22 | 1.9 | 9 | 7
Live | 215668708 |  | 10 | 17.5 | 39560 | 30400 | 25200 | 3.37 | 2.28 | 35400 | 3.22 | 1.9 | 9 | 7
Live | 215666028 |  | 10.5 | 18.5 | 27140 | 19300 | 16100 | 3.54 | 2.2 | 27000 | 3.2 | 1.76 | 8 | 6.5
Live | 215666015 |  | 10 | 18 | 27140 | 19400 | 16300 | 3.37 | 2.18 | 27200 | 3.16 | 1.76 | 8 | 6.5
Live | 215670300 |  | 9.5 | 16.5 | 39330 | 30400 | 25200 | 3.2 | 2.26 | 35400 | 3.2 | 1.88 | 8.5 | 7
Live | 215670299 |  | 9.5 | 16.5 | 39330 | 30400 | 25200 | 3.2 | 2.26 | 35400 | 3.2 | 1.88 | 8.5 | 7
Live | 215668702 |  | 9.5 | 17.5 | 39330 | 30600 | 25200 | 3.2 | 2.26 | 35400 | 3.2 | 1.88 | 9 | 7
Live | 215668701 |  | 9.5 | 17.5 | 39330 | 30600 | 25200 | 3.2 | 2.26 | 35400 | 3.2 | 1.88 | 9 | 7
Live | 215668204 |  | 9.5 | 15.5 | 26680 | 20200 | 16800 | 3.2 | 2.38 | 24400 | 3.02 | 1.86 | 8.5 | 7
Live | 215668198 |  | 10 | 16 | 26910 | 20000 | 16600 | 3.37 | 2.4 | 24400 | 3.06 | 1.9 | 8.5 | 6.75
Live | 215666013 |  | 10 | 18 | 27140 | 19400 | 16300 | 3.37 | 2.18 | 27200 | 3.16 | 1.76 | 8 | 6.5
Live | 215666011 |  | 10 | 18 | 27140 | 19400 | 16300 | 3.37 | 2.18 | 27200 | 3.16 | 1.76 | 8 | 6.5
Live | 215670298 |  | 9.5 | 16.5 | 39330 | 30400 | 25200 | 3.2 | 2.26 | 35400 | 3.2 | 1.88 | 8.5 | 7
Live | 215670290 |  | 9 | 16.5 | 39100 | 30600 | 25400 | 3.03 | 2.24 | 35600 | 3.16 | 1.76 | 8.5 | 7
Live | 215668700 |  | 9.5 | 17.5 | 39330 | 30600 | 25200 | 3.2 | 2.26 | 35400 | 3.2 | 1.88 | 9 | 7
Live | 215668694 |  | 10 | 18 | 39790 | 30400 | 25000 | 3.37 | 2.28 | 35200 | 3.24 | 1.9 | 9 | 7
Live | 215668197 |  | 10 | 16 | 26910 | 20000 | 16600 | 3.37 | 2.4 | 24400 | 3.06 | 1.9 | 8.5 | 6.75
Live | 215668196 |  | 10 | 16 | 26910 | 20000 | 16600 | 3.37 | 2.4 | 24400 | 3.06 | 1.9 | 8.5 | 6.75
Live | 215665965 |  | 10.5 | 19 | 27830 | 19600 | 16200 | 3.55 | 2.24 | 27600 | 3.36 | 1.86 | 8.5 | 6.5
Live | 215665963 |  | 10.5 | 19 | 27830 | 19600 | 16200 | 3.55 | 2.24 | 27600 | 3.36 | 1.86 | 8.5 | 6.5
Live | 215668693 |  | 10 | 18 | 39790 | 30400 | 25000 | 3.37 | 2.28 | 35200 | 3.24 | 1.9 | 9 | 7
Live | 215668692 |  | 10 | 18 | 39790 | 30400 | 25000 | 3.37 | 2.28 | 35200 | 3.24 | 1.9 | 9 | 7
Live | 215670289 |  | 9 | 16.5 | 39100 | 30600 | 25400 | 3.03 | 2.24 | 35600 | 3.16 | 1.76 | 8.5 | 7
Live | 215670288 |  | 9 | 16.5 | 39100 | 30600 | 25400 | 3.03 | 2.24 | 35600 | 3.16 | 1.76 | 8.5 | 7
Live | 215668190 |  | 9.5 | 15.5 | 26680 | 20000 | 16700 | 3.2 | 2.4 | 24400 | 3.04 | 1.96 | 8.5 | 7
Live | 215668189 |  | 9.5 | 15.5 | 26680 | 20000 | 16700 | 3.2 | 2.4 | 24400 | 3.04 | 1.96 | 8.5 | 7
Live | 215665960 |  | 10.5 | 19 | 27830 | 19600 | 16200 | 3.55 | 2.24 | 27600 | 3.36 | 1.86 | 8.5 | 6.5
Live | 215665947 |  | 10.5 | 18.5 | 27600 | 19600 | 16200 | 3.53 | 2.24 | 27800 | 3.34 | 1.84 | 8.5 | 6.5
Live | 215668686 |  | 10 | 18 | 39790 | 30400 | 25000 | 3.37 | 2.28 | 35200 | 3.24 | 1.9 | 9 | 7
Live | 215668685 |  | 10 | 18 | 39790 | 30400 | 25000 | 3.37 | 2.28 | 35200 | 3.24 | 1.9 | 9 | 7
Live | 215670280 |  | 9.5 | 16.5 | 39100 | 30600 | 25400 | 3.2 | 2.24 | 35600 | 3.16 | 1.76 | 8.5 | 7
Live | 215670279 |  | 9.5 | 16.5 | 39100 | 30600 | 25400 | 3.2 | 2.24 | 35600 | 3.16 | 1.76 | 8.5 | 7
Live | 215668188 |  | 9.5 | 15.5 | 26680 | 20000 | 16700 | 3.2 | 2.4 | 24400 | 3.04 | 1.96 | 8.5 | 7
Live | 215668182 |  | 9.5 | 15.5 | 26910 | 20000 | 16600 | 3.21 | 2.4 | 24200 | 3.04 | 1.98 | 8.5 | 7
Live | 215665944 |  | 10.5 | 18.5 | 27600 | 19600 | 16200 | 3.53 | 2.24 | 27800 | 3.34 | 1.84 | 8.5 | 6.5
Live | 215665942 |  | 10.5 | 18.5 | 27600 | 19600 | 16200 | 3.53 | 2.24 | 27800 | 3.34 | 1.84 | 8.5 | 6.5
Live | 215668684 |  | 10 | 18 | 39790 | 30400 | 25000 | 3.37 | 2.28 | 35200 | 3.24 | 1.9 | 9 | 7
Live | 215668678 |  | 10 | 18 | 39560 | 30400 | 25200 | 3.37 | 2.28 | 35400 | 3.22 | 1.88 | 9 | 7
Live | 215670278 |  | 9.5 | 16.5 | 39100 | 30600 | 25400 | 3.2 | 2.24 | 35600 | 3.16 | 1.76 | 8.5 | 7
Live | 215670270 |  | 9 | 16.5 | 38870 | 30800 | 25400 | 3.03 | 2.22 | 35600 | 3.14 | 1.78 | 8.5 | 7
Live | 215668181 |  | 9.5 | 15.5 | 26910 | 20000 | 16600 | 3.21 | 2.4 | 24200 | 3.04 | 1.98 | 8.5 | 7
Live | 215668180 |  | 9.5 | 15.5 | 26910 | 20000 | 16600 | 3.21 | 2.4 | 24200 | 3.04 | 1.98 | 8.5 | 7
Live | 215670269 |  | 9 | 16.5 | 38870 | 30800 | 25400 | 3.03 | 2.22 | 35600 | 3.14 | 1.78 | 8.5 | 7
Live | 215670268 |  | 9 | 16.5 | 38870 | 30800 | 25400 | 3.03 | 2.22 | 35600 | 3.14 | 1.78 | 8.5 | 7
Live | 215668677 |  | 10 | 18 | 39560 | 30400 | 25200 | 3.37 | 2.28 | 35400 | 3.22 | 1.88 | 9 | 7
Live | 215668676 |  | 10 | 18 | 39560 | 30400 | 25200 | 3.37 | 2.28 | 35400 | 3.22 | 1.88 | 9 | 7
Live | 215668174 |  | 10 | 16 | 26910 | 20000 | 16600 | 3.37 | 2.4 | 24400 | 3.06 | 1.9 | 8.5 | 6.75
Live | 215668173 |  | 10 | 16 | 26910 | 20000 | 16600 | 3.37 | 2.4 | 24400 | 3.06 | 1.9 | 8.5 | 6.75
Live | 215670260 |  | 9.5 | 16.5 | 39330 | 30400 | 25200 | 3.2 | 2.26 | 35400 | 3.22 | 1.9 | 8.5 | 7
Live | 215670259 |  | 9.5 | 16.5 | 39330 | 30400 | 25200 | 3.2 | 2.26 | 35400 | 3.22 | 1.9 | 8.5 | 7
Live | 215665910 |  | 10.5 | 18.5 | 27830 | 19600 | 16200 | 3.55 | 2.24 | 27600 | 3.36 | 1.86 | 8.5 | 6.5
Live | 215668670 |  | 10 | 18 | 39560 | 30400 | 25200 | 3.37 | 2.28 | 35400 | 3.22 | 1.88 | 9 | 7
Live | 215668669 |  | 10 | 18 | 39560 | 30400 | 25200 | 3.37 | 2.28 | 35400 | 3.22 | 1.88 | 9 | 7
Live | 215668172 |  | 10 | 16 | 26910 | 20000 | 16600 | 3.37 | 2.4 | 24400 | 3.06 | 1.9 | 8.5 | 6.75
Live | 215668166 |  | 9.5 | 15.5 | 26910 | 20000 | 16600 | 3.21 | 2.4 | 24200 | 3.06 | 1.98 | 8.5 | 7
Live | 215670258 |  | 9.5 | 16.5 | 39330 | 30400 | 25200 | 3.2 | 2.26 | 35400 | 3.22 | 1.9 | 8.5 | 7
Live | 215670250 |  | 9.5 | 16.5 | 39330 | 30400 | 25200 | 3.2 | 2.26 | 35400 | 3.2 | 1.88 | 8.5 | 7
Live | 215668668 |  | 10 | 18 | 39560 | 30400 | 25200 | 3.37 | 2.28 | 35400 | 3.22 | 1.88 | 9 | 7
Live | 215668662 |  | 10 | 18 | 39560 | 30400 | 25200 | 3.37 | 2.26 | 35400 | 3.22 | 1.9 | 9 | 7
Live | 215665908 |  | 10.5 | 18.5 | 27830 | 19600 | 16200 | 3.55 | 2.24 | 27600 | 3.36 | 1.86 | 8.5 | 6.5
Live | 215665906 |  | 10.5 | 18.5 | 27830 | 19600 | 16200 | 3.55 | 2.24 | 27600 | 3.36 | 1.86 | 8.5 | 6.5
Live | 215668165 |  | 9.5 | 15.5 | 26910 | 20000 | 16600 | 3.21 | 2.4 | 24200 | 3.06 | 1.98 | 8.5 | 7
Live | 215668164 |  | 9.5 | 15.5 | 26910 | 20000 | 16600 | 3.21 | 2.4 | 24200 | 3.06 | 1.98 | 8.5 | 7
Live | 215670249 |  | 9.5 | 16.5 | 39330 | 30400 | 25200 | 3.2 | 2.26 | 35400 | 3.2 | 1.88 | 8.5 | 7
Live | 215670248 |  | 9.5 | 16.5 | 39330 | 30400 | 25200 | 3.2 | 2.26 | 35400 | 3.2 | 1.88 | 8.5 | 7
Live | 215668661 |  | 10 | 18 | 39560 | 30400 | 25200 | 3.37 | 2.26 | 35400 | 3.22 | 1.9 | 9 | 7
Live | 215668660 |  | 10 | 18 | 39560 | 30400 | 25200 | 3.37 | 2.26 | 35400 | 3.22 | 1.9 | 9 | 7
Live | 215665891 |  | 10.5 | 18.5 | 27600 | 19600 | 16300 | 3.53 | 2.22 | 27800 | 3.34 | 1.84 | 8.5 | 6.5
Live | 215665888 |  | 10.5 | 18.5 | 27600 | 19600 | 16300 | 3.53 | 2.22 | 27800 | 3.34 | 1.84 | 8.5 | 6.5
Live | 215668158 |  | 9.5 | 16 | 26910 | 20000 | 16700 | 3.21 | 2.4 | 24400 | 3.04 | 1.98 | 8.5 | 7
Live | 215668157 |  | 9.5 | 16 | 26910 | 20000 | 16700 | 3.21 | 2.4 | 24400 | 3.04 | 1.98 | 8.5 | 7
Live | 215668654 |  | 9.5 | 17.5 | 39100 | 30800 | 25400 | 3.2 | 2.24 | 35600 | 3.16 | 1.86 | 9 | 7
Live | 215668653 |  | 9.5 | 17.5 | 39100 | 30800 | 25400 | 3.2 | 2.24 | 35600 | 3.16 | 1.86 | 9 | 7
Live | 215670240 |  | 9.5 | 16.5 | 39100 | 30600 | 25400 | 3.2 | 2.24 | 35600 | 3.16 | 1.76 | 8.5 | 7
Live | 215670239 |  | 9.5 | 16.5 | 39100 | 30600 | 25400 | 3.2 | 2.24 | 35600 | 3.16 | 1.76 | 8.5 | 7
Live | 215665886 |  | 10.5 | 18.5 | 27600 | 19600 | 16300 | 3.53 | 2.22 | 27800 | 3.34 | 1.84 | 8.5 | 6.5
Live | 215665872 |  | 11 | 19 | 27830 | 19500 | 16100 | 3.71 | 2.24 | 27600 | 3.36 | 1.84 | 8.5 | 6.5
Live | 215668156 |  | 9.5 | 16 | 26910 | 20000 | 16700 | 3.21 | 2.4 | 24400 | 3.04 | 1.98 | 8.5 | 7
Live | 215668150 |  | 9.5 | 15.5 | 26910 | 20000 | 16700 | 3.21 | 2.4 | 24400 | 3.04 | 1.98 | 8.5 | 7
Live | 215668652 |  | 9.5 | 17.5 | 39100 | 30800 | 25400 | 3.2 | 2.24 | 35600 | 3.16 | 1.86 | 9 | 7
Live | 215668622 |  | 9.5 | 17.5 | 38870 | 30800 | 25600 | 3.2 | 2.22 | 35800 | 3.14 | 1.88 | 9 | 7
Live | 215665869 |  | 11 | 19 | 27830 | 19500 | 16100 | 3.71 | 2.24 | 27600 | 3.36 | 1.84 | 8.5 | 6.5
Live | 215665867 |  | 11 | 19 | 27830 | 19500 | 16100 | 3.71 | 2.24 | 27600 | 3.36 | 1.84 | 8.5 | 6.5
Live | 215670238 |  | 9.5 | 16.5 | 39100 | 30600 | 25400 | 3.2 | 2.24 | 35600 | 3.16 | 1.76 | 8.5 | 7
Live | 215670230 |  | 9.5 | 17 | 39330 | 30400 | 25200 | 3.2 | 2.26 | 35400 | 3.22 | 1.9 | 8.5 | 7
Live | 215668149 |  | 9.5 | 15.5 | 26910 | 20000 | 16700 | 3.21 | 2.4 | 24400 | 3.04 | 1.98 | 8.5 | 7
Live | 215668148 |  | 9.5 | 15.5 | 26910 | 20000 | 16700 | 3.21 | 2.4 | 24400 | 3.04 | 1.98 | 8.5 | 7
Live | 215668621 |  | 9.5 | 17.5 | 38870 | 30800 | 25600 | 3.2 | 2.22 | 35800 | 3.14 | 1.88 | 9 | 7
Live | 215668620 |  | 9.5 | 17.5 | 38870 | 30800 | 25600 | 3.2 | 2.22 | 35800 | 3.14 | 1.88 | 9 | 7
Live | 215665853 |  | 10.5 | 19 | 27830 | 19600 | 16200 | 3.55 | 2.24 | 27600 | 3.36 | 1.86 | 8.5 | 6.5
Live | 215665851 |  | 10.5 | 19 | 27830 | 19600 | 16200 | 3.55 | 2.24 | 27600 | 3.36 | 1.86 | 8.5 | 6.5
Live | 215670229 |  | 9.5 | 17 | 39330 | 30400 | 25200 | 3.2 | 2.26 | 35400 | 3.22 | 1.9 | 8.5 | 7
Live | 215670228 |  | 9.5 | 17 | 39330 | 30400 | 25200 | 3.2 | 2.26 | 35400 | 3.22 | 1.9 | 8.5 | 7
Live | 215668142 |  | 9.5 | 15.5 | 26680 | 20200 | 16700 | 3.2 | 2.38 | 24400 | 3.04 | 1.96 | 8.5 | 7
Live | 215668141 |  | 9.5 | 15.5 | 26680 | 20200 | 16700 | 3.2 | 2.38 | 24400 | 3.04 | 1.96 | 8.5 | 7
Live | 215668614 |  | 9.5 | 17.5 | 38870 | 31000 | 25600 | 3.2 | 2.2 | 35800 | 3.12 | 1.86 | 9 | 7
Live | 215668613 |  | 9.5 | 17.5 | 38870 | 31000 | 25600 | 3.2 | 2.2 | 35800 | 3.12 | 1.86 | 9 | 7
Live | 215665849 |  | 10.5 | 19 | 27830 | 19600 | 16200 | 3.55 | 2.24 | 27600 | 3.36 | 1.86 | 8.5 | 6.5
Live | 215665836 |  | 11 | 19 | 27830 | 19600 | 16200 | 3.71 | 2.24 | 27600 | 3.36 | 1.86 | 8.5 | 6.5
Live | 215670220 |  | 9.5 | 17 | 39330 | 30400 | 25200 | 3.2 | 2.26 | 35400 | 3.2 | 1.9 | 8.5 | 7
Live | 215670219 |  | 9.5 | 17 | 39330 | 30400 | 25200 | 3.2 | 2.26 | 35400 | 3.2 | 1.9 | 8.5 | 7
Live | 215668140 |  | 9.5 | 15.5 | 26680 | 20200 | 16700 | 3.2 | 2.38 | 24400 | 3.04 | 1.96 | 8.5 | 7
Live | 215668134 |  | 9.5 | 16 | 26680 | 20000 | 16700 | 3.2 | 2.38 | 24400 | 3.04 | 1.96 | 8.5 | 7
Live | 215665834 |  | 11 | 19 | 27830 | 19600 | 16200 | 3.71 | 2.24 | 27600 | 3.36 | 1.86 | 8.5 | 6.5
Live | 215665831 |  | 11 | 19 | 27830 | 19600 | 16200 | 3.71 | 2.24 | 27600 | 3.36 | 1.86 | 8.5 | 6.5
Live | 215670218 |  | 9.5 | 17 | 39330 | 30400 | 25200 | 3.2 | 2.26 | 35400 | 3.2 | 1.9 | 8.5 | 7
Live | 215670210 |  | 9.5 | 17 | 39330 | 30400 | 25200 | 3.2 | 2.26 | 35400 | 3.22 | 1.9 | 8.5 | 7
Live | 215668612 |  | 9.5 | 17.5 | 38870 | 31000 | 25600 | 3.2 | 2.2 | 35800 | 3.12 | 1.86 | 9 | 7
Live | 215668606 |  | 9.5 | 16 | 37490 | 31000 | 25600 | 3.2 | 2.14 | 36200 | 3.04 | 1.76 | 8.5 | 7
Live | 215665818 |  | 10.5 | 18.5 | 27600 | 19700 | 16300 | 3.53 | 2.22 | 27800 | 3.33 | 1.84 | 8.5 | 6.5
Live | 215665816 |  | 10.5 | 18.5 | 27600 | 19700 | 16300 | 3.53 | 2.22 | 27800 | 3.33 | 1.84 | 8.5 | 6.5
Live | 215668605 |  | 9.5 | 16 | 37490 | 31000 | 25600 | 3.2 | 2.14 | 36200 | 3.04 | 1.76 | 8.5 | 7
Live | 215668604 |  | 9.5 | 16 | 37490 | 31000 | 25600 | 3.2 | 2.14 | 36200 | 3.04 | 1.76 | 8.5 | 7
Live | 215668133 |  | 9.5 | 16 | 26680 | 20000 | 16700 | 3.2 | 2.38 | 24400 | 3.04 | 1.96 | 8.5 | 7
Live | 215668132 |  | 9.5 | 16 | 26680 | 20000 | 16700 | 3.2 | 2.38 | 24400 | 3.04 | 1.96 | 8.5 | 7
Live | 215670209 |  | 9.5 | 17 | 39330 | 30400 | 25200 | 3.2 | 2.26 | 35400 | 3.22 | 1.9 | 8.5 | 7
Live | 215670208 |  | 9.5 | 17 | 39330 | 30400 | 25200 | 3.2 | 2.26 | 35400 | 3.22 | 1.9 | 8.5 | 7
Live | 215665814 |  | 10.5 | 18.5 | 27600 | 19700 | 16300 | 3.53 | 2.22 | 27800 | 3.33 | 1.84 | 8.5 | 6.5
Live | 215665768 |  | 10.5 | 18.5 | 27140 | 19300 | 16100 | 3.54 | 2.2 | 27000 | 3.2 | 1.76 | 8 | 6.5
Live | 215668598 |  | 9.5 | 17.5 | 38870 | 31000 | 25600 | 3.2 | 2.2 | 35800 | 3.12 | 1.86 | 9 | 7
Live | 215668597 |  | 9.5 | 17.5 | 38870 | 31000 | 25600 | 3.2 | 2.2 | 35800 | 3.12 | 1.86 | 9 | 7
Live | 215668126 |  | 9.5 | 15.5 | 26680 | 20200 | 16800 | 3.2 | 2.36 | 24600 | 3 | 1.86 | 8.5 | 7
Live | 215668125 |  | 9.5 | 15.5 | 26680 | 20200 | 16800 | 3.2 | 2.36 | 24600 | 3 | 1.86 | 8.5 | 7
Live | 215670200 |  | 9.5 | 17 | 39330 | 30400 | 25200 | 3.2 | 2.26 | 35400 | 3.2 | 1.88 | 8.5 | 7
Live | 215670199 |  | 9.5 | 17 | 39330 | 30400 | 25200 | 3.2 | 2.26 | 35400 | 3.2 | 1.88 | 8.5 | 7
Live | 215665765 |  | 10.5 | 18.5 | 27140 | 19300 | 16100 | 3.54 | 2.2 | 27000 | 3.2 | 1.76 | 8 | 6.5
Live | 215665763 |  | 10.5 | 18.5 | 27140 | 19300 | 16100 | 3.54 | 2.2 | 27000 | 3.2 | 1.76 | 8 | 6.5
Live | 215668596 |  | 9.5 | 17.5 | 38870 | 31000 | 25600 | 3.2 | 2.2 | 35800 | 3.12 | 1.86 | 9 | 7
Live | 215668590 |  | 9.5 | 17 | 38640 | 31000 | 25800 | 3.2 | 2.2 | 36000 | 3.12 | 1.86 | 9 | 7
Live | 215668124 |  | 9.5 | 15.5 | 26680 | 20200 | 16800 | 3.2 | 2.36 | 24600 | 3 | 1.86 | 8.5 | 7
Live | 215668102 |  | 9.5 | 15.5 | 26680 | 20200 | 16800 | 3.2 | 2.36 | 24600 | 3 | 1.86 | 8.5 | 7
Live | 215670198 |  | 9.5 | 17 | 39330 | 30400 | 25200 | 3.2 | 2.26 | 35400 | 3.2 | 1.88 | 8.5 | 7
Live | 215670190 |  | 9.5 | 17 | 39330 | 30400 | 25200 | 3.2 | 2.26 | 35400 | 3.2 | 1.88 | 8.5 | 7
Live | 215670189 |  | 9.5 | 17 | 39330 | 30400 | 25200 | 3.2 | 2.26 | 35400 | 3.2 | 1.88 | 8.5 | 7
Live | 215670188 |  | 9.5 | 17 | 39330 | 30400 | 25200 | 3.2 | 2.26 | 35400 | 3.2 | 1.88 | 8.5 | 7
Live | 215665750 |  | 10 | 18 | 27140 | 19400 | 16200 | 3.37 | 2.2 | 27200 | 3.18 | 1.76 | 8 | 6.5
Live | 215665748 |  | 10 | 18 | 27140 | 19400 | 16200 | 3.37 | 2.2 | 27200 | 3.18 | 1.76 | 8 | 6.5
Live | 215668101 |  | 9.5 | 15.5 | 26680 | 20200 | 16800 | 3.2 | 2.36 | 24600 | 3 | 1.86 | 8.5 | 7
Live | 215668100 |  | 9.5 | 15.5 | 26680 | 20200 | 16800 | 3.2 | 2.36 | 24600 | 3 | 1.86 | 8.5 | 7
Live | 215668589 |  | 9.5 | 17 | 38640 | 31000 | 25800 | 3.2 | 2.2 | 36000 | 3.12 | 1.86 | 9 | 7
Live | 215668588 |  | 9.5 | 17 | 38640 | 31000 | 25800 | 3.2 | 2.2 | 36000 | 3.12 | 1.86 | 9 | 7
Live | 215670180 |  | 9.5 | 16.5 | 39100 | 30600 | 25400 | 3.2 | 2.24 | 35600 | 3.18 | 1.78 | 8.5 | 7
Live | 215670179 |  | 9.5 | 16.5 | 39100 | 30600 | 25400 | 3.2 | 2.24 | 35600 | 3.18 | 1.78 | 8.5 | 7
Live | 215665746 |  | 10 | 18 | 27140 | 19400 | 16200 | 3.37 | 2.2 | 27200 | 3.18 | 1.76 | 8 | 6.5
Live | 215668094 |  | 9.5 | 15.2 | 26680 | 20200 | 16800 | 3.2 | 2.36 | 24600 | 3 | 1.86 | 8.5 | 7
Live | 215668093 |  | 9.5 | 15.2 | 26680 | 20200 | 16800 | 3.2 | 2.36 | 24600 | 3 | 1.86 | 8.5 | 7
Live | 215668582 |  | 9.5 | 17 | 38870 | 31000 | 25600 | 3.2 | 2.2 | 35800 | 3.14 | 1.86 | 9 | 7
Live | 215668581 |  | 9.5 | 17 | 38870 | 31000 | 25600 | 3.2 | 2.2 | 35800 | 3.14 | 1.86 | 9 | 7
Live | 215670178 |  | 9.5 | 16.5 | 39100 | 30600 | 25400 | 3.2 | 2.24 | 35600 | 3.18 | 1.78 | 8.5 | 7
Live | 215670170 |  | 9.5 | 16.5 | 39100 | 30600 | 25400 | 3.2 | 2.24 | 35600 | 3.16 | 1.76 | 8.5 | 7
Live | 215668580 |  | 9.5 | 17 | 38870 | 31000 | 25600 | 3.2 | 2.2 | 35800 | 3.14 | 1.86 | 9 | 7
Live | 215668574 |  | 9.5 | 17.5 | 39100 | 30800 | 25400 | 3.2 | 2.22 | 35800 | 3.16 | 1.88 | 9 | 7
Live | 215668092 |  | 9.5 | 15.2 | 26680 | 20200 | 16800 | 3.2 | 2.36 | 24600 | 3 | 1.86 | 8.5 | 7
Live | 215668086 |  | 9.5 | 15.5 | 26680 | 20200 | 16800 | 3.2 | 2.34 | 24600 | 2.98 | 1.86 | 8.5 | 7
Live | 215665715 |  | 10.5 | 18 | 27140 | 19400 | 16200 | 3.54 | 2.2 | 27000 | 3.18 | 1.76 | 8.5 | 6.5
Live | 215665713 |  | 10.5 | 18 | 27140 | 19400 | 16200 | 3.54 | 2.2 | 27000 | 3.18 | 1.76 | 8.5 | 6.5
Live | 215670169 |  | 9.5 | 16.5 | 39100 | 30600 | 25400 | 3.2 | 2.24 | 35600 | 3.16 | 1.76 | 8.5 | 7
Live | 215670168 |  | 9.5 | 16.5 | 39100 | 30600 | 25400 | 3.2 | 2.24 | 35600 | 3.16 | 1.76 | 8.5 | 7
Live | 215668573 |  | 9.5 | 17.5 | 39100 | 30800 | 25400 | 3.2 | 2.22 | 35800 | 3.16 | 1.88 | 9 | 7
Live | 215668572 |  | 9.5 | 17.5 | 39100 | 30800 | 25400 | 3.2 | 2.22 | 35800 | 3.16 | 1.88 | 9 | 7
Live | 215668085 |  | 9.5 | 15.5 | 26680 | 20200 | 16800 | 3.2 | 2.34 | 24600 | 2.98 | 1.86 | 8.5 | 7
Live | 215668084 |  | 9.5 | 15.5 | 26680 | 20200 | 16800 | 3.2 | 2.34 | 24600 | 2.98 | 1.86 | 8.5 | 7
Live | 215665710 |  | 10.5 | 18 | 27140 | 19400 | 16200 | 3.54 | 2.2 | 27000 | 3.18 | 1.76 | 8.5 | 6.5
Live | 215670160 |  | 9 | 16.5 | 38870 | 30800 | 25600 | 3.03 | 2.22 | 35600 | 3.14 | 1.78 | 8.5 | 7
Live | 215670159 |  | 9 | 16.5 | 38870 | 30800 | 25600 | 3.03 | 2.22 | 35600 | 3.14 | 1.78 | 8.5 | 7
Live | 215668566 |  | 9.5 | 17.5 | 38870 | 30800 | 25600 | 3.2 | 2.22 | 35800 | 3.14 | 1.88 | 9 | 7
Live | 215668565 |  | 9.5 | 17.5 | 38870 | 30800 | 25600 | 3.2 | 2.22 | 35800 | 3.14 | 1.88 | 9 | 7
Live | 215668078 |  | 9.5 | 15.2 | 26450 | 20400 | 16900 | 3.2 | 2.34 | 24600 | 2.98 | 1.84 | 8.5 | 7
Live | 215668077 |  | 9.5 | 15.2 | 26450 | 20400 | 16900 | 3.2 | 2.34 | 24600 | 2.98 | 1.84 | 8.5 | 7
Live | 215670158 |  | 9 | 16.5 | 38870 | 30800 | 25600 | 3.03 | 2.22 | 35600 | 3.14 | 1.78 | 8.5 | 7
Live | 215670120 |  | 9.5 | 16.5 | 39100 | 30600 | 25200 | 3.2 | 2.24 | 35600 | 3.18 | 1.78 | 8.5 | 7
Live | 215668564 |  | 9.5 | 17.5 | 38870 | 30800 | 25600 | 3.2 | 2.22 | 35800 | 3.14 | 1.88 | 9 | 7
Live | 215668558 |  | 9.5 | 17.5 | 38870 | 30800 | 25600 | 3.2 | 2.22 | 35800 | 3.14 | 1.86 | 9 | 7
Live | 215668076 |  | 9.5 | 15.2 | 26450 | 20400 | 16900 | 3.2 | 2.34 | 24600 | 2.98 | 1.84 | 8.5 | 7
Live | 215668070 |  | 9 | 14.5 | 25990 | 20600 | 17200 | 3.03 | 2.28 | 25000 | 2.9 | 1.82 | 8.5 | 7
Live | 215665680 |  | 10.5 | 18.5 | 27370 | 19300 | 16100 | 3.53 | 2.2 | 27000 | 3.2 | 1.76 | 8 | 6.5
Live | 215665678 |  | 10.5 | 18.5 | 27370 | 19300 | 16100 | 3.53 | 2.2 | 27000 | 3.2 | 1.76 | 8 | 6.5
Live | 215670119 |  | 9.5 | 16.5 | 39100 | 30600 | 25200 | 3.2 | 2.24 | 35600 | 3.18 | 1.78 | 8.5 | 7
Live | 215670118 |  | 9.5 | 16.5 | 39100 | 30600 | 25200 | 3.2 | 2.24 | 35600 | 3.18 | 1.78 | 8.5 | 7
Live | 215668557 |  | 9.5 | 17.5 | 38870 | 30800 | 25600 | 3.2 | 2.22 | 35800 | 3.14 | 1.86 | 9 | 7
Live | 215668556 |  | 9.5 | 17.5 | 38870 | 30800 | 25600 | 3.2 | 2.22 | 35800 | 3.14 | 1.86 | 9 | 7
Live | 215668069 |  | 9 | 14.5 | 25990 | 20600 | 17200 | 3.03 | 2.28 | 25000 | 2.9 | 1.82 | 8.5 | 7
Live | 215668068 |  | 9 | 14.5 | 25990 | 20600 | 17200 | 3.03 | 2.28 | 25000 | 2.9 | 1.82 | 8.5 | 7
Live | 215665675 |  | 10.5 | 18.5 | 27370 | 19300 | 16100 | 3.53 | 2.2 | 27000 | 3.2 | 1.76 | 8 | 6.5
Live | 215665662 |  | 10.5 | 18 | 27140 | 19300 | 16100 | 3.54 | 2.2 | 27000 | 3.2 | 1.76 | 8 | 6.5
Live | 215668550 |  | 9 | 17 | 38640 | 31200 | 25800 | 3.04 | 2.18 | 36000 | 3.1 | 1.86 | 9 | 7
Live | 215668549 |  | 9 | 17 | 38640 | 31200 | 25800 | 3.04 | 2.18 | 36000 | 3.1 | 1.86 | 9 | 7
Live | 215670112 |  | 9.5 | 16.5 | 39100 | 30600 | 25200 | 3.2 | 2.24 | 35600 | 3.18 | 1.78 | 8.5 | 7
Live | 215670111 |  | 9.5 | 16.5 | 39100 | 30600 | 25200 | 3.2 | 2.24 | 35600 | 3.18 | 1.78 | 8.5 | 7
Live | 215668062 |  | 9.5 | 15.2 | 26680 | 20200 | 16800 | 3.2 | 2.36 | 24600 | 3 | 1.86 | 8.5 | 7
Live | 215668061 |  | 9.5 | 15.2 | 26680 | 20200 | 16800 | 3.2 | 2.36 | 24600 | 3 | 1.86 | 8.5 | 7
Live | 215665660 |  | 10.5 | 18 | 27140 | 19300 | 16100 | 3.54 | 2.2 | 27000 | 3.2 | 1.76 | 8 | 6.5
Live | 215665657 |  | 10.5 | 18 | 27140 | 19300 | 16100 | 3.54 | 2.2 | 27000 | 3.2 | 1.76 | 8 | 6.5
Live | 215668548 |  | 9 | 17 | 38640 | 31200 | 25800 | 3.04 | 2.18 | 36000 | 3.1 | 1.86 | 9 | 7
Live | 215670110 |  | 9.5 | 16.5 | 39100 | 30600 | 25200 | 3.2 | 2.24 | 35600 | 3.18 | 1.78 | 8.5 | 7
Live | 215670104 |  | 9.5 | 16.5 | 38870 | 30800 | 25400 | 3.2 | 2.22 | 35600 | 3.14 | 1.78 | 8.5 | 7
Live | 215668060 |  | 9.5 | 15.2 | 26680 | 20200 | 16800 | 3.2 | 2.36 | 24600 | 3 | 1.86 | 8.5 | 7
Live | 215668054 |  | 9.5 | 15.2 | 26450 | 20200 | 16800 | 3.2 | 2.34 | 24600 | 2.98 | 1.84 | 8.5 | 7
Live | 215665644 |  | 10.5 | 18.5 | 27140 | 19300 | 16100 | 3.54 | 2.2 | 27000 | 3.2 | 1.76 | 8 | 6.5
Live | 215665642 |  | 10.5 | 18.5 | 27140 | 19300 | 16100 | 3.54 | 2.2 | 27000 | 3.2 | 1.76 | 8 | 6.5
Live | 215670103 |  | 9.5 | 16.5 | 38870 | 30800 | 25400 | 3.2 | 2.22 | 35600 | 3.14 | 1.78 | 8.5 | 7
Live | 215670102 |  | 9.5 | 16.5 | 38870 | 30800 | 25400 | 3.2 | 2.22 | 35600 | 3.14 | 1.78 | 8.5 | 7
Live | 215668053 |  | 9.5 | 15.2 | 26450 | 20200 | 16800 | 3.2 | 2.34 | 24600 | 2.98 | 1.84 | 8.5 | 7
Live | 215668052 |  | 9.5 | 15.2 | 26450 | 20200 | 16800 | 3.2 | 2.34 | 24600 | 2.98 | 1.84 | 8.5 | 7
Live | 215665639 |  | 10.5 | 18.5 | 27140 | 19300 | 16100 | 3.54 | 2.2 | 27000 | 3.2 | 1.76 | 8 | 6.5
Live | 215665626 |  | 10 | 18 | 27140 | 19400 | 16300 | 3.37 | 2.18 | 27200 | 3.16 | 1.76 | 8 | 6.5
Live | 215670096 |  | 9 | 16.5 | 38640 | 30800 | 25600 | 3.04 | 2.2 | 35800 | 3.12 | 1.76 | 8.5 | 7
Live | 215670095 |  | 9 | 16.5 | 38640 | 30800 | 25600 | 3.04 | 2.2 | 35800 | 3.12 | 1.76 | 8.5 | 7
Live | 215665623 |  | 10 | 18 | 27140 | 19400 | 16300 | 3.37 | 2.18 | 27200 | 3.16 | 1.76 | 8 | 6.5
Live | 215665621 |  | 10 | 18 | 27140 | 19400 | 16300 | 3.37 | 2.18 | 27200 | 3.16 | 1.76 | 8 | 6.5
Live | 215668046 |  | 9.5 | 15.2 | 26450 | 20400 | 16900 | 3.2 | 2.34 | 24600 | 2.98 | 1.86 | 8.5 | 7
Live | 215668045 |  | 9.5 | 15.2 | 26450 | 20400 | 16900 | 3.2 | 2.34 | 24600 | 2.98 | 1.86 | 8.5 | 7
Live | 215670094 |  | 9 | 16.5 | 38640 | 30800 | 25600 | 3.04 | 2.2 | 35800 | 3.12 | 1.76 | 8.5 | 7
Live | 215670088 |  | 9 | 15.2 | 37490 | 31000 | 25600 | 3.04 | 2.14 | 36000 | 3.02 | 1.76 | 8.5 | 6.5
Live | 215668044 |  | 9.5 | 15.2 | 26450 | 20400 | 16900 | 3.2 | 2.34 | 24600 | 2.98 | 1.86 | 8.5 | 7
Live | 215668038 |  | 9.5 | 14.5 | 26450 | 20400 | 16900 | 3.2 | 2.34 | 24600 | 2.95 | 1.86 | 8.5 | 7
Live | 215670087 |  | 9 | 15.2 | 37490 | 31000 | 25600 | 3.04 | 2.14 | 36000 | 3.02 | 1.76 | 8.5 | 6.5
Live | 215670086 |  | 9 | 15.2 | 37490 | 31000 | 25600 | 3.04 | 2.14 | 36000 | 3.02 | 1.76 | 8.5 | 6.5
Live | 215680007 |  | 10 | 16.5 | 39790 | 30000 | 24800 | 3.37 | 2.28 | 34600 | 3.22 | 1.92 | 8.5 | 7
Live | 215665546 |  | 10 | 18 | 26680 | 19000 | 16100 | 3.37 | 2.14 | 26400 | 3.03 | 1.8 | 8 | 6.5
Live | 215668037 |  | 9.5 | 14.5 | 26450 | 20400 | 16900 | 3.2 | 2.34 | 24600 | 2.95 | 1.86 | 8.5 | 7
Live | 215668036 |  | 9.5 | 14.5 | 26450 | 20400 | 16900 | 3.2 | 2.34 | 24600 | 2.95 | 1.86 | 8.5 | 7
Live | 215680006 |  | 10 | 16.5 | 39790 | 30000 | 24800 | 3.37 | 2.28 | 34600 | 3.22 | 1.92 | 8.5 | 7
Live | 215680005 |  | 10 | 16.5 | 39790 | 30000 | 24800 | 3.37 | 2.28 | 34600 | 3.22 | 1.92 | 8.5 | 7
Live | 215668030 |  | 9.5 | 15.2 | 26680 | 20200 | 16800 | 3.2 | 2.36 | 24600 | 3 | 1.86 | 8.5 | 7
Live | 215668029 |  | 9.5 | 15.2 | 26680 | 20200 | 16800 | 3.2 | 2.36 | 24600 | 3 | 1.86 | 8.5 | 7
Live | 215670080 |  | 9.5 | 16.5 | 39100 | 30600 | 25200 | 3.2 | 2.24 | 35600 | 3.18 | 1.78 | 8.5 | 7
Live | 215670079 |  | 9.5 | 16.5 | 39100 | 30600 | 25200 | 3.2 | 2.24 | 35600 | 3.18 | 1.78 | 8.5 | 7
Live | 215665544 |  | 10 | 18 | 26680 | 19000 | 16100 | 3.37 | 2.14 | 26400 | 3.03 | 1.8 | 8 | 6.5
Live | 215665541 |  | 10 | 18 | 26680 | 19000 | 16100 | 3.37 | 2.14 | 26400 | 3.03 | 1.8 | 8 | 6.5
Live | 215670078 |  | 9.5 | 16.5 | 39100 | 30600 | 25200 | 3.2 | 2.24 | 35600 | 3.18 | 1.78 | 8.5 | 7
Live | 215670072 |  | 9.5 | 16.5 | 39100 | 30600 | 25200 | 3.2 | 2.24 | 35600 | 3.18 | 1.78 | 8.5 | 7
Live | 215668028 |  | 9.5 | 15.2 | 26680 | 20200 | 16800 | 3.2 | 2.36 | 24600 | 3 | 1.86 | 8.5 | 7
Live | 215668022 |  | 9.5 | 15.2 | 26680 | 20200 | 16800 | 3.2 | 2.36 | 24600 | 3 | 1.86 | 8.5 | 7
Live | 215679997 |  | 10 | 17 | 39790 | 30000 | 24800 | 3.37 | 2.28 | 34600 | 3.22 | 1.82 | 8.5 | 7
Live | 215679996 |  | 10 | 17 | 39790 | 30000 | 24800 | 3.37 | 2.28 | 34600 | 3.22 | 1.82 | 8.5 | 7
Live | 215665524 |  | 10.5 | 18.5 | 27140 | 19300 | 16100 | 3.54 | 2.2 | 27000 | 3.2 | 1.76 | 8 | 6.5
Live | 215665522 |  | 10.5 | 18.5 | 27140 | 19300 | 16100 | 3.54 | 2.2 | 27000 | 3.2 | 1.76 | 8 | 6.5
Live | 215670071 |  | 9.5 | 16.5 | 39100 | 30600 | 25200 | 3.2 | 2.24 | 35600 | 3.18 | 1.78 | 8.5 | 7
Live | 215670070 |  | 9.5 | 16.5 | 39100 | 30600 | 25200 | 3.2 | 2.24 | 35600 | 3.18 | 1.78 | 8.5 | 7
Live | 215668021 |  | 9.5 | 15.2 | 26680 | 20200 | 16800 | 3.2 | 2.36 | 24600 | 3 | 1.86 | 8.5 | 7
Live | 215668020 |  | 9.5 | 15.2 | 26680 | 20200 | 16800 | 3.2 | 2.36 | 24600 | 3 | 1.86 | 8.5 | 7
Live | 215679995 |  | 10 | 17 | 39790 | 30000 | 24800 | 3.37 | 2.28 | 34600 | 3.22 | 1.82 | 8.5 | 7
Live | 215679987 |  | 9.5 | 16.5 | 39790 | 30000 | 24800 | 3.2 | 2.26 | 34600 | 3.22 | 1.8 | 8.5 | 7
Live | 215665520 |  | 10.5 | 18.5 | 27140 | 19300 | 16100 | 3.54 | 2.2 | 27000 | 3.2 | 1.76 | 8 | 6.5
Live | 215665507 |  | 10 | 18 | 27140 | 19400 | 16200 | 3.37 | 2.2 | 27200 | 3.18 | 1.76 | 8 | 6.5
Live | 215670064 |  | 9.5 | 16.5 | 39100 | 30600 | 25200 | 3.2 | 2.24 | 35600 | 3.16 | 1.78 | 8.5 | 7
Live | 215670063 |  | 9.5 | 16.5 | 39100 | 30600 | 25200 | 3.2 | 2.24 | 35600 | 3.16 | 1.78 | 8.5 | 7
Live | 215668014 |  | 9.5 | 15.5 | 26680 | 20200 | 16800 | 3.2 | 2.36 | 24600 | 3 | 1.86 | 8.5 | 7
Live | 215668013 |  | 9.5 | 15.5 | 26680 | 20200 | 16800 | 3.2 | 2.36 | 24600 | 3 | 1.86 | 8.5 | 7
Live | 215679986 |  | 9.5 | 16.5 | 39790 | 30000 | 24800 | 3.2 | 2.26 | 34600 | 3.22 | 1.8 | 8.5 | 7
Live | 215679985 |  | 9.5 | 16.5 | 39790 | 30000 | 24800 | 3.2 | 2.26 | 34600 | 3.22 | 1.8 | 8.5 | 7
Live | 215665505 |  | 10 | 18 | 27140 | 19400 | 16200 | 3.37 | 2.2 | 27200 | 3.18 | 1.76 | 8 | 6.5
Live | 215665503 |  | 10 | 18 | 27140 | 19400 | 16200 | 3.37 | 2.2 | 27200 | 3.18 | 1.76 | 8 | 6.5
Live | 215670062 |  | 9.5 | 16.5 | 39100 | 30600 | 25200 | 3.2 | 2.24 | 35600 | 3.16 | 1.78 | 8.5 | 7
Live | 215670056 |  | 9 | 16.5 | 38870 | 30800 | 25400 | 3.03 | 2.22 | 35800 | 3.14 | 1.78 | 8.5 | 7
Live | 215668012 |  | 9.5 | 15.5 | 26680 | 20200 | 16800 | 3.2 | 2.36 | 24600 | 3 | 1.86 | 8.5 | 7
Live | 215668006 |  | 9.5 | 15.2 | 26680 | 20200 | 16800 | 3.2 | 2.36 | 24600 | 3 | 1.86 | 8.5 | 7
Live | 215679977 |  | 9.5 | 16 | 39560 | 30200 | 25000 | 3.2 | 2.24 | 34800 | 3.18 | 1.78 | 8.5 | 7
Live | 215679976 |  | 9.5 | 16 | 39560 | 30200 | 25000 | 3.2 | 2.24 | 34800 | 3.18 | 1.78 | 8.5 | 7
Live | 215670055 |  | 9 | 16.5 | 38870 | 30800 | 25400 | 3.03 | 2.22 | 35800 | 3.14 | 1.78 | 8.5 | 7
Live | 215670054 |  | 9 | 16.5 | 38870 | 30800 | 25400 | 3.03 | 2.22 | 35800 | 3.14 | 1.78 | 8.5 | 7
Live | 215668005 |  | 9.5 | 15.2 | 26680 | 20200 | 16800 | 3.2 | 2.36 | 24600 | 3 | 1.86 | 8.5 | 7
Live | 215668004 |  | 9.5 | 15.2 | 26680 | 20200 | 16800 | 3.2 | 2.36 | 24600 | 3 | 1.86 | 8.5 | 7
Live | 215679975 |  | 9.5 | 16 | 39560 | 30200 | 25000 | 3.2 | 2.24 | 34800 | 3.18 | 1.78 | 8.5 | 7
Live | 215679967 |  | 9 | 16 | 39330 | 30200 | 25200 | 3.03 | 2.24 | 34800 | 3.16 | 1.8 | 8.5 | 7
Live | 215665472 |  | 10.5 | 18 | 27140 | 19400 | 16200 | 3.54 | 2.2 | 27000 | 3.18 | 1.76 | 8.5 | 6.5
Live | 215670048 |  | 9 | 16 | 38640 | 30800 | 25600 | 3.04 | 2.2 | 35800 | 3.12 | 1.76 | 8.5 | 7
Live | 215670047 |  | 9 | 16 | 38640 | 30800 | 25600 | 3.04 | 2.2 | 35800 | 3.12 | 1.76 | 8.5 | 7
Live | 215679966 |  | 9 | 16 | 39330 | 30200 | 25200 | 3.03 | 2.24 | 34800 | 3.16 | 1.8 | 8.5 | 7
Live | 215679965 |  | 9 | 16 | 39330 | 30200 | 25200 | 3.03 | 2.24 | 34800 | 3.16 | 1.8 | 8.5 | 7
Live | 215667998 |  | 9.5 | 15.2 | 26680 | 20200 | 16800 | 3.2 | 2.36 | 24600 | 3 | 1.86 | 8.5 | 7
Live | 215667997 |  | 9.5 | 15.2 | 26680 | 20200 | 16800 | 3.2 | 2.36 | 24600 | 3 | 1.86 | 8.5 | 7
Live | 215665470 |  | 10.5 | 18 | 27140 | 19400 | 16200 | 3.54 | 2.2 | 27000 | 3.18 | 1.76 | 8.5 | 6.5
Live | 215665468 |  | 10.5 | 18 | 27140 | 19400 | 16200 | 3.54 | 2.2 | 27000 | 3.18 | 1.76 | 8.5 | 6.5
Live | 215679957 |  | 10 | 17 | 39790 | 30000 | 24800 | 3.37 | 2.28 | 34600 | 3.22 | 1.92 | 8.5 | 7
Live | 215679956 |  | 10 | 17 | 39790 | 30000 | 24800 | 3.37 | 2.28 | 34600 | 3.22 | 1.92 | 8.5 | 7
Live | 215670046 |  | 9 | 16 | 38640 | 30800 | 25600 | 3.04 | 2.2 | 35800 | 3.12 | 1.76 | 8.5 | 7
Live | 215670040 |  | 9.5 | 16.5 | 39100 | 30600 | 25200 | 3.2 | 2.24 | 35600 | 3.18 | 1.78 | 8.5 | 7
Live | 215667996 |  | 9.5 | 15.2 | 26680 | 20200 | 16800 | 3.2 | 2.36 | 24600 | 3 | 1.86 | 8.5 | 7
Live | 215667990 |  | 9.5 | 15.5 | 26680 | 20200 | 16800 | 3.2 | 2.34 | 24600 | 3 | 1.86 | 8.5 | 7
Live | 215670039 |  | 9.5 | 16.5 | 39100 | 30600 | 25200 | 3.2 | 2.24 | 35600 | 3.18 | 1.78 | 8.5 | 7
Live | 215670038 |  | 9.5 | 16.5 | 39100 | 30600 | 25200 | 3.2 | 2.24 | 35600 | 3.18 | 1.78 | 8.5 | 7
Live | 215679955 |  | 10 | 17 | 39790 | 30000 | 24800 | 3.37 | 2.28 | 34600 | 3.22 | 1.92 | 8.5 | 7
Live | 215679947 |  | 10 | 17 | 39790 | 29800 | 24800 | 3.37 | 2.28 | 34600 | 3.24 | 1.92 | 8.5 | 7
Live | 215667989 |  | 9.5 | 15.5 | 26680 | 20200 | 16800 | 3.2 | 2.34 | 24600 | 3 | 1.86 | 8.5 | 7
Live | 215667988 |  | 9.5 | 15.5 | 26680 | 20200 | 16800 | 3.2 | 2.34 | 24600 | 3 | 1.86 | 8.5 | 7
Live | 215662844 |  | 11 | 19 | 40020 | 29800 | 24600 | 3.71 | 2.3 | 34600 | 3.26 | 1.96 | 9 | 7
Live | 215662841 |  | 11 | 19 | 40020 | 29800 | 24600 | 3.71 | 2.3 | 34600 | 3.26 | 1.96 | 9 | 7
Live | 215670032 |  | 9.5 | 16 | 39100 | 30600 | 25400 | 3.2 | 2.24 | 35600 | 3.16 | 1.78 | 8.5 | 7
Live | 215670031 |  | 9.5 | 16 | 39100 | 30600 | 25400 | 3.2 | 2.24 | 35600 | 3.16 | 1.78 | 8.5 | 7
Live | 215679946 |  | 10 | 17 | 39790 | 29800 | 24800 | 3.37 | 2.28 | 34600 | 3.24 | 1.92 | 8.5 | 7
Live | 215679945 |  | 10 | 17 | 39790 | 29800 | 24800 | 3.37 | 2.28 | 34600 | 3.24 | 1.92 | 8.5 | 7
Live | 215665439 |  | 10.5 | 18.5 | 27370 | 19300 | 16100 | 3.53 | 2.2 | 27000 | 3.2 | 1.76 | 8 | 6.5
Live | 215662839 |  | 11 | 19 | 40020 | 29800 | 24600 | 3.71 | 2.3 | 34600 | 3.26 | 1.96 | 9 | 7
Live | 215679187 |  | 10.5 | 19 | 27830 | 19700 | 16200 | 3.55 | 2.24 | 27800 | 3.39 | 1.84 | 8.5 | 6.5
Live | 215667982 |  | 9.5 | 15.2 | 26680 | 20200 | 16800 | 3.2 | 2.34 | 24600 | 3 | 1.86 | 8.5 | 7
Live | 215667981 |  | 9.5 | 15.2 | 26680 | 20200 | 16800 | 3.2 | 2.34 | 24600 | 3 | 1.86 | 8.5 | 7
Live | 215679937 |  | 9.5 | 16.5 | 39790 | 30000 | 24800 | 3.2 | 2.26 | 34600 | 3.22 | 1.8 | 8.5 | 7
Live | 215679936 |  | 9.5 | 16.5 | 39790 | 30000 | 24800 | 3.2 | 2.26 | 34600 | 3.22 | 1.8 | 8.5 | 7
Live | 215679186 |  | 10.5 | 19 | 27830 | 19700 | 16200 | 3.55 | 2.24 | 27800 | 3.39 | 1.84 | 8.5 | 6.5
Live | 215679185 |  | 10.5 | 19 | 27830 | 19700 | 16200 | 3.55 | 2.24 | 27800 | 3.39 | 1.84 | 8.5 | 6.5
Live | 215670030 |  | 9.5 | 16 | 39100 | 30600 | 25400 | 3.2 | 2.24 | 35600 | 3.16 | 1.78 | 8.5 | 7
Live | 215670024 |  | 9 | 16 | 38870 | 30800 | 25400 | 3.03 | 2.22 | 35600 | 3.14 | 1.78 | 8.5 | 7
Live | 215665437 |  | 10.5 | 18.5 | 27370 | 19300 | 16100 | 3.53 | 2.2 | 27000 | 3.2 | 1.76 | 8 | 6.5
Live | 215665435 |  | 10.5 | 18.5 | 27370 | 19300 | 16100 | 3.53 | 2.2 | 27000 | 3.2 | 1.76 | 8 | 6.5
Live | 215667980 |  | 9.5 | 15.2 | 26680 | 20200 | 16800 | 3.2 | 2.34 | 24600 | 3 | 1.86 | 8.5 | 7
Live | 215667974 |  | 9.5 | 15.5 | 26450 | 20200 | 16800 | 3.2 | 2.34 | 24600 | 2.98 | 1.84 | 8.5 | 7
Live | 215670023 |  | 9 | 16 | 38870 | 30800 | 25400 | 3.03 | 2.22 | 35600 | 3.14 | 1.78 | 8.5 | 7
Live | 215670022 |  | 9 | 16 | 38870 | 30800 | 25400 | 3.03 | 2.22 | 35600 | 3.14 | 1.78 | 8.5 | 7
Live | 215679935 |  | 9.5 | 16.5 | 39790 | 30000 | 24800 | 3.2 | 2.26 | 34600 | 3.22 | 1.8 | 8.5 | 7
Live | 215679927 |  | 9.5 | 17 | 39330 | 30400 | 25200 | 3.2 | 2.26 | 35400 | 3.2 | 1.9 | 8.5 | 7
Live | 215679177 |  | 10.5 | 18.5 | 27830 | 19700 | 16300 | 3.55 | 2.24 | 28000 | 3.38 | 1.84 | 8.5 | 6.5
Live | 215679176 |  | 10.5 | 18.5 | 27830 | 19700 | 16300 | 3.55 | 2.24 | 28000 | 3.38 | 1.84 | 8.5 | 6.5
Live | 215665421 |  | 10.5 | 18 | 27140 | 19300 | 16100 | 3.54 | 2.2 | 27000 | 3.2 | 1.76 | 8 | 6.5
Live | 215665418 |  | 10.5 | 18 | 27140 | 19300 | 16100 | 3.54 | 2.2 | 27000 | 3.2 | 1.76 | 8 | 6.5
Live | 215667973 |  | 9.5 | 15.5 | 26450 | 20200 | 16800 | 3.2 | 2.34 | 24600 | 2.98 | 1.84 | 8.5 | 7
Live | 215667972 |  | 9.5 | 15.5 | 26450 | 20200 | 16800 | 3.2 | 2.34 | 24600 | 2.98 | 1.84 | 8.5 | 7
Live | 215670016 |  | 9.5 | 16.5 | 39100 | 30600 | 25200 | 3.2 | 2.24 | 35600 | 3.18 | 1.78 | 8.5 | 7
Live | 215670015 |  | 9.5 | 16.5 | 39100 | 30600 | 25200 | 3.2 | 2.24 | 35600 | 3.18 | 1.78 | 8.5 | 7
Live | 215679926 |  | 9.5 | 17 | 39330 | 30400 | 25200 | 3.2 | 2.26 | 35400 | 3.2 | 1.9 | 8.5 | 7
Live | 215679925 |  | 9.5 | 17 | 39330 | 30400 | 25200 | 3.2 | 2.26 | 35400 | 3.2 | 1.9 | 8.5 | 7
Live | 215679175 |  | 10.5 | 18.5 | 27830 | 19700 | 16300 | 3.55 | 2.24 | 28000 | 3.38 | 1.84 | 8.5 | 6.5
Live | 215679167 |  | 10.5 | 19 | 28060 | 19600 | 16100 | 3.54 | 2.26 | 27800 | 3.44 | 1.86 | 8 | 6.5
Live | 215665415 |  | 10.5 | 18 | 27140 | 19300 | 16100 | 3.54 | 2.2 | 27000 | 3.2 | 1.76 | 8 | 6.5
Live | 215665401 |  | 10.5 | 18.5 | 27140 | 19300 | 16100 | 3.54 | 2.2 | 27000 | 3.2 | 1.76 | 8 | 6.5
Live | 215667966 |  | 9.5 | 15.5 | 26680 | 20200 | 16800 | 3.2 | 2.36 | 24600 | 3 | 1.86 | 8.5 | 7
Live | 215667965 |  | 9.5 | 15.5 | 26680 | 20200 | 16800 | 3.2 | 2.36 | 24600 | 3 | 1.86 | 8.5 | 7
Live | 215670014 |  | 9.5 | 16.5 | 39100 | 30600 | 25200 | 3.2 | 2.24 | 35600 | 3.18 | 1.78 | 8.5 | 7
Live | 215670008 |  | 9.5 | 16.5 | 39100 | 30600 | 25200 | 3.2 | 2.24 | 35600 | 3.18 | 1.78 | 8.5 | 7
Live | 215679917 |  | 9.5 | 16.5 | 39330 | 30400 | 25200 | 3.2 | 2.26 | 35400 | 3.2 | 1.9 | 8.5 | 7
Live | 215679916 |  | 9.5 | 16.5 | 39330 | 30400 | 25200 | 3.2 | 2.26 | 35400 | 3.2 | 1.9 | 8.5 | 7
Live | 215679166 |  | 10.5 | 19 | 28060 | 19600 | 16100 | 3.54 | 2.26 | 27800 | 3.44 | 1.86 | 8 | 6.5
Live | 215679165 |  | 10.5 | 19 | 28060 | 19600 | 16100 | 3.54 | 2.26 | 27800 | 3.44 | 1.86 | 8 | 6.5
Live | 215665398 |  | 10.5 | 18.5 | 27140 | 19300 | 16100 | 3.54 | 2.2 | 27000 | 3.2 | 1.76 | 8 | 6.5
Live | 215665396 |  | 10.5 | 18.5 | 27140 | 19300 | 16100 | 3.54 | 2.2 | 27000 | 3.2 | 1.76 | 8 | 6.5
Live | 215667964 |  | 9.5 | 15.5 | 26680 | 20200 | 16800 | 3.2 | 2.36 | 24600 | 3 | 1.86 | 8.5 | 7
Live | 215667958 |  | 9 | 15.2 | 26450 | 20400 | 16900 | 3.03 | 2.32 | 24800 | 2.95 | 1.84 | 8.5 | 7
Live | 215670007 |  | 9.5 | 16.5 | 39100 | 30600 | 25200 | 3.2 | 2.24 | 35600 | 3.18 | 1.78 | 8.5 | 7
Live | 215670006 |  | 9.5 | 16.5 | 39100 | 30600 | 25200 | 3.2 | 2.24 | 35600 | 3.18 | 1.78 | 8.5 | 7
Live | 215667957 |  | 9 | 15.2 | 26450 | 20400 | 16900 | 3.03 | 2.32 | 24800 | 2.95 | 1.84 | 8.5 | 7
Live | 215667956 |  | 9 | 15.2 | 26450 | 20400 | 16900 | 3.03 | 2.32 | 24800 | 2.95 | 1.84 | 8.5 | 7
Live | 215679915 |  | 9.5 | 16.5 | 39330 | 30400 | 25200 | 3.2 | 2.26 | 35400 | 3.2 | 1.9 | 8.5 | 7
Live | 215679907 |  | 9.5 | 16 | 39330 | 30400 | 25200 | 3.2 | 2.26 | 35400 | 3.2 | 1.88 | 8.5 | 7
Live | 215679157 |  | 10.5 | 19 | 28060 | 19500 | 16100 | 3.54 | 2.28 | 27800 | 3.44 | 1.86 | 8 | 6.5
Live | 215679156 |  | 10.5 | 19 | 28060 | 19500 | 16100 | 3.54 | 2.28 | 27800 | 3.44 | 1.86 | 8 | 6.5
Live | 215665383 |  | 10 | 18 | 27140 | 19400 | 16300 | 3.37 | 2.18 | 27200 | 3.16 | 1.76 | 8 | 6.5
Live | 215665381 |  | 10 | 18 | 27140 | 19400 | 16300 | 3.37 | 2.18 | 27200 | 3.16 | 1.76 | 8 | 6.5
Live | 215670000 |  | 9.5 | 16.5 | 39100 | 30600 | 25200 | 3.2 | 2.24 | 35600 | 3.18 | 1.78 | 8.5 | 7
Live | 215669999 |  | 9.5 | 16.5 | 39100 | 30600 | 25200 | 3.2 | 2.24 | 35600 | 3.18 | 1.78 | 8.5 | 7
Live | 215665378 |  | 10 | 18 | 27140 | 19400 | 16300 | 3.37 | 2.18 | 27200 | 3.16 | 1.76 | 8 | 6.5
Live | 215679906 |  | 9.5 | 16 | 39330 | 30400 | 25200 | 3.2 | 2.26 | 35400 | 3.2 | 1.88 | 8.5 | 7
Live | 215679905 |  | 9.5 | 16 | 39330 | 30400 | 25200 | 3.2 | 2.26 | 35400 | 3.2 | 1.88 | 8.5 | 7
Live | 215667934 |  | 10.5 | 17.5 | 27600 | 19600 | 16300 | 3.53 | 2.45 | 23200 | 3.16 | 2.02 | 9 | 7
Live | 215667933 |  | 10.5 | 17.5 | 27600 | 19600 | 16300 | 3.53 | 2.45 | 23200 | 3.16 | 2.02 | 9 | 7
Live | 215679155 |  | 10.5 | 19 | 28060 | 19500 | 16100 | 3.54 | 2.28 | 27800 | 3.44 | 1.86 | 8 | 6.5
Live | 215679147 |  | 10.5 | 18.5 | 27600 | 19400 | 16100 | 3.53 | 2.24 | 27400 | 3.32 | 1.86 | 8.5 | 6.5
Live | 215669998 |  | 9.5 | 16.5 | 39100 | 30600 | 25200 | 3.2 | 2.24 | 35600 | 3.18 | 1.78 | 8.5 | 7
Live | 215669992 |  | 9.5 | 16.5 | 39100 | 30600 | 25400 | 3.2 | 2.24 | 35600 | 3.16 | 1.76 | 8.5 | 7
Live | 215679897 |  | 9 | 16 | 38870 | 30800 | 25600 | 3.03 | 2.22 | 35600 | 3.14 | 1.78 | 8.5 | 7
Live | 215679896 |  | 9 | 16 | 38870 | 30800 | 25600 | 3.03 | 2.22 | 35600 | 3.14 | 1.78 | 8.5 | 7
Live | 215667932 |  | 10.5 | 17.5 | 27600 | 19600 | 16300 | 3.53 | 2.45 | 23200 | 3.16 | 2.02 | 9 | 7
Live | 215667926 |  | 10.5 | 17.5 | 27600 | 19600 | 16300 | 3.53 | 2.44 | 23200 | 3.13 | 2.02 | 9 | 7
Live | 215679146 |  | 10.5 | 18.5 | 27600 | 19400 | 16100 | 3.53 | 2.24 | 27400 | 3.32 | 1.86 | 8.5 | 6.5
Live | 215679145 |  | 10.5 | 18.5 | 27600 | 19400 | 16100 | 3.53 | 2.24 | 27400 | 3.32 | 1.86 | 8.5 | 6.5
Live | 215669991 |  | 9.5 | 16.5 | 39100 | 30600 | 25400 | 3.2 | 2.24 | 35600 | 3.16 | 1.76 | 8.5 | 7
Live | 215669990 |  | 9.5 | 16.5 | 39100 | 30600 | 25400 | 3.2 | 2.24 | 35600 | 3.16 | 1.76 | 8.5 | 7
Live | 215665309 |  | 10 | 18 | 26680 | 19000 | 16100 | 3.37 | 2.14 | 26400 | 3.03 | 1.8 | 8 | 6.5
Live | 215665307 |  | 10 | 18 | 26680 | 19000 | 16100 | 3.37 | 2.14 | 26400 | 3.03 | 1.8 | 8 | 6.5
Live | 215679895 |  | 9 | 16 | 38870 | 30800 | 25600 | 3.03 | 2.22 | 35600 | 3.14 | 1.78 | 8.5 | 7
Live | 215679887 |  | 9.5 | 17 | 39330 | 30400 | 25200 | 3.2 | 2.26 | 35400 | 3.2 | 1.9 | 8.5 | 7
Live | 215679137 |  | 10.5 | 18.5 | 27600 | 19500 | 16200 | 3.53 | 2.22 | 27400 | 3.28 | 1.84 | 8.5 | 6.5
Live | 215679136 |  | 10.5 | 18.5 | 27600 | 19500 | 16200 | 3.53 | 2.22 | 27400 | 3.28 | 1.84 | 8.5 | 6.5
Live | 215667925 |  | 10.5 | 17.5 | 27600 | 19600 | 16300 | 3.53 | 2.44 | 23200 | 3.13 | 2.02 | 9 | 7
Live | 215667924 |  | 10.5 | 17.5 | 27600 | 19600 | 16300 | 3.53 | 2.44 | 23200 | 3.13 | 2.02 | 9 | 7
Live | 215669984 |  | 9.5 | 16.5 | 39100 | 30600 | 25400 | 3.2 | 2.24 | 35600 | 3.16 | 1.76 | 8.5 | 7
Live | 215669983 |  | 9.5 | 16.5 | 39100 | 30600 | 25400 | 3.2 | 2.24 | 35600 | 3.16 | 1.76 | 8.5 | 7
Live | 215679135 |  | 10.5 | 18.5 | 27600 | 19500 | 16200 | 3.53 | 2.22 | 27400 | 3.28 | 1.84 | 8.5 | 6.5
Live | 215665305 |  | 10 | 18 | 26680 | 19000 | 16100 | 3.37 | 2.14 | 26400 | 3.03 | 1.8 | 8 | 6.5
Live | 215667918 |  | 10.5 | 17.5 | 27600 | 19700 | 16400 | 3.53 | 2.44 | 23400 | 3.12 | 2 | 9 | 7
Live | 215667917 |  | 10.5 | 17.5 | 27600 | 19700 | 16400 | 3.53 | 2.44 | 23400 | 3.12 | 2 | 9 | 7
Live | 215679886 |  | 9.5 | 17 | 39330 | 30400 | 25200 | 3.2 | 2.26 | 35400 | 3.2 | 1.9 | 8.5 | 7
Live | 215679885 |  | 9.5 | 17 | 39330 | 30400 | 25200 | 3.2 | 2.26 | 35400 | 3.2 | 1.9 | 8.5 | 7
Live | 215669982 |  | 9.5 | 16.5 | 39100 | 30600 | 25400 | 3.2 | 2.24 | 35600 | 3.16 | 1.76 | 8.5 | 7
Live | 215669976 |  | 9.5 | 16.5 | 38870 | 30800 | 25400 | 3.2 | 2.22 | 35600 | 3.14 | 1.78 | 8.5 | 7
Live | 215667916 |  | 10.5 | 17.5 | 27600 | 19700 | 16400 | 3.53 | 2.44 | 23400 | 3.12 | 2 | 9 | 7
Live | 215667910 |  | 10.5 | 17.5 | 27600 | 19600 | 16300 | 3.53 | 2.45 | 23200 | 3.16 | 2.02 | 9 | 7
Live | 215679877 |  | 9.5 | 17 | 39330 | 30400 | 25200 | 3.2 | 2.26 | 35400 | 3.22 | 1.9 | 8.5 | 7
Live | 215679876 |  | 9.5 | 17 | 39330 | 30400 | 25200 | 3.2 | 2.26 | 35400 | 3.22 | 1.9 | 8.5 | 7
Live | 215679117 |  | 10.5 | 18 | 27600 | 19400 | 16100 | 3.53 | 2.24 | 27400 | 3.32 | 1.86 | 8 | 6.5
Live | 215679116 |  | 10.5 | 18 | 27600 | 19400 | 16100 | 3.53 | 2.24 | 27400 | 3.32 | 1.86 | 8 | 6.5
Live | 215669975 |  | 9.5 | 16.5 | 38870 | 30800 | 25400 | 3.2 | 2.22 | 35600 | 3.14 | 1.78 | 8.5 | 7
Live | 215669974 |  | 9.5 | 16.5 | 38870 | 30800 | 25400 | 3.2 | 2.22 | 35600 | 3.14 | 1.78 | 8.5 | 7
Live | 215679875 |  | 9.5 | 17 | 39330 | 30400 | 25200 | 3.2 | 2.26 | 35400 | 3.22 | 1.9 | 8.5 | 7
Live | 215679867 |  | 9.5 | 16 | 39330 | 30400 | 25200 | 3.2 | 2.26 | 35400 | 3.2 | 1.88 | 8.5 | 7
Live | 215667909 |  | 10.5 | 17.5 | 27600 | 19600 | 16300 | 3.53 | 2.45 | 23200 | 3.16 | 2.02 | 9 | 7
Live | 215667908 |  | 10.5 | 17.5 | 27600 | 19600 | 16300 | 3.53 | 2.45 | 23200 | 3.16 | 2.02 | 9 | 7
Live | 215679115 |  | 10.5 | 18 | 27600 | 19400 | 16100 | 3.53 | 2.24 | 27400 | 3.32 | 1.86 | 8 | 6.5
Live | 215679107 |  | 10.5 | 18.5 | 27600 | 19400 | 16100 | 3.53 | 2.24 | 27200 | 3.32 | 1.86 | 8 | 6.5
Live | 215669968 |  | 9 | 16.5 | 38870 | 30800 | 25400 | 3.03 | 2.22 | 35800 | 3.14 | 1.78 | 8.5 | 7
Live | 215669967 |  | 9 | 16.5 | 38870 | 30800 | 25400 | 3.03 | 2.22 | 35800 | 3.14 | 1.78 | 8.5 | 7
Live | 215667902 |  | 10.5 | 17.5 | 27600 | 19700 | 16400 | 3.53 | 2.44 | 23400 | 3.12 | 2 | 9 | 7
Live | 215667901 |  | 10.5 | 17.5 | 27600 | 19700 | 16400 | 3.53 | 2.44 | 23400 | 3.12 | 2 | 9 | 7
Live | 215679866 |  | 9.5 | 16 | 39330 | 30400 | 25200 | 3.2 | 2.26 | 35400 | 3.2 | 1.88 | 8.5 | 7
Live | 215679865 |  | 9.5 | 16 | 39330 | 30400 | 25200 | 3.2 | 2.26 | 35400 | 3.2 | 1.88 | 8.5 | 7
Live | 215679106 |  | 10.5 | 18.5 | 27600 | 19400 | 16100 | 3.53 | 2.24 | 27200 | 3.32 | 1.86 | 8 | 6.5
Live | 215679105 |  | 10.5 | 18.5 | 27600 | 19400 | 16100 | 3.53 | 2.24 | 27200 | 3.32 | 1.86 | 8 | 6.5
Live | 215669966 |  | 9 | 16.5 | 38870 | 30800 | 25400 | 3.03 | 2.22 | 35800 | 3.14 | 1.78 | 8.5 | 7
Live | 215669960 |  | 9 | 16 | 38640 | 31000 | 25600 | 3.04 | 2.2 | 35800 | 3.12 | 1.76 | 8.5 | 7
Live | 215667900 |  | 10.5 | 17.5 | 27600 | 19700 | 16400 | 3.53 | 2.44 | 23400 | 3.12 | 2 | 9 | 7
Live | 215667894 |  | 10.5 | 17 | 27600 | 19700 | 16400 | 3.53 | 2.44 | 23400 | 3.12 | 2.02 | 9 | 7
Live | 215679097 |  | 10.5 | 18.5 | 27370 | 19200 | 16000 | 3.53 | 2.22 | 26800 | 3.22 | 1.78 | 8.1 | 6.5
Live | 215679096 |  | 10.5 | 18.5 | 27370 | 19200 | 16000 | 3.53 | 2.22 | 26800 | 3.22 | 1.78 | 8.1 | 6.5
Live | 215679857 |  | 9.5 | 16 | 39100 | 30600 | 25200 | 3.2 | 2.24 | 35600 | 3.18 | 1.78 | 8.5 | 7
Live | 215679856 |  | 9.5 | 16 | 39100 | 30600 | 25200 | 3.2 | 2.24 | 35600 | 3.18 | 1.78 | 8.5 | 7
Live | 215669959 |  | 9 | 16 | 38640 | 31000 | 25600 | 3.04 | 2.2 | 35800 | 3.12 | 1.76 | 8.5 | 7
Live | 215669958 |  | 9 | 16 | 38640 | 31000 | 25600 | 3.04 | 2.2 | 35800 | 3.12 | 1.76 | 8.5 | 7
Live | 215667893 |  | 10.5 | 17 | 27600 | 19700 | 16400 | 3.53 | 2.44 | 23400 | 3.12 | 2.02 | 9 | 7
Live | 215667892 |  | 10.5 | 17 | 27600 | 19700 | 16400 | 3.53 | 2.44 | 23400 | 3.12 | 2.02 | 9 | 7
Live | 215669928 |  | 9.5 | 16 | 38870 | 30800 | 25400 | 3.2 | 2.2 | 35800 | 3.12 | 1.76 | 8.5 | 7
Live | 215669927 |  | 9.5 | 16 | 38870 | 30800 | 25400 | 3.2 | 2.2 | 35800 | 3.12 | 1.76 | 8.5 | 7
Live | 215679855 |  | 9.5 | 16 | 39100 | 30600 | 25200 | 3.2 | 2.24 | 35600 | 3.18 | 1.78 | 8.5 | 7
Live | 215679847 |  | 9.5 | 16.5 | 39100 | 30600 | 25200 | 3.2 | 2.24 | 35600 | 3.18 | 1.78 | 8.5 | 7
Live | 215679095 |  | 10.5 | 18.5 | 27370 | 19200 | 16000 | 3.53 | 2.22 | 26800 | 3.22 | 1.78 | 8.1 | 6.5
Live | 215679087 |  | 10.5 | 18 | 27140 | 19300 | 16100 | 3.54 | 2.2 | 27000 | 3.2 | 1.76 | 8.1 | 6.5
Live | 215667886 |  | 10.5 | 17 | 27600 | 19700 | 16400 | 3.53 | 2.42 | 23400 | 3.12 | 2.02 | 9 | 7
Live | 215667885 |  | 10.5 | 17 | 27600 | 19700 | 16400 | 3.53 | 2.42 | 23400 | 3.12 | 2.02 | 9 | 7
Live | 215669926 |  | 9.5 | 16 | 38870 | 30800 | 25400 | 3.2 | 2.2 | 35800 | 3.12 | 1.76 | 8.5 | 7
Live | 215669920 |  | 9.5 | 16.5 | 38870 | 30800 | 25400 | 3.2 | 2.2 | 35800 | 3.12 | 1.76 | 8.5 | 7
Live | 215679846 |  | 9.5 | 16.5 | 39100 | 30600 | 25200 | 3.2 | 2.24 | 35600 | 3.18 | 1.78 | 8.5 | 7
Live | 215679845 |  | 9.5 | 16.5 | 39100 | 30600 | 25200 | 3.2 | 2.24 | 35600 | 3.18 | 1.78 | 8.5 | 7
Live | 215667884 |  | 10.5 | 17 | 27600 | 19700 | 16400 | 3.53 | 2.42 | 23400 | 3.12 | 2.02 | 9 | 7
Live | 215667878 |  | 10.5 | 17 | 27600 | 19600 | 16300 | 3.53 | 2.45 | 23200 | 3.16 | 2.02 | 9 | 7
Live | 215679086 |  | 10.5 | 18 | 27140 | 19300 | 16100 | 3.54 | 2.2 | 27000 | 3.2 | 1.76 | 8.1 | 6.5
Live | 215679085 |  | 10.5 | 18 | 27140 | 19300 | 16100 | 3.54 | 2.2 | 27000 | 3.2 | 1.76 | 8.1 | 6.5
Live | 215679837 |  | 9.5 | 16 | 39100 | 30600 | 25200 | 3.2 | 2.24 | 35600 | 3.16 | 1.76 | 8.5 | 7
Live | 215679836 |  | 9.5 | 16 | 39100 | 30600 | 25200 | 3.2 | 2.24 | 35600 | 3.16 | 1.76 | 8.5 | 7
Live | 215667877 |  | 10.5 | 17 | 27600 | 19600 | 16300 | 3.53 | 2.45 | 23200 | 3.16 | 2.02 | 9 | 7
Live | 215667876 |  | 10.5 | 17 | 27600 | 19600 | 16300 | 3.53 | 2.45 | 23200 | 3.16 | 2.02 | 9 | 7
Live | 215669919 |  | 9.5 | 16.5 | 38870 | 30800 | 25400 | 3.2 | 2.2 | 35800 | 3.12 | 1.76 | 8.5 | 7
Live | 215669918 |  | 9.5 | 16.5 | 38870 | 30800 | 25400 | 3.2 | 2.2 | 35800 | 3.12 | 1.76 | 8.5 | 7
Live | 215679077 |  | 10.5 | 18 | 27140 | 19400 | 16200 | 3.54 | 2.2 | 27200 | 3.18 | 1.76 | 8.1 | 6.5
Live | 215679076 |  | 10.5 | 18 | 27140 | 19400 | 16200 | 3.54 | 2.2 | 27200 | 3.18 | 1.76 | 8.1 | 6.5
Live | 215667870 |  | 10.5 | 17.5 | 27600 | 19600 | 16300 | 3.53 | 2.45 | 23200 | 3.16 | 2.02 | 9 | 7
Live | 215667869 |  | 10.5 | 17.5 | 27600 | 19600 | 16300 | 3.53 | 2.45 | 23200 | 3.16 | 2.02 | 9 | 7
Live | 215679835 |  | 9.5 | 16 | 39100 | 30600 | 25200 | 3.2 | 2.24 | 35600 | 3.16 | 1.76 | 8.5 | 7
Live | 215679827 |  | 9 | 16 | 38870 | 30800 | 25400 | 3.03 | 2.22 | 35800 | 3.14 | 1.76 | 8.5 | 7
Live | 215679075 |  | 10.5 | 18 | 27140 | 19400 | 16200 | 3.54 | 2.2 | 27200 | 3.18 | 1.76 | 8.1 | 6.5
Live | 215679067 |  | 10.5 | 18.5 | 27370 | 19200 | 16000 | 3.53 | 2.22 | 26800 | 3.25 | 1.78 | 8 | 6.5
Live | 215669912 |  | 9 | 16 | 38410 | 31000 | 25800 | 3.03 | 2.18 | 36000 | 3.08 | 1.76 | 8.5 | 6.5
Live | 215669911 |  | 9 | 16 | 38410 | 31000 | 25800 | 3.03 | 2.18 | 36000 | 3.08 | 1.76 | 8.5 | 6.5
Live | 215667868 |  | 10.5 | 17.5 | 27600 | 19600 | 16300 | 3.53 | 2.45 | 23200 | 3.16 | 2.02 | 9 | 7
Live | 215667862 |  | 10.5 | 17.5 | 27600 | 19600 | 16300 | 3.53 | 2.45 | 23200 | 3.16 | 2.02 | 9 | 7
Live | 215679826 |  | 9 | 16 | 38870 | 30800 | 25400 | 3.03 | 2.22 | 35800 | 3.14 | 1.76 | 8.5 | 7
Live | 215679825 |  | 9 | 16 | 38870 | 30800 | 25400 | 3.03 | 2.22 | 35800 | 3.14 | 1.76 | 8.5 | 7
Live | 215679066 |  | 10.5 | 18.5 | 27370 | 19200 | 16000 | 3.53 | 2.22 | 26800 | 3.25 | 1.78 | 8 | 6.5
Live | 215679065 |  | 10.5 | 18.5 | 27370 | 19200 | 16000 | 3.53 | 2.22 | 26800 | 3.25 | 1.78 | 8 | 6.5
Live | 215669910 |  | 9 | 16 | 38410 | 31000 | 25800 | 3.03 | 2.18 | 36000 | 3.08 | 1.76 | 8.5 | 6.5
Live | 215669904 |  | 9 | 15.2 | 37030 | 31200 | 25800 | 3.03 | 2.1 | 36200 | 2.98 | 1.76 | 8.5 | 6.5
Live | 215667861 |  | 10.5 | 17.5 | 27600 | 19600 | 16300 | 3.53 | 2.45 | 23200 | 3.16 | 2.02 | 9 | 7
Live | 215667860 |  | 10.5 | 17.5 | 27600 | 19600 | 16300 | 3.53 | 2.45 | 23200 | 3.16 | 2.02 | 9 | 7
Live | 215679057 |  | 10.5 | 18.5 | 27370 | 19200 | 16000 | 3.53 | 2.22 | 26800 | 3.25 | 1.78 | 8 | 6.5
Live | 215679056 |  | 10.5 | 18.5 | 27370 | 19200 | 16000 | 3.53 | 2.22 | 26800 | 3.25 | 1.78 | 8 | 6.5
Live | 215679817 |  | 9 | 16 | 38640 | 31000 | 25600 | 3.04 | 2.2 | 35800 | 3.12 | 1.76 | 8.5 | 7
Live | 215679816 |  | 9 | 16 | 38640 | 31000 | 25600 | 3.04 | 2.2 | 35800 | 3.12 | 1.76 | 8.5 | 7
Live | 215669903 |  | 9 | 15.2 | 37030 | 31200 | 25800 | 3.03 | 2.1 | 36200 | 2.98 | 1.76 | 8.5 | 6.5
Live | 215669902 |  | 9 | 15.2 | 37030 | 31200 | 25800 | 3.03 | 2.1 | 36200 | 2.98 | 1.76 | 8.5 | 6.5
Live | 215667854 |  | 10.5 | 17.5 | 27600 | 19600 | 16300 | 3.53 | 2.45 | 23200 | 3.13 | 2.02 | 9 | 7
Live | 215667853 |  | 10.5 | 17.5 | 27600 | 19600 | 16300 | 3.53 | 2.45 | 23200 | 3.13 | 2.02 | 9 | 7
Live | 215679055 |  | 10.5 | 18.5 | 27370 | 19200 | 16000 | 3.53 | 2.22 | 26800 | 3.25 | 1.78 | 8 | 6.5
Live | 215679047 |  | 10.5 | 18 | 27140 | 19400 | 16200 | 3.54 | 2.2 | 27200 | 3.18 | 1.76 | 8.1 | 6.5
Live | 215679815 |  | 9 | 16 | 38640 | 31000 | 25600 | 3.04 | 2.2 | 35800 | 3.12 | 1.76 | 8.5 | 7
Live | 215679807 |  | 9.5 | 16.5 | 39100 | 30600 | 25200 | 3.2 | 2.24 | 35600 | 3.18 | 1.78 | 8.5 | 7
Live | 215669896 |  | 9.5 | 16.5 | 38870 | 30800 | 25400 | 3.2 | 2.2 | 35800 | 3.12 | 1.76 | 8.5 | 7
Live | 215669895 |  | 9.5 | 16.5 | 38870 | 30800 | 25400 | 3.2 | 2.2 | 35800 | 3.12 | 1.76 | 8.5 | 7
Live | 215667852 |  | 10.5 | 17.5 | 27600 | 19600 | 16300 | 3.53 | 2.45 | 23200 | 3.13 | 2.02 | 9 | 7
Live | 215667846 |  | 10.5 | 17.5 | 27600 | 19600 | 16300 | 3.53 | 2.45 | 23200 | 3.13 | 2.02 | 9 | 7
Live | 215679046 |  | 10.5 | 18 | 27140 | 19400 | 16200 | 3.54 | 2.2 | 27200 | 3.18 | 1.76 | 8.1 | 6.5
Live | 215679045 |  | 10.5 | 18 | 27140 | 19400 | 16200 | 3.54 | 2.2 | 27200 | 3.18 | 1.76 | 8.1 | 6.5
Live | 215679806 |  | 9.5 | 16.5 | 39100 | 30600 | 25200 | 3.2 | 2.24 | 35600 | 3.18 | 1.78 | 8.5 | 7
Live | 215679805 |  | 9.5 | 16.5 | 39100 | 30600 | 25200 | 3.2 | 2.24 | 35600 | 3.18 | 1.78 | 8.5 | 7
Live | 215669894 |  | 9.5 | 16.5 | 38870 | 30800 | 25400 | 3.2 | 2.2 | 35800 | 3.12 | 1.76 | 8.5 | 7
Live | 215669888 |  | 9.5 | 16.5 | 38870 | 30800 | 25400 | 3.2 | 2.2 | 35800 | 3.12 | 1.76 | 8.5 | 7
Live | 215679037 |  | 10 | 17.5 | 27140 | 19400 | 16200 | 3.37 | 2.18 | 27200 | 3.18 | 1.76 | 8.1 | 6.5
Live | 215679036 |  | 10 | 17.5 | 27140 | 19400 | 16200 | 3.37 | 2.18 | 27200 | 3.18 | 1.76 | 8.1 | 6.5
Live | 215667845 |  | 10.5 | 17.5 | 27600 | 19600 | 16300 | 3.53 | 2.45 | 23200 | 3.13 | 2.02 | 9 | 7
Live | 215667844 |  | 10.5 | 17.5 | 27600 | 19600 | 16300 | 3.53 | 2.45 | 23200 | 3.13 | 2.02 | 9 | 7
Live | 215679797 |  | 9.5 | 16.5 | 39100 | 30600 | 25200 | 3.2 | 2.24 | 35600 | 3.18 | 1.78 | 8.5 | 7
Live | 215679796 |  | 9.5 | 16.5 | 39100 | 30600 | 25200 | 3.2 | 2.24 | 35600 | 3.18 | 1.78 | 8.5 | 7
Live | 215669887 |  | 9.5 | 16.5 | 38870 | 30800 | 25400 | 3.2 | 2.2 | 35800 | 3.12 | 1.76 | 8.5 | 7
Live | 215669886 |  | 9.5 | 16.5 | 38870 | 30800 | 25400 | 3.2 | 2.2 | 35800 | 3.12 | 1.76 | 8.5 | 7
Live | 215679035 |  | 10 | 17.5 | 27140 | 19400 | 16200 | 3.37 | 2.18 | 27200 | 3.18 | 1.76 | 8.1 | 6.5
Live | 215679027 |  | 10 | 18 | 27370 | 19200 | 16100 | 3.37 | 2.22 | 27000 | 3.22 | 1.78 | 8 | 6.5
Live | 215667838 |  | 10.5 | 17.5 | 27600 | 19700 | 16400 | 3.53 | 2.44 | 23400 | 3.15 | 2.02 | 9 | 7
Live | 215667837 |  | 10.5 | 17.5 | 27600 | 19700 | 16400 | 3.53 | 2.44 | 23400 | 3.15 | 2.02 | 9 | 7
Live | 215679795 |  | 9.5 | 16.5 | 39100 | 30600 | 25200 | 3.2 | 2.24 | 35600 | 3.18 | 1.78 | 8.5 | 7
Live | 215669880 |  | 9.5 | 16.5 | 38870 | 30800 | 25400 | 3.2 | 2.2 | 35800 | 3.12 | 1.76 | 8.5 | 7
Live | 215669879 |  | 9.5 | 16.5 | 38870 | 30800 | 25400 | 3.2 | 2.2 | 35800 | 3.12 | 1.76 | 8.5 | 7
Live | 215679026 |  | 10 | 18 | 27370 | 19200 | 16100 | 3.37 | 2.22 | 27000 | 3.22 | 1.78 | 8 | 6.5
Live | 215679025 |  | 10 | 18 | 27370 | 19200 | 16100 | 3.37 | 2.22 | 27000 | 3.22 | 1.78 | 8 | 6.5
Live | 215667836 |  | 10.5 | 17.5 | 27600 | 19700 | 16400 | 3.53 | 2.44 | 23400 | 3.15 | 2.02 | 9 | 7
Live | 215667830 |  | 10.5 | 17 | 27370 | 19800 | 16500 | 3.53 | 2.42 | 23400 | 3.1 | 2 | 9 | 7
Live | 215669878 |  | 9.5 | 16.5 | 38870 | 30800 | 25400 | 3.2 | 2.2 | 35800 | 3.12 | 1.76 | 8.5 | 7
Live | 215669872 |  | 9 | 16 | 38410 | 31000 | 25600 | 3.03 | 2.18 | 35800 | 3.08 | 1.76 | 8.5 | 6.5
Live | 215679017 |  | 10 | 18 | 27370 | 19200 | 16000 | 3.37 | 2.22 | 27000 | 3.22 | 1.78 | 8 | 6.5
Live | 215679016 |  | 10 | 18 | 27370 | 19200 | 16000 | 3.37 | 2.22 | 27000 | 3.22 | 1.78 | 8 | 6.5
Live | 215667829 |  | 10.5 | 17 | 27370 | 19800 | 16500 | 3.53 | 2.42 | 23400 | 3.1 | 2 | 9 | 7
Live | 215667828 |  | 10.5 | 17 | 27370 | 19800 | 16500 | 3.53 | 2.42 | 23400 | 3.1 | 2 | 9 | 7
Live | 215669871 |  | 9 | 16 | 38410 | 31000 | 25600 | 3.03 | 2.18 | 35800 | 3.08 | 1.76 | 8.5 | 6.5
Live | 215669870 |  | 9 | 16 | 38410 | 31000 | 25600 | 3.03 | 2.18 | 35800 | 3.08 | 1.76 | 8.5 | 6.5
Live | 215679015 |  | 10 | 18 | 27370 | 19200 | 16000 | 3.37 | 2.22 | 27000 | 3.22 | 1.78 | 8 | 6.5
Live | 215679007 |  | 10.5 | 18.5 | 27600 | 19600 | 16200 | 3.53 | 2.24 | 27800 | 3.34 | 1.84 | 8.5 | 6.5
Live | 215665056 |  | 10.5 | 18.5 | 27140 | 19300 | 16100 | 3.54 | 2.2 | 27000 | 3.2 | 1.76 | 8 | 6.5
Live | 215665054 |  | 10.5 | 18.5 | 27140 | 19300 | 16100 | 3.54 | 2.2 | 27000 | 3.2 | 1.76 | 8 | 6.5
Live | 215667806 |  | 10.5 | 17 | 27370 | 19800 | 16500 | 3.53 | 2.4 | 23400 | 3.08 | 2 | 9 | 7
Live | 215667805 |  | 10.5 | 17 | 27370 | 19800 | 16500 | 3.53 | 2.4 | 23400 | 3.08 | 2 | 9 | 7
Live | 215669864 |  | 9 | 16 | 38640 | 31000 | 25600 | 3.04 | 2.18 | 35800 | 3.1 | 1.76 | 8.5 | 6.5
Live | 215669863 |  | 9 | 16 | 38640 | 31000 | 25600 | 3.04 | 2.18 | 35800 | 3.1 | 1.76 | 8.5 | 6.5
Live | 215679006 |  | 10.5 | 18.5 | 27600 | 19600 | 16200 | 3.53 | 2.24 | 27800 | 3.34 | 1.84 | 8.5 | 6.5
Live | 215679005 |  | 10.5 | 18.5 | 27600 | 19600 | 16200 | 3.53 | 2.24 | 27800 | 3.34 | 1.84 | 8.5 | 6.5
Live | 215665052 |  | 10.5 | 18.5 | 27140 | 19300 | 16100 | 3.54 | 2.2 | 27000 | 3.2 | 1.76 | 8 | 6.5
Live | 215667804 |  | 10.5 | 17 | 27370 | 19800 | 16500 | 3.53 | 2.4 | 23400 | 3.08 | 2 | 9 | 7
Live | 215667798 |  | 10 | 17 | 27370 | 19900 | 16600 | 3.37 | 2.4 | 23600 | 3.06 | 2 | 9 | 7
Live | 215669862 |  | 9 | 16 | 38640 | 31000 | 25600 | 3.04 | 2.18 | 35800 | 3.1 | 1.76 | 8.5 | 6.5
Live | 215669856 |  | 9.8 | 16 | 38410 | 31000 | 25800 | 3.3 | 2.16 | 36000 | 3.08 | 1.8 | 8.5 | 6.8
Live | 215678997 |  | 10.5 | 18.5 | 27600 | 19700 | 16300 | 3.53 | 2.22 | 27800 | 3.34 | 1.84 | 8.5 | 6.5
Live | 215678996 |  | 10.5 | 18.5 | 27600 | 19700 | 16300 | 3.53 | 2.22 | 27800 | 3.34 | 1.84 | 8.5 | 6.5
Live | 215667797 |  | 10 | 17 | 27370 | 19900 | 16600 | 3.37 | 2.4 | 23600 | 3.06 | 2 | 9 | 7
Live | 215667796 |  | 10 | 17 | 27370 | 19900 | 16600 | 3.37 | 2.4 | 23600 | 3.06 | 2 | 9 | 7
Live | 215669855 |  | 9.8 | 16 | 38410 | 31000 | 25800 | 3.3 | 2.16 | 36000 | 3.08 | 1.8 | 8.5 | 6.8
Live | 215669854 |  | 9.8 | 16 | 38410 | 31000 | 25800 | 3.3 | 2.16 | 36000 | 3.08 | 1.8 | 8.5 | 6.8
Live | 215665024 |  | 10.5 | 18 | 27140 | 19300 | 16200 | 3.54 | 2.2 | 27000 | 3.2 | 1.76 | 8.5 | 6.5
Live | 215665022 |  | 10.5 | 18 | 27140 | 19300 | 16200 | 3.54 | 2.2 | 27000 | 3.2 | 1.76 | 8.5 | 6.5
Live | 215678995 |  | 10.5 | 18.5 | 27600 | 19700 | 16300 | 3.53 | 2.22 | 27800 | 3.34 | 1.84 | 8.5 | 6.5
Live | 215678987 |  | 10.5 | 18.5 | 27830 | 19500 | 16100 | 3.55 | 2.26 | 27600 | 3.38 | 1.84 | 8 | 6.5
Live | 215667790 |  | 9.5 | 16 | 26910 | 20200 | 16900 | 3.21 | 2.32 | 24000 | 2.98 | 1.98 | 9 | 7
Live | 215667789 |  | 9.5 | 16 | 26910 | 20200 | 16900 | 3.21 | 2.32 | 24000 | 2.98 | 1.98 | 9 | 7
Live | 215669848 |  | 9.5 | 16.5 | 38870 | 30800 | 25400 | 3.2 | 2.2 | 35800 | 3.14 | 1.76 | 8.5 | 7
Live | 215669847 |  | 9.5 | 16.5 | 38870 | 30800 | 25400 | 3.2 | 2.2 | 35800 | 3.14 | 1.76 | 8.5 | 7
Live | 215665020 |  | 10.5 | 18 | 27140 | 19300 | 16200 | 3.54 | 2.2 | 27000 | 3.2 | 1.76 | 8.5 | 6.5
Live | 215665007 |  | 10 | 18 | 27140 | 19400 | 16200 | 3.37 | 2.18 | 27200 | 3.18 | 1.76 | 8 | 6.5
Live | 215678986 |  | 10.5 | 18.5 | 27830 | 19500 | 16100 | 3.55 | 2.26 | 27600 | 3.38 | 1.84 | 8 | 6.5
Live | 215678985 |  | 10.5 | 18.5 | 27830 | 19500 | 16100 | 3.55 | 2.26 | 27600 | 3.38 | 1.84 | 8 | 6.5
Live | 215667788 |  | 9.5 | 16 | 26910 | 20200 | 16900 | 3.21 | 2.32 | 24000 | 2.98 | 1.98 | 9 | 7
Live | 215667782 |  | 10.5 | 17 | 27370 | 19900 | 16500 | 3.53 | 2.4 | 23400 | 3.08 | 2 | 9 | 7
Live | 215665004 |  | 10 | 18 | 27140 | 19400 | 16200 | 3.37 | 2.18 | 27200 | 3.18 | 1.76 | 8 | 6.5
Live | 215665002 |  | 10 | 18 | 27140 | 19400 | 16200 | 3.37 | 2.18 | 27200 | 3.18 | 1.76 | 8 | 6.5
Live | 215669846 |  | 9.5 | 16.5 | 38870 | 30800 | 25400 | 3.2 | 2.2 | 35800 | 3.14 | 1.76 | 8.5 | 7
Live | 215669840 |  | 9.5 | 16 | 38640 | 30800 | 25400 | 3.2 | 2.2 | 35800 | 3.12 | 1.76 | 8.5 | 7
Live | 215678977 |  | 10.5 | 18.5 | 27830 | 19500 | 16100 | 3.55 | 2.26 | 27600 | 3.38 | 1.84 | 8 | 6.5
Live | 215678976 |  | 10.5 | 18.5 | 27830 | 19500 | 16100 | 3.55 | 2.26 | 27600 | 3.38 | 1.84 | 8 | 6.5
Live | 215667781 |  | 10.5 | 17 | 27370 | 19900 | 16500 | 3.53 | 2.4 | 23400 | 3.08 | 2 | 9 | 7
Live | 215667780 |  | 10.5 | 17 | 27370 | 19900 | 16500 | 3.53 | 2.4 | 23400 | 3.08 | 2 | 9 | 7
Live | 215664989 |  | 10.5 | 18.5 | 27370 | 19300 | 16100 | 3.53 | 2.2 | 27000 | 3.2 | 1.76 | 8 | 6.5
Live | 215664987 |  | 10.5 | 18.5 | 27370 | 19300 | 16100 | 3.53 | 2.2 | 27000 | 3.2 | 1.76 | 8 | 6.5
Live | 215669839 |  | 9.5 | 16 | 38640 | 30800 | 25400 | 3.2 | 2.2 | 35800 | 3.12 | 1.76 | 8.5 | 7
Live | 215669838 |  | 9.5 | 16 | 38640 | 30800 | 25400 | 3.2 | 2.2 | 35800 | 3.12 | 1.76 | 8.5 | 7
Live | 215678975 |  | 10.5 | 18.5 | 27830 | 19500 | 16100 | 3.55 | 2.26 | 27600 | 3.38 | 1.84 | 8 | 6.5
Live | 215678967 |  | 10.5 | 18 | 27140 | 19400 | 16200 | 3.54 | 2.2 | 27200 | 3.18 | 1.76 | 8.1 | 6.5
Live | 215667774 |  | 10 | 17 | 27140 | 19900 | 16600 | 3.37 | 2.4 | 23600 | 3.06 | 1.98 | 9 | 7
Live | 215667773 |  | 10 | 17 | 27140 | 19900 | 16600 | 3.37 | 2.4 | 23600 | 3.06 | 1.98 | 9 | 7
Live | 215669832 |  | 9 | 16 | 38640 | 31000 | 25600 | 3.04 | 2.18 | 35800 | 3.1 | 1.76 | 8.5 | 6.5
Live | 215669831 |  | 9 | 16 | 38640 | 31000 | 25600 | 3.04 | 2.18 | 35800 | 3.1 | 1.76 | 8.5 | 6.5
Live | 215664985 |  | 10.5 | 18.5 | 27370 | 19300 | 16100 | 3.53 | 2.2 | 27000 | 3.2 | 1.76 | 8 | 6.5
Live | 215664970 |  | 10.5 | 18.5 | 27140 | 19300 | 16100 | 3.54 | 2.2 | 27000 | 3.2 | 1.76 | 8 | 6.5
Live | 215678966 |  | 10.5 | 18 | 27140 | 19400 | 16200 | 3.54 | 2.2 | 27200 | 3.18 | 1.76 | 8.1 | 6.5
Live | 215678965 |  | 10.5 | 18 | 27140 | 19400 | 16200 | 3.54 | 2.2 | 27200 | 3.18 | 1.76 | 8.1 | 6.5
Live | 215667772 |  | 10 | 17 | 27140 | 19900 | 16600 | 3.37 | 2.4 | 23600 | 3.06 | 1.98 | 9 | 7
Live | 215667766 |  | 10.5 | 17 | 27370 | 19800 | 16500 | 3.53 | 2.42 | 23400 | 3.08 | 2 | 9 | 7
Live | 215669830 |  | 9 | 16 | 38640 | 31000 | 25600 | 3.04 | 2.18 | 35800 | 3.1 | 1.76 | 8.5 | 6.5
Live | 215669824 |  | 9.5 | 16 | 38870 | 30800 | 25400 | 3.2 | 2.2 | 35600 | 3.14 | 1.76 | 8.5 | 7
Live | 215664968 |  | 10.5 | 18.5 | 27140 | 19300 | 16100 | 3.54 | 2.2 | 27000 | 3.2 | 1.76 | 8 | 6.5
Live | 215664966 |  | 10.5 | 18.5 | 27140 | 19300 | 16100 | 3.54 | 2.2 | 27000 | 3.2 | 1.76 | 8 | 6.5
Live | 215678957 |  | 10 | 17.5 | 27140 | 19400 | 16200 | 3.37 | 2.18 | 27200 | 3.18 | 1.76 | 8.1 | 6.5
Live | 215678956 |  | 10 | 17.5 | 27140 | 19400 | 16200 | 3.37 | 2.18 | 27200 | 3.18 | 1.76 | 8.1 | 6.5
Live | 215667765 |  | 10.5 | 17 | 27370 | 19800 | 16500 | 3.53 | 2.42 | 23400 | 3.08 | 2 | 9 | 7
Live | 215667764 |  | 10.5 | 17 | 27370 | 19800 | 16500 | 3.53 | 2.42 | 23400 | 3.08 | 2 | 9 | 7
Live | 215669823 |  | 9.5 | 16 | 38870 | 30800 | 25400 | 3.2 | 2.2 | 35600 | 3.14 | 1.76 | 8.5 | 7
Live | 215669822 |  | 9.5 | 16 | 38870 | 30800 | 25400 | 3.2 | 2.2 | 35600 | 3.14 | 1.76 | 8.5 | 7
Live | 215664953 |  | 10.5 | 18.5 | 27140 | 19300 | 16100 | 3.54 | 2.2 | 27000 | 3.2 | 1.76 | 8 | 6.5
Live | 215664951 |  | 10.5 | 18.5 | 27140 | 19300 | 16100 | 3.54 | 2.2 | 27000 | 3.2 | 1.76 | 8 | 6.5
Live | 215678955 |  | 10 | 17.5 | 27140 | 19400 | 16200 | 3.37 | 2.18 | 27200 | 3.18 | 1.76 | 8.1 | 6.5
Live | 215678947 |  | 10 | 18 | 27370 | 19200 | 16100 | 3.37 | 2.22 | 27000 | 3.22 | 1.78 | 8 | 6.5
Live | 215667758 |  | 10.5 | 17 | 27370 | 19800 | 16500 | 3.53 | 2.4 | 23400 | 3.08 | 2 | 9 | 7
Live | 215667757 |  | 10.5 | 17 | 27370 | 19800 | 16500 | 3.53 | 2.4 | 23400 | 3.08 | 2 | 9 | 7
Live | 215669816 |  | 9.5 | 16 | 38870 | 30800 | 25400 | 3.2 | 2.2 | 35600 | 3.14 | 1.76 | 8.5 | 7
Live | 215669815 |  | 9.5 | 16 | 38870 | 30800 | 25400 | 3.2 | 2.2 | 35600 | 3.14 | 1.76 | 8.5 | 7
Live | 215664948 |  | 10.5 | 18.5 | 27140 | 19300 | 16100 | 3.54 | 2.2 | 27000 | 3.2 | 1.76 | 8 | 6.5
Live | 215664935 |  | 10 | 18 | 27140 | 19400 | 16200 | 3.37 | 2.18 | 27200 | 3.16 | 1.76 | 8 | 6.5
Live | 215678946 |  | 10 | 18 | 27370 | 19200 | 16100 | 3.37 | 2.22 | 27000 | 3.22 | 1.78 | 8 | 6.5
Live | 215678945 |  | 10 | 18 | 27370 | 19200 | 16100 | 3.37 | 2.22 | 27000 | 3.22 | 1.78 | 8 | 6.5
Live | 215667756 |  | 10.5 | 17 | 27370 | 19800 | 16500 | 3.53 | 2.4 | 23400 | 3.08 | 2 | 9 | 7
Live | 215667750 |  | 10.5 | 17.5 | 27370 | 19800 | 16500 | 3.53 | 2.42 | 23400 | 3.08 | 2 | 9 | 7
Live | 215669814 |  | 9.5 | 16 | 38870 | 30800 | 25400 | 3.2 | 2.2 | 35600 | 3.14 | 1.76 | 8.5 | 7
Live | 215669808 |  | 9.5 | 16.5 | 38870 | 30800 | 25400 | 3.2 | 2.2 | 35600 | 3.14 | 1.76 | 8.5 | 7
Live | 215664933 |  | 10 | 18 | 27140 | 19400 | 16200 | 3.37 | 2.18 | 27200 | 3.16 | 1.76 | 8 | 6.5
Live | 215664931 |  | 10 | 18 | 27140 | 19400 | 16200 | 3.37 | 2.18 | 27200 | 3.16 | 1.76 | 8 | 6.5
Live | 215678937 |  | 10 | 18 | 27370 | 19200 | 16000 | 3.37 | 2.22 | 27000 | 3.22 | 1.78 | 8 | 6.5
Live | 215678936 |  | 10 | 18 | 27370 | 19200 | 16000 | 3.37 | 2.22 | 27000 | 3.22 | 1.78 | 8 | 6.5
Live | 215669807 |  | 9.5 | 16.5 | 38870 | 30800 | 25400 | 3.2 | 2.2 | 35600 | 3.14 | 1.76 | 8.5 | 7
Live | 215669806 |  | 9.5 | 16.5 | 38870 | 30800 | 25400 | 3.2 | 2.2 | 35600 | 3.14 | 1.76 | 8.5 | 7
Live | 215667749 |  | 10.5 | 17.5 | 27370 | 19800 | 16500 | 3.53 | 2.42 | 23400 | 3.08 | 2 | 9 | 7
Live | 215667748 |  | 10.5 | 17.5 | 27370 | 19800 | 16500 | 3.53 | 2.42 | 23400 | 3.08 | 2 | 9 | 7
Live | 215664899 |  | 11 | 19 | 28060 | 19600 | 16200 | 3.7 | 2.26 | 27800 | 3.42 | 1.84 | 8.5 | 6.5
Live | 215664897 |  | 11 | 19 | 28060 | 19600 | 16200 | 3.7 | 2.26 | 27800 | 3.42 | 1.84 | 8.5 | 6.5
Live | 215678935 |  | 10 | 18 | 27370 | 19200 | 16000 | 3.37 | 2.22 | 27000 | 3.22 | 1.78 | 8 | 6.5
Live | 215678927 |  | 10.5 | 18 | 27140 | 19400 | 16200 | 3.54 | 2.2 | 27200 | 3.18 | 1.76 | 8.1 | 6.5
Live | 215667742 |  | 10 | 17 | 27140 | 20000 | 16600 | 3.37 | 2.38 | 23600 | 3.03 | 1.98 | 9 | 7
Live | 215667741 |  | 10 | 17 | 27140 | 20000 | 16600 | 3.37 | 2.38 | 23600 | 3.03 | 1.98 | 9 | 7
Live | 215669800 |  | 9.5 | 16 | 38640 | 30800 | 25400 | 3.2 | 2.2 | 35800 | 3.12 | 1.76 | 8.5 | 7
Live | 215669799 |  | 9.5 | 16 | 38640 | 30800 | 25400 | 3.2 | 2.2 | 35800 | 3.12 | 1.76 | 8.5 | 7
Live | 215664894 |  | 11 | 19 | 28060 | 19600 | 16200 | 3.7 | 2.26 | 27800 | 3.42 | 1.84 | 8.5 | 6.5
Live | 215664882 |  | 10.5 | 19 | 27830 | 19700 | 16300 | 3.55 | 2.24 | 27800 | 3.39 | 1.82 | 8.5 | 6.5
Live | 215678926 |  | 10.5 | 18 | 27140 | 19400 | 16200 | 3.54 | 2.2 | 27200 | 3.18 | 1.76 | 8.1 | 6.5
Live | 215678925 |  | 10.5 | 18 | 27140 | 19400 | 16200 | 3.54 | 2.2 | 27200 | 3.18 | 1.76 | 8.1 | 6.5
Live | 215669798 |  | 9.5 | 16 | 38640 | 30800 | 25400 | 3.2 | 2.2 | 35800 | 3.12 | 1.76 | 8.5 | 7
Live | 215669792 |  | 9.5 | 16.5 | 38640 | 30800 | 25400 | 3.2 | 2.2 | 35800 | 3.12 | 1.76 | 8.5 | 7
Live | 215667740 |  | 10 | 17 | 27140 | 20000 | 16600 | 3.37 | 2.38 | 23600 | 3.03 | 1.98 | 9 | 7
Live | 215667718 |  | 10 | 17 | 26680 | 20000 | 16600 | 3.37 | 2.32 | 23600 | 2.94 | 1.98 | 9 | 7
Live | 215664879 |  | 10.5 | 19 | 27830 | 19700 | 16300 | 3.55 | 2.24 | 27800 | 3.39 | 1.82 | 8.5 | 6.5
Live | 215664877 |  | 10.5 | 19 | 27830 | 19700 | 16300 | 3.55 | 2.24 | 27800 | 3.39 | 1.82 | 8.5 | 6.5
Live | 215678917 |  | 10 | 17.5 | 27140 | 19400 | 16200 | 3.37 | 2.18 | 27200 | 3.18 | 1.76 | 8.1 | 6.5
Live | 215678916 |  | 10 | 17.5 | 27140 | 19400 | 16200 | 3.37 | 2.18 | 27200 | 3.18 | 1.76 | 8.1 | 6.5
Live | 215667717 |  | 10 | 17 | 26680 | 20000 | 16600 | 3.37 | 2.32 | 23600 | 2.94 | 1.98 | 9 | 7
Live | 215667716 |  | 10 | 17 | 26680 | 20000 | 16600 | 3.37 | 2.32 | 23600 | 2.94 | 1.98 | 9 | 7
Live | 215669791 |  | 9.5 | 16.5 | 38640 | 30800 | 25400 | 3.2 | 2.2 | 35800 | 3.12 | 1.76 | 8.5 | 7
Live | 215669790 |  | 9.5 | 16.5 | 38640 | 30800 | 25400 | 3.2 | 2.2 | 35800 | 3.12 | 1.76 | 8.5 | 7
Live | 215678915 |  | 10 | 17.5 | 27140 | 19400 | 16200 | 3.37 | 2.18 | 27200 | 3.18 | 1.76 | 8.1 | 6.5
Live | 215678907 |  | 10 | 18 | 27370 | 19200 | 16100 | 3.37 | 2.22 | 27000 | 3.22 | 1.78 | 8 | 6.5
Live | 215667710 |  | 10 | 17 | 26450 | 20000 | 16700 | 3.37 | 2.32 | 23800 | 2.92 | 1.96 | 9 | 7
Live | 215667709 |  | 10 | 17 | 26450 | 20000 | 16700 | 3.37 | 2.32 | 23800 | 2.92 | 1.96 | 9 | 7
Live | 215669784 |  | 9 | 16.5 | 38640 | 31000 | 25600 | 3.04 | 2.18 | 35800 | 3.1 | 1.78 | 8.5 | 6.5
Live | 215669783 |  | 9 | 16.5 | 38640 | 31000 | 25600 | 3.04 | 2.18 | 35800 | 3.1 | 1.78 | 8.5 | 6.5
Live | 215678906 |  | 10 | 18 | 27370 | 19200 | 16100 | 3.37 | 2.22 | 27000 | 3.22 | 1.78 | 8 | 6.5
Live | 215678905 |  | 10 | 18 | 27370 | 19200 | 16100 | 3.37 | 2.22 | 27000 | 3.22 | 1.78 | 8 | 6.5
Live | 215667708 |  | 10 | 17 | 26450 | 20000 | 16700 | 3.37 | 2.32 | 23800 | 2.92 | 1.96 | 9 | 7
Live | 215667701 |  | 9.5 | 16 | 25990 | 20400 | 17000 | 3.2 | 2.26 | 24200 | 2.84 | 1.84 | 8.5 | 7
Live | 215664846 |  | 10.5 | 19 | 27830 | 19700 | 16200 | 3.55 | 2.24 | 27800 | 3.39 | 1.84 | 8.5 | 6.5
Live | 215669782 |  | 9 | 16.5 | 38640 | 31000 | 25600 | 3.04 | 2.18 | 35800 | 3.1 | 1.78 | 8.5 | 6.5
Live | 215669776 |  | 9 | 16.5 | 38410 | 31000 | 25600 | 3.03 | 2.18 | 35800 | 3.1 | 1.76 | 8.5 | 6.5
Live | 215678897 |  | 10 | 18 | 27370 | 19200 | 16000 | 3.37 | 2.22 | 27000 | 3.22 | 1.78 | 8 | 6.5
Live | 215678896 |  | 10 | 18 | 27370 | 19200 | 16000 | 3.37 | 2.22 | 27000 | 3.22 | 1.78 | 8 | 6.5
Live | 215667699 |  | 9.5 | 16 | 25990 | 20400 | 17000 | 3.2 | 2.26 | 24200 | 2.84 | 1.84 | 8.5 | 7
Live | 215667697 |  | 9.5 | 16 | 25990 | 20400 | 17000 | 3.2 | 2.26 | 24200 | 2.84 | 1.84 | 8.5 | 7
Live | 215664844 |  | 10.5 | 19 | 27830 | 19700 | 16200 | 3.55 | 2.24 | 27800 | 3.39 | 1.84 | 8.5 | 6.5
Live | 215664842 |  | 10.5 | 19 | 27830 | 19700 | 16200 | 3.55 | 2.24 | 27800 | 3.39 | 1.84 | 8.5 | 6.5
Live | 215669775 |  | 9 | 16.5 | 38410 | 31000 | 25600 | 3.03 | 2.18 | 35800 | 3.1 | 1.76 | 8.5 | 6.5
Live | 215669774 |  | 9 | 16.5 | 38410 | 31000 | 25600 | 3.03 | 2.18 | 35800 | 3.1 | 1.76 | 8.5 | 6.5
Live | 215678895 |  | 10 | 18 | 27370 | 19200 | 16000 | 3.37 | 2.22 | 27000 | 3.22 | 1.78 | 8 | 6.5
Live | 215667684 |  | 10 | 17 | 26450 | 20000 | 16700 | 3.37 | 2.32 | 23800 | 2.92 | 1.98 | 9 | 7
Live | 215667681 |  | 10 | 17 | 26450 | 20000 | 16700 | 3.37 | 2.32 | 23800 | 2.92 | 1.98 | 9 | 7
Live | 215664830 |  | 10.5 | 18.5 | 27830 | 19700 | 16300 | 3.55 | 2.24 | 28000 | 3.38 | 1.84 | 8.5 | 6.5
Live | 215664828 |  | 10.5 | 18.5 | 27830 | 19700 | 16300 | 3.55 | 2.24 | 28000 | 3.38 | 1.84 | 8.5 | 6.5
Live | 215667679 |  | 10 | 17 | 26450 | 20000 | 16700 | 3.37 | 2.32 | 23800 | 2.92 | 1.98 | 9 | 7
Live | 215667667 |  | 10 | 17 | 26450 | 20000 | 16700 | 3.37 | 2.32 | 23800 | 2.92 | 1.98 | 9 | 7
Live | 215664826 |  | 10.5 | 18.5 | 27830 | 19700 | 16300 | 3.55 | 2.24 | 28000 | 3.38 | 1.84 | 8.5 | 6.5
Live | 215664813 |  | 11 | 19 | 28060 | 19600 | 16200 | 3.7 | 2.26 | 27800 | 3.42 | 1.84 | 8.5 | 6.5
Live | 215669736 |  | 10.5 | 18.5 | 40250 | 29800 | 24800 | 3.54 | 2.26 | 34400 | 3.22 | 1.92 | 9 | 7
Live | 215664811 |  | 11 | 19 | 28060 | 19600 | 16200 | 3.7 | 2.26 | 27800 | 3.42 | 1.84 | 8.5 | 6.5
Live | 215664809 |  | 11 | 19 | 28060 | 19600 | 16200 | 3.7 | 2.26 | 27800 | 3.42 | 1.84 | 8.5 | 6.5
Live | 215667665 |  | 10 | 17 | 26450 | 20000 | 16700 | 3.37 | 2.32 | 23800 | 2.92 | 1.98 | 9 | 7
Live | 215667663 |  | 10 | 17 | 26450 | 20000 | 16700 | 3.37 | 2.32 | 23800 | 2.92 | 1.98 | 9 | 7
Live | 215669735 |  | 10.5 | 18.5 | 40250 | 29800 | 24800 | 3.54 | 2.26 | 34400 | 3.22 | 1.92 | 9 | 7
Live | 215669734 |  | 10.5 | 18.5 | 40250 | 29800 | 24800 | 3.54 | 2.26 | 34400 | 3.22 | 1.92 | 9 | 7
Live | 215664797 |  | 11 | 19 | 27830 | 19700 | 16200 | 3.71 | 2.24 | 27800 | 3.39 | 1.84 | 8.5 | 6.5
Live | 215664795 |  | 11 | 19 | 27830 | 19700 | 16200 | 3.71 | 2.24 | 27800 | 3.39 | 1.84 | 8.5 | 6.5
Live | 215667651 |  | 10.5 | 17 | 26680 | 20000 | 16600 | 3.54 | 2.34 | 23600 | 2.94 | 1.98 | 9 | 7
Live | 215667649 |  | 10.5 | 17 | 26680 | 20000 | 16600 | 3.54 | 2.34 | 23600 | 2.94 | 1.98 | 9 | 7
Live | 215669726 |  | 10.5 | 18.5 | 40250 | 29800 | 24800 | 3.54 | 2.26 | 34400 | 3.22 | 1.92 | 9 | 7
Live | 215669725 |  | 10.5 | 18.5 | 40250 | 29800 | 24800 | 3.54 | 2.26 | 34400 | 3.22 | 1.92 | 9 | 7
Live | 215664793 |  | 11 | 19 | 27830 | 19700 | 16200 | 3.71 | 2.24 | 27800 | 3.39 | 1.84 | 8.5 | 6.5
Live | 215664779 |  | 10.5 | 18.5 | 27830 | 19800 | 16300 | 3.55 | 2.22 | 28000 | 3.38 | 1.84 | 8.5 | 6.5
Live | 215667647 |  | 10.5 | 17 | 26680 | 20000 | 16600 | 3.54 | 2.34 | 23600 | 2.94 | 1.98 | 9 | 7
Live | 215667634 |  | 10 | 17 | 26680 | 20000 | 16600 | 3.37 | 2.32 | 23600 | 2.94 | 1.98 | 9 | 7
Live | 215669724 |  | 10.5 | 18.5 | 40250 | 29800 | 24800 | 3.54 | 2.26 | 34400 | 3.22 | 1.92 | 9 | 7
Live | 215669716 |  | 10.5 | 18.5 | 40020 | 29800 | 24800 | 3.54 | 2.26 | 34400 | 3.22 | 1.92 | 9 | 7
Live | 215664776 |  | 10.5 | 18.5 | 27830 | 19800 | 16300 | 3.55 | 2.22 | 28000 | 3.38 | 1.84 | 8.5 | 6.5
Live | 215664774 |  | 10.5 | 18.5 | 27830 | 19800 | 16300 | 3.55 | 2.22 | 28000 | 3.38 | 1.84 | 8.5 | 6.5
Live | 215667632 |  | 10 | 17 | 26680 | 20000 | 16600 | 3.37 | 2.32 | 23600 | 2.94 | 1.98 | 9 | 7
Live | 215667630 |  | 10 | 17 | 26680 | 20000 | 16600 | 3.37 | 2.32 | 23600 | 2.94 | 1.98 | 9 | 7
Live | 215669715 |  | 10.5 | 18.5 | 40020 | 29800 | 24800 | 3.54 | 2.26 | 34400 | 3.22 | 1.92 | 9 | 7
Live | 215669714 |  | 10.5 | 18.5 | 40020 | 29800 | 24800 | 3.54 | 2.26 | 34400 | 3.22 | 1.92 | 9 | 7
Live | 215664726 |  | 10.5 | 19 | 27830 | 19600 | 16200 | 3.55 | 2.24 | 27600 | 3.36 | 1.86 | 8.5 | 6.5
Live | 215664724 |  | 10.5 | 19 | 27830 | 19600 | 16200 | 3.55 | 2.24 | 27600 | 3.36 | 1.86 | 8.5 | 6.5
Live | 215678847 |  | 10.5 | 18 | 27140 | 19400 | 16200 | 3.54 | 2.2 | 27000 | 3.18 | 1.76 | 8.5 | 6.5
Live | 215667616 |  | 10 | 17 | 26680 | 20000 | 16600 | 3.37 | 2.32 | 23600 | 2.94 | 1.98 | 9 | 7
Live | 215667614 |  | 10 | 17 | 26680 | 20000 | 16600 | 3.37 | 2.32 | 23600 | 2.94 | 1.98 | 9 | 7
Live | 215669706 |  | 10.5 | 18.5 | 40250 | 29800 | 24800 | 3.54 | 2.26 | 34400 | 3.22 | 1.92 | 9 | 7
Live | 215669705 |  | 10.5 | 18.5 | 40250 | 29800 | 24800 | 3.54 | 2.26 | 34400 | 3.22 | 1.92 | 9 | 7
Live | 215664722 |  | 10.5 | 19 | 27830 | 19600 | 16200 | 3.55 | 2.24 | 27600 | 3.36 | 1.86 | 8.5 | 6.5
Live | 215664708 |  | 10.5 | 18.5 | 27600 | 19600 | 16300 | 3.53 | 2.22 | 27800 | 3.34 | 1.84 | 8.5 | 6.5
Live | 215678846 |  | 10.5 | 18 | 27140 | 19400 | 16200 | 3.54 | 2.2 | 27000 | 3.18 | 1.76 | 8.5 | 6.5
Live | 215678845 |  | 10.5 | 18 | 27140 | 19400 | 16200 | 3.54 | 2.2 | 27000 | 3.18 | 1.76 | 8.5 | 6.5
Live | 215667612 |  | 10 | 17 | 26680 | 20000 | 16600 | 3.37 | 2.32 | 23600 | 2.94 | 1.98 | 9 | 7
Live | 215667599 |  | 10 | 16.5 | 26450 | 20200 | 16700 | 3.37 | 2.3 | 23800 | 2.89 | 1.98 | 9 | 7
Live | 215669704 |  | 10.5 | 18.5 | 40250 | 29800 | 24800 | 3.54 | 2.26 | 34400 | 3.22 | 1.92 | 9 | 7
Live | 215669696 |  | 10.5 | 18 | 40020 | 29800 | 24800 | 3.54 | 2.26 | 34400 | 3.2 | 1.92 | 9 | 7
Live | 215678837 |  | 10 | 17.5 | 27140 | 19400 | 16200 | 3.37 | 2.18 | 27200 | 3.18 | 1.76 | 8.1 | 6.5
Live | 215678836 |  | 10 | 17.5 | 27140 | 19400 | 16200 | 3.37 | 2.18 | 27200 | 3.18 | 1.76 | 8.1 | 6.5
Live | 215664706 |  | 10.5 | 18.5 | 27600 | 19600 | 16300 | 3.53 | 2.22 | 27800 | 3.34 | 1.84 | 8.5 | 6.5
Live | 215664704 |  | 10.5 | 18.5 | 27600 | 19600 | 16300 | 3.53 | 2.22 | 27800 | 3.34 | 1.84 | 8.5 | 6.5
Live | 215667597 |  | 10 | 16.5 | 26450 | 20200 | 16700 | 3.37 | 2.3 | 23800 | 2.89 | 1.98 | 9 | 7
Live | 215667596 |  | 10 | 16.5 | 26450 | 20200 | 16700 | 3.37 | 2.3 | 23800 | 2.89 | 1.98 | 9 | 7
Live | 215669695 |  | 10.5 | 18 | 40020 | 29800 | 24800 | 3.54 | 2.26 | 34400 | 3.2 | 1.92 | 9 | 7
Live | 215669694 |  | 10.5 | 18 | 40020 | 29800 | 24800 | 3.54 | 2.26 | 34400 | 3.2 | 1.92 | 9 | 7
Live | 215678835 |  | 10 | 17.5 | 27140 | 19400 | 16200 | 3.37 | 2.18 | 27200 | 3.18 | 1.76 | 8.1 | 6.5
Live | 215678827 |  | 10 | 18 | 27370 | 19200 | 16100 | 3.37 | 2.22 | 27000 | 3.22 | 1.78 | 8 | 6.5
Live | 215667544 |  | 10 | 17 | 26450 | 20200 | 16700 | 3.37 | 2.3 | 23800 | 2.89 | 1.98 | 9 | 7
Live | 215667542 |  | 10 | 17 | 26450 | 20200 | 16700 | 3.37 | 2.3 | 23800 | 2.89 | 1.98 | 9 | 7
Live | 215669686 |  | 10 | 18 | 39790 | 30000 | 25000 | 3.37 | 2.24 | 34600 | 3.18 | 1.9 | 9 | 7
Live | 215669685 |  | 10 | 18 | 39790 | 30000 | 25000 | 3.37 | 2.24 | 34600 | 3.18 | 1.9 | 9 | 7
Live | 215678826 |  | 10 | 18 | 27370 | 19200 | 16100 | 3.37 | 2.22 | 27000 | 3.22 | 1.78 | 8 | 6.5
Live | 215678825 |  | 10 | 18 | 27370 | 19200 | 16100 | 3.37 | 2.22 | 27000 | 3.22 | 1.78 | 8 | 6.5
Live | 215664674 |  | 10.5 | 18.5 | 27600 | 19600 | 16200 | 3.53 | 2.24 | 27800 | 3.34 | 1.84 | 8.5 | 6.5
Live | 215667540 |  | 10 | 17 | 26450 | 20200 | 16700 | 3.37 | 2.3 | 23800 | 2.89 | 1.98 | 9 | 7
Live | 215667527 |  | 10 | 17 | 26450 | 20200 | 16700 | 3.37 | 2.28 | 23800 | 2.89 | 1.86 | 8.5 | 7
Live | 215669684 |  | 10 | 18 | 39790 | 30000 | 25000 | 3.37 | 2.24 | 34600 | 3.18 | 1.9 | 9 | 7
Live | 215669676 |  | 10 | 18.5 | 40250 | 29800 | 24600 | 3.37 | 2.28 | 34400 | 3.22 | 1.92 | 9 | 7
Live | 215664672 |  | 10.5 | 18.5 | 27600 | 19600 | 16200 | 3.53 | 2.24 | 27800 | 3.34 | 1.84 | 8.5 | 6.5
Live | 215664670 |  | 10.5 | 18.5 | 27600 | 19600 | 16200 | 3.53 | 2.24 | 27800 | 3.34 | 1.84 | 8.5 | 6.5
Live | 215678817 |  | 10 | 18 | 27370 | 19200 | 16000 | 3.37 | 2.22 | 27000 | 3.22 | 1.78 | 8 | 6.5
Live | 215678816 |  | 10 | 18 | 27370 | 19200 | 16000 | 3.37 | 2.22 | 27000 | 3.22 | 1.78 | 8 | 6.5
Live | 215667525 |  | 10 | 17 | 26450 | 20200 | 16700 | 3.37 | 2.28 | 23800 | 2.89 | 1.86 | 8.5 | 7
Live | 215667523 |  | 10 | 17 | 26450 | 20200 | 16700 | 3.37 | 2.28 | 23800 | 2.89 | 1.86 | 8.5 | 7
Live | 215669675 |  | 10 | 18.5 | 40250 | 29800 | 24600 | 3.37 | 2.28 | 34400 | 3.22 | 1.92 | 9 | 7
Live | 215669674 |  | 10 | 18.5 | 40250 | 29800 | 24600 | 3.37 | 2.28 | 34400 | 3.22 | 1.92 | 9 | 7
Live | 215664656 |  | 10.5 | 18.5 | 27600 | 19700 | 16300 | 3.53 | 2.22 | 27800 | 3.34 | 1.84 | 8.5 | 6.5
Live | 215664654 |  | 10.5 | 18.5 | 27600 | 19700 | 16300 | 3.53 | 2.22 | 27800 | 3.34 | 1.84 | 8.5 | 6.5
Live | 215678815 |  | 10 | 18 | 27370 | 19200 | 16000 | 3.37 | 2.22 | 27000 | 3.22 | 1.78 | 8 | 6.5
Live | 215678807 |  | 10.5 | 19 | 27830 | 19700 | 16200 | 3.55 | 2.24 | 27800 | 3.39 | 1.86 | 8.5 | 6.5
Live | 215667509 |  | 9 | 15.5 | 25990 | 20400 | 17100 | 3.03 | 2.22 | 24400 | 2.82 | 1.84 | 8.5 | 7
Live | 215667507 |  | 9 | 15.5 | 25990 | 20400 | 17100 | 3.03 | 2.22 | 24400 | 2.82 | 1.84 | 8.5 | 7
Live | 215669666 |  | 10 | 18 | 40020 | 29800 | 24800 | 3.37 | 2.26 | 34400 | 3.2 | 1.92 | 9 | 7
Live | 215669665 |  | 10 | 18 | 40020 | 29800 | 24800 | 3.37 | 2.26 | 34400 | 3.2 | 1.92 | 9 | 7
Live | 215664651 |  | 10.5 | 18.5 | 27600 | 19700 | 16300 | 3.53 | 2.22 | 27800 | 3.34 | 1.84 | 8.5 | 6.5
Live | 215664638 |  | 11 | 19 | 27830 | 19600 | 16200 | 3.71 | 2.24 | 27600 | 3.36 | 1.86 | 8.5 | 6.5
Live | 215678806 |  | 10.5 | 19 | 27830 | 19700 | 16200 | 3.55 | 2.24 | 27800 | 3.39 | 1.86 | 8.5 | 6.5
Live | 215678805 |  | 10.5 | 19 | 27830 | 19700 | 16200 | 3.55 | 2.24 | 27800 | 3.39 | 1.86 | 8.5 | 6.5
Live | 215667505 |  | 9 | 15.5 | 25990 | 20400 | 17100 | 3.03 | 2.22 | 24400 | 2.82 | 1.84 | 8.5 | 7
Live | 215667491 |  | 10 | 17 | 26450 | 20200 | 16700 | 3.37 | 2.28 | 23800 | 2.89 | 1.86 | 8.5 | 7
Live | 215669664 |  | 10 | 18 | 40020 | 29800 | 24800 | 3.37 | 2.26 | 34400 | 3.2 | 1.92 | 9 | 7
Live | 215669656 |  | 10.5 | 18.5 | 40250 | 29800 | 24600 | 3.54 | 2.28 | 34400 | 3.22 | 1.92 | 9 | 7
Live | 215664636 |  | 11 | 19 | 27830 | 19600 | 16200 | 3.71 | 2.24 | 27600 | 3.36 | 1.86 | 8.5 | 6.5
Live | 215664634 |  | 11 | 19 | 27830 | 19600 | 16200 | 3.71 | 2.24 | 27600 | 3.36 | 1.86 | 8.5 | 6.5
Live | 215667488 |  | 10 | 17 | 26450 | 20200 | 16700 | 3.37 | 2.28 | 23800 | 2.89 | 1.86 | 8.5 | 7
Live | 215667485 |  | 10 | 17 | 26450 | 20200 | 16700 | 3.37 | 2.28 | 23800 | 2.89 | 1.86 | 8.5 | 7
Live | 215678797 |  | 10.5 | 18.5 | 27830 | 19700 | 16300 | 3.55 | 2.24 | 28000 | 3.38 | 1.84 | 8.5 | 6.5
Live | 215678796 |  | 10.5 | 18.5 | 27830 | 19700 | 16300 | 3.55 | 2.24 | 28000 | 3.38 | 1.84 | 8.5 | 6.5
Live | 215664620 |  | 10.5 | 18.5 | 27830 | 19600 | 16200 | 3.55 | 2.24 | 27600 | 3.36 | 1.86 | 8.5 | 6.5
Live | 215664618 |  | 10.5 | 18.5 | 27830 | 19600 | 16200 | 3.55 | 2.24 | 27600 | 3.36 | 1.86 | 8.5 | 6.5
Live | 215667471 |  | 10 | 16.5 | 26450 | 20200 | 16800 | 3.37 | 2.28 | 24000 | 2.88 | 1.86 | 8.5 | 7
Live | 215667469 |  | 10 | 16.5 | 26450 | 20200 | 16800 | 3.37 | 2.28 | 24000 | 2.88 | 1.86 | 8.5 | 7
Live | 215669655 |  | 10.5 | 18.5 | 40250 | 29800 | 24600 | 3.54 | 2.28 | 34400 | 3.22 | 1.92 | 9 | 7
Live | 215669654 |  | 10.5 | 18.5 | 40250 | 29800 | 24600 | 3.54 | 2.28 | 34400 | 3.22 | 1.92 | 9 | 7
Live | 215678795 |  | 10.5 | 18.5 | 27830 | 19700 | 16300 | 3.55 | 2.24 | 28000 | 3.38 | 1.84 | 8.5 | 6.5
Live | 215678787 |  | 10.5 | 19 | 28060 | 19600 | 16100 | 3.54 | 2.26 | 27800 | 3.44 | 1.84 | 8 | 6.5
Live | 215664615 |  | 10.5 | 18.5 | 27830 | 19600 | 16200 | 3.55 | 2.24 | 27600 | 3.36 | 1.86 | 8.5 | 6.5
Live | 215664602 |  | 11 | 19 | 27830 | 19600 | 16200 | 3.71 | 2.24 | 27600 | 3.36 | 1.86 | 8.5 | 6.5
Live | 215667466 |  | 10 | 16.5 | 26450 | 20200 | 16800 | 3.37 | 2.28 | 24000 | 2.88 | 1.86 | 8.5 | 7
Live | 215667453 |  | 10 | 17 | 26450 | 20000 | 16700 | 3.37 | 2.3 | 23800 | 2.92 | 1.98 | 9 | 7
Live | 215678786 |  | 10.5 | 19 | 28060 | 19600 | 16100 | 3.54 | 2.26 | 27800 | 3.44 | 1.84 | 8 | 6.5
Live | 215678785 |  | 10.5 | 19 | 28060 | 19600 | 16100 | 3.54 | 2.26 | 27800 | 3.44 | 1.84 | 8 | 6.5
Live | 215664600 |  | 11 | 19 | 27830 | 19600 | 16200 | 3.71 | 2.24 | 27600 | 3.36 | 1.86 | 8.5 | 6.5
Live | 215664598 |  | 11 | 19 | 27830 | 19600 | 16200 | 3.71 | 2.24 | 27600 | 3.36 | 1.86 | 8.5 | 6.5
Live | 215667451 |  | 10 | 17 | 26450 | 20000 | 16700 | 3.37 | 2.3 | 23800 | 2.92 | 1.98 | 9 | 7
Live | 215667449 |  | 10 | 17 | 26450 | 20000 | 16700 | 3.37 | 2.3 | 23800 | 2.92 | 1.98 | 9 | 7
Live | 215678777 |  | 10.5 | 19 | 28060 | 19500 | 16100 | 3.54 | 2.26 | 27800 | 3.44 | 1.86 | 8 | 6.5
Live | 215678776 |  | 10.5 | 19 | 28060 | 19500 | 16100 | 3.54 | 2.26 | 27800 | 3.44 | 1.86 | 8 | 6.5
Live | 215664584 |  | 10.5 | 18.5 | 27600 | 19700 | 16300 | 3.53 | 2.22 | 27800 | 3.33 | 1.84 | 8.5 | 6.5
Live | 215664581 |  | 10.5 | 18.5 | 27600 | 19700 | 16300 | 3.53 | 2.22 | 27800 | 3.33 | 1.84 | 8.5 | 6.5
Live | 215667435 |  | 10 | 17 | 26450 | 20200 | 16700 | 3.37 | 2.3 | 23800 | 2.89 | 1.96 | 9 | 7
Live | 215667433 |  | 10 | 17 | 26450 | 20200 | 16700 | 3.37 | 2.3 | 23800 | 2.89 | 1.96 | 9 | 7
Live | 215664579 |  | 10.5 | 18.5 | 27600 | 19700 | 16300 | 3.53 | 2.22 | 27800 | 3.33 | 1.84 | 8.5 | 6.5
Live | 215664529 |  | 10.5 | 18.5 | 27140 | 19300 | 16100 | 3.54 | 2.2 | 27000 | 3.2 | 1.76 | 8 | 6.5
Live | 215667430 |  | 10 | 17 | 26450 | 20200 | 16700 | 3.37 | 2.3 | 23800 | 2.89 | 1.96 | 9 | 7
Live | 215667416 |  | 10 | 17 | 26450 | 20000 | 16700 | 3.37 | 2.3 | 23800 | 2.89 | 1.98 | 9 | 7
Live | 215664527 |  | 10.5 | 18.5 | 27140 | 19300 | 16100 | 3.54 | 2.2 | 27000 | 3.2 | 1.76 | 8 | 6.5
Live | 215664525 |  | 10.5 | 18.5 | 27140 | 19300 | 16100 | 3.54 | 2.2 | 27000 | 3.2 | 1.76 | 8 | 6.5
Live | 215667414 |  | 10 | 17 | 26450 | 20000 | 16700 | 3.37 | 2.3 | 23800 | 2.89 | 1.98 | 9 | 7
Live | 215667412 |  | 10 | 17 | 26450 | 20000 | 16700 | 3.37 | 2.3 | 23800 | 2.89 | 1.98 | 9 | 7
Live | 215664512 |  | 10 | 18 | 27140 | 19400 | 16200 | 3.37 | 2.2 | 27200 | 3.18 | 1.76 | 8 | 6.5
Live | 215664509 |  | 10 | 18 | 27140 | 19400 | 16200 | 3.37 | 2.2 | 27200 | 3.18 | 1.76 | 8 | 6.5
Live | 215667400 |  | 10 | 16.5 | 26450 | 20200 | 16800 | 3.37 | 2.28 | 24000 | 2.88 | 1.86 | 8.5 | 7
Live | 215667398 |  | 10 | 16.5 | 26450 | 20200 | 16800 | 3.37 | 2.28 | 24000 | 2.88 | 1.86 | 8.5 | 7
Live | 215664507 |  | 10 | 18 | 27140 | 19400 | 16200 | 3.37 | 2.2 | 27200 | 3.18 | 1.76 | 8 | 6.5
Live | 215667396 |  | 10 | 16.5 | 26450 | 20200 | 16800 | 3.37 | 2.28 | 24000 | 2.88 | 1.86 | 8.5 | 7
Live | 215667349 |  | 9 | 15.5 | 25990 | 20600 | 17100 | 3.03 | 2.22 | 24200 | 2.8 | 1.84 | 8.5 | 7
Live | 215667347 |  | 9 | 15.5 | 25990 | 20600 | 17100 | 3.03 | 2.22 | 24200 | 2.8 | 1.84 | 8.5 | 7
Live | 215667344 |  | 9 | 15.5 | 25990 | 20600 | 17100 | 3.03 | 2.22 | 24200 | 2.8 | 1.84 | 8.5 | 7
Live | 215664479 |  | 10.5 | 18 | 27140 | 19300 | 16200 | 3.54 | 2.2 | 27000 | 3.2 | 1.76 | 8.5 | 6.5
Live | 215664477 |  | 10.5 | 18 | 27140 | 19300 | 16200 | 3.54 | 2.2 | 27000 | 3.2 | 1.76 | 8.5 | 6.5
Live | 215667332 |  | 10 | 17 | 26450 | 20200 | 16700 | 3.37 | 2.28 | 23800 | 2.89 | 1.86 | 8.5 | 7
Live | 215664475 |  | 10.5 | 18 | 27140 | 19300 | 16200 | 3.54 | 2.2 | 27000 | 3.2 | 1.76 | 8.5 | 6.5
Live | 215664462 |  | 10.5 | 18.5 | 27370 | 19300 | 16100 | 3.53 | 2.2 | 27000 | 3.2 | 1.76 | 8 | 6.5
Live | 215664460 |  | 10.5 | 18.5 | 27370 | 19300 | 16100 | 3.53 | 2.2 | 27000 | 3.2 | 1.76 | 8 | 6.5
Live | 215664457 |  | 10.5 | 18.5 | 27370 | 19300 | 16100 | 3.53 | 2.2 | 27000 | 3.2 | 1.76 | 8 | 6.5
Live | 215664443 |  | 10.5 | 18.5 | 27140 | 19300 | 16100 | 3.54 | 2.2 | 27000 | 3.2 | 1.76 | 8 | 6.5
Live | 215664440 |  | 10.5 | 18.5 | 27140 | 19300 | 16100 | 3.54 | 2.2 | 27000 | 3.2 | 1.76 | 8 | 6.5
Live | 215664437 |  | 10.5 | 18.5 | 27140 | 19300 | 16100 | 3.54 | 2.2 | 27000 | 3.2 | 1.76 | 8 | 6.5
Live | 215664423 |  | 10.5 | 18.5 | 27140 | 19300 | 16100 | 3.54 | 2.2 | 27000 | 3.2 | 1.76 | 8 | 6.5
Live | 215664420 |  | 10.5 | 18.5 | 27140 | 19300 | 16100 | 3.54 | 2.2 | 27000 | 3.2 | 1.76 | 8 | 6.5
Live | 215664418 |  | 10.5 | 18.5 | 27140 | 19300 | 16100 | 3.54 | 2.2 | 27000 | 3.2 | 1.76 | 8 | 6.5
Live | 215664405 |  | 10 | 18 | 27140 | 19400 | 16200 | 3.37 | 2.18 | 27200 | 3.16 | 1.76 | 8 | 6.5
Live | 215664402 |  | 10 | 18 | 27140 | 19400 | 16200 | 3.37 | 2.18 | 27200 | 3.16 | 1.76 | 8 | 6.5
Live | 215664398 |  | 10 | 18 | 27140 | 19400 | 16200 | 3.37 | 2.18 | 27200 | 3.16 | 1.76 | 8 | 6.5
Live | 215664346 |  | 10.5 | 18.5 | 27140 | 19300 | 16100 | 3.54 | 2.2 | 27000 | 3.2 | 1.76 | 8 | 6.5
Live | 215664344 |  | 10.5 | 18.5 | 27140 | 19300 | 16100 | 3.54 | 2.2 | 27000 | 3.2 | 1.76 | 8 | 6.5
Live | 215664341 |  | 10.5 | 18.5 | 27140 | 19300 | 16100 | 3.54 | 2.2 | 27000 | 3.2 | 1.76 | 8 | 6.5
Live | 215664311 |  | 10.5 | 18 | 27140 | 19300 | 16200 | 3.54 | 2.2 | 27000 | 3.2 | 1.76 | 8.5 | 6.5
Live | 215664309 |  | 10.5 | 18 | 27140 | 19300 | 16200 | 3.54 | 2.2 | 27000 | 3.2 | 1.76 | 8.5 | 6.5
Live | 215664306 |  | 10.5 | 18 | 27140 | 19300 | 16200 | 3.54 | 2.2 | 27000 | 3.2 | 1.76 | 8.5 | 6.5
Live | 215664294 |  | 10 | 18 | 27140 | 19400 | 16200 | 3.37 | 2.18 | 27200 | 3.18 | 1.76 | 8 | 6.5
Live | 215664292 |  | 10 | 18 | 27140 | 19400 | 16200 | 3.37 | 2.18 | 27200 | 3.18 | 1.76 | 8 | 6.5
Live | 215664290 |  | 10 | 18 | 27140 | 19400 | 16200 | 3.37 | 2.18 | 27200 | 3.18 | 1.76 | 8 | 6.5
Live | 215664277 |  | 10.5 | 18.5 | 27370 | 19300 | 16100 | 3.53 | 2.2 | 27000 | 3.2 | 1.76 | 8 | 6.5
Live | 215664274 |  | 10.5 | 18.5 | 27370 | 19300 | 16100 | 3.53 | 2.2 | 27000 | 3.2 | 1.76 | 8 | 6.5
Live | 215664272 |  | 10.5 | 18.5 | 27370 | 19300 | 16100 | 3.53 | 2.2 | 27000 | 3.2 | 1.76 | 8 | 6.5
Live | 215664259 |  | 10.5 | 18.5 | 27140 | 19300 | 16100 | 3.54 | 2.2 | 27000 | 3.2 | 1.76 | 8 | 6.5
Live | 215664256 |  | 10.5 | 18.5 | 27140 | 19300 | 16100 | 3.54 | 2.2 | 27000 | 3.2 | 1.76 | 8 | 6.5
Live | 215664254 |  | 10.5 | 18.5 | 27140 | 19300 | 16100 | 3.54 | 2.2 | 27000 | 3.2 | 1.76 | 8 | 6.5
Live | 215664239 |  | 10.5 | 18.5 | 27140 | 19300 | 16100 | 3.54 | 2.2 | 27000 | 3.2 | 1.76 | 8 | 6.5
Live | 215664237 |  | 10.5 | 18.5 | 27140 | 19300 | 16100 | 3.54 | 2.2 | 27000 | 3.2 | 1.76 | 8 | 6.5
Live | 215664235 |  | 10.5 | 18.5 | 27140 | 19300 | 16100 | 3.54 | 2.2 | 27000 | 3.2 | 1.76 | 8 | 6.5
Live | 215664220 |  | 10 | 18 | 27140 | 19400 | 16200 | 3.37 | 2.18 | 27200 | 3.16 | 1.76 | 8 | 6.5
Live | 215664218 |  | 10 | 18 | 27140 | 19400 | 16200 | 3.37 | 2.18 | 27200 | 3.16 | 1.76 | 8 | 6.5
Live | 215664216 |  | 10 | 18 | 27140 | 19400 | 16200 | 3.37 | 2.18 | 27200 | 3.16 | 1.76 | 8 | 6.5
Live | 215662823 |  | 10.5 | 17.5 | 26910 | 20000 | 16600 | 3.54 | 2.42 | 24400 | 3.08 | 2.04 | 9 | 7
Live | 215662821 |  | 10.5 | 17.5 | 26910 | 20000 | 16600 | 3.54 | 2.42 | 24400 | 3.08 | 2.04 | 9 | 7
Live | 215662819 |  | 10.5 | 17.5 | 26910 | 20000 | 16600 | 3.54 | 2.42 | 24400 | 3.08 | 2.04 | 9 | 7
Live | 215941361 |  | 11 | 19.5 | 51175 | 44500 | 39000 | 3.7 | 2.1 | 53500 | 2.96 | 1.88 | 8 | 6.5
Live | 215941360 |  | 11 | 19.5 | 51175 | 44500 | 39000 | 3.7 | 2.1 | 53500 | 2.96 | 1.88 | 8 | 6.5
Live | 215941359 |  | 11 | 19.5 | 51175 | 44500 | 39000 | 3.7 | 2.1 | 53500 | 2.96 | 1.88 | 8 | 6.5
Live | 215941351 |  | 11.5 | 20.5 | 52325 | 43500 | 38500 | 3.87 | 2.14 | 53000 | 3.02 | 1.9 | 8 | 6.5
Live | 215941350 |  | 11.5 | 20.5 | 52325 | 43500 | 38500 | 3.87 | 2.14 | 53000 | 3.02 | 1.9 | 8 | 6.5
Live | 215941349 |  | 11.5 | 20.5 | 52325 | 43500 | 38500 | 3.87 | 2.14 | 53000 | 3.02 | 1.9 | 8 | 6.5
Live | 215941341 |  | 11.5 | 20.5 | 52325 | 43500 | 38000 | 3.87 | 2.14 | 53000 | 3.04 | 1.9 | 8 | 6.5
Live | 215939461 |  | 11.7 | 18.5 | 65550 | 46500 | 41500 | 3.94 | 2.46 | 63500 | 3.12 | 2 | 7.8 | 6.7
Live | 215939460 |  | 11.7 | 18.5 | 65550 | 46500 | 41500 | 3.94 | 2.46 | 63500 | 3.12 | 2 | 7.8 | 6.7
Live | 215941340 |  | 11.5 | 20.5 | 52325 | 43500 | 38000 | 3.87 | 2.14 | 53000 | 3.04 | 1.9 | 8 | 6.5
Live | 215941339 |  | 11.5 | 20.5 | 52325 | 43500 | 38000 | 3.87 | 2.14 | 53000 | 3.04 | 1.9 | 8 | 6.5
Live | 215941331 |  | 11 | 20.5 | 52325 | 43500 | 38500 | 3.7 | 2.14 | 53000 | 3.02 | 1.95 | 8.1 | 6.8
Live | 215941330 |  | 11 | 20.5 | 52325 | 43500 | 38500 | 3.7 | 2.14 | 53000 | 3.02 | 1.95 | 8.1 | 6.8
Live | 215939459 |  | 11.7 | 18.5 | 65550 | 46500 | 41500 | 3.94 | 2.46 | 63500 | 3.12 | 2 | 7.8 | 6.7
Live | 215939451 |  | 11.7 | 18.5 | 65550 | 46500 | 41500 | 3.94 | 2.46 | 63500 | 3.12 | 2 | 7.8 | 6.7
Live | 215941329 |  | 11 | 20.5 | 52325 | 43500 | 38500 | 3.7 | 2.14 | 53000 | 3.02 | 1.95 | 8.1 | 6.8
Live | 215941321 |  | 11 | 20 | 51175 | 43500 | 38500 | 3.7 | 2.12 | 52000 | 3.02 | 2 | 8.1 | 7
Live | 215939450 |  | 11.7 | 18.5 | 65550 | 46500 | 41500 | 3.94 | 2.46 | 63500 | 3.12 | 2 | 7.8 | 6.7
Live | 215939449 |  | 11.7 | 18.5 | 65550 | 46500 | 41500 | 3.94 | 2.46 | 63500 | 3.12 | 2 | 7.8 | 6.7
Live | 215937439 |  | 11.5 | 20.5 | 52325 | 43500 | 38000 | 3.87 | 2.14 | 53000 | 3.04 | 1.9 | 8 | 6.5
Live | 215937431 |  | 11.5 | 20 | 50600 | 42500 | 37600 | 3.87 | 2.16 | 53500 | 3.06 | 2 | 8.1 | 7
Live | 215941320 |  | 11 | 20 | 51175 | 43500 | 38500 | 3.7 | 2.12 | 52000 | 3.02 | 2 | 8.1 | 7
Live | 215941319 |  | 11 | 20 | 51175 | 43500 | 38500 | 3.7 | 2.12 | 52000 | 3.02 | 2 | 8.1 | 7
Live | 215937430 |  | 11.5 | 20 | 50600 | 42500 | 37600 | 3.87 | 2.16 | 53500 | 3.06 | 2 | 8.1 | 7
Live | 215937429 |  | 11.5 | 20 | 50600 | 42500 | 37600 | 3.87 | 2.16 | 53500 | 3.06 | 2 | 8.1 | 7
Live | 215941311 |  | 10.5 | 19.5 | 51175 | 43500 | 38500 | 3.54 | 2.12 | 52000 | 3 | 1.88 | 8 | 6.5
Live | 215941310 |  | 10.5 | 19.5 | 51175 | 43500 | 38500 | 3.54 | 2.12 | 52000 | 3 | 1.88 | 8 | 6.5
Live | 215937421 |  | 11.5 | 20.5 | 52325 | 43500 | 38000 | 3.87 | 2.14 | 53000 | 3.04 | 1.9 | 8 | 6.5
Live | 215937420 |  | 11.5 | 20.5 | 52325 | 43500 | 38000 | 3.87 | 2.14 | 53000 | 3.04 | 1.9 | 8 | 6.5
Live | 215941309 |  | 10.5 | 19.5 | 51175 | 43500 | 38500 | 3.54 | 2.12 | 52000 | 3 | 1.88 | 8 | 6.5
Live | 215941301 |  | 10.5 | 19 | 50025 | 44500 | 39000 | 3.54 | 2.08 | 52500 | 2.94 | 1.88 | 8 | 6.5
Live | 215941300 |  | 10.5 | 19 | 50025 | 44500 | 39000 | 3.54 | 2.08 | 52500 | 2.94 | 1.88 | 8 | 6.5
Live | 215941299 |  | 10.5 | 19 | 50025 | 44500 | 39000 | 3.54 | 2.08 | 52500 | 2.94 | 1.88 | 8 | 6.5
Live | 215937419 |  | 11.5 | 20.5 | 52325 | 43500 | 38000 | 3.87 | 2.14 | 53000 | 3.04 | 1.9 | 8 | 6.5
Live | 215937411 |  | 11 | 20.5 | 52325 | 43500 | 38500 | 3.7 | 2.14 | 53000 | 3.02 | 1.9 | 8 | 6.5
Live | 215941291 |  | 11 | 20 | 50600 | 43500 | 38500 | 3.71 | 2.12 | 52000 | 3 | 1.88 | 8 | 6.5
Live | 215941290 |  | 11 | 20 | 50600 | 43500 | 38500 | 3.71 | 2.12 | 52000 | 3 | 1.88 | 8 | 6.5
Live | 215937410 |  | 11 | 20.5 | 52325 | 43500 | 38500 | 3.7 | 2.14 | 53000 | 3.02 | 1.9 | 8 | 6.5
Live | 215937409 |  | 11 | 20.5 | 52325 | 43500 | 38500 | 3.7 | 2.14 | 53000 | 3.02 | 1.9 | 8 | 6.5
Live | 215941289 |  | 11 | 20 | 50600 | 43500 | 38500 | 3.71 | 2.12 | 52000 | 3 | 1.88 | 8 | 6.5
Live | 215941281 |  | 11 | 20 | 51175 | 43500 | 38500 | 3.7 | 2.12 | 52000 | 3.02 | 1.9 | 8 | 6.7
Live | 215937401 |  | 11 | 19.5 | 51175 | 43500 | 38500 | 3.7 | 2.14 | 53500 | 3.02 | 1.9 | 8 | 6.5
Live | 215937400 |  | 11 | 19.5 | 51175 | 43500 | 38500 | 3.7 | 2.14 | 53500 | 3.02 | 1.9 | 8 | 6.5
Live | 215941280 |  | 11 | 20 | 51175 | 43500 | 38500 | 3.7 | 2.12 | 52000 | 3.02 | 1.9 | 8 | 6.7
Live | 215941279 |  | 11 | 20 | 51175 | 43500 | 38500 | 3.7 | 2.12 | 52000 | 3.02 | 1.9 | 8 | 6.7
Live | 215937399 |  | 11 | 19.5 | 51175 | 43500 | 38500 | 3.7 | 2.14 | 53500 | 3.02 | 1.9 | 8 | 6.5
Live | 215937391 |  | 10.5 | 19.5 | 51750 | 44000 | 39000 | 3.54 | 2.1 | 53500 | 2.98 | 1.9 | 8 | 6.5
Live | 215940680 |  | 12 | 21 | 39560 | 32000 | 28000 | 4.04 | 2.44 | 38500 | 3.46 | 2.06 | 8.5 | 7
Live | 215940679 |  | 12 | 21 | 39560 | 32000 | 28000 | 4.04 | 2.44 | 38500 | 3.46 | 2.06 | 8.5 | 7
Live | 215941271 |  | 10.5 | 19.5 | 51175 | 43500 | 38500 | 3.54 | 2.12 | 52000 | 3 | 1.9 | 8.1 | 6.85
Live | 215941270 |  | 10.5 | 19.5 | 51175 | 43500 | 38500 | 3.54 | 2.12 | 52000 | 3 | 1.9 | 8.1 | 6.85
Live | 215937390 |  | 10.5 | 19.5 | 51750 | 44000 | 39000 | 3.54 | 2.1 | 53500 | 2.98 | 1.9 | 8 | 6.5
Live | 215937389 |  | 10.5 | 19.5 | 51750 | 44000 | 39000 | 3.54 | 2.1 | 53500 | 2.98 | 1.9 | 8 | 6.5
Live | 215941269 |  | 10.5 | 19.5 | 51175 | 43500 | 38500 | 3.54 | 2.12 | 52000 | 3 | 1.9 | 8.1 | 6.85
Live | 215941261 |  | 11 | 20.5 | 51750 | 39500 | 36400 | 3.71 | 2.48 | 48500 | 3.54 | 1.82 | 9 | 7
Live | 215940671 |  | 11.7 | 20.5 | 39560 | 32200 | 28200 | 3.94 | 2.42 | 38500 | 3.44 | 2.04 | 8.5 | 7
Live | 215940670 |  | 11.7 | 20.5 | 39560 | 32200 | 28200 | 3.94 | 2.42 | 38500 | 3.44 | 2.04 | 8.5 | 7
Live | 215937381 |  | 11.5 | 20.5 | 52900 | 43000 | 38000 | 3.88 | 2.16 | 53000 | 3.06 | 1.92 | 8 | 6.5
Live | 215937380 |  | 11.5 | 20.5 | 52900 | 43000 | 38000 | 3.88 | 2.16 | 53000 | 3.06 | 1.92 | 8 | 6.5
Live | 215936401 |  | 12 | 21.5 | 40250 | 32600 | 28400 | 4.04 | 2.48 | 38500 | 3.52 | 2.04 | 8.5 | 7
Live | 215936400 |  | 12 | 21.5 | 40250 | 32600 | 28400 | 4.04 | 2.48 | 38500 | 3.52 | 2.04 | 8.5 | 7
Live | 215941260 |  | 11 | 20.5 | 51750 | 39500 | 36400 | 3.71 | 2.48 | 48500 | 3.54 | 1.82 | 9 | 7
Live | 215941259 |  | 11 | 20.5 | 51750 | 39500 | 36400 | 3.71 | 2.48 | 48500 | 3.54 | 1.82 | 9 | 7
Live | 215940669 |  | 11.7 | 20.5 | 39560 | 32200 | 28200 | 3.94 | 2.42 | 38500 | 3.44 | 2.04 | 8.5 | 7
Live | 215940661 |  | 11.5 | 20.5 | 39330 | 32600 | 28600 | 3.88 | 2.38 | 39000 | 3.38 | 2.04 | 8.5 | 7
Live | 215936399 |  | 12 | 21.5 | 40250 | 32600 | 28400 | 4.04 | 2.48 | 38500 | 3.52 | 2.04 | 8.5 | 7
Live | 215936391 |  | 12 | 21.5 | 40250 | 32400 | 28200 | 4.04 | 2.48 | 38000 | 3.54 | 2.02 | 8.5 | 7
Live | 215937379 |  | 11.5 | 20.5 | 52900 | 43000 | 38000 | 3.88 | 2.16 | 53000 | 3.06 | 1.92 | 8 | 6.5
Live | 215937371 |  | 11 | 20 | 52325 | 43500 | 38500 | 3.7 | 2.14 | 53000 | 3.02 | 1.9 | 8 | 6.5
Live | 215941251 |  | 11 | 20.5 | 51750 | 39500 | 36600 | 3.71 | 2.48 | 48500 | 3.52 | 1.82 | 9 | 7
Live | 215941250 |  | 11 | 20.5 | 51750 | 39500 | 36600 | 3.71 | 2.48 | 48500 | 3.52 | 1.82 | 9 | 7
Live | 215940660 |  | 11.5 | 20.5 | 39330 | 32600 | 28600 | 3.88 | 2.38 | 39000 | 3.38 | 2.04 | 8.5 | 7
Live | 215940659 |  | 11.5 | 20.5 | 39330 | 32600 | 28600 | 3.88 | 2.38 | 39000 | 3.38 | 2.04 | 8.5 | 7
Live | 215936390 |  | 12 | 21.5 | 40250 | 32400 | 28200 | 4.04 | 2.48 | 38000 | 3.54 | 2.02 | 8.5 | 7
Live | 215936389 |  | 12 | 21.5 | 40250 | 32400 | 28200 | 4.04 | 2.48 | 38000 | 3.54 | 2.02 | 8.5 | 7
Live | 215937370 |  | 11 | 20 | 52325 | 43500 | 38500 | 3.7 | 2.14 | 53000 | 3.02 | 1.9 | 8 | 6.5
Live | 215937369 |  | 11 | 20 | 52325 | 43500 | 38500 | 3.7 | 2.14 | 53000 | 3.02 | 1.9 | 8 | 6.5
Live | 215936381 |  | 12 | 21 | 40250 | 32600 | 28400 | 4.04 | 2.48 | 38500 | 3.52 | 2.04 | 8.5 | 7
Live | 215936380 |  | 12 | 21 | 40250 | 32600 | 28400 | 4.04 | 2.48 | 38500 | 3.52 | 2.04 | 8.5 | 7
Live | 215937361 |  | 11 | 19.5 | 51175 | 43500 | 38000 | 3.7 | 2.14 | 53500 | 3.02 | 1.9 | 8 | 6.5
Live | 215937360 |  | 11 | 19.5 | 51175 | 43500 | 38000 | 3.7 | 2.14 | 53500 | 3.02 | 1.9 | 8 | 6.5
Live | 215941249 |  | 11 | 20.5 | 51750 | 39500 | 36600 | 3.71 | 2.48 | 48500 | 3.52 | 1.82 | 9 | 7
Live | 215941241 |  | 11 | 20 | 51750 | 39500 | 36600 | 3.71 | 2.48 | 48500 | 3.5 | 1.82 | 9 | 7
Live | 215940651 |  | 11 | 20 | 39100 | 32800 | 28800 | 3.71 | 2.36 | 39500 | 3.34 | 2.02 | 8.5 | 7
Live | 215940650 |  | 11 | 20 | 39100 | 32800 | 28800 | 3.71 | 2.36 | 39500 | 3.34 | 2.02 | 8.5 | 7
Live | 215936379 |  | 12 | 21 | 40250 | 32600 | 28400 | 4.04 | 2.48 | 38500 | 3.52 | 2.04 | 8.5 | 7
Live | 215936371 |  | 11.7 | 21 | 40020 | 33000 | 28800 | 3.95 | 2.44 | 38500 | 3.46 | 2.02 | 8.5 | 7
Live | 215939341 |  | 11.7 | 18.5 | 64400 | 46000 | 41000 | 3.94 | 2.46 | 61500 | 3.1 | 2.05 | 7.8 | 6.75
Live | 215939340 |  | 11.7 | 18.5 | 64400 | 46000 | 41000 | 3.94 | 2.46 | 61500 | 3.1 | 2.05 | 7.8 | 6.75
Live | 215941240 |  | 11 | 20 | 51750 | 39500 | 36600 | 3.71 | 2.48 | 48500 | 3.5 | 1.82 | 9 | 7
Live | 215941239 |  | 11 | 20 | 51750 | 39500 | 36600 | 3.71 | 2.48 | 48500 | 3.5 | 1.82 | 9 | 7
Live | 215937359 |  | 11 | 19.5 | 51175 | 43500 | 38000 | 3.7 | 2.14 | 53500 | 3.02 | 1.9 | 8 | 6.5
Live | 215937351 |  | 11.5 | 21 | 52325 | 43500 | 38000 | 3.87 | 2.14 | 53000 | 3.04 | 1.92 | 8 | 6.5
Live | 215936370 |  | 11.7 | 21 | 40020 | 33000 | 28800 | 3.95 | 2.44 | 38500 | 3.46 | 2.02 | 8.5 | 7
Live | 215936369 |  | 11.7 | 21 | 40020 | 33000 | 28800 | 3.95 | 2.44 | 38500 | 3.46 | 2.02 | 8.5 | 7
Live | 215939339 |  | 11.7 | 18.5 | 64400 | 46000 | 41000 | 3.94 | 2.46 | 61500 | 3.1 | 2.05 | 7.8 | 6.75
Live | 215940649 |  | 11 | 20 | 39100 | 32800 | 28800 | 3.71 | 2.36 | 39500 | 3.34 | 2.02 | 8.5 | 7
Live | 215940641 |  | 12 | 21 | 39560 | 32000 | 28000 | 4.04 | 2.42 | 38500 | 3.44 | 2.04 | 8.5 | 7
Live | 215937350 |  | 11.5 | 21 | 52325 | 43500 | 38000 | 3.87 | 2.14 | 53000 | 3.04 | 1.92 | 8 | 6.5
Live | 215937349 |  | 11.5 | 21 | 52325 | 43500 | 38000 | 3.87 | 2.14 | 53000 | 3.04 | 1.92 | 8 | 6.5
Live | 215941231 |  | 10.5 | 19.5 | 50600 | 40500 | 37400 | 3.54 | 2.4 | 49000 | 3.4 | 1.8 | 9 | 7
Live | 215941230 |  | 10.5 | 19.5 | 50600 | 40500 | 37400 | 3.54 | 2.4 | 49000 | 3.4 | 1.8 | 9 | 7
Live | 215936361 |  | 12 | 21.5 | 40480 | 32400 | 28200 | 4.05 | 2.5 | 38000 | 3.54 | 2.04 | 8.5 | 7
Live | 215936360 |  | 12 | 21.5 | 40480 | 32400 | 28200 | 4.05 | 2.5 | 38000 | 3.54 | 2.04 | 8.5 | 7
Live | 215940640 |  | 12 | 21 | 39560 | 32000 | 28000 | 4.04 | 2.42 | 38500 | 3.44 | 2.04 | 8.5 | 7
Live | 215940639 |  | 12 | 21 | 39560 | 32000 | 28000 | 4.04 | 2.42 | 38500 | 3.44 | 2.04 | 8.5 | 7
Live | 215937341 |  | 11.5 | 21 | 52325 | 43000 | 38000 | 3.87 | 2.16 | 53000 | 3.06 | 1.92 | 8 | 6.5
Live | 215937340 |  | 11.5 | 21 | 52325 | 43000 | 38000 | 3.87 | 2.16 | 53000 | 3.06 | 1.92 | 8 | 6.5
Live | 215941229 |  | 10.5 | 19.5 | 50600 | 40500 | 37400 | 3.54 | 2.4 | 49000 | 3.4 | 1.8 | 9 | 7
Live | 215941221 |  | 11.5 | 20.5 | 51750 | 39500 | 36600 | 3.88 | 2.46 | 48500 | 3.5 | 1.82 | 9 | 7
Live | 215936359 |  | 12 | 21.5 | 40480 | 32400 | 28200 | 4.05 | 2.5 | 38000 | 3.54 | 2.04 | 8.5 | 7
Live | 215936351 |  | 12 | 21 | 40250 | 32600 | 28400 | 4.04 | 2.48 | 38500 | 3.5 | 2.04 | 8.5 | 7
Live | 215937339 |  | 11.5 | 21 | 52325 | 43000 | 38000 | 3.87 | 2.16 | 53000 | 3.06 | 1.92 | 8 | 6.5
Live | 215937331 |  | 11.5 | 20.5 | 51175 | 43000 | 37600 | 3.88 | 2.16 | 53500 | 3.06 | 1.95 | 8.1 | 6.8
Live | 215940631 |  | 12 | 21 | 39790 | 32000 | 28000 | 4.05 | 2.44 | 38500 | 3.46 | 2.04 | 8.5 | 7
Live | 215940630 |  | 12 | 21 | 39790 | 32000 | 28000 | 4.05 | 2.44 | 38500 | 3.46 | 2.04 | 8.5 | 7
Live | 215941220 |  | 11.5 | 20.5 | 51750 | 39500 | 36600 | 3.88 | 2.46 | 48500 | 3.5 | 1.82 | 9 | 7
Live | 215941219 |  | 11.5 | 20.5 | 51750 | 39500 | 36600 | 3.88 | 2.46 | 48500 | 3.5 | 1.82 | 9 | 7
Live | 215936350 |  | 12 | 21 | 40250 | 32600 | 28400 | 4.04 | 2.48 | 38500 | 3.5 | 2.04 | 8.5 | 7
Live | 215936349 |  | 12 | 21 | 40250 | 32600 | 28400 | 4.04 | 2.48 | 38500 | 3.5 | 2.04 | 8.5 | 7
Live | 215940629 |  | 12 | 21 | 39790 | 32000 | 28000 | 4.05 | 2.44 | 38500 | 3.46 | 2.04 | 8.5 | 7
Live | 215940621 |  | 11.7 | 20.5 | 39560 | 32200 | 28200 | 3.94 | 2.42 | 38500 | 3.44 | 2.04 | 8.5 | 7
Live | 215937330 |  | 11.5 | 20.5 | 51175 | 43000 | 37600 | 3.88 | 2.16 | 53500 | 3.06 | 1.95 | 8.1 | 6.8
Live | 215937329 |  | 11.5 | 20.5 | 51175 | 43000 | 37600 | 3.88 | 2.16 | 53500 | 3.06 | 1.95 | 8.1 | 6.8
Live | 215941211 |  | 11 | 20 | 51750 | 39500 | 36600 | 3.71 | 2.48 | 48500 | 3.5 | 1.82 | 9 | 7
Live | 215941210 |  | 11 | 20 | 51750 | 39500 | 36600 | 3.71 | 2.48 | 48500 | 3.5 | 1.82 | 9 | 7
Live | 215936341 |  | 12 | 21.5 | 40480 | 32400 | 28200 | 4.05 | 2.5 | 38000 | 3.54 | 2.04 | 8.5 | 7
Live | 215936340 |  | 12 | 21.5 | 40480 | 32400 | 28200 | 4.05 | 2.5 | 38000 | 3.54 | 2.04 | 8.5 | 7
Live | 215940620 |  | 11.7 | 20.5 | 39560 | 32200 | 28200 | 3.94 | 2.42 | 38500 | 3.44 | 2.04 | 8.5 | 7
Live | 215940619 |  | 11.7 | 20.5 | 39560 | 32200 | 28200 | 3.94 | 2.42 | 38500 | 3.44 | 2.04 | 8.5 | 7
Live | 215937321 |  | 11 | 20.5 | 52325 | 43500 | 38500 | 3.7 | 2.12 | 53000 | 3.02 | 1.9 | 8 | 6.5
Live | 215937320 |  | 11 | 20.5 | 52325 | 43500 | 38500 | 3.7 | 2.12 | 53000 | 3.02 | 1.9 | 8 | 6.5
Live | 215941209 |  | 11 | 20 | 51750 | 39500 | 36600 | 3.71 | 2.48 | 48500 | 3.5 | 1.82 | 9 | 7
Live | 215941201 |  | 10.5 | 20 | 51175 | 39500 | 36400 | 3.54 | 2.46 | 48500 | 3.48 | 1.82 | 9 | 7
Live | 215936339 |  | 12 | 21.5 | 40480 | 32400 | 28200 | 4.05 | 2.5 | 38000 | 3.54 | 2.04 | 8.5 | 7
Live | 215936331 |  | 12 | 21.5 | 40480 | 32400 | 28200 | 4.05 | 2.5 | 38000 | 3.54 | 2.04 | 8.5 | 7
Live | 215940611 |  | 11.7 | 21 | 40480 | 33400 | 29200 | 3.94 | 2.42 | 38500 | 3.44 | 2.06 | 8.5 | 7
Live | 215940610 |  | 11.7 | 21 | 40480 | 33400 | 29200 | 3.94 | 2.42 | 38500 | 3.44 | 2.06 | 8.5 | 7
Live | 215941200 |  | 10.5 | 20 | 51175 | 39500 | 36400 | 3.54 | 2.46 | 48500 | 3.48 | 1.82 | 9 | 7
Live | 215941199 |  | 10.5 | 20 | 51175 | 39500 | 36400 | 3.54 | 2.46 | 48500 | 3.48 | 1.82 | 9 | 7
Live | 215937319 |  | 11 | 20.5 | 52325 | 43500 | 38500 | 3.7 | 2.12 | 53000 | 3.02 | 1.9 | 8 | 6.5
Live | 215937311 |  | 11 | 20 | 51750 | 44000 | 39000 | 3.71 | 2.1 | 53500 | 2.98 | 1.9 | 8 | 6.5
Live | 215936330 |  | 12 | 21.5 | 40480 | 32400 | 28200 | 4.05 | 2.5 | 38000 | 3.54 | 2.04 | 8.5 | 7
Live | 215936329 |  | 12 | 21.5 | 40480 | 32400 | 28200 | 4.05 | 2.5 | 38000 | 3.54 | 2.04 | 8.5 | 7
Live | 215940609 |  | 11.7 | 21 | 40480 | 33400 | 29200 | 3.94 | 2.42 | 38500 | 3.44 | 2.06 | 8.5 | 7
Live | 215940601 |  | 11.5 | 20.5 | 40480 | 33600 | 29400 | 3.88 | 2.44 | 39000 | 3.46 | 2 | 8.5 | 7
Live | 215941191 |  | 10.5 | 20 | 50600 | 39500 | 36400 | 3.54 | 2.46 | 48500 | 3.48 | 1.82 | 9 | 7
Live | 215941190 |  | 10.5 | 20 | 50600 | 39500 | 36400 | 3.54 | 2.46 | 48500 | 3.48 | 1.82 | 9 | 7
Live | 215937310 |  | 11 | 20 | 51750 | 44000 | 39000 | 3.71 | 2.1 | 53500 | 2.98 | 1.9 | 8 | 6.5
Live | 215937309 |  | 11 | 20 | 51750 | 44000 | 39000 | 3.71 | 2.1 | 53500 | 2.98 | 1.9 | 8 | 6.5
Live | 215940600 |  | 11.5 | 20.5 | 40480 | 33600 | 29400 | 3.88 | 2.44 | 39000 | 3.46 | 2 | 8.5 | 7
Live | 215940599 |  | 11.5 | 20.5 | 40480 | 33600 | 29400 | 3.88 | 2.44 | 39000 | 3.46 | 2 | 8.5 | 7
Live | 215936321 |  | 12 | 21.5 | 40480 | 32400 | 28200 | 4.05 | 2.5 | 38000 | 3.54 | 2.04 | 8.5 | 7
Live | 215936320 |  | 12 | 21.5 | 40480 | 32400 | 28200 | 4.05 | 2.5 | 38000 | 3.54 | 2.04 | 8.5 | 7
Live | 215941189 |  | 10.5 | 20 | 50600 | 39500 | 36400 | 3.54 | 2.46 | 48500 | 3.48 | 1.82 | 9 | 7
Live | 215941181 |  | 10.5 | 20 | 50600 | 39500 | 36600 | 3.54 | 2.44 | 48500 | 3.46 | 1.8 | 9 | 7
Live | 215940591 |  | 12 | 22 | 40940 | 33000 | 28600 | 4.04 | 2.5 | 38000 | 3.54 | 2.02 | 8.5 | 7
Live | 215940590 |  | 12 | 22 | 40940 | 33000 | 28600 | 4.04 | 2.5 | 38000 | 3.54 | 2.02 | 8.5 | 7
Live | 215936319 |  | 12 | 21.5 | 40480 | 32400 | 28200 | 4.05 | 2.5 | 38000 | 3.54 | 2.04 | 8.5 | 7
Live | 215936311 |  | 12 | 21.5 | 40250 | 32600 | 28400 | 4.04 | 2.48 | 38500 | 3.5 | 2.04 | 8.5 | 7
Live | 215941180 |  | 10.5 | 20 | 50600 | 39500 | 36600 | 3.54 | 2.44 | 48500 | 3.46 | 1.8 | 9 | 7
Live | 215941179 |  | 10.5 | 20 | 50600 | 39500 | 36600 | 3.54 | 2.44 | 48500 | 3.46 | 1.8 | 9 | 7
Live | 215937281 |  | 11.5 | 20.5 | 52325 | 43500 | 38000 | 3.87 | 2.14 | 53000 | 3.04 | 1.9 | 8 | 6.5
Live | 215940589 |  | 12 | 22 | 40940 | 33000 | 28600 | 4.04 | 2.5 | 38000 | 3.54 | 2.02 | 8.5 | 7
Live | 215940581 |  | 12.5 | 22 | 40940 | 32800 | 28600 | 4.21 | 2.52 | 38000 | 3.58 | 2.04 | 8.5 | 7
Live | 215936310 |  | 12 | 21.5 | 40250 | 32600 | 28400 | 4.04 | 2.48 | 38500 | 3.5 | 2.04 | 8.5 | 7
Live | 215936309 |  | 12 | 21.5 | 40250 | 32600 | 28400 | 4.04 | 2.48 | 38500 | 3.5 | 2.04 | 8.5 | 7
Live | 215941171 |  | 10.5 | 19 | 50025 | 40500 | 37400 | 3.54 | 2.36 | 49000 | 3.36 | 1.8 | 9 | 7
Live | 215941170 |  | 10.5 | 19 | 50025 | 40500 | 37400 | 3.54 | 2.36 | 49000 | 3.36 | 1.8 | 9 | 7
Live | 215940580 |  | 12.5 | 22 | 40940 | 32800 | 28600 | 4.21 | 2.52 | 38000 | 3.58 | 2.04 | 8.5 | 7
Live | 215940579 |  | 12.5 | 22 | 40940 | 32800 | 28600 | 4.21 | 2.52 | 38000 | 3.58 | 2.04 | 8.5 | 7
Live | 215937280 |  | 11.5 | 20.5 | 52325 | 43500 | 38000 | 3.87 | 2.14 | 53000 | 3.04 | 1.9 | 8 | 6.5
Live | 215937279 |  | 11.5 | 20.5 | 52325 | 43500 | 38000 | 3.87 | 2.14 | 53000 | 3.04 | 1.9 | 8 | 6.5
Live | 215941169 |  | 10.5 | 19 | 50025 | 40500 | 37400 | 3.54 | 2.36 | 49000 | 3.36 | 1.8 | 9 | 7
Live | 215941161 |  | 11 | 20 | 50600 | 39500 | 36600 | 3.71 | 2.44 | 48500 | 3.46 | 1.8 | 9 | 7
Live | 215936291 |  | 11.5 | 20.5 | 39790 | 31200 | 27600 | 3.87 | 2.42 | 38000 | 3.44 | 2 | 8.5 | 7
Live | 215936290 |  | 11.5 | 20.5 | 39790 | 31200 | 27600 | 3.87 | 2.42 | 38000 | 3.44 | 2 | 8.5 | 7
Live | 215940571 |  | 12 | 21 | 39560 | 32000 | 28000 | 4.04 | 2.44 | 38500 | 3.46 | 2.06 | 8.5 | 7
Live | 215940570 |  | 12 | 21 | 39560 | 32000 | 28000 | 4.04 | 2.44 | 38500 | 3.46 | 2.06 | 8.5 | 7
Live | 215937271 |  | 11.5 | 20 | 50600 | 42500 | 37600 | 3.87 | 2.16 | 53500 | 3.06 | 2 | 8.1 | 7
Live | 215937270 |  | 11.5 | 20 | 50600 | 42500 | 37600 | 3.87 | 2.16 | 53500 | 3.06 | 2 | 8.1 | 7
Live | 215939261 |  | 11.7 | 18.5 | 64400 | 46000 | 41000 | 3.94 | 2.46 | 61500 | 3.12 | 2.05 | 7.8 | 6.7
Live | 215939260 |  | 11.7 | 18.5 | 64400 | 46000 | 41000 | 3.94 | 2.46 | 61500 | 3.12 | 2.05 | 7.8 | 6.7
Live | 215941160 |  | 11 | 20 | 50600 | 39500 | 36600 | 3.71 | 2.44 | 48500 | 3.46 | 1.8 | 9 | 7
Live | 215941159 |  | 11 | 20 | 50600 | 39500 | 36600 | 3.71 | 2.44 | 48500 | 3.46 | 1.8 | 9 | 7
Live | 215936289 |  | 11.5 | 20.5 | 39790 | 31200 | 27600 | 3.87 | 2.42 | 38000 | 3.44 | 2 | 8.5 | 7
Live | 215936281 |  | 11 | 20.5 | 39560 | 31400 | 27600 | 3.7 | 2.42 | 38000 | 3.44 | 2.08 | 8.5 | 7
Live | 215940569 |  | 12 | 21 | 39560 | 32000 | 28000 | 4.04 | 2.44 | 38500 | 3.46 | 2.06 | 8.5 | 7
Live | 215940561 |  | 11.7 | 20.5 | 39560 | 32200 | 28200 | 3.94 | 2.42 | 38500 | 3.44 | 2.04 | 8.5 | 7
Live | 215937269 |  | 11.5 | 20 | 50600 | 42500 | 37600 | 3.87 | 2.16 | 53500 | 3.06 | 2 | 8.1 | 7
Live | 215937261 |  | 11.5 | 20.5 | 52325 | 43500 | 38000 | 3.87 | 2.14 | 53000 | 3.04 | 1.9 | 8 | 6.5
Live | 215939259 |  | 11.7 | 18.5 | 64400 | 46000 | 41000 | 3.94 | 2.46 | 61500 | 3.12 | 2.05 | 7.8 | 6.7
Live | 215936280 |  | 11 | 20.5 | 39560 | 31400 | 27600 | 3.7 | 2.42 | 38000 | 3.44 | 2.08 | 8.5 | 7
Live | 215936279 |  | 11 | 20.5 | 39560 | 31400 | 27600 | 3.7 | 2.42 | 38000 | 3.44 | 2.08 | 8.5 | 7
Live | 215941151 |  | 11 | 20 | 50600 | 39500 | 36600 | 3.71 | 2.44 | 48500 | 3.48 | 1.82 | 9 | 7
Live | 215941150 |  | 11 | 20 | 50600 | 39500 | 36600 | 3.71 | 2.44 | 48500 | 3.48 | 1.82 | 9 | 7
Live | 215937260 |  | 11.5 | 20.5 | 52325 | 43500 | 38000 | 3.87 | 2.14 | 53000 | 3.04 | 1.9 | 8 | 6.5
Live | 215937259 |  | 11.5 | 20.5 | 52325 | 43500 | 38000 | 3.87 | 2.14 | 53000 | 3.04 | 1.9 | 8 | 6.5
Live | 215940560 |  | 11.7 | 20.5 | 39560 | 32200 | 28200 | 3.94 | 2.42 | 38500 | 3.44 | 2.04 | 8.5 | 7
Live | 215940559 |  | 11.7 | 20.5 | 39560 | 32200 | 28200 | 3.94 | 2.42 | 38500 | 3.44 | 2.04 | 8.5 | 7
Live | 215936271 |  | 12.5 | 22 | 40940 | 32800 | 28400 | 4.21 | 2.52 | 38000 | 3.58 | 2.04 | 8.5 | 7
Live | 215936270 |  | 12.5 | 22 | 40940 | 32800 | 28400 | 4.21 | 2.52 | 38000 | 3.58 | 2.04 | 8.5 | 7
Live | 215941149 |  | 11 | 20 | 50600 | 39500 | 36600 | 3.71 | 2.44 | 48500 | 3.48 | 1.82 | 9 | 7
Live | 215941141 |  | 10.5 | 20 | 50600 | 39500 | 36600 | 3.54 | 2.44 | 48500 | 3.46 | 1.8 | 9 | 7
Live | 215940551 |  | 11.5 | 20.5 | 39330 | 32600 | 28600 | 3.88 | 2.38 | 39000 | 3.38 | 2.04 | 8.5 | 7
Live | 215940550 |  | 11.5 | 20.5 | 39330 | 32600 | 28600 | 3.88 | 2.38 | 39000 | 3.38 | 2.04 | 8.5 | 7
Live | 215937251 |  | 11 | 20.5 | 52325 | 43500 | 38500 | 3.7 | 2.14 | 53000 | 3.02 | 1.9 | 8 | 6.5
Live | 215937250 |  | 11 | 20.5 | 52325 | 43500 | 38500 | 3.7 | 2.14 | 53000 | 3.02 | 1.9 | 8 | 6.5
Live | 215936269 |  | 12.5 | 22 | 40940 | 32800 | 28400 | 4.21 | 2.52 | 38000 | 3.58 | 2.04 | 8.5 | 7
Live | 215936261 |  | 12.5 | 22 | 40940 | 32800 | 28400 | 4.21 | 2.52 | 38000 | 3.58 | 2.04 | 8.5 | 7
Live | 215941140 |  | 10.5 | 20 | 50600 | 39500 | 36600 | 3.54 | 2.44 | 48500 | 3.46 | 1.8 | 9 | 7
Live | 215941139 |  | 10.5 | 20 | 50600 | 39500 | 36600 | 3.54 | 2.44 | 48500 | 3.46 | 1.8 | 9 | 7
Live | 215940549 |  | 11.5 | 20.5 | 39330 | 32600 | 28600 | 3.88 | 2.38 | 39000 | 3.38 | 2.04 | 8.5 | 7
Live | 215940541 |  | 11 | 20 | 39100 | 32800 | 28800 | 3.71 | 2.36 | 39500 | 3.34 | 2.02 | 8.5 | 7
Live | 215937249 |  | 11 | 20.5 | 52325 | 43500 | 38500 | 3.7 | 2.14 | 53000 | 3.02 | 1.9 | 8 | 6.5
Live | 215937241 |  | 11 | 19.5 | 51175 | 43500 | 38500 | 3.7 | 2.14 | 53500 | 3.02 | 1.9 | 8 | 6.5
Live | 215941131 |  | 11.5 | 21.5 | 52325 | 39500 | 36600 | 3.87 | 2.48 | 48500 | 3.5 | 2 | 9.5 | 7.5
Live | 215941130 |  | 11.5 | 21.5 | 52325 | 39500 | 36600 | 3.87 | 2.48 | 48500 | 3.5 | 2 | 9.5 | 7.5
Live | 215936260 |  | 12.5 | 22 | 40940 | 32800 | 28400 | 4.21 | 2.52 | 38000 | 3.58 | 2.04 | 8.5 | 7
Live | 215936259 |  | 12.5 | 22 | 40940 | 32800 | 28400 | 4.21 | 2.52 | 38000 | 3.58 | 2.04 | 8.5 | 7
Live | 215937240 |  | 11 | 19.5 | 51175 | 43500 | 38500 | 3.7 | 2.14 | 53500 | 3.02 | 1.9 | 8 | 6.5
Live | 215937239 |  | 11 | 19.5 | 51175 | 43500 | 38500 | 3.7 | 2.14 | 53500 | 3.02 | 1.9 | 8 | 6.5
Live | 215940540 |  | 11 | 20 | 39100 | 32800 | 28800 | 3.71 | 2.36 | 39500 | 3.34 | 2.02 | 8.5 | 7
Live | 215940539 |  | 11 | 20 | 39100 | 32800 | 28800 | 3.71 | 2.36 | 39500 | 3.34 | 2.02 | 8.5 | 7
Live | 215936251 |  | 12.5 | 22 | 40710 | 32800 | 28400 | 4.22 | 2.5 | 38000 | 3.56 | 2.04 | 8.5 | 7
Live | 215936250 |  | 12.5 | 22 | 40710 | 32800 | 28400 | 4.22 | 2.5 | 38000 | 3.56 | 2.04 | 8.5 | 7
Live | 215941129 |  | 11.5 | 21.5 | 52325 | 39500 | 36600 | 3.87 | 2.48 | 48500 | 3.5 | 2 | 9.5 | 7.5
Live | 215941121 |  | 11 | 21.5 | 52325 | 39500 | 36800 | 3.7 | 2.46 | 48500 | 3.5 | 2 | 9.5 | 7.5
Live | 215937231 |  | 10.5 | 19.5 | 51750 | 44000 | 39000 | 3.54 | 2.1 | 53500 | 2.98 | 1.9 | 8 | 6.5
Live | 215937230 |  | 10.5 | 19.5 | 51750 | 44000 | 39000 | 3.54 | 2.1 | 53500 | 2.98 | 1.9 | 8 | 6.5
Live | 215940531 |  | 12 | 21 | 39560 | 32000 | 28000 | 4.04 | 2.42 | 38500 | 3.44 | 2.04 | 8.5 | 7
Live | 215940530 |  | 12 | 21 | 39560 | 32000 | 28000 | 4.04 | 2.42 | 38500 | 3.44 | 2.04 | 8.5 | 7
Live | 215937229 |  | 10.5 | 19.5 | 51750 | 44000 | 39000 | 3.54 | 2.1 | 53500 | 2.98 | 1.9 | 8 | 6.5
Live | 215937221 |  | 11.5 | 20.5 | 52325 | 43000 | 38000 | 3.87 | 2.16 | 53000 | 3.06 | 1.92 | 8 | 6.5
Live | 215936249 |  | 12.5 | 22 | 40710 | 32800 | 28400 | 4.22 | 2.5 | 38000 | 3.56 | 2.04 | 8.5 | 7
Live | 215936241 |  | 12.5 | 22 | 40940 | 32800 | 28400 | 4.21 | 2.52 | 38000 | 3.58 | 2.04 | 8.5 | 7
Live | 215941120 |  | 11 | 21.5 | 52325 | 39500 | 36800 | 3.7 | 2.46 | 48500 | 3.5 | 2 | 9.5 | 7.5
Live | 215941119 |  | 11 | 21.5 | 52325 | 39500 | 36800 | 3.7 | 2.46 | 48500 | 3.5 | 2 | 9.5 | 7.5
Live | 215940529 |  | 12 | 21 | 39560 | 32000 | 28000 | 4.04 | 2.42 | 38500 | 3.44 | 2.04 | 8.5 | 7
Live | 215940521 |  | 12 | 21 | 39790 | 32000 | 28000 | 4.05 | 2.44 | 38500 | 3.46 | 2.06 | 8.5 | 7
Live | 215936240 |  | 12.5 | 22 | 40940 | 32800 | 28400 | 4.21 | 2.52 | 38000 | 3.58 | 2.04 | 8.5 | 7
Live | 215936239 |  | 12.5 | 22 | 40940 | 32800 | 28400 | 4.21 | 2.52 | 38000 | 3.58 | 2.04 | 8.5 | 7
Live | 215941111 |  | 11 | 21 | 52325 | 40000 | 37000 | 3.7 | 2.46 | 48500 | 3.48 | 2 | 9.5 | 7.5
Live | 215941110 |  | 11 | 21 | 52325 | 40000 | 37000 | 3.7 | 2.46 | 48500 | 3.48 | 2 | 9.5 | 7.5
Live | 215940520 |  | 12 | 21 | 39790 | 32000 | 28000 | 4.05 | 2.44 | 38500 | 3.46 | 2.06 | 8.5 | 7
Live | 215940519 |  | 12 | 21 | 39790 | 32000 | 28000 | 4.05 | 2.44 | 38500 | 3.46 | 2.06 | 8.5 | 7
Live | 215937220 |  | 11.5 | 20.5 | 52325 | 43000 | 38000 | 3.87 | 2.16 | 53000 | 3.06 | 1.92 | 8 | 6.5
Live | 215937219 |  | 11.5 | 20.5 | 52325 | 43000 | 38000 | 3.87 | 2.16 | 53000 | 3.06 | 1.92 | 8 | 6.5
Live | 215936231 |  | 12 | 21.5 | 40710 | 32800 | 28400 | 4.04 | 2.5 | 38000 | 3.56 | 2.04 | 8.5 | 7
Live | 215936230 |  | 12 | 21.5 | 40710 | 32800 | 28400 | 4.04 | 2.5 | 38000 | 3.56 | 2.04 | 8.5 | 7
Live | 215941109 |  | 11 | 21 | 52325 | 40000 | 37000 | 3.7 | 2.46 | 48500 | 3.48 | 2 | 9.5 | 7.5
Live | 215941101 |  | 11 | 21 | 52325 | 40000 | 37000 | 3.7 | 2.46 | 48500 | 3.48 | 2 | 9.5 | 7.5
Live | 215937211 |  | 11 | 20 | 52325 | 43500 | 38500 | 3.7 | 2.14 | 53000 | 3.02 | 1.9 | 8 | 6.5
Live | 215937210 |  | 11 | 20 | 52325 | 43500 | 38500 | 3.7 | 2.14 | 53000 | 3.02 | 1.9 | 8 | 6.5
Live | 215940511 |  | 11.7 | 20.5 | 39560 | 32200 | 28200 | 3.94 | 2.42 | 38500 | 3.44 | 2.04 | 8.5 | 7
Live | 215940510 |  | 11.7 | 20.5 | 39560 | 32200 | 28200 | 3.94 | 2.42 | 38500 | 3.44 | 2.04 | 8.5 | 7
Live | 215937209 |  | 11 | 20 | 52325 | 43500 | 38500 | 3.7 | 2.14 | 53000 | 3.02 | 1.9 | 8 | 6.5
Live | 215937201 |  | 11 | 19.5 | 51175 | 43500 | 38000 | 3.7 | 2.14 | 53500 | 3.02 | 1.9 | 8 | 6.5
Live | 215941100 |  | 11 | 21 | 52325 | 40000 | 37000 | 3.7 | 2.46 | 48500 | 3.48 | 2 | 9.5 | 7.5
Live | 215941099 |  | 11 | 21 | 52325 | 40000 | 37000 | 3.7 | 2.46 | 48500 | 3.48 | 2 | 9.5 | 7.5
Live | 215936229 |  | 12 | 21.5 | 40710 | 32800 | 28400 | 4.04 | 2.5 | 38000 | 3.56 | 2.04 | 8.5 | 7
Live | 215936221 |  | 12 | 21 | 40480 | 33200 | 28800 | 4.05 | 2.46 | 38500 | 3.5 | 2.02 | 8.5 | 7
Live | 215940509 |  | 11.7 | 20.5 | 39560 | 32200 | 28200 | 3.94 | 2.42 | 38500 | 3.44 | 2.04 | 8.5 | 7
Live | 215940501 |  | 12.5 | 22 | 40940 | 32800 | 28400 | 4.21 | 2.52 | 38000 | 3.58 | 2.04 | 8.5 | 7
Live | 215936220 |  | 12 | 21 | 40480 | 33200 | 28800 | 4.05 | 2.46 | 38500 | 3.5 | 2.02 | 8.5 | 7
Live | 215936219 |  | 12 | 21 | 40480 | 33200 | 28800 | 4.05 | 2.46 | 38500 | 3.5 | 2.02 | 8.5 | 7
Live | 215941091 |  | 11 | 21 | 52325 | 40000 | 36800 | 3.7 | 2.46 | 48500 | 3.48 | 2 | 9.5 | 7.5
Live | 215941090 |  | 11 | 21 | 52325 | 40000 | 36800 | 3.7 | 2.46 | 48500 | 3.48 | 2 | 9.5 | 7.5
Live | 215937200 |  | 11 | 19.5 | 51175 | 43500 | 38000 | 3.7 | 2.14 | 53500 | 3.02 | 1.9 | 8 | 6.5
Live | 215937199 |  | 11 | 19.5 | 51175 | 43500 | 38000 | 3.7 | 2.14 | 53500 | 3.02 | 1.9 | 8 | 6.5
Live | 215940500 |  | 12.5 | 22 | 40940 | 32800 | 28400 | 4.21 | 2.52 | 38000 | 3.58 | 2.04 | 8.5 | 7
Live | 215940499 |  | 12.5 | 22 | 40940 | 32800 | 28400 | 4.21 | 2.52 | 38000 | 3.58 | 2.04 | 8.5 | 7
Live | 215936211 |  | 12.5 | 22 | 40940 | 32600 | 28400 | 4.21 | 2.52 | 38000 | 3.58 | 2.06 | 8.5 | 7
Live | 215936210 |  | 12.5 | 22 | 40940 | 32600 | 28400 | 4.21 | 2.52 | 38000 | 3.58 | 2.06 | 8.5 | 7
Live | 215937191 |  | 11.5 | 21 | 52325 | 43500 | 38000 | 3.87 | 2.14 | 53000 | 3.04 | 1.92 | 8 | 6.5
Live | 215937190 |  | 11.5 | 21 | 52325 | 43500 | 38000 | 3.87 | 2.14 | 53000 | 3.04 | 1.92 | 8 | 6.5
Live | 215941089 |  | 11 | 21 | 52325 | 40000 | 36800 | 3.7 | 2.46 | 48500 | 3.48 | 2 | 9.5 | 7.5
Live | 215941081 |  | 11 | 21 | 51750 | 40000 | 37000 | 3.71 | 2.44 | 48500 | 3.46 | 2 | 9.5 | 7.5
Live | 215936209 |  | 12.5 | 22 | 40940 | 32600 | 28400 | 4.21 | 2.52 | 38000 | 3.58 | 2.06 | 8.5 | 7
Live | 215936201 |  | 12 | 21.5 | 40710 | 32800 | 28600 | 4.04 | 2.5 | 38000 | 3.54 | 2.04 | 8.5 | 7
Live | 215940491 |  | 12.5 | 22 | 40940 | 32800 | 28400 | 4.21 | 2.52 | 38000 | 3.58 | 2.04 | 8.5 | 7
Live | 215940490 |  | 12.5 | 22 | 40940 | 32800 | 28400 | 4.21 | 2.52 | 38000 | 3.58 | 2.04 | 8.5 | 7
Live | 215937189 |  | 11.5 | 21 | 52325 | 43500 | 38000 | 3.87 | 2.14 | 53000 | 3.04 | 1.92 | 8 | 6.5
Live | 215937181 |  | 11.5 | 21 | 52325 | 43000 | 38000 | 3.87 | 2.16 | 53000 | 3.06 | 1.92 | 8 | 6.5
Live | 215941080 |  | 11 | 21 | 51750 | 40000 | 37000 | 3.71 | 2.44 | 48500 | 3.46 | 2 | 9.5 | 7.5
Live | 215941079 |  | 11 | 21 | 51750 | 40000 | 37000 | 3.71 | 2.44 | 48500 | 3.46 | 2 | 9.5 | 7.5
Live | 215937180 |  | 11.5 | 21 | 52325 | 43000 | 38000 | 3.87 | 2.16 | 53000 | 3.06 | 1.92 | 8 | 6.5
Live | 215937179 |  | 11.5 | 21 | 52325 | 43000 | 38000 | 3.87 | 2.16 | 53000 | 3.06 | 1.92 | 8 | 6.5
Live | 215936200 |  | 12 | 21.5 | 40710 | 32800 | 28600 | 4.04 | 2.5 | 38000 | 3.54 | 2.04 | 8.5 | 7
Live | 215936199 |  | 12 | 21.5 | 40710 | 32800 | 28600 | 4.04 | 2.5 | 38000 | 3.54 | 2.04 | 8.5 | 7
Live | 215940489 |  | 12.5 | 22 | 40940 | 32800 | 28400 | 4.21 | 2.52 | 38000 | 3.58 | 2.04 | 8.5 | 7
Live | 215940481 |  | 12 | 21.5 | 40710 | 32800 | 28600 | 4.04 | 2.5 | 38000 | 3.56 | 2.04 | 8.5 | 7
Live | 215941071 |  | 11 | 20 | 51175 | 40500 | 37600 | 3.7 | 2.38 | 49000 | 3.36 | 2 | 9 | 7
Live | 215941070 |  | 11 | 20 | 51175 | 40500 | 37600 | 3.7 | 2.38 | 49000 | 3.36 | 2 | 9 | 7
Live | 215937171 |  | 11.5 | 20.5 | 51175 | 43000 | 37600 | 3.88 | 2.16 | 53500 | 3.06 | 1.95 | 8.1 | 6.8
Live | 215937170 |  | 11.5 | 20.5 | 51175 | 43000 | 37600 | 3.88 | 2.16 | 53500 | 3.06 | 1.95 | 8.1 | 6.8
Live | 215936191 |  | 12.5 | 22 | 40940 | 32600 | 28400 | 4.21 | 2.52 | 38000 | 3.58 | 2.04 | 8.5 | 7
Live | 215936190 |  | 12.5 | 22 | 40940 | 32600 | 28400 | 4.21 | 2.52 | 38000 | 3.58 | 2.04 | 8.5 | 7
Live | 215940480 |  | 12 | 21.5 | 40710 | 32800 | 28600 | 4.04 | 2.5 | 38000 | 3.56 | 2.04 | 8.5 | 7
Live | 215940479 |  | 12 | 21.5 | 40710 | 32800 | 28600 | 4.04 | 2.5 | 38000 | 3.56 | 2.04 | 8.5 | 7
Live | 215939141 |  | 11.7 | 18.5 | 64975 | 46000 | 41500 | 3.94 | 2.46 | 62500 | 3.12 | 2.05 | 7.8 | 6.7
Live | 215939140 |  | 11.7 | 18.5 | 64975 | 46000 | 41500 | 3.94 | 2.46 | 62500 | 3.12 | 2.05 | 7.8 | 6.7
Live | 215934629 |  | 11 | 20 | 39100 | 30600 | 27200 | 3.71 | 2.36 | 38000 | 3.34 | 2 | 8.1 | 6.5
Live | 215941069 |  | 11 | 20 | 51175 | 40500 | 37600 | 3.7 | 2.38 | 49000 | 3.36 | 2 | 9 | 7
Live | 215941061 |  | 11.5 | 21 | 51750 | 40000 | 37000 | 3.88 | 2.44 | 48500 | 3.46 | 2 | 9.5 | 7.5
Live | 215936189 |  | 12.5 | 22 | 40940 | 32600 | 28400 | 4.21 | 2.52 | 38000 | 3.58 | 2.04 | 8.5 | 7
Live | 215936181 |  | 12.5 | 22 | 40940 | 32800 | 28400 | 4.21 | 2.52 | 38500 | 3.58 | 2.04 | 8.5 | 7
Live | 215937169 |  | 11.5 | 20.5 | 51175 | 43000 | 37600 | 3.88 | 2.16 | 53500 | 3.06 | 1.95 | 8.1 | 6.8
Live | 215937161 |  | 11 | 20.5 | 52325 | 43500 | 38500 | 3.7 | 2.12 | 53000 | 3.02 | 1.9 | 8 | 6.5
Live | 215940471 |  | 12 | 21.5 | 40710 | 32800 | 28600 | 4.04 | 2.5 | 38000 | 3.56 | 2.04 | 8.5 | 7
Live | 215940470 |  | 12 | 21.5 | 40710 | 32800 | 28600 | 4.04 | 2.5 | 38000 | 3.56 | 2.04 | 8.5 | 7
Live | 215939139 |  | 11.7 | 18.5 | 64975 | 46000 | 41500 | 3.94 | 2.46 | 62500 | 3.12 | 2.05 | 7.8 | 6.7
Live | 215939131 |  | 11.7 | 18.5 | 64975 | 46000 | 41500 | 3.94 | 2.46 | 62500 | 3.12 | 2.05 | 7.8 | 6.7
Live | 215937160 |  | 11 | 20.5 | 52325 | 43500 | 38500 | 3.7 | 2.12 | 53000 | 3.02 | 1.9 | 8 | 6.5
Live | 215937159 |  | 11 | 20.5 | 52325 | 43500 | 38500 | 3.7 | 2.12 | 53000 | 3.02 | 1.9 | 8 | 6.5
Live | 215941060 |  | 11.5 | 21 | 51750 | 40000 | 37000 | 3.88 | 2.44 | 48500 | 3.46 | 2 | 9.5 | 7.5
Live | 215941059 |  | 11.5 | 21 | 51750 | 40000 | 37000 | 3.88 | 2.44 | 48500 | 3.46 | 2 | 9.5 | 7.5
Live | 215936180 |  | 12.5 | 22 | 40940 | 32800 | 28400 | 4.21 | 2.52 | 38500 | 3.58 | 2.04 | 8.5 | 7
Live | 215936179 |  | 12.5 | 22 | 40940 | 32800 | 28400 | 4.21 | 2.52 | 38500 | 3.58 | 2.04 | 8.5 | 7
Live | 215933971 |  | 13 | 22 | 40250 | 29200 | 25200 | 4.39 | 2.54 | 33400 | 3.6 | 2.08 | 9.5 | 7.5
Live | 215933970 |  | 13 | 22 | 40250 | 29200 | 25200 | 4.39 | 2.54 | 33400 | 3.6 | 2.08 | 9.5 | 7.5
Live | 215939130 |  | 11.7 | 18.5 | 64975 | 46000 | 41500 | 3.94 | 2.46 | 62500 | 3.12 | 2.05 | 7.8 | 6.7
Live | 215939129 |  | 11.7 | 18.5 | 64975 | 46000 | 41500 | 3.94 | 2.46 | 62500 | 3.12 | 2.05 | 7.8 | 6.7
Live | 215940469 |  | 12 | 21.5 | 40710 | 32800 | 28600 | 4.04 | 2.5 | 38000 | 3.56 | 2.04 | 8.5 | 7
Live | 215940461 |  | 12.5 | 22 | 40940 | 32600 | 28600 | 4.21 | 2.54 | 38000 | 3.6 | 2.02 | 8.5 | 7
Live | 215941051 |  | 11.5 | 21.5 | 52325 | 40000 | 36800 | 3.87 | 2.46 | 48500 | 3.48 | 2 | 9.5 | 7.5
Live | 215941050 |  | 11.5 | 21.5 | 52325 | 40000 | 36800 | 3.87 | 2.46 | 48500 | 3.48 | 2 | 9.5 | 7.5
Live | 215937151 |  | 11 | 20 | 51750 | 44000 | 39000 | 3.71 | 2.1 | 53500 | 2.98 | 1.9 | 8 | 6.5
Live | 215937150 |  | 11 | 20 | 51750 | 44000 | 39000 | 3.71 | 2.1 | 53500 | 2.98 | 1.9 | 8 | 6.5
Live | 215933969 |  | 13 | 22 | 40250 | 29200 | 25200 | 4.39 | 2.54 | 33400 | 3.6 | 2.08 | 9.5 | 7.5
Live | 215933961 |  | 11.7 | 20.5 | 37950 | 30600 | 26800 | 3.94 | 2.4 | 34800 | 3.4 | 2 | 9.5 | 7.5
Live | 215936171 |  | 12.5 | 22 | 40940 | 32600 | 28400 | 4.21 | 2.52 | 38000 | 3.58 | 2.04 | 8.5 | 7
Live | 215936170 |  | 12.5 | 22 | 40940 | 32600 | 28400 | 4.21 | 2.52 | 38000 | 3.58 | 2.04 | 8.5 | 7
Live | 215937149 |  | 11 | 20 | 51750 | 44000 | 39000 | 3.71 | 2.1 | 53500 | 2.98 | 1.9 | 8 | 6.5
Live | 215940460 |  | 12.5 | 22 | 40940 | 32600 | 28600 | 4.21 | 2.54 | 38000 | 3.6 | 2.02 | 8.5 | 7
Live | 215940459 |  | 12.5 | 22 | 40940 | 32600 | 28600 | 4.21 | 2.54 | 38000 | 3.6 | 2.02 | 8.5 | 7
Live | 215941049 |  | 11.5 | 21.5 | 52325 | 40000 | 36800 | 3.87 | 2.46 | 48500 | 3.48 | 2 | 9.5 | 7.5
Live | 215941041 |  | 11 | 21 | 51750 | 40000 | 37000 | 3.71 | 2.44 | 48500 | 3.46 | 2 | 9.5 | 7.5
Live | 215933960 |  | 11.7 | 20.5 | 37950 | 30600 | 26800 | 3.94 | 2.4 | 34800 | 3.4 | 2 | 9.5 | 7.5
Live | 215933959 |  | 11.7 | 20.5 | 37950 | 30600 | 26800 | 3.94 | 2.4 | 34800 | 3.4 | 2 | 9.5 | 7.5
Live | 215936169 |  | 12.5 | 22 | 40940 | 32600 | 28400 | 4.21 | 2.52 | 38000 | 3.58 | 2.04 | 8.5 | 7
Live | 215936161 |  | 12 | 21.5 | 40710 | 32800 | 28600 | 4.04 | 2.5 | 38000 | 3.54 | 2.04 | 8.5 | 7
Live | 215941040 |  | 11 | 21 | 51750 | 40000 | 37000 | 3.71 | 2.44 | 48500 | 3.46 | 2 | 9.5 | 7.5
Live | 215941039 |  | 11 | 21 | 51750 | 40000 | 37000 | 3.71 | 2.44 | 48500 | 3.46 | 2 | 9.5 | 7.5
Live | 215940451 |  | 12 | 21.5 | 40940 | 32800 | 28600 | 4.04 | 2.54 | 38000 | 3.58 | 2.04 | 8.5 | 7
Live | 215940450 |  | 12 | 21.5 | 40940 | 32800 | 28600 | 4.04 | 2.54 | 38000 | 3.58 | 2.04 | 8.5 | 7
Live | 215932180 |  | 11 | 19.5 | 38870 | 30000 | 26000 | 3.71 | 2.44 | 34200 | 3.44 | 2.06 | 9.5 | 7.5
Live | 215932179 |  | 11 | 19.5 | 38870 | 30000 | 26000 | 3.71 | 2.44 | 34200 | 3.44 | 2.06 | 9.5 | 7.5
Live | 215933951 |  | 11.7 | 19.5 | 39330 | 29800 | 26000 | 3.95 | 2.46 | 34200 | 3.48 | 1.94 | 9 | 7
Live | 215933950 |  | 11.7 | 19.5 | 39330 | 29800 | 26000 | 3.95 | 2.46 | 34200 | 3.48 | 1.94 | 9 | 7
Live | 215936160 |  | 12 | 21.5 | 40710 | 32800 | 28600 | 4.04 | 2.5 | 38000 | 3.54 | 2.04 | 8.5 | 7
Live | 215936159 |  | 12 | 21.5 | 40710 | 32800 | 28600 | 4.04 | 2.5 | 38000 | 3.54 | 2.04 | 8.5 | 7
Live | 215937121 |  | 11 | 20 | 51175 | 43500 | 38500 | 3.7 | 2.12 | 52000 | 3.02 | 2 | 8.1 | 7
Live | 215937120 |  | 11 | 20 | 51175 | 43500 | 38500 | 3.7 | 2.12 | 52000 | 3.02 | 2 | 8.1 | 7
Live | 215933949 |  | 11.7 | 19.5 | 39330 | 29800 | 26000 | 3.95 | 2.46 | 34200 | 3.48 | 1.94 | 9 | 7
Live | 215933941 |  | 11.7 | 19.5 | 39330 | 29800 | 26000 | 3.95 | 2.46 | 34200 | 3.48 | 1.94 | 9 | 7
Live | 215940449 |  | 12 | 21.5 | 40940 | 32800 | 28600 | 4.04 | 2.54 | 38000 | 3.58 | 2.04 | 8.5 | 7
Live | 215940441 |  | 12 | 21 | 40710 | 33200 | 29000 | 4.04 | 2.48 | 38500 | 3.52 | 2.02 | 8.5 | 7
Live | 215941031 |  | 11 | 21 | 51175 | 39000 | 36400 | 3.7 | 2.46 | 48000 | 3.5 | 2 | 9.5 | 7.5
Live | 215941030 |  | 11 | 21 | 51175 | 39000 | 36400 | 3.7 | 2.46 | 48000 | 3.5 | 2 | 9.5 | 7.5
Live | 215936141 |  | 12 | 21 | 39560 | 32000 | 28000 | 4.04 | 2.44 | 38500 | 3.46 | 2.06 | 8.5 | 7
Live | 215936140 |  | 12 | 21 | 39560 | 32000 | 28000 | 4.04 | 2.44 | 38500 | 3.46 | 2.06 | 8.5 | 7
Live | 215932171 |  | 11 | 19.5 | 38640 | 30000 | 26200 | 3.71 | 2.42 | 34200 | 3.44 | 2.06 | 9.5 | 7.5
Live | 215932170 |  | 11 | 19.5 | 38640 | 30000 | 26200 | 3.71 | 2.42 | 34200 | 3.44 | 2.06 | 9.5 | 7.5
Live | 215937119 |  | 11 | 20 | 51175 | 43500 | 38500 | 3.7 | 2.12 | 52000 | 3.02 | 2 | 8.1 | 7
Live | 215937111 |  | 11 | 19 | 49450 | 42500 | 37600 | 3.71 | 2.14 | 53000 | 3.04 | 2 | 8.1 | 7
Live | 215940440 |  | 12 | 21 | 40710 | 33200 | 29000 | 4.04 | 2.48 | 38500 | 3.52 | 2.02 | 8.5 | 7
Live | 215940439 |  | 12 | 21 | 40710 | 33200 | 29000 | 4.04 | 2.48 | 38500 | 3.52 | 2.02 | 8.5 | 7
Live | 215936139 |  | 12 | 21 | 39560 | 32000 | 28000 | 4.04 | 2.44 | 38500 | 3.46 | 2.06 | 8.5 | 7
Live | 215936131 |  | 11.5 | 20.5 | 39330 | 32400 | 28400 | 3.88 | 2.4 | 39000 | 3.4 | 2.02 | 8.5 | 7
Live | 215933940 |  | 11.7 | 19.5 | 39330 | 29800 | 26000 | 3.95 | 2.46 | 34200 | 3.48 | 1.94 | 9 | 7
Live | 215933939 |  | 11.7 | 19.5 | 39330 | 29800 | 26000 | 3.95 | 2.46 | 34200 | 3.48 | 1.94 | 9 | 7
Live | 215941029 |  | 11 | 21 | 51175 | 39000 | 36400 | 3.7 | 2.46 | 48000 | 3.5 | 2 | 9.5 | 7.5
Live | 215941021 |  | 11 | 21 | 51175 | 39000 | 36400 | 3.7 | 2.46 | 48000 | 3.48 | 2 | 9.5 | 7.5
Live | 215936130 |  | 11.5 | 20.5 | 39330 | 32400 | 28400 | 3.88 | 2.4 | 39000 | 3.4 | 2.02 | 8.5 | 7
Live | 215936129 |  | 11.5 | 20.5 | 39330 | 32400 | 28400 | 3.88 | 2.4 | 39000 | 3.4 | 2.02 | 8.5 | 7
Live | 215940431 |  | 11.7 | 21 | 40480 | 33800 | 29400 | 3.94 | 2.44 | 38500 | 3.46 | 2.02 | 8.5 | 7
Live | 215940430 |  | 11.7 | 21 | 40480 | 33800 | 29400 | 3.94 | 2.44 | 38500 | 3.46 | 2.02 | 8.5 | 7
Live | 215932169 |  | 11 | 19.5 | 38640 | 30000 | 26200 | 3.71 | 2.42 | 34200 | 3.44 | 2.06 | 9.5 | 7.5
Live | 215932161 |  | 10.5 | 19 | 38180 | 30400 | 26400 | 3.54 | 2.4 | 34400 | 3.39 | 2.06 | 9.5 | 7.5
Live | 215933931 |  | 11.5 | 19.5 | 39100 | 30200 | 26400 | 3.87 | 2.4 | 34600 | 3.41 | 1.94 | 9 | 7
Live | 215933930 |  | 11.5 | 19.5 | 39100 | 30200 | 26400 | 3.87 | 2.4 | 34600 | 3.41 | 1.94 | 9 | 7
Live | 215937110 |  | 11 | 19 | 49450 | 42500 | 37600 | 3.71 | 2.14 | 53000 | 3.04 | 2 | 8.1 | 7
Live | 215937109 |  | 11 | 19 | 49450 | 42500 | 37600 | 3.71 | 2.14 | 53000 | 3.04 | 2 | 8.1 | 7
Live | 215941020 |  | 11 | 21 | 51175 | 39000 | 36400 | 3.7 | 2.46 | 48000 | 3.48 | 2 | 9.5 | 7.5
Live | 215941019 |  | 11 | 21 | 51175 | 39000 | 36400 | 3.7 | 2.46 | 48000 | 3.48 | 2 | 9.5 | 7.5
Live | 215940429 |  | 11.7 | 21 | 40480 | 33800 | 29400 | 3.94 | 2.44 | 38500 | 3.46 | 2.02 | 8.5 | 7
Live | 215940421 |  | 12.5 | 22 | 40940 | 32600 | 28600 | 4.21 | 2.54 | 38000 | 3.6 | 2.02 | 8.5 | 7
Live | 215936121 |  | 11 | 20.5 | 39330 | 30400 | 27000 | 3.71 | 2.38 | 38000 | 3.36 | 2 | 8.1 | 7
Live | 215936120 |  | 11 | 20.5 | 39330 | 30400 | 27000 | 3.71 | 2.38 | 38000 | 3.36 | 2 | 8.1 | 7
Live | 215932160 |  | 10.5 | 19 | 38180 | 30400 | 26400 | 3.54 | 2.4 | 34400 | 3.39 | 2.06 | 9.5 | 7.5
Live | 215932159 |  | 10.5 | 19 | 38180 | 30400 | 26400 | 3.54 | 2.4 | 34400 | 3.39 | 2.06 | 9.5 | 7.5
Live | 215933929 |  | 11.5 | 19.5 | 39100 | 30200 | 26400 | 3.87 | 2.4 | 34600 | 3.41 | 1.94 | 9 | 7
Live | 215933921 |  | 11 | 19 | 38870 | 29600 | 25600 | 3.71 | 2.42 | 33800 | 3.44 | 1.94 | 9 | 7
Live | 215939061 |  | 11.7 | 18.5 | 65550 | 46500 | 41500 | 3.94 | 2.46 | 63500 | 3.14 | 2.05 | 7.8 | 6.7
Live | 215939060 |  | 11.7 | 18.5 | 65550 | 46500 | 41500 | 3.94 | 2.46 | 63500 | 3.14 | 2.05 | 7.8 | 6.7
Live | 215941011 |  | 11 | 21 | 51175 | 39500 | 36600 | 3.7 | 2.44 | 48500 | 3.46 | 2 | 9.5 | 7.5
Live | 215941010 |  | 11 | 21 | 51175 | 39500 | 36600 | 3.7 | 2.44 | 48500 | 3.46 | 2 | 9.5 | 7.5
Live | 215932151 |  | 10.5 | 17.5 | 37030 | 30000 | 26200 | 3.53 | 2.34 | 34000 | 3.32 | 1.96 | 9 | 7
Live | 215932150 |  | 10.5 | 17.5 | 37030 | 30000 | 26200 | 3.53 | 2.34 | 34000 | 3.32 | 1.96 | 9 | 7
Live | 215940420 |  | 12.5 | 22 | 40940 | 32600 | 28600 | 4.21 | 2.54 | 38000 | 3.6 | 2.02 | 8.5 | 7
Live | 215940419 |  | 12.5 | 22 | 40940 | 32600 | 28600 | 4.21 | 2.54 | 38000 | 3.6 | 2.02 | 8.5 | 7
Live | 215936119 |  | 11 | 20.5 | 39330 | 30400 | 27000 | 3.71 | 2.38 | 38000 | 3.36 | 2 | 8.1 | 7
Live | 215936111 |  | 12 | 21 | 39560 | 32000 | 28000 | 4.04 | 2.44 | 38500 | 3.46 | 2.06 | 8.5 | 7
Live | 215937101 |  | 11 | 20 | 51175 | 43500 | 38500 | 3.7 | 2.12 | 52000 | 3.02 | 2 | 8.1 | 7
Live | 215937100 |  | 11 | 20 | 51175 | 43500 | 38500 | 3.7 | 2.12 | 52000 | 3.02 | 2 | 8.1 | 7
Live | 215933920 |  | 11 | 19 | 38870 | 29600 | 25600 | 3.71 | 2.42 | 33800 | 3.44 | 1.94 | 9 | 7
Live | 215933919 |  | 11 | 19 | 38870 | 29600 | 25600 | 3.71 | 2.42 | 33800 | 3.44 | 1.94 | 9 | 7
Live | 215941009 |  | 11 | 21 | 51175 | 39500 | 36600 | 3.7 | 2.44 | 48500 | 3.46 | 2 | 9.5 | 7.5
Live | 215941001 |  | 11 | 21 | 51175 | 39500 | 36600 | 3.7 | 2.44 | 48500 | 3.46 | 2 | 9.5 | 7.5
Live | 215939059 |  | 11.7 | 18.5 | 65550 | 46500 | 41500 | 3.94 | 2.46 | 63500 | 3.14 | 2.05 | 7.8 | 6.7
Live | 215937099 |  | 11 | 20 | 51175 | 43500 | 38500 | 3.7 | 2.12 | 52000 | 3.02 | 2 | 8.1 | 7
Live | 215937091 |  | 10.5 | 19.5 | 51175 | 43500 | 38500 | 3.54 | 2.12 | 52000 | 3 | 1.88 | 8 | 6.5
Live | 215932149 |  | 10.5 | 17.5 | 37030 | 30000 | 26200 | 3.53 | 2.34 | 34000 | 3.32 | 1.96 | 9 | 7
Live | 215932141 |  | 10.5 | 19 | 38180 | 30400 | 26400 | 3.54 | 2.4 | 34600 | 3.4 | 2.04 | 9.5 | 7.5
Live | 215940411 |  | 12.5 | 22 | 40940 | 32600 | 28600 | 4.21 | 2.54 | 38000 | 3.6 | 2.02 | 8.5 | 7
Live | 215940410 |  | 12.5 | 22 | 40940 | 32600 | 28600 | 4.21 | 2.54 | 38000 | 3.6 | 2.02 | 8.5 | 7
Live | 215677400 |  | 8.5 | 17.5 | 63825 | 57000 | 46000 | 2.86 | 2.32 | 64000 | 3.3 | 1.94 | 8.5 | 7
Live | 215933911 |  | 10.5 | 17.5 | 37490 | 29400 | 25600 | 3.54 | 2.34 | 33400 | 3.32 | 1.86 | 8.5 | 7
Live | 215933910 |  | 10.5 | 17.5 | 37490 | 29400 | 25600 | 3.54 | 2.34 | 33400 | 3.32 | 1.86 | 8.5 | 7
Live | 215936110 |  | 12 | 21 | 39560 | 32000 | 28000 | 4.04 | 2.44 | 38500 | 3.46 | 2.06 | 8.5 | 7
Live | 215936109 |  | 12 | 21 | 39560 | 32000 | 28000 | 4.04 | 2.44 | 38500 | 3.46 | 2.06 | 8.5 | 7
Live | 215941000 |  | 11 | 21 | 51175 | 39500 | 36600 | 3.7 | 2.44 | 48500 | 3.46 | 2 | 9.5 | 7.5
Live | 215940999 |  | 11 | 21 | 51175 | 39500 | 36600 | 3.7 | 2.44 | 48500 | 3.46 | 2 | 9.5 | 7.5
Live | 215933909 |  | 10.5 | 17.5 | 37490 | 29400 | 25600 | 3.54 | 2.34 | 33400 | 3.32 | 1.86 | 8.5 | 7
Live | 215933901 |  | 11.7 | 19.5 | 39330 | 29800 | 26000 | 3.95 | 2.46 | 34200 | 3.48 | 1.94 | 9 | 7
Live | 215932140 |  | 10.5 | 19 | 38180 | 30400 | 26400 | 3.54 | 2.4 | 34600 | 3.4 | 2.04 | 9.5 | 7.5
Live | 215932139 |  | 10.5 | 19 | 38180 | 30400 | 26400 | 3.54 | 2.4 | 34600 | 3.4 | 2.04 | 9.5 | 7.5
Live | 215940409 |  | 12.5 | 22 | 40940 | 32600 | 28600 | 4.21 | 2.54 | 38000 | 3.6 | 2.02 | 8.5 | 7
Live | 215940401 |  | 12 | 21.5 | 40940 | 32800 | 28600 | 4.04 | 2.54 | 38000 | 3.58 | 2.04 | 8.5 | 7
Live | 215937090 |  | 10.5 | 19.5 | 51175 | 43500 | 38500 | 3.54 | 2.12 | 52000 | 3 | 1.88 | 8 | 6.5
Live | 215937089 |  | 10.5 | 19.5 | 51175 | 43500 | 38500 | 3.54 | 2.12 | 52000 | 3 | 1.88 | 8 | 6.5
Live | 215936101 |  | 11.7 | 20.5 | 39560 | 32200 | 28200 | 3.94 | 2.42 | 38500 | 3.44 | 2.04 | 8.5 | 7
Live | 215936100 |  | 11.7 | 20.5 | 39560 | 32200 | 28200 | 3.94 | 2.42 | 38500 | 3.44 | 2.04 | 8.5 | 7
Live | 215940991 |  | 10.5 | 21 | 50025 | 39500 | 36400 | 3.54 | 2.44 | 48000 | 3.48 | 2 | 9.5 | 7.5
Live | 215940990 |  | 10.5 | 21 | 50025 | 39500 | 36400 | 3.54 | 2.44 | 48000 | 3.48 | 2 | 9.5 | 7.5
Live | 215677399 |  | 8.5 | 17.5 | 63825 | 57000 | 46000 | 2.86 | 2.32 | 64000 | 3.3 | 1.94 | 8.5 | 7
Live | 215677398 |  | 8.5 | 17.5 | 63825 | 57000 | 46000 | 2.86 | 2.32 | 64000 | 3.3 | 1.94 | 8.5 | 7
Live | 215932131 |  | 10.5 | 19 | 37030 | 31200 | 27200 | 3.53 | 2.32 | 35400 | 3.3 | 1.98 | 9.5 | 7.5
Live | 215932130 |  | 10.5 | 19 | 37030 | 31200 | 27200 | 3.53 | 2.32 | 35400 | 3.3 | 1.98 | 9.5 | 7.5
Live | 215933900 |  | 11.7 | 19.5 | 39330 | 29800 | 26000 | 3.95 | 2.46 | 34200 | 3.48 | 1.94 | 9 | 7
Live | 215933899 |  | 11.7 | 19.5 | 39330 | 29800 | 26000 | 3.95 | 2.46 | 34200 | 3.48 | 1.94 | 9 | 7
Live | 215940400 |  | 12 | 21.5 | 40940 | 32800 | 28600 | 4.04 | 2.54 | 38000 | 3.58 | 2.04 | 8.5 | 7
Live | 215940399 |  | 12 | 21.5 | 40940 | 32800 | 28600 | 4.04 | 2.54 | 38000 | 3.58 | 2.04 | 8.5 | 7
Live | 215940989 |  | 10.5 | 21 | 50025 | 39500 | 36400 | 3.54 | 2.44 | 48000 | 3.48 | 2 | 9.5 | 7.5
Live | 215940981 |  | 10.5 | 20.5 | 50025 | 39500 | 36600 | 3.54 | 2.44 | 48000 | 3.46 | 1.92 | 9.5 | 7.5
Live | 215937081 |  | 10.5 | 19 | 50025 | 43500 | 38000 | 3.54 | 2.12 | 53000 | 3 | 1.88 | 8 | 6.5
Live | 215937080 |  | 10.5 | 19 | 50025 | 43500 | 38000 | 3.54 | 2.12 | 53000 | 3 | 1.88 | 8 | 6.5
Live | 215936099 |  | 11.7 | 20.5 | 39560 | 32200 | 28200 | 3.94 | 2.42 | 38500 | 3.44 | 2.04 | 8.5 | 7
Live | 215936091 |  | 11.5 | 20.5 | 39330 | 32600 | 28600 | 3.88 | 2.38 | 39000 | 3.36 | 2.02 | 8.5 | 7
Live | 215677390 |  | 9 | 18 | 65550 | 55500 | 44500 | 3.03 | 2.42 | 63500 | 3.42 | 2.08 | 9 | 7
Live | 215677389 |  | 9 | 18 | 65550 | 55500 | 44500 | 3.03 | 2.42 | 63500 | 3.42 | 2.08 | 9 | 7
Live | 215933891 |  | 11.7 | 19.5 | 39330 | 30000 | 26000 | 3.95 | 2.44 | 34400 | 3.46 | 1.94 | 9 | 7
Live | 215933890 |  | 11.7 | 19.5 | 39330 | 30000 | 26000 | 3.95 | 2.44 | 34400 | 3.46 | 1.94 | 9 | 7
Live | 215937079 |  | 10.5 | 19 | 50025 | 43500 | 38000 | 3.54 | 2.12 | 53000 | 3 | 1.88 | 8 | 6.5
Live | 215937071 |  | 10 | 19 | 50025 | 44000 | 39000 | 3.37 | 2.08 | 52500 | 2.96 | 1.88 | 8 | 6.5
Live | 215940391 |  | 12.5 | 22 | 40940 | 32600 | 28600 | 4.21 | 2.54 | 38000 | 3.6 | 2.02 | 8.5 | 7
Live | 215940390 |  | 12.5 | 22 | 40940 | 32600 | 28600 | 4.21 | 2.54 | 38000 | 3.6 | 2.02 | 8.5 | 7
Live | 215932129 |  | 10.5 | 19 | 37030 | 31200 | 27200 | 3.53 | 2.32 | 35400 | 3.3 | 1.98 | 9.5 | 7.5
Live | 215932121 |  | 10.5 | 19 | 36800 | 30400 | 26600 | 3.54 | 2.34 | 34600 | 3.32 | 2.02 | 9.5 | 7.5
Live | 215940980 |  | 10.5 | 20.5 | 50025 | 39500 | 36600 | 3.54 | 2.44 | 48000 | 3.46 | 1.92 | 9.5 | 7.5
Live | 215940979 |  | 10.5 | 20.5 | 50025 | 39500 | 36600 | 3.54 | 2.44 | 48000 | 3.46 | 1.92 | 9.5 | 7.5
Live | 215936090 |  | 11.5 | 20.5 | 39330 | 32600 | 28600 | 3.88 | 2.38 | 39000 | 3.36 | 2.02 | 8.5 | 7
Live | 215936089 |  | 11.5 | 20.5 | 39330 | 32600 | 28600 | 3.88 | 2.38 | 39000 | 3.36 | 2.02 | 8.5 | 7
Live | 215677388 |  | 9 | 18 | 65550 | 55500 | 44500 | 3.03 | 2.42 | 63500 | 3.42 | 2.08 | 9 | 7
Live | 215677380 |  | 9 | 18 | 64975 | 56000 | 45000 | 3.03 | 2.38 | 64000 | 3.38 | 2.08 | 9 | 7
Live | 215937070 |  | 10 | 19 | 50025 | 44000 | 39000 | 3.37 | 2.08 | 52500 | 2.96 | 1.88 | 8 | 6.5
Live | 215937069 |  | 10 | 19 | 50025 | 44000 | 39000 | 3.37 | 2.08 | 52500 | 2.96 | 1.88 | 8 | 6.5
Live | 215933889 |  | 11.7 | 19.5 | 39330 | 30000 | 26000 | 3.95 | 2.44 | 34400 | 3.46 | 1.94 | 9 | 7
Live | 215933881 |  | 11 | 19 | 39100 | 30400 | 26400 | 3.71 | 2.38 | 34800 | 3.38 | 1.94 | 9 | 7
Live | 215932120 |  | 10.5 | 19 | 36800 | 30400 | 26600 | 3.54 | 2.34 | 34600 | 3.32 | 2.02 | 9.5 | 7.5
Live | 215932119 |  | 10.5 | 19 | 36800 | 30400 | 26600 | 3.54 | 2.34 | 34600 | 3.32 | 2.02 | 9.5 | 7.5
Live | 215940389 |  | 12.5 | 22 | 40940 | 32600 | 28600 | 4.21 | 2.54 | 38000 | 3.6 | 2.02 | 8.5 | 7
Live | 215940381 |  | 12 | 21.5 | 40940 | 33000 | 28600 | 4.04 | 2.5 | 38000 | 3.56 | 2.04 | 8.5 | 7
Live | 215940971 |  | 10.5 | 20 | 49450 | 40000 | 37400 | 3.53 | 2.36 | 48500 | 3.34 | 2 | 9.5 | 7.5
Live | 215940970 |  | 10.5 | 20 | 49450 | 40000 | 37400 | 3.53 | 2.36 | 48500 | 3.34 | 2 | 9.5 | 7.5
Live | 215936081 |  | 11.5 | 20.5 | 39330 | 32600 | 28600 | 3.88 | 2.38 | 39000 | 3.38 | 2.04 | 8.5 | 7
Live | 215936080 |  | 11.5 | 20.5 | 39330 | 32600 | 28600 | 3.88 | 2.38 | 39000 | 3.38 | 2.04 | 8.5 | 7
Live | 215677379 |  | 9 | 18 | 64975 | 56000 | 45000 | 3.03 | 2.38 | 64000 | 3.38 | 2.08 | 9 | 7
Live | 215677378 |  | 9 | 18 | 64975 | 56000 | 45000 | 3.03 | 2.38 | 64000 | 3.38 | 2.08 | 9 | 7
Live | 215932111 |  | 10.5 | 17.5 | 35650 | 30400 | 26400 | 3.54 | 2.28 | 34200 | 3.24 | 1.92 | 9 | 7
Live | 215932110 |  | 10.5 | 17.5 | 35650 | 30400 | 26400 | 3.54 | 2.28 | 34200 | 3.24 | 1.92 | 9 | 7
Live | 215933880 |  | 11 | 19 | 39100 | 30400 | 26400 | 3.71 | 2.38 | 34800 | 3.38 | 1.94 | 9 | 7
Live | 215933879 |  | 11 | 19 | 39100 | 30400 | 26400 | 3.71 | 2.38 | 34800 | 3.38 | 1.94 | 9 | 7
Live | 215937061 |  | 11 | 20 | 51175 | 43500 | 38000 | 3.7 | 2.14 | 52000 | 3.04 | 1.9 | 8 | 6.7
Live | 215937060 |  | 11 | 20 | 51175 | 43500 | 38000 | 3.7 | 2.14 | 52000 | 3.04 | 1.9 | 8 | 6.7
Live | 215940380 |  | 12 | 21.5 | 40940 | 33000 | 28600 | 4.04 | 2.5 | 38000 | 3.56 | 2.04 | 8.5 | 7
Live | 215940379 |  | 12 | 21.5 | 40940 | 33000 | 28600 | 4.04 | 2.5 | 38000 | 3.56 | 2.04 | 8.5 | 7
Live | 215940969 |  | 10.5 | 20 | 49450 | 40000 | 37400 | 3.53 | 2.36 | 48500 | 3.34 | 2 | 9.5 | 7.5
Live | 215940961 |  | 11 | 21 | 50025 | 39500 | 36600 | 3.71 | 2.44 | 48000 | 3.44 | 1.9 | 9.5 | 7.5
Live | 215936079 |  | 11.5 | 20.5 | 39330 | 32600 | 28600 | 3.88 | 2.38 | 39000 | 3.38 | 2.04 | 8.5 | 7
Live | 215936071 |  | 11 | 20 | 39100 | 30600 | 27000 | 3.71 | 2.36 | 38000 | 3.36 | 2 | 8.1 | 7
Live | 215677370 |  | 9.5 | 18.5 | 65550 | 56000 | 44500 | 3.2 | 2.4 | 63500 | 3.42 | 2.08 | 9 | 7
Live | 215677369 |  | 9.5 | 18.5 | 65550 | 56000 | 44500 | 3.2 | 2.4 | 63500 | 3.42 | 2.08 | 9 | 7
Live | 215932109 |  | 10.5 | 17.5 | 35650 | 30400 | 26400 | 3.54 | 2.28 | 34200 | 3.24 | 1.92 | 9 | 7
Live | 215932101 |  | 10.5 | 19 | 36800 | 31400 | 27400 | 3.54 | 2.3 | 35600 | 3.26 | 1.98 | 9.5 | 7.5
Live | 215933871 |  | 11.5 | 19 | 39100 | 30400 | 26400 | 3.87 | 2.4 | 34800 | 3.4 | 1.92 | 9 | 7
Live | 215933870 |  | 11.5 | 19 | 39100 | 30400 | 26400 | 3.87 | 2.4 | 34800 | 3.4 | 1.92 | 9 | 7
Live | 215937059 |  | 11 | 20 | 51175 | 43500 | 38000 | 3.7 | 2.14 | 52000 | 3.04 | 1.9 | 8 | 6.7
Live | 215937051 |  | 10.5 | 19.5 | 51175 | 43500 | 38500 | 3.54 | 2.12 | 52000 | 3 | 1.88 | 8 | 6.5
Live | 215940371 |  | 12 | 21 | 40710 | 33400 | 29000 | 4.04 | 2.46 | 38500 | 3.5 | 2.02 | 8.5 | 7
Live | 215940370 |  | 12 | 21 | 40710 | 33400 | 29000 | 4.04 | 2.46 | 38500 | 3.5 | 2.02 | 8.5 | 7
Live | 215940960 |  | 11 | 21 | 50025 | 39500 | 36600 | 3.71 | 2.44 | 48000 | 3.44 | 1.9 | 9.5 | 7.5
Live | 215940959 |  | 11 | 21 | 50025 | 39500 | 36600 | 3.71 | 2.44 | 48000 | 3.44 | 1.9 | 9.5 | 7.5
Live | 215936070 |  | 11 | 20 | 39100 | 30600 | 27000 | 3.71 | 2.36 | 38000 | 3.36 | 2 | 8.1 | 7
Live | 215936069 |  | 11 | 20 | 39100 | 30600 | 27000 | 3.71 | 2.36 | 38000 | 3.36 | 2 | 8.1 | 7
Live | 215677368 |  | 9.5 | 18.5 | 65550 | 56000 | 44500 | 3.2 | 2.4 | 63500 | 3.42 | 2.08 | 9 | 7
Live | 215677360 |  | 9.5 | 18.5 | 65550 | 55500 | 44500 | 3.2 | 2.4 | 63500 | 3.42 | 2.08 | 9 | 7
Live | 215940951 |  | 11 | 21 | 50025 | 39500 | 36400 | 3.71 | 2.44 | 48000 | 3.46 | 1.92 | 9.5 | 7.5
Live | 215940950 |  | 11 | 21 | 50025 | 39500 | 36400 | 3.71 | 2.44 | 48000 | 3.46 | 1.92 | 9.5 | 7.5
Live | 215933869 |  | 11.5 | 19 | 39100 | 30400 | 26400 | 3.87 | 2.4 | 34800 | 3.4 | 1.92 | 9 | 7
Live | 215933861 |  | 11 | 19 | 38870 | 29600 | 25800 | 3.71 | 2.42 | 33800 | 3.44 | 1.96 | 9 | 7
Live | 215940369 |  | 12 | 21 | 40710 | 33400 | 29000 | 4.04 | 2.46 | 38500 | 3.5 | 2.02 | 8.5 | 7
Live | 215940361 |  | 11.7 | 21 | 40480 | 33800 | 29400 | 3.94 | 2.44 | 38500 | 3.46 | 2.02 | 8.5 | 7
Live | 215932100 |  | 10.5 | 19 | 36800 | 31400 | 27400 | 3.54 | 2.3 | 35600 | 3.26 | 1.98 | 9.5 | 7.5
Live | 215932099 |  | 10.5 | 19 | 36800 | 31400 | 27400 | 3.54 | 2.3 | 35600 | 3.26 | 1.98 | 9.5 | 7.5
Live | 215936061 |  | 12 | 21 | 39790 | 32000 | 28000 | 4.05 | 2.44 | 38500 | 3.46 | 2.04 | 8.5 | 7
Live | 215936060 |  | 12 | 21 | 39790 | 32000 | 28000 | 4.05 | 2.44 | 38500 | 3.46 | 2.04 | 8.5 | 7
Live | 215937050 |  | 10.5 | 19.5 | 51175 | 43500 | 38500 | 3.54 | 2.12 | 52000 | 3 | 1.88 | 8 | 6.5
Live | 215937049 |  | 10.5 | 19.5 | 51175 | 43500 | 38500 | 3.54 | 2.12 | 52000 | 3 | 1.88 | 8 | 6.5
Live | 215677359 |  | 9.5 | 18.5 | 65550 | 55500 | 44500 | 3.2 | 2.4 | 63500 | 3.42 | 2.08 | 9 | 7
Live | 215677358 |  | 9.5 | 18.5 | 65550 | 55500 | 44500 | 3.2 | 2.4 | 63500 | 3.42 | 2.08 | 9 | 7
Live | 215940949 |  | 11 | 21 | 50025 | 39500 | 36400 | 3.71 | 2.44 | 48000 | 3.46 | 1.92 | 9.5 | 7.5
Live | 215940941 |  | 10.5 | 20.5 | 50025 | 39500 | 36600 | 3.54 | 2.44 | 48000 | 3.46 | 2 | 9.5 | 7.5
Live | 215933860 |  | 11 | 19 | 38870 | 29600 | 25800 | 3.71 | 2.42 | 33800 | 3.44 | 1.96 | 9 | 7
Live | 215933859 |  | 11 | 19 | 38870 | 29600 | 25800 | 3.71 | 2.42 | 33800 | 3.44 | 1.96 | 9 | 7
Live | 215940360 |  | 11.7 | 21 | 40480 | 33800 | 29400 | 3.94 | 2.44 | 38500 | 3.46 | 2.02 | 8.5 | 7
Live | 215940359 |  | 11.7 | 21 | 40480 | 33800 | 29400 | 3.94 | 2.44 | 38500 | 3.46 | 2.02 | 8.5 | 7
Live | 215932091 |  | 10.5 | 19 | 36800 | 30400 | 26600 | 3.54 | 2.34 | 34600 | 3.32 | 2 | 9.5 | 7.5
Live | 215932090 |  | 10.5 | 19 | 36800 | 30400 | 26600 | 3.54 | 2.34 | 34600 | 3.32 | 2 | 9.5 | 7.5
Live | 215936059 |  | 12 | 21 | 39790 | 32000 | 28000 | 4.05 | 2.44 | 38500 | 3.46 | 2.04 | 8.5 | 7
Live | 215936051 |  | 11.7 | 20.5 | 39560 | 32200 | 28200 | 3.94 | 2.42 | 38500 | 3.42 | 2.04 | 8.5 | 7
Live | 215937041 |  | 11 | 19 | 50025 | 43500 | 38000 | 3.71 | 2.12 | 53000 | 3 | 1.88 | 8 | 6.5
Live | 215937040 |  | 11 | 19 | 50025 | 43500 | 38000 | 3.71 | 2.12 | 53000 | 3 | 1.88 | 8 | 6.5
Live | 215677350 |  | 9 | 18 | 64975 | 56500 | 45000 | 3.03 | 2.36 | 64000 | 3.36 | 2.06 | 9 | 7
Live | 215677349 |  | 9 | 18 | 64975 | 56500 | 45000 | 3.03 | 2.36 | 64000 | 3.36 | 2.06 | 9 | 7
Live | 215940351 |  | 12.5 | 22 | 40940 | 32600 | 28600 | 4.21 | 2.54 | 38000 | 3.6 | 2.02 | 8.5 | 7
Live | 215940350 |  | 12.5 | 22 | 40940 | 32600 | 28600 | 4.21 | 2.54 | 38000 | 3.6 | 2.02 | 8.5 | 7
Live | 215933851 |  | 11.7 | 19.5 | 39330 | 29800 | 25800 | 3.95 | 2.46 | 34200 | 3.5 | 1.96 | 9 | 7
Live | 215933850 |  | 11.7 | 19.5 | 39330 | 29800 | 25800 | 3.95 | 2.46 | 34200 | 3.5 | 1.96 | 9 | 7
Live | 215940940 |  | 10.5 | 20.5 | 50025 | 39500 | 36600 | 3.54 | 2.44 | 48000 | 3.46 | 2 | 9.5 | 7.5
Live | 215940939 |  | 10.5 | 20.5 | 50025 | 39500 | 36600 | 3.54 | 2.44 | 48000 | 3.46 | 2 | 9.5 | 7.5
Live | 215932089 |  | 10.5 | 19 | 36800 | 30400 | 26600 | 3.54 | 2.34 | 34600 | 3.32 | 2 | 9.5 | 7.5
Live | 215932081 |  | 11 | 19.5 | 37030 | 31000 | 27000 | 3.7 | 2.34 | 35200 | 3.32 | 2 | 9.5 | 7.5
Live | 215936050 |  | 11.7 | 20.5 | 39560 | 32200 | 28200 | 3.94 | 2.42 | 38500 | 3.42 | 2.04 | 8.5 | 7
Live | 215936049 |  | 11.7 | 20.5 | 39560 | 32200 | 28200 | 3.94 | 2.42 | 38500 | 3.42 | 2.04 | 8.5 | 7
Live | 215677348 |  | 9 | 18 | 64975 | 56500 | 45000 | 3.03 | 2.36 | 64000 | 3.36 | 2.06 | 9 | 7
Live | 215677340 |  | 9.5 | 18 | 63250 | 54000 | 43500 | 3.2 | 2.36 | 59500 | 3.36 | 2.1 | 9 | 7
Live | 215937039 |  | 11 | 19 | 50025 | 43500 | 38000 | 3.71 | 2.12 | 53000 | 3 | 1.88 | 8 | 6.5
Live | 215937031 |  | 11 | 20 | 51175 | 43500 | 38000 | 3.7 | 2.14 | 52000 | 3.02 | 1.9 | 8.1 | 6.8
Live | 215940349 |  | 12.5 | 22 | 40940 | 32600 | 28600 | 4.21 | 2.54 | 38000 | 3.6 | 2.02 | 8.5 | 7
Live | 215940341 |  | 12.5 | 22 | 40940 | 33000 | 28600 | 4.21 | 2.52 | 38000 | 3.58 | 2.04 | 8.5 | 7
Live | 215938681 |  | 11.5 | 21 | 52900 | 43500 | 38000 | 3.88 | 2.16 | 53000 | 3.06 | 1.92 | 8 | 6.5
Live | 215938680 |  | 11.5 | 21 | 52900 | 43500 | 38000 | 3.88 | 2.16 | 53000 | 3.06 | 1.92 | 8 | 6.5
Live | 215933849 |  | 11.7 | 19.5 | 39330 | 29800 | 25800 | 3.95 | 2.46 | 34200 | 3.5 | 1.96 | 9 | 7
Live | 215933841 |  | 11.7 | 19.5 | 39330 | 30000 | 26000 | 3.95 | 2.44 | 34400 | 3.46 | 1.96 | 9 | 7
Live | 215932080 |  | 11 | 19.5 | 37030 | 31000 | 27000 | 3.7 | 2.34 | 35200 | 3.32 | 2 | 9.5 | 7.5
Live | 215932079 |  | 11 | 19.5 | 37030 | 31000 | 27000 | 3.7 | 2.34 | 35200 | 3.32 | 2 | 9.5 | 7.5
Live | 215677339 |  | 9.5 | 18 | 63250 | 54000 | 43500 | 3.2 | 2.36 | 59500 | 3.36 | 2.1 | 9 | 7
Live | 215677338 |  | 9.5 | 18 | 63250 | 54000 | 43500 | 3.2 | 2.36 | 59500 | 3.36 | 2.1 | 9 | 7
Live | 215936041 |  | 11.5 | 20.5 | 39330 | 32600 | 28600 | 3.88 | 2.38 | 39000 | 3.38 | 2.04 | 8.5 | 7
Live | 215936040 |  | 11.5 | 20.5 | 39330 | 32600 | 28600 | 3.88 | 2.38 | 39000 | 3.38 | 2.04 | 8.5 | 7
Live | 215937030 |  | 11 | 20 | 51175 | 43500 | 38000 | 3.7 | 2.14 | 52000 | 3.02 | 1.9 | 8.1 | 6.8
Live | 215937029 |  | 11 | 20 | 51175 | 43500 | 38000 | 3.7 | 2.14 | 52000 | 3.02 | 1.9 | 8.1 | 6.8
Live | 215940340 |  | 12.5 | 22 | 40940 | 33000 | 28600 | 4.21 | 2.52 | 38000 | 3.58 | 2.04 | 8.5 | 7
Live | 215940339 |  | 12.5 | 22 | 40940 | 33000 | 28600 | 4.21 | 2.52 | 38000 | 3.58 | 2.04 | 8.5 | 7
Live | 215932071 |  | 10.5 | 19 | 37030 | 31200 | 27200 | 3.53 | 2.32 | 35400 | 3.3 | 2 | 9.5 | 7.5
Live | 215932070 |  | 10.5 | 19 | 37030 | 31200 | 27200 | 3.53 | 2.32 | 35400 | 3.3 | 2 | 9.5 | 7.5
Live | 215938679 |  | 11.5 | 21 | 52900 | 43500 | 38000 | 3.88 | 2.16 | 53000 | 3.06 | 1.92 | 8 | 6.5
Live | 215938671 |  | 11.5 | 21 | 52900 | 43500 | 38000 | 3.88 | 2.14 | 53000 | 3.04 | 1.92 | 8 | 6.5
Live | 215933840 |  | 11.7 | 19.5 | 39330 | 30000 | 26000 | 3.95 | 2.44 | 34400 | 3.46 | 1.96 | 9 | 7
Live | 215933839 |  | 11.7 | 19.5 | 39330 | 30000 | 26000 | 3.95 | 2.44 | 34400 | 3.46 | 1.96 | 9 | 7
Live | 215677310 |  | 9.5 | 19 | 66125 | 56000 | 44500 | 3.2 | 2.44 | 64000 | 3.44 | 2.1 | 9 | 7
Live | 215677309 |  | 9.5 | 19 | 66125 | 56000 | 44500 | 3.2 | 2.44 | 64000 | 3.44 | 2.1 | 9 | 7
Live | 215937021 |  | 11 | 20 | 51175 | 43500 | 38000 | 3.7 | 2.14 | 52000 | 3.04 | 1.9 | 8.1 | 6.8
Live | 215937020 |  | 11 | 20 | 51175 | 43500 | 38000 | 3.7 | 2.14 | 52000 | 3.04 | 1.9 | 8.1 | 6.8
Live | 215936039 |  | 11.5 | 20.5 | 39330 | 32600 | 28600 | 3.88 | 2.38 | 39000 | 3.38 | 2.04 | 8.5 | 7
Live | 215936031 |  | 12 | 21 | 39560 | 32000 | 28000 | 4.04 | 2.44 | 38500 | 3.46 | 2.04 | 8.5 | 7
Live | 215940331 |  | 12 | 21.5 | 40940 | 33000 | 28600 | 4.04 | 2.5 | 38000 | 3.56 | 2.04 | 8.5 | 7
Live | 215940330 |  | 12 | 21.5 | 40940 | 33000 | 28600 | 4.04 | 2.5 | 38000 | 3.56 | 2.04 | 8.5 | 7
Live | 215932069 |  | 10.5 | 19 | 37030 | 31200 | 27200 | 3.53 | 2.32 | 35400 | 3.3 | 2 | 9.5 | 7.5
Live | 215932061 |  | 10 | 19 | 36800 | 31800 | 27800 | 3.37 | 2.28 | 36000 | 3.22 | 1.88 | 9 | 7.5
Live | 215938670 |  | 11.5 | 21 | 52900 | 43500 | 38000 | 3.88 | 2.14 | 53000 | 3.04 | 1.92 | 8 | 6.5
Live | 215938669 |  | 11.5 | 21 | 52900 | 43500 | 38000 | 3.88 | 2.14 | 53000 | 3.04 | 1.92 | 8 | 6.5
Live | 215933831 |  | 11 | 19 | 39100 | 30400 | 26400 | 3.71 | 2.4 | 34800 | 3.4 | 1.92 | 9 | 7
Live | 215933830 |  | 11 | 19 | 39100 | 30400 | 26400 | 3.71 | 2.4 | 34800 | 3.4 | 1.92 | 9 | 7
Live | 215937019 |  | 11 | 20 | 51175 | 43500 | 38000 | 3.7 | 2.14 | 52000 | 3.04 | 1.9 | 8.1 | 6.8
Live | 215937011 |  | 11.5 | 20 | 50025 | 43000 | 37600 | 3.88 | 2.14 | 52500 | 3.04 | 2 | 8.1 | 7
Live | 215936030 |  | 12 | 21 | 39560 | 32000 | 28000 | 4.04 | 2.44 | 38500 | 3.46 | 2.04 | 8.5 | 7
Live | 215936029 |  | 12 | 21 | 39560 | 32000 | 28000 | 4.04 | 2.44 | 38500 | 3.46 | 2.04 | 8.5 | 7
Live | 215677308 |  | 9.5 | 19 | 66125 | 56000 | 44500 | 3.2 | 2.44 | 64000 | 3.44 | 2.1 | 9 | 7
Live | 215677300 |  | 9.5 | 18.5 | 66125 | 56000 | 44500 | 3.2 | 2.42 | 64000 | 3.44 | 2.08 | 9 | 7
Live | 215932060 |  | 10 | 19 | 36800 | 31800 | 27800 | 3.37 | 2.28 | 36000 | 3.22 | 1.88 | 9 | 7.5
Live | 215932059 |  | 10 | 19 | 36800 | 31800 | 27800 | 3.37 | 2.28 | 36000 | 3.22 | 1.88 | 9 | 7.5
Live | 215940329 |  | 12 | 21.5 | 40940 | 33000 | 28600 | 4.04 | 2.5 | 38000 | 3.56 | 2.04 | 8.5 | 7
Live | 215940321 |  | 12.5 | 22 | 40940 | 32600 | 28600 | 4.21 | 2.54 | 38000 | 3.6 | 2.02 | 8.5 | 7
Live | 215938661 |  | 11.5 | 21 | 52900 | 43500 | 38000 | 3.88 | 2.14 | 53500 | 3.04 | 1.92 | 8 | 6.5
Live | 215938660 |  | 11.5 | 21 | 52900 | 43500 | 38000 | 3.88 | 2.14 | 53500 | 3.04 | 1.92 | 8 | 6.5
Live | 215933829 |  | 11 | 19 | 39100 | 30400 | 26400 | 3.71 | 2.4 | 34800 | 3.4 | 1.92 | 9 | 7
Live | 215933821 |  | 11.7 | 19.5 | 39330 | 30000 | 26000 | 3.95 | 2.46 | 34400 | 3.5 | 1.96 | 9 | 7
Live | 215937010 |  | 11.5 | 20 | 50025 | 43000 | 37600 | 3.88 | 2.14 | 52500 | 3.04 | 2 | 8.1 | 7
Live | 215937009 |  | 11.5 | 20 | 50025 | 43000 | 37600 | 3.88 | 2.14 | 52500 | 3.04 | 2 | 8.1 | 7
Live | 215938941 |  | 11.7 | 18.5 | 64400 | 46000 | 41000 | 3.94 | 2.46 | 61500 | 3.1 | 2.05 | 7.8 | 6.75
Live | 215938940 |  | 11.7 | 18.5 | 64400 | 46000 | 41000 | 3.94 | 2.46 | 61500 | 3.1 | 2.05 | 7.8 | 6.75
Live | 215677299 |  | 9.5 | 18.5 | 66125 | 56000 | 44500 | 3.2 | 2.42 | 64000 | 3.44 | 2.08 | 9 | 7
Live | 215677298 |  | 9.5 | 18.5 | 66125 | 56000 | 44500 | 3.2 | 2.42 | 64000 | 3.44 | 2.08 | 9 | 7
Live | 215932031 |  | 10.5 | 19 | 36570 | 30600 | 26600 | 3.54 | 2.32 | 34600 | 3.3 | 2 | 9.5 | 7.5
Live | 215932030 |  | 10.5 | 19 | 36570 | 30600 | 26600 | 3.54 | 2.32 | 34600 | 3.3 | 2 | 9.5 | 7.5
Live | 215938659 |  | 11.5 | 21 | 52900 | 43500 | 38000 | 3.88 | 2.14 | 53500 | 3.04 | 1.92 | 8 | 6.5
Live | 215938651 |  | 11.5 | 21 | 52900 | 43500 | 38000 | 3.88 | 2.14 | 53000 | 3.04 | 1.92 | 8 | 6.5
Live | 215936021 |  | 12 | 21 | 39560 | 32000 | 28000 | 4.04 | 2.44 | 38500 | 3.46 | 2.04 | 8.5 | 7
Live | 215936020 |  | 12 | 21 | 39560 | 32000 | 28000 | 4.04 | 2.44 | 38500 | 3.46 | 2.04 | 8.5 | 7
Live | 215940320 |  | 12.5 | 22 | 40940 | 32600 | 28600 | 4.21 | 2.54 | 38000 | 3.6 | 2.02 | 8.5 | 7
Live | 215940319 |  | 12.5 | 22 | 40940 | 32600 | 28600 | 4.21 | 2.54 | 38000 | 3.6 | 2.02 | 8.5 | 7
Live | 215933820 |  | 11.7 | 19.5 | 39330 | 30000 | 26000 | 3.95 | 2.46 | 34400 | 3.5 | 1.96 | 9 | 7
Live | 215933819 |  | 11.7 | 19.5 | 39330 | 30000 | 26000 | 3.95 | 2.46 | 34400 | 3.5 | 1.96 | 9 | 7
Live | 215937001 |  | 10.5 | 19.5 | 50600 | 43500 | 38500 | 3.54 | 2.12 | 52000 | 3 | 1.9 | 8 | 6.75
Live | 215937000 |  | 10.5 | 19.5 | 50600 | 43500 | 38500 | 3.54 | 2.12 | 52000 | 3 | 1.9 | 8 | 6.75
Live | 215938939 |  | 11.7 | 18.5 | 64400 | 46000 | 41000 | 3.94 | 2.46 | 61500 | 3.1 | 2.05 | 7.8 | 6.75
Live | 215677290 |  | 9.5 | 18.5 | 66125 | 56000 | 44500 | 3.2 | 2.42 | 64000 | 3.42 | 2.08 | 9 | 7
Live | 215677289 |  | 9.5 | 18.5 | 66125 | 56000 | 44500 | 3.2 | 2.42 | 64000 | 3.42 | 2.08 | 9 | 7
Live | 215932029 |  | 10.5 | 19 | 36570 | 30600 | 26600 | 3.54 | 2.32 | 34600 | 3.3 | 2 | 9.5 | 7.5
Live | 215932021 |  | 10 | 17.5 | 35420 | 30400 | 26600 | 3.37 | 2.26 | 34400 | 3.22 | 1.9 | 9 | 7
Live | 215938650 |  | 11.5 | 21 | 52900 | 43500 | 38000 | 3.88 | 2.14 | 53000 | 3.04 | 1.92 | 8 | 6.5
Live | 215938649 |  | 11.5 | 21 | 52900 | 43500 | 38000 | 3.88 | 2.14 | 53000 | 3.04 | 1.92 | 8 | 6.5
Live | 215936019 |  | 12 | 21 | 39560 | 32000 | 28000 | 4.04 | 2.44 | 38500 | 3.46 | 2.04 | 8.5 | 7
Live | 215936011 |  | 11.7 | 21 | 39560 | 32200 | 28200 | 3.94 | 2.42 | 38500 | 3.42 | 2.04 | 8.5 | 7
Live | 215940311 |  | 12 | 21.5 | 40940 | 32800 | 28600 | 4.04 | 2.54 | 38000 | 3.58 | 2.04 | 8.5 | 7
Live | 215940310 |  | 12 | 21.5 | 40940 | 32800 | 28600 | 4.04 | 2.54 | 38000 | 3.58 | 2.04 | 8.5 | 7
Live | 215933811 |  | 11.7 | 19.5 | 39330 | 30000 | 26000 | 3.95 | 2.46 | 34400 | 3.5 | 1.96 | 9 | 7
Live | 215933810 |  | 11.7 | 19.5 | 39330 | 30000 | 26000 | 3.95 | 2.46 | 34400 | 3.5 | 1.96 | 9 | 7
Live | 215936999 |  | 10.5 | 19.5 | 50600 | 43500 | 38500 | 3.54 | 2.12 | 52000 | 3 | 1.9 | 8 | 6.75
Live | 215936991 |  | 10.5 | 19.5 | 50025 | 44000 | 39000 | 3.54 | 2.08 | 52500 | 2.96 | 1.88 | 8 | 6.5
Live | 215677288 |  | 9.5 | 18.5 | 66125 | 56000 | 44500 | 3.2 | 2.42 | 64000 | 3.42 | 2.08 | 9 | 7
Live | 215677280 |  | 9.5 | 18.5 | 66125 | 56000 | 44500 | 3.2 | 2.42 | 64000 | 3.44 | 2.08 | 9 | 7
Live | 215932020 |  | 10 | 17.5 | 35420 | 30400 | 26600 | 3.37 | 2.26 | 34400 | 3.22 | 1.9 | 9 | 7
Live | 215932019 |  | 10 | 17.5 | 35420 | 30400 | 26600 | 3.37 | 2.26 | 34400 | 3.22 | 1.9 | 9 | 7
Live | 215938641 |  | 11.5 | 20.5 | 52900 | 43500 | 38000 | 3.88 | 2.14 | 53500 | 3.04 | 1.9 | 8 | 6.5
Live | 215938640 |  | 11.5 | 20.5 | 52900 | 43500 | 38000 | 3.88 | 2.14 | 53500 | 3.04 | 1.9 | 8 | 6.5
Live | 215936010 |  | 11.7 | 21 | 39560 | 32200 | 28200 | 3.94 | 2.42 | 38500 | 3.42 | 2.04 | 8.5 | 7
Live | 215936009 |  | 11.7 | 21 | 39560 | 32200 | 28200 | 3.94 | 2.42 | 38500 | 3.42 | 2.04 | 8.5 | 7
Live | 215940309 |  | 12 | 21.5 | 40940 | 32800 | 28600 | 4.04 | 2.54 | 38000 | 3.58 | 2.04 | 8.5 | 7
Live | 215940301 |  | 12 | 21 | 40710 | 33200 | 29000 | 4.04 | 2.48 | 38500 | 3.52 | 2.02 | 8.5 | 7
Live | 215933809 |  | 11.7 | 19.5 | 39330 | 30000 | 26000 | 3.95 | 2.46 | 34400 | 3.5 | 1.96 | 9 | 7
Live | 215933801 |  | 12 | 19.5 | 39330 | 29800 | 25800 | 4.04 | 2.46 | 34200 | 3.48 | 1.96 | 9 | 7
Live | 215936990 |  | 10.5 | 19.5 | 50025 | 44000 | 39000 | 3.54 | 2.08 | 52500 | 2.96 | 1.88 | 8 | 6.5
Live | 215936989 |  | 10.5 | 19.5 | 50025 | 44000 | 39000 | 3.54 | 2.08 | 52500 | 2.96 | 1.88 | 8 | 6.5
Live | 215677279 |  | 9.5 | 18.5 | 66125 | 56000 | 44500 | 3.2 | 2.42 | 64000 | 3.44 | 2.08 | 9 | 7
Live | 215677278 |  | 9.5 | 18.5 | 66125 | 56000 | 44500 | 3.2 | 2.42 | 64000 | 3.44 | 2.08 | 9 | 7
Live | 215932011 |  | 10.5 | 18.5 | 36570 | 30600 | 26600 | 3.54 | 2.32 | 34600 | 3.3 | 1.9 | 9 | 7.5
Live | 215932010 |  | 10.5 | 18.5 | 36570 | 30600 | 26600 | 3.54 | 2.32 | 34600 | 3.3 | 1.9 | 9 | 7.5
Live | 215938639 |  | 11.5 | 20.5 | 52900 | 43500 | 38000 | 3.88 | 2.14 | 53500 | 3.04 | 1.9 | 8 | 6.5
Live | 215938631 |  | 10.5 | 20 | 52325 | 44000 | 39000 | 3.54 | 2.1 | 53500 | 3 | 1.9 | 8 | 6.5
Live | 215936001 |  | 11.7 | 21 | 39560 | 32200 | 28200 | 3.94 | 2.42 | 38500 | 3.42 | 2.04 | 8.5 | 7
Live | 215936000 |  | 11.7 | 21 | 39560 | 32200 | 28200 | 3.94 | 2.42 | 38500 | 3.42 | 2.04 | 8.5 | 7
Live | 215940300 |  | 12 | 21 | 40710 | 33200 | 29000 | 4.04 | 2.48 | 38500 | 3.52 | 2.02 | 8.5 | 7
Live | 215940299 |  | 12 | 21 | 40710 | 33200 | 29000 | 4.04 | 2.48 | 38500 | 3.52 | 2.02 | 8.5 | 7
Live | 215933800 |  | 12 | 19.5 | 39330 | 29800 | 25800 | 4.04 | 2.46 | 34200 | 3.48 | 1.96 | 9 | 7
Live | 215933799 |  | 12 | 19.5 | 39330 | 29800 | 25800 | 4.04 | 2.46 | 34200 | 3.48 | 1.96 | 9 | 7
Live | 215677270 |  | 8.5 | 18 | 64975 | 57000 | 45500 | 2.86 | 2.36 | 65000 | 3.34 | 2.06 | 9 | 7
Live | 215677269 |  | 8.5 | 18 | 64975 | 57000 | 45500 | 2.86 | 2.36 | 65000 | 3.34 | 2.06 | 9 | 7
Live | 215938630 |  | 10.5 | 20 | 52325 | 44000 | 39000 | 3.54 | 2.1 | 53500 | 3 | 1.9 | 8 | 6.5
Live | 215938629 |  | 10.5 | 20 | 52325 | 44000 | 39000 | 3.54 | 2.1 | 53500 | 3 | 1.9 | 8 | 6.5
Live | 215935999 |  | 11.7 | 21 | 39560 | 32200 | 28200 | 3.94 | 2.42 | 38500 | 3.42 | 2.04 | 8.5 | 7
Live | 215935991 |  | 11.5 | 20.5 | 39330 | 32400 | 28400 | 3.88 | 2.4 | 39000 | 3.4 | 2.02 | 8.5 | 7
Live | 215932009 |  | 10.5 | 18.5 | 36570 | 30600 | 26600 | 3.54 | 2.32 | 34600 | 3.3 | 1.9 | 9 | 7.5
Live | 215932001 |  | 10 | 17 | 35420 | 30400 | 26600 | 3.37 | 2.26 | 34400 | 3.2 | 1.9 | 9 | 7
Live | 215940291 |  | 11.7 | 21 | 40480 | 33400 | 29400 | 3.94 | 2.46 | 38500 | 3.48 | 2 | 8.5 | 7
Live | 215940290 |  | 11.7 | 21 | 40480 | 33400 | 29400 | 3.94 | 2.46 | 38500 | 3.48 | 2 | 8.5 | 7
Live | 215934621 |  | 12 | 22 | 52325 | 39000 | 36000 | 4.05 | 2.52 | 48500 | 3.58 | 1.96 | 9.5 | 7.5
Live | 215677268 |  | 8.5 | 18 | 64975 | 57000 | 45500 | 2.86 | 2.36 | 65000 | 3.34 | 2.06 | 9 | 7
Live | 215677260 |  | 9.5 | 18.5 | 66700 | 56000 | 44500 | 3.2 | 2.44 | 64000 | 3.46 | 2.1 | 9 | 7
Live | 215933791 |  | 11.7 | 19.5 | 39330 | 30000 | 26200 | 3.95 | 2.44 | 34400 | 3.44 | 1.94 | 9 | 7
Live | 215933790 |  | 11.7 | 19.5 | 39330 | 30000 | 26200 | 3.95 | 2.44 | 34400 | 3.44 | 1.94 | 9 | 7
Live | 215935990 |  | 11.5 | 20.5 | 39330 | 32400 | 28400 | 3.88 | 2.4 | 39000 | 3.4 | 2.02 | 8.5 | 7
Live | 215935989 |  | 11.5 | 20.5 | 39330 | 32400 | 28400 | 3.88 | 2.4 | 39000 | 3.4 | 2.02 | 8.5 | 7
Live | 215938621 |  | 12 | 21 | 53475 | 43500 | 38000 | 4.04 | 2.16 | 53000 | 3.06 | 1.92 | 8 | 6.5
Live | 215938620 |  | 12 | 21 | 53475 | 43500 | 38000 | 4.04 | 2.16 | 53000 | 3.06 | 1.92 | 8 | 6.5
Live | 215940289 |  | 11.7 | 21 | 40480 | 33400 | 29400 | 3.94 | 2.46 | 38500 | 3.48 | 2 | 8.5 | 7
Live | 215940281 |  | 12.5 | 22 | 40940 | 32600 | 28600 | 4.21 | 2.54 | 38000 | 3.6 | 2.02 | 8.5 | 7
Live | 215932000 |  | 10 | 17 | 35420 | 30400 | 26600 | 3.37 | 2.26 | 34400 | 3.2 | 1.9 | 9 | 7
Live | 215931999 |  | 10 | 17 | 35420 | 30400 | 26600 | 3.37 | 2.26 | 34400 | 3.2 | 1.9 | 9 | 7
Live | 215933789 |  | 11.7 | 19.5 | 39330 | 30000 | 26200 | 3.95 | 2.44 | 34400 | 3.44 | 1.94 | 9 | 7
Live | 215933781 |  | 11.7 | 19.5 | 39330 | 30000 | 26000 | 3.95 | 2.44 | 34400 | 3.46 | 1.96 | 9 | 7
Live | 215677259 |  | 9.5 | 18.5 | 66700 | 56000 | 44500 | 3.2 | 2.44 | 64000 | 3.46 | 2.1 | 9 | 7
Live | 215677258 |  | 9.5 | 18.5 | 66700 | 56000 | 44500 | 3.2 | 2.44 | 64000 | 3.46 | 2.1 | 9 | 7
Live | 215935981 |  | 11 | 20 | 39100 | 33000 | 29000 | 3.71 | 2.34 | 39500 | 3.32 | 2.02 | 8.5 | 7
Live | 215935980 |  | 11 | 20 | 39100 | 33000 | 29000 | 3.71 | 2.34 | 39500 | 3.32 | 2.02 | 8.5 | 7
Live | 215934620 |  | 12 | 22 | 52325 | 39000 | 36000 | 4.05 | 2.52 | 48500 | 3.58 | 1.96 | 9.5 | 7.5
Live | 215934619 |  | 12 | 22 | 52325 | 39000 | 36000 | 4.05 | 2.52 | 48500 | 3.58 | 1.96 | 9.5 | 7.5
Live | 215940280 |  | 12.5 | 22 | 40940 | 32600 | 28600 | 4.21 | 2.54 | 38000 | 3.6 | 2.02 | 8.5 | 7
Live | 215940279 |  | 12.5 | 22 | 40940 | 32600 | 28600 | 4.21 | 2.54 | 38000 | 3.6 | 2.02 | 8.5 | 7
Live | 215931991 |  | 11 | 19.5 | 38640 | 30200 | 26200 | 3.71 | 2.42 | 34400 | 3.44 | 2.05 | 9.5 | 7.5
Live | 215931990 |  | 11 | 19.5 | 38640 | 30200 | 26200 | 3.71 | 2.42 | 34400 | 3.44 | 2.05 | 9.5 | 7.5
Live | 215938619 |  | 12 | 21 | 53475 | 43500 | 38000 | 4.04 | 2.16 | 53000 | 3.06 | 1.92 | 8 | 6.5
Live | 215938611 |  | 11.5 | 20.5 | 52900 | 43500 | 38000 | 3.88 | 2.14 | 53500 | 3.04 | 1.9 | 8 | 6.5
Live | 215933780 |  | 11.7 | 19.5 | 39330 | 30000 | 26000 | 3.95 | 2.44 | 34400 | 3.46 | 1.96 | 9 | 7
Live | 215933779 |  | 11.7 | 19.5 | 39330 | 30000 | 26000 | 3.95 | 2.44 | 34400 | 3.46 | 1.96 | 9 | 7
Live | 215934611 |  | 11.5 | 19.5 | 50025 | 37200 | 35600 | 3.88 | 2.42 | 49000 | 3.42 | 1.92 | 9 | 7
Live | 215934610 |  | 11.5 | 19.5 | 50025 | 37200 | 35600 | 3.88 | 2.42 | 49000 | 3.42 | 1.92 | 9 | 7
Live | 215677250 |  | 9 | 18 | 66125 | 56500 | 45000 | 3.03 | 2.4 | 64000 | 3.42 | 2.08 | 9 | 7
Live | 215677249 |  | 9 | 18 | 66125 | 56500 | 45000 | 3.03 | 2.4 | 64000 | 3.42 | 2.08 | 9 | 7
Live | 215935979 |  | 11 | 20 | 39100 | 33000 | 29000 | 3.71 | 2.34 | 39500 | 3.32 | 2.02 | 8.5 | 7
Live | 215935941 |  | 11 | 20.5 | 39330 | 31000 | 27400 | 3.71 | 2.4 | 38000 | 3.4 | 2 | 8.5 | 7
Live | 215940271 |  | 12.5 | 22 | 40940 | 32600 | 28600 | 4.21 | 2.54 | 38000 | 3.6 | 2.02 | 8.5 | 7
Live | 215940270 |  | 12.5 | 22 | 40940 | 32600 | 28600 | 4.21 | 2.54 | 38000 | 3.6 | 2.02 | 8.5 | 7
Live | 215931989 |  | 11 | 19.5 | 38640 | 30200 | 26200 | 3.71 | 2.42 | 34400 | 3.44 | 2.05 | 9.5 | 7.5
Live | 215931981 |  | 10.5 | 18 | 37260 | 29800 | 26000 | 3.53 | 2.36 | 33800 | 3.34 | 1.96 | 9 | 7
Live | 215938610 |  | 11.5 | 20.5 | 52900 | 43500 | 38000 | 3.88 | 2.14 | 53500 | 3.04 | 1.9 | 8 | 6.5
Live | 215938609 |  | 11.5 | 20.5 | 52900 | 43500 | 38000 | 3.88 | 2.14 | 53500 | 3.04 | 1.9 | 8 | 6.5
Live | 215933771 |  | 11.5 | 19.5 | 39100 | 30200 | 26400 | 3.87 | 2.4 | 34600 | 3.41 | 1.94 | 9 | 7
Live | 215933770 |  | 11.5 | 19.5 | 39100 | 30200 | 26400 | 3.87 | 2.4 | 34600 | 3.41 | 1.94 | 9 | 7
Live | 215935940 |  | 11 | 20.5 | 39330 | 31000 | 27400 | 3.71 | 2.4 | 38000 | 3.4 | 2 | 8.5 | 7
Live | 215935939 |  | 11 | 20.5 | 39330 | 31000 | 27400 | 3.71 | 2.4 | 38000 | 3.4 | 2 | 8.5 | 7
Live | 215934609 |  | 11.5 | 19.5 | 50025 | 37200 | 35600 | 3.88 | 2.42 | 49000 | 3.42 | 1.92 | 9 | 7
Live | 215934601 |  | 11 | 19.5 | 50600 | 39000 | 36400 | 3.71 | 2.44 | 49000 | 3.46 | 1.84 | 9 | 7
Live | 215677248 |  | 9 | 18 | 66125 | 56500 | 45000 | 3.03 | 2.4 | 64000 | 3.42 | 2.08 | 9 | 7
Live | 215677240 |  | 9.5 | 19 | 66700 | 56000 | 44500 | 3.2 | 2.44 | 64000 | 3.46 | 2.08 | 9 | 7
Live | 215931980 |  | 10.5 | 18 | 37260 | 29800 | 26000 | 3.53 | 2.36 | 33800 | 3.34 | 1.96 | 9 | 7
Live | 215931979 |  | 10.5 | 18 | 37260 | 29800 | 26000 | 3.53 | 2.36 | 33800 | 3.34 | 1.96 | 9 | 7
Live | 215940269 |  | 12.5 | 22 | 40940 | 32600 | 28600 | 4.21 | 2.54 | 38000 | 3.6 | 2.02 | 8.5 | 7
Live | 215940261 |  | 12 | 21.5 | 40940 | 32800 | 28600 | 4.04 | 2.54 | 38000 | 3.58 | 2.04 | 8.5 | 7
Live | 215938601 |  | 12 | 21 | 53475 | 43500 | 38000 | 4.04 | 2.16 | 53000 | 3.06 | 1.92 | 8 | 6.5
Live | 215938600 |  | 12 | 21 | 53475 | 43500 | 38000 | 4.04 | 2.16 | 53000 | 3.06 | 1.92 | 8 | 6.5
Live | 215933769 |  | 11.5 | 19.5 | 39100 | 30200 | 26400 | 3.87 | 2.4 | 34600 | 3.41 | 1.94 | 9 | 7
Live | 215933761 |  | 11 | 19.5 | 39100 | 30400 | 26400 | 3.71 | 2.4 | 34800 | 3.4 | 1.92 | 9 | 7
Live | 215934600 |  | 11 | 19.5 | 50600 | 39000 | 36400 | 3.71 | 2.44 | 49000 | 3.46 | 1.84 | 9 | 7
Live | 215934599 |  | 11 | 19.5 | 50600 | 39000 | 36400 | 3.71 | 2.44 | 49000 | 3.46 | 1.84 | 9 | 7
Live | 215677239 |  | 9.5 | 19 | 66700 | 56000 | 44500 | 3.2 | 2.44 | 64000 | 3.46 | 2.08 | 9 | 7
Live | 215677238 |  | 9.5 | 19 | 66700 | 56000 | 44500 | 3.2 | 2.44 | 64000 | 3.46 | 2.08 | 9 | 7
Live | 215931971 |  | 10.5 | 19 | 38410 | 30200 | 26200 | 3.54 | 2.42 | 34400 | 3.42 | 2.04 | 9.5 | 7.5
Live | 215931970 |  | 10.5 | 19 | 38410 | 30200 | 26200 | 3.54 | 2.42 | 34400 | 3.42 | 2.04 | 9.5 | 7.5
Live | 215940260 |  | 12 | 21.5 | 40940 | 32800 | 28600 | 4.04 | 2.54 | 38000 | 3.58 | 2.04 | 8.5 | 7
Live | 215940259 |  | 12 | 21.5 | 40940 | 32800 | 28600 | 4.04 | 2.54 | 38000 | 3.58 | 2.04 | 8.5 | 7
Live | 215938599 |  | 12 | 21 | 53475 | 43500 | 38000 | 4.04 | 2.16 | 53000 | 3.06 | 1.92 | 8 | 6.5
Live | 215938591 |  | 11.5 | 21 | 53475 | 43500 | 38000 | 3.88 | 2.16 | 53000 | 3.06 | 1.92 | 8 | 6.5
Live | 215935921 |  | 11 | 20 | 39330 | 31000 | 27400 | 3.71 | 2.38 | 38000 | 3.37 | 2.08 | 8.5 | 7
Live | 215940251 |  | 11.7 | 19.5 | 39330 | 29800 | 26000 | 3.95 | 2.46 | 34200 | 3.48 | 1.94 | 9 | 7
Live | 215940250 |  | 11.7 | 19.5 | 39330 | 29800 | 26000 | 3.95 | 2.46 | 34200 | 3.48 | 1.94 | 9 | 7
Live | 215933760 |  | 11 | 19.5 | 39100 | 30400 | 26400 | 3.71 | 2.4 | 34800 | 3.4 | 1.92 | 9 | 7
Live | 215933759 |  | 11 | 19.5 | 39100 | 30400 | 26400 | 3.71 | 2.4 | 34800 | 3.4 | 1.92 | 9 | 7
Live | 215934591 |  | 11.5 | 20.5 | 51750 | 39500 | 36400 | 3.88 | 2.5 | 48500 | 3.54 | 1.84 | 9 | 7
Live | 215934590 |  | 11.5 | 20.5 | 51750 | 39500 | 36400 | 3.88 | 2.5 | 48500 | 3.54 | 1.84 | 9 | 7
Live | 215677230 |  | 9 | 18.5 | 65550 | 56500 | 45000 | 3.03 | 2.4 | 64000 | 3.4 | 2.08 | 9 | 7
Live | 215677229 |  | 9 | 18.5 | 65550 | 56500 | 45000 | 3.03 | 2.4 | 64000 | 3.4 | 2.08 | 9 | 7
Live | 215931969 |  | 10.5 | 19 | 38410 | 30200 | 26200 | 3.54 | 2.42 | 34400 | 3.42 | 2.04 | 9.5 | 7.5
Live | 215931961 |  | 10 | 18.5 | 36110 | 30800 | 26800 | 3.37 | 2.34 | 35000 | 3.32 | 2 | 9.5 | 7.5
Live | 215938590 |  | 11.5 | 21 | 53475 | 43500 | 38000 | 3.88 | 2.16 | 53000 | 3.06 | 1.92 | 8 | 6.5
Live | 215938589 |  | 11.5 | 21 | 53475 | 43500 | 38000 | 3.88 | 2.16 | 53000 | 3.06 | 1.92 | 8 | 6.5
Live | 215933751 |  | 11 | 19 | 38870 | 30800 | 26800 | 3.71 | 2.36 | 35200 | 3.34 | 1.92 | 9 | 7
Live | 215933750 |  | 11 | 19 | 38870 | 30800 | 26800 | 3.71 | 2.36 | 35200 | 3.34 | 1.92 | 9 | 7
Live | 215940249 |  | 11.7 | 19.5 | 39330 | 29800 | 26000 | 3.95 | 2.46 | 34200 | 3.48 | 1.94 | 9 | 7
Live | 215940241 |  | 11.7 | 19.5 | 39330 | 29800 | 26000 | 3.95 | 2.46 | 34200 | 3.48 | 1.94 | 9 | 7
Live | 215934589 |  | 11.5 | 20.5 | 51750 | 39500 | 36400 | 3.88 | 2.5 | 48500 | 3.54 | 1.84 | 9 | 7
Live | 215934581 |  | 11 | 19.5 | 50600 | 39000 | 36400 | 3.71 | 2.44 | 49000 | 3.46 | 1.84 | 9 | 7
Live | 215935920 |  | 11 | 20 | 39330 | 31000 | 27400 | 3.71 | 2.38 | 38000 | 3.37 | 2.08 | 8.5 | 7
Live | 215935919 |  | 11 | 20 | 39330 | 31000 | 27400 | 3.71 | 2.38 | 38000 | 3.37 | 2.08 | 8.5 | 7
Live | 215677228 |  | 9 | 18.5 | 65550 | 56500 | 45000 | 3.03 | 2.4 | 64000 | 3.4 | 2.08 | 9 | 7
Live | 215677210 |  | 9 | 18.5 | 64975 | 55500 | 44500 | 3.03 | 2.4 | 63000 | 3.4 | 2.1 | 9 | 7
Live | 215938861 |  | 11.7 | 18.5 | 64400 | 46000 | 41000 | 3.94 | 2.46 | 61500 | 3.12 | 2.05 | 7.8 | 6.7
Live | 215938860 |  | 11.7 | 18.5 | 64400 | 46000 | 41000 | 3.94 | 2.46 | 61500 | 3.12 | 2.05 | 7.8 | 6.7
Live | 215931960 |  | 10 | 18.5 | 36110 | 30800 | 26800 | 3.37 | 2.34 | 35000 | 3.32 | 2 | 9.5 | 7.5
Live | 215931959 |  | 10 | 18.5 | 36110 | 30800 | 26800 | 3.37 | 2.34 | 35000 | 3.32 | 2 | 9.5 | 7.5
Live | 215938581 |  | 12 | 21 | 53475 | 43500 | 38000 | 4.04 | 2.16 | 53000 | 3.06 | 1.92 | 8 | 6.5
Live | 215938580 |  | 12 | 21 | 53475 | 43500 | 38000 | 4.04 | 2.16 | 53000 | 3.06 | 1.92 | 8 | 6.5
Live | 215933749 |  | 11 | 19 | 38870 | 30800 | 26800 | 3.71 | 2.36 | 35200 | 3.34 | 1.92 | 9 | 7
Live | 215933711 |  | 11.7 | 19.5 | 38870 | 30400 | 26400 | 3.94 | 2.44 | 34600 | 3.46 | 1.92 | 9 | 7
Live | 215940240 |  | 11.7 | 19.5 | 39330 | 29800 | 26000 | 3.95 | 2.46 | 34200 | 3.48 | 1.94 | 9 | 7
Live | 215940239 |  | 11.7 | 19.5 | 39330 | 29800 | 26000 | 3.95 | 2.46 | 34200 | 3.48 | 1.94 | 9 | 7
Live | 215934580 |  | 11 | 19.5 | 50600 | 39000 | 36400 | 3.71 | 2.44 | 49000 | 3.46 | 1.84 | 9 | 7
Live | 215934579 |  | 11 | 19.5 | 50600 | 39000 | 36400 | 3.71 | 2.44 | 49000 | 3.46 | 1.84 | 9 | 7
Live | 215677209 |  | 9 | 18.5 | 64975 | 55500 | 44500 | 3.03 | 2.4 | 63000 | 3.4 | 2.1 | 9 | 7
Live | 215677208 |  | 9 | 18.5 | 64975 | 55500 | 44500 | 3.03 | 2.4 | 63000 | 3.4 | 2.1 | 9 | 7
Live | 215935911 |  | 12 | 21.5 | 40710 | 33200 | 29000 | 4.04 | 2.48 | 38500 | 3.52 | 2.02 | 8.5 | 7
Live | 215935910 |  | 12 | 21.5 | 40710 | 33200 | 29000 | 4.04 | 2.48 | 38500 | 3.52 | 2.02 | 8.5 | 7
Live | 215938859 |  | 11.7 | 18.5 | 64400 | 46000 | 41000 | 3.94 | 2.46 | 61500 | 3.12 | 2.05 | 7.8 | 6.7
Live | 215931951 |  | 10 | 17 | 35190 | 30800 | 26800 | 3.37 | 2.28 | 34800 | 3.24 | 1.9 | 9 | 7.5
Live | 215931950 |  | 10 | 17 | 35190 | 30800 | 26800 | 3.37 | 2.28 | 34800 | 3.24 | 1.9 | 9 | 7.5
Live | 215938579 |  | 12 | 21 | 53475 | 43500 | 38000 | 4.04 | 2.16 | 53000 | 3.06 | 1.92 | 8 | 6.5
Live | 215938571 |  | 11.5 | 20.5 | 52900 | 43500 | 38500 | 3.88 | 2.14 | 53500 | 3.02 | 1.9 | 8 | 6.5
Live | 215934571 |  | 11.5 | 20.5 | 50600 | 38500 | 35800 | 3.87 | 2.48 | 49000 | 3.5 | 1.86 | 9 | 7
Live | 215934570 |  | 11.5 | 20.5 | 50600 | 38500 | 35800 | 3.87 | 2.48 | 49000 | 3.5 | 1.86 | 9 | 7
Live | 215933710 |  | 11.7 | 19.5 | 38870 | 30400 | 26400 | 3.94 | 2.44 | 34600 | 3.46 | 1.92 | 9 | 7
Live | 215933709 |  | 11.7 | 19.5 | 38870 | 30400 | 26400 | 3.94 | 2.44 | 34600 | 3.46 | 1.92 | 9 | 7
Live | 215940231 |  | 11.7 | 19.5 | 39330 | 30000 | 26000 | 3.95 | 2.44 | 34200 | 3.46 | 1.96 | 9 | 7
Live | 215940230 |  | 11.7 | 19.5 | 39330 | 30000 | 26000 | 3.95 | 2.44 | 34200 | 3.46 | 1.96 | 9 | 7
Live | 215677200 |  | 9 | 18.5 | 64975 | 55500 | 44500 | 3.03 | 2.38 | 63000 | 3.38 | 2.08 | 9 | 7
Live | 215677199 |  | 9 | 18.5 | 64975 | 55500 | 44500 | 3.03 | 2.38 | 63000 | 3.38 | 2.08 | 9 | 7
Live | 215935909 |  | 12 | 21.5 | 40710 | 33200 | 29000 | 4.04 | 2.48 | 38500 | 3.52 | 2.02 | 8.5 | 7
Live | 215935901 |  | 11.7 | 21 | 40480 | 32000 | 28000 | 3.94 | 2.5 | 38000 | 3.54 | 2 | 8.5 | 7
Live | 215938570 |  | 11.5 | 20.5 | 52900 | 43500 | 38500 | 3.88 | 2.14 | 53500 | 3.02 | 1.9 | 8 | 6.5
Live | 215938569 |  | 11.5 | 20.5 | 52900 | 43500 | 38500 | 3.88 | 2.14 | 53500 | 3.02 | 1.9 | 8 | 6.5
Live | 215931949 |  | 10 | 17 | 35190 | 30800 | 26800 | 3.37 | 2.28 | 34800 | 3.24 | 1.9 | 9 | 7.5
Live | 215931941 |  | 10 | 18.5 | 36110 | 31000 | 27000 | 3.37 | 2.34 | 35000 | 3.32 | 1.98 | 9.5 | 7.5
Live | 215934569 |  | 11.5 | 20.5 | 50600 | 38500 | 35800 | 3.87 | 2.48 | 49000 | 3.5 | 1.86 | 9 | 7
Live | 215934561 |  | 11 | 19.5 | 50025 | 37200 | 35600 | 3.71 | 2.4 | 49500 | 3.4 | 1.9 | 9 | 7
Live | 215940229 |  | 11.7 | 19.5 | 39330 | 30000 | 26000 | 3.95 | 2.44 | 34200 | 3.46 | 1.96 | 9 | 7
Live | 215940221 |  | 11 | 19 | 39100 | 30400 | 26400 | 3.71 | 2.4 | 34800 | 3.4 | 1.92 | 9 | 7
Live | 215933701 |  | 11 | 19 | 38410 | 30000 | 26000 | 3.7 | 2.42 | 34200 | 3.44 | 1.94 | 9 | 7
Live | 215933700 |  | 11 | 19 | 38410 | 30000 | 26000 | 3.7 | 2.42 | 34200 | 3.44 | 1.94 | 9 | 7
Live | 215677198 |  | 9 | 18.5 | 64975 | 55500 | 44500 | 3.03 | 2.38 | 63000 | 3.38 | 2.08 | 9 | 7
Live | 215677190 |  | 9 | 18.5 | 64975 | 55500 | 44500 | 3.03 | 2.38 | 63000 | 3.38 | 2.08 | 9 | 7
Live | 215935900 |  | 11.7 | 21 | 40480 | 32000 | 28000 | 3.94 | 2.5 | 38000 | 3.54 | 2 | 8.5 | 7
Live | 215935899 |  | 11.7 | 21 | 40480 | 32000 | 28000 | 3.94 | 2.5 | 38000 | 3.54 | 2 | 8.5 | 7
Live | 215931940 |  | 10 | 18.5 | 36110 | 31000 | 27000 | 3.37 | 2.34 | 35000 | 3.32 | 1.98 | 9.5 | 7.5
Live | 215931939 |  | 10 | 18.5 | 36110 | 31000 | 27000 | 3.37 | 2.34 | 35000 | 3.32 | 1.98 | 9.5 | 7.5
Live | 215938551 |  | 11.5 | 21 | 52900 | 43500 | 38000 | 3.88 | 2.14 | 53500 | 3.04 | 1.9 | 8 | 6.5
Live | 215938550 |  | 11.5 | 21 | 52900 | 43500 | 38000 | 3.88 | 2.14 | 53500 | 3.04 | 1.9 | 8 | 6.5
Live | 215934560 |  | 11 | 19.5 | 50025 | 37200 | 35600 | 3.71 | 2.4 | 49500 | 3.4 | 1.9 | 9 | 7
Live | 215934559 |  | 11 | 19.5 | 50025 | 37200 | 35600 | 3.71 | 2.4 | 49500 | 3.4 | 1.9 | 9 | 7
Live | 215940220 |  | 11 | 19 | 39100 | 30400 | 26400 | 3.71 | 2.4 | 34800 | 3.4 | 1.92 | 9 | 7
Live | 215940219 |  | 11 | 19 | 39100 | 30400 | 26400 | 3.71 | 2.4 | 34800 | 3.4 | 1.92 | 9 | 7
Live | 215933699 |  | 11 | 19 | 38410 | 30000 | 26000 | 3.7 | 2.42 | 34200 | 3.44 | 1.94 | 9 | 7
Live | 215933691 |  | 10.5 | 17.5 | 37030 | 29800 | 26000 | 3.53 | 2.36 | 33800 | 3.34 | 1.94 | 9 | 7
Live | 215677189 |  | 9 | 18.5 | 64975 | 55500 | 44500 | 3.03 | 2.38 | 63000 | 3.38 | 2.08 | 9 | 7
Live | 215677188 |  | 9 | 18.5 | 64975 | 55500 | 44500 | 3.03 | 2.38 | 63000 | 3.38 | 2.08 | 9 | 7
Live | 215935891 |  | 11.7 | 21 | 40480 | 33600 | 29200 | 3.94 | 2.44 | 38500 | 3.46 | 2 | 8.5 | 7
Live | 215935890 |  | 11.7 | 21 | 40480 | 33600 | 29200 | 3.94 | 2.44 | 38500 | 3.46 | 2 | 8.5 | 7
Live | 215931931 |  | 10 | 17 | 34960 | 30800 | 26800 | 3.37 | 2.28 | 35000 | 3.24 | 1.9 | 9 | 7.5
Live | 215931930 |  | 10 | 17 | 34960 | 30800 | 26800 | 3.37 | 2.28 | 35000 | 3.24 | 1.9 | 9 | 7.5
Live | 215934541 |  | 10.5 | 20 | 51175 | 39500 | 36400 | 3.54 | 2.46 | 48500 | 3.48 | 1.82 | 9 | 7
Live | 215934540 |  | 10.5 | 20 | 51175 | 39500 | 36400 | 3.54 | 2.46 | 48500 | 3.48 | 1.82 | 9 | 7
Live | 215938549 |  | 11.5 | 21 | 52900 | 43500 | 38000 | 3.88 | 2.14 | 53500 | 3.04 | 1.9 | 8 | 6.5
Live | 215938541 |  | 11.5 | 21 | 52900 | 43500 | 38000 | 3.88 | 2.14 | 53500 | 3.04 | 1.9 | 8 | 6.5
Live | 215940211 |  | 11 | 18.5 | 38870 | 30600 | 26800 | 3.71 | 2.36 | 35000 | 3.36 | 1.92 | 9 | 7
Live | 215940210 |  | 11 | 18.5 | 38870 | 30600 | 26800 | 3.71 | 2.36 | 35000 | 3.36 | 1.92 | 9 | 7
Live | 215677180 |  | 9 | 18.5 | 64975 | 55500 | 44500 | 3.03 | 2.38 | 63000 | 3.38 | 2.08 | 9 | 7
Live | 215677179 |  | 9 | 18.5 | 64975 | 55500 | 44500 | 3.03 | 2.38 | 63000 | 3.38 | 2.08 | 9 | 7
Live | 215933690 |  | 10.5 | 17.5 | 37030 | 29800 | 26000 | 3.53 | 2.36 | 33800 | 3.34 | 1.94 | 9 | 7
Live | 215933689 |  | 10.5 | 17.5 | 37030 | 29800 | 26000 | 3.53 | 2.36 | 33800 | 3.34 | 1.94 | 9 | 7
Live | 215935889 |  | 11.7 | 21 | 40480 | 33600 | 29200 | 3.94 | 2.44 | 38500 | 3.46 | 2 | 8.5 | 7
Live | 215935881 |  | 11.5 | 21 | 40480 | 32200 | 28000 | 3.88 | 2.48 | 38000 | 3.52 | 2.06 | 8.5 | 7
Live | 215931929 |  | 10 | 17 | 34960 | 30800 | 26800 | 3.37 | 2.28 | 35000 | 3.24 | 1.9 | 9 | 7.5
Live | 215931502 |  | 12.5 | 21.5 | 39560 | 29800 | 25800 | 4.22 | 2.5 | 34200 | 3.54 | 2.06 | 9.5 | 7.5
Live | 215934539 |  | 10.5 | 20 | 51175 | 39500 | 36400 | 3.54 | 2.46 | 48500 | 3.48 | 1.82 | 9 | 7
Live | 215934531 |  | 10.5 | 20 | 50600 | 39500 | 36400 | 3.54 | 2.46 | 48500 | 3.48 | 1.82 | 9 | 7
Live | 215938540 |  | 11.5 | 21 | 52900 | 43500 | 38000 | 3.88 | 2.14 | 53500 | 3.04 | 1.9 | 8 | 6.5
Live | 215938539 |  | 11.5 | 21 | 52900 | 43500 | 38000 | 3.88 | 2.14 | 53500 | 3.04 | 1.9 | 8 | 6.5
Live | 215940209 |  | 11 | 18.5 | 38870 | 30600 | 26800 | 3.71 | 2.36 | 35000 | 3.36 | 1.92 | 9 | 7
Live | 215940201 |  | 11.7 | 19.5 | 39330 | 30000 | 26000 | 3.95 | 2.44 | 34200 | 3.48 | 1.94 | 9 | 7
Live | 215933681 |  | 11.5 | 19.5 | 38870 | 30600 | 26600 | 3.87 | 2.44 | 35000 | 3.47 | 1.92 | 9 | 7
Live | 215933680 |  | 11.5 | 19.5 | 38870 | 30600 | 26600 | 3.87 | 2.44 | 35000 | 3.47 | 1.92 | 9 | 7
Live | 215677178 |  | 9 | 18.5 | 64975 | 55500 | 44500 | 3.03 | 2.38 | 63000 | 3.38 | 2.08 | 9 | 7
Live | 215677170 |  | 8.5 | 17.5 | 63825 | 57000 | 45500 | 2.86 | 2.32 | 64000 | 3.3 | 1.94 | 8.5 | 7
Live | 215931501 |  | 12.5 | 21.5 | 39560 | 29800 | 25800 | 4.22 | 2.5 | 34200 | 3.54 | 2.06 | 9.5 | 7.5
Live | 215931500 |  | 12.5 | 21.5 | 39560 | 29800 | 25800 | 4.22 | 2.5 | 34200 | 3.54 | 2.06 | 9.5 | 7.5
Live | 215935880 |  | 11.5 | 21 | 40480 | 32200 | 28000 | 3.88 | 2.48 | 38000 | 3.52 | 2.06 | 8.5 | 7
Live | 215935879 |  | 11.5 | 21 | 40480 | 32200 | 28000 | 3.88 | 2.48 | 38000 | 3.52 | 2.06 | 8.5 | 7
Live | 215938531 |  | 11.5 | 20.5 | 52900 | 43500 | 38500 | 3.88 | 2.14 | 53500 | 3.02 | 1.92 | 8 | 6.5
Live | 215938530 |  | 11.5 | 20.5 | 52900 | 43500 | 38500 | 3.88 | 2.14 | 53500 | 3.02 | 1.92 | 8 | 6.5
Live | 215934530 |  | 10.5 | 20 | 50600 | 39500 | 36400 | 3.54 | 2.46 | 48500 | 3.48 | 1.82 | 9 | 7
Live | 215934529 |  | 10.5 | 20 | 50600 | 39500 | 36400 | 3.54 | 2.46 | 48500 | 3.48 | 1.82 | 9 | 7
Live | 215940200 |  | 11.7 | 19.5 | 39330 | 30000 | 26000 | 3.95 | 2.44 | 34200 | 3.48 | 1.94 | 9 | 7
Live | 215940199 |  | 11.7 | 19.5 | 39330 | 30000 | 26000 | 3.95 | 2.44 | 34200 | 3.48 | 1.94 | 9 | 7
Live | 215677169 |  | 8.5 | 17.5 | 63825 | 57000 | 45500 | 2.86 | 2.32 | 64000 | 3.3 | 1.94 | 8.5 | 7
Live | 215677168 |  | 8.5 | 17.5 | 63825 | 57000 | 45500 | 2.86 | 2.32 | 64000 | 3.3 | 1.94 | 8.5 | 7
Live | 215933679 |  | 11.5 | 19.5 | 38870 | 30600 | 26600 | 3.87 | 2.44 | 35000 | 3.47 | 1.92 | 9 | 7
Live | 215933671 |  | 11.5 | 19.5 | 38870 | 30400 | 26600 | 3.87 | 2.44 | 34800 | 3.46 | 1.94 | 9 | 7
Live | 215683240 |  | 9.5 | 19 | 66125 | 56000 | 44500 | 3.2 | 2.42 | 64000 | 3.44 | 2.1 | 9 | 7
Live | 215683239 |  | 9.5 | 19 | 66125 | 56000 | 44500 | 3.2 | 2.42 | 64000 | 3.44 | 2.1 | 9 | 7
Live | 215935871 |  | 11.7 | 21 | 40480 | 33400 | 29200 | 3.94 | 2.46 | 38500 | 3.5 | 2.02 | 8.5 | 7
Live | 215935870 |  | 11.7 | 21 | 40480 | 33400 | 29200 | 3.94 | 2.46 | 38500 | 3.5 | 2.02 | 8.5 | 7
Live | 215938529 |  | 11.5 | 20.5 | 52900 | 43500 | 38500 | 3.88 | 2.14 | 53500 | 3.02 | 1.92 | 8 | 6.5
Live | 215938521 |  | 11.5 | 20 | 51750 | 43500 | 38500 | 3.88 | 2.14 | 54000 | 3.02 | 1.9 | 8 | 6.5
Live | 215934521 |  | 11 | 19.5 | 49450 | 36400 | 35400 | 3.71 | 2.36 | 49000 | 3.36 | 1.8 | 8.5 | 7
Live | 215934520 |  | 11 | 19.5 | 49450 | 36400 | 35400 | 3.71 | 2.36 | 49000 | 3.36 | 1.8 | 8.5 | 7
Live | 215933670 |  | 11.5 | 19.5 | 38870 | 30400 | 26600 | 3.87 | 2.44 | 34800 | 3.46 | 1.94 | 9 | 7
Live | 215933669 |  | 11.5 | 19.5 | 38870 | 30400 | 26600 | 3.87 | 2.44 | 34800 | 3.46 | 1.94 | 9 | 7
Live | 215940191 |  | 11.7 | 19.5 | 39330 | 29800 | 26000 | 3.95 | 2.46 | 34200 | 3.48 | 1.94 | 9 | 7
Live | 215940190 |  | 11.7 | 19.5 | 39330 | 29800 | 26000 | 3.95 | 2.46 | 34200 | 3.48 | 1.94 | 9 | 7
Live | 215677160 |  | 9 | 18 | 65550 | 55500 | 44000 | 3.03 | 2.4 | 63000 | 3.42 | 2.08 | 9 | 7
Live | 215677159 |  | 9 | 18 | 65550 | 55500 | 44000 | 3.03 | 2.4 | 63000 | 3.42 | 2.08 | 9 | 7
Live | 215683238 |  | 9.5 | 19 | 66125 | 56000 | 44500 | 3.2 | 2.42 | 64000 | 3.44 | 2.1 | 9 | 7
Live | 215683230 |  | 9.5 | 18.5 | 66125 | 56000 | 44500 | 3.2 | 2.42 | 64000 | 3.42 | 2.08 | 9 | 7
Live | 215938520 |  | 11.5 | 20 | 51750 | 43500 | 38500 | 3.88 | 2.14 | 54000 | 3.02 | 1.9 | 8 | 6.5
Live | 215938519 |  | 11.5 | 20 | 51750 | 43500 | 38500 | 3.88 | 2.14 | 54000 | 3.02 | 1.9 | 8 | 6.5
Live | 215935869 |  | 11.7 | 21 | 40480 | 33400 | 29200 | 3.94 | 2.46 | 38500 | 3.5 | 2.02 | 8.5 | 7
Live | 215935861 |  | 12 | 21.5 | 40710 | 33000 | 28800 | 4.04 | 2.5 | 38000 | 3.54 | 2.02 | 8.5 | 7
Live | 215934519 |  | 11 | 19.5 | 49450 | 36400 | 35400 | 3.71 | 2.36 | 49000 | 3.36 | 1.8 | 8.5 | 7
Live | 215934511 |  | 10.5 | 20 | 50600 | 39500 | 36600 | 3.54 | 2.44 | 48500 | 3.48 | 1.82 | 9 | 7
Live | 215940189 |  | 11.7 | 19.5 | 39330 | 29800 | 26000 | 3.95 | 2.46 | 34200 | 3.48 | 1.94 | 9 | 7
Live | 215940181 |  | 11.7 | 19.5 | 39330 | 30000 | 26000 | 3.95 | 2.44 | 34200 | 3.46 | 1.96 | 9 | 7
Live | 215933661 |  | 11 | 19 | 38410 | 31000 | 27000 | 3.7 | 2.38 | 35200 | 3.38 | 1.92 | 9 | 7
Live | 215933660 |  | 11 | 19 | 38410 | 31000 | 27000 | 3.7 | 2.38 | 35200 | 3.38 | 1.92 | 9 | 7
Live | 215677158 |  | 9 | 18 | 65550 | 55500 | 44000 | 3.03 | 2.4 | 63000 | 3.42 | 2.08 | 9 | 7
Live | 215677150 |  | 9 | 18 | 64975 | 56000 | 44500 | 3.03 | 2.38 | 63500 | 3.36 | 2.08 | 9 | 7
Live | 215683229 |  | 9.5 | 18.5 | 66125 | 56000 | 44500 | 3.2 | 2.42 | 64000 | 3.42 | 2.08 | 9 | 7
Live | 215683228 |  | 9.5 | 18.5 | 66125 | 56000 | 44500 | 3.2 | 2.42 | 64000 | 3.42 | 2.08 | 9 | 7
Live | 215935860 |  | 12 | 21.5 | 40710 | 33000 | 28800 | 4.04 | 2.5 | 38000 | 3.54 | 2.02 | 8.5 | 7
Live | 215935859 |  | 12 | 21.5 | 40710 | 33000 | 28800 | 4.04 | 2.5 | 38000 | 3.54 | 2.02 | 8.5 | 7
Live | 215938511 |  | 10.5 | 20 | 52325 | 44500 | 39000 | 3.54 | 2.1 | 54000 | 2.98 | 1.9 | 8 | 6.5
Live | 215938510 |  | 10.5 | 20 | 52325 | 44500 | 39000 | 3.54 | 2.1 | 54000 | 2.98 | 1.9 | 8 | 6.5
Live | 215934510 |  | 10.5 | 20 | 50600 | 39500 | 36600 | 3.54 | 2.44 | 48500 | 3.48 | 1.82 | 9 | 7
Live | 215934509 |  | 10.5 | 20 | 50600 | 39500 | 36600 | 3.54 | 2.44 | 48500 | 3.48 | 1.82 | 9 | 7
Live | 215677149 |  | 9 | 18 | 64975 | 56000 | 44500 | 3.03 | 2.38 | 63500 | 3.36 | 2.08 | 9 | 7
Live | 215677148 |  | 9 | 18 | 64975 | 56000 | 44500 | 3.03 | 2.38 | 63500 | 3.36 | 2.08 | 9 | 7
Live | 215933659 |  | 11 | 19 | 38410 | 31000 | 27000 | 3.7 | 2.38 | 35200 | 3.38 | 1.92 | 9 | 7
Live | 215933651 |  | 11 | 19 | 38640 | 30800 | 27000 | 3.71 | 2.38 | 35200 | 3.38 | 1.92 | 9 | 7
Live | 215940180 |  | 11.7 | 19.5 | 39330 | 30000 | 26000 | 3.95 | 2.44 | 34200 | 3.46 | 1.96 | 9 | 7
Live | 215940179 |  | 11.7 | 19.5 | 39330 | 30000 | 26000 | 3.95 | 2.44 | 34200 | 3.46 | 1.96 | 9 | 7
Live | 215683220 |  | 9 | 18.5 | 66125 | 56500 | 45000 | 3.03 | 2.4 | 64000 | 3.42 | 2.08 | 9 | 7
Live | 215683219 |  | 9 | 18.5 | 66125 | 56500 | 45000 | 3.03 | 2.4 | 64000 | 3.42 | 2.08 | 9 | 7
Live | 215935851 |  | 12 | 21.5 | 40710 | 33400 | 29000 | 4.04 | 2.46 | 38500 | 3.5 | 2.02 | 8.5 | 7
Live | 215935850 |  | 12 | 21.5 | 40710 | 33400 | 29000 | 4.04 | 2.46 | 38500 | 3.5 | 2.02 | 8.5 | 7
Live | 215938509 |  | 10.5 | 20 | 52325 | 44500 | 39000 | 3.54 | 2.1 | 54000 | 2.98 | 1.9 | 8 | 6.5
Live | 215938501 |  | 11.5 | 21 | 52900 | 43500 | 38000 | 3.88 | 2.16 | 53000 | 3.06 | 1.92 | 8 | 6.5
Live | 215934501 |  | 10.5 | 20 | 50600 | 39500 | 36400 | 3.54 | 2.46 | 48500 | 3.48 | 1.82 | 9 | 7
Live | 215934500 |  | 10.5 | 20 | 50600 | 39500 | 36400 | 3.54 | 2.46 | 48500 | 3.48 | 1.82 | 9 | 7
Live | 215933650 |  | 11 | 19 | 38640 | 30800 | 27000 | 3.71 | 2.38 | 35200 | 3.38 | 1.92 | 9 | 7
Live | 215933649 |  | 11 | 19 | 38640 | 30800 | 27000 | 3.71 | 2.38 | 35200 | 3.38 | 1.92 | 9 | 7
Live | 215677140 |  | 9.5 | 18.5 | 65550 | 55500 | 44000 | 3.2 | 2.4 | 63000 | 3.42 | 2.08 | 9 | 7
Live | 215677139 |  | 9.5 | 18.5 | 65550 | 55500 | 44000 | 3.2 | 2.4 | 63000 | 3.42 | 2.08 | 9 | 7
Live | 215940171 |  | 11.7 | 19.5 | 38870 | 30400 | 26400 | 3.94 | 2.44 | 34600 | 3.46 | 1.92 | 9 | 7
Live | 215940170 |  | 11.7 | 19.5 | 38870 | 30400 | 26400 | 3.94 | 2.44 | 34600 | 3.46 | 1.92 | 9 | 7
Live | 215938500 |  | 11.5 | 21 | 52900 | 43500 | 38000 | 3.88 | 2.16 | 53000 | 3.06 | 1.92 | 8 | 6.5
Live | 215938499 |  | 11.5 | 21 | 52900 | 43500 | 38000 | 3.88 | 2.16 | 53000 | 3.06 | 1.92 | 8 | 6.5
Live | 215683218 |  | 9 | 18.5 | 66125 | 56500 | 45000 | 3.03 | 2.4 | 64000 | 3.42 | 2.08 | 9 | 7
Live | 215683210 |  | 9 | 18 | 66700 | 56000 | 44500 | 3.04 | 2.44 | 64000 | 3.46 | 2.1 | 9 | 7
Live | 215934499 |  | 10.5 | 20 | 50600 | 39500 | 36400 | 3.54 | 2.46 | 48500 | 3.48 | 1.82 | 9 | 7
Live | 215934491 |  | 10.5 | 20 | 50600 | 39500 | 36600 | 3.54 | 2.44 | 48500 | 3.46 | 1.8 | 9 | 7
Live | 215933641 |  | 10.5 | 19 | 38410 | 30000 | 26200 | 3.54 | 2.42 | 34200 | 3.44 | 1.96 | 9 | 7
Live | 215933640 |  | 10.5 | 19 | 38410 | 30000 | 26200 | 3.54 | 2.42 | 34200 | 3.44 | 1.96 | 9 | 7
Live | 215935849 |  | 12 | 21.5 | 40710 | 33400 | 29000 | 4.04 | 2.46 | 38500 | 3.5 | 2.02 | 8.5 | 7
Live | 215935841 |  | 11.7 | 21.5 | 40480 | 33400 | 29000 | 3.94 | 2.46 | 38500 | 3.5 | 2.02 | 8.5 | 7
Live | 215677138 |  | 9.5 | 18.5 | 65550 | 55500 | 44000 | 3.2 | 2.4 | 63000 | 3.42 | 2.08 | 9 | 7
Live | 215677130 |  | 9.5 | 18.5 | 65550 | 55500 | 44000 | 3.2 | 2.4 | 63000 | 3.4 | 2.08 | 9 | 7
Live | 215938491 |  | 11 | 20.5 | 52900 | 44000 | 38500 | 3.71 | 2.14 | 53500 | 3.02 | 1.92 | 8 | 6.5
Live | 215938490 |  | 11 | 20.5 | 52900 | 44000 | 38500 | 3.71 | 2.14 | 53500 | 3.02 | 1.92 | 8 | 6.5
Live | 215940169 |  | 11.7 | 19.5 | 38870 | 30400 | 26400 | 3.94 | 2.44 | 34600 | 3.46 | 1.92 | 9 | 7
Live | 215940161 |  | 11.7 | 19.5 | 38870 | 30400 | 26400 | 3.94 | 2.44 | 34600 | 3.48 | 1.92 | 9 | 7
Live | 215934490 |  | 10.5 | 20 | 50600 | 39500 | 36600 | 3.54 | 2.44 | 48500 | 3.46 | 1.8 | 9 | 7
Live | 215934489 |  | 10.5 | 20 | 50600 | 39500 | 36600 | 3.54 | 2.44 | 48500 | 3.46 | 1.8 | 9 | 7
Live | 215933639 |  | 10.5 | 19 | 38410 | 30000 | 26200 | 3.54 | 2.42 | 34200 | 3.44 | 1.96 | 9 | 7
Live | 215933631 |  | 11.7 | 19.5 | 38870 | 30200 | 26400 | 3.94 | 2.46 | 34600 | 3.48 | 1.94 | 9 | 7
Live | 215683209 |  | 9 | 18 | 66700 | 56000 | 44500 | 3.04 | 2.44 | 64000 | 3.46 | 2.1 | 9 | 7
Live | 215683208 |  | 9 | 18 | 66700 | 56000 | 44500 | 3.04 | 2.44 | 64000 | 3.46 | 2.1 | 9 | 7
Live | 215935840 |  | 11.7 | 21.5 | 40480 | 33400 | 29000 | 3.94 | 2.46 | 38500 | 3.5 | 2.02 | 8.5 | 7
Live | 215935839 |  | 11.7 | 21.5 | 40480 | 33400 | 29000 | 3.94 | 2.46 | 38500 | 3.5 | 2.02 | 8.5 | 7
Live | 215677129 |  | 9.5 | 18.5 | 65550 | 55500 | 44000 | 3.2 | 2.4 | 63000 | 3.4 | 2.08 | 9 | 7
Live | 215677128 |  | 9.5 | 18.5 | 65550 | 55500 | 44000 | 3.2 | 2.4 | 63000 | 3.4 | 2.08 | 9 | 7
Live | 215940160 |  | 11.7 | 19.5 | 38870 | 30400 | 26400 | 3.94 | 2.44 | 34600 | 3.48 | 1.92 | 9 | 7
Live | 215940159 |  | 11.7 | 19.5 | 38870 | 30400 | 26400 | 3.94 | 2.44 | 34600 | 3.48 | 1.92 | 9 | 7
Live | 215938489 |  | 11 | 20.5 | 52900 | 44000 | 38500 | 3.71 | 2.14 | 53500 | 3.02 | 1.92 | 8 | 6.5
Live | 215938481 |  | 11.5 | 20 | 51750 | 43500 | 38000 | 3.88 | 2.14 | 54000 | 3.04 | 1.9 | 8 | 6.5
Live | 215933630 |  | 11.7 | 19.5 | 38870 | 30200 | 26400 | 3.94 | 2.46 | 34600 | 3.48 | 1.94 | 9 | 7
Live | 215933629 |  | 11.7 | 19.5 | 38870 | 30200 | 26400 | 3.94 | 2.46 | 34600 | 3.48 | 1.94 | 9 | 7
Live | 215934481 |  | 11 | 20.5 | 51175 | 39500 | 36400 | 3.7 | 2.46 | 48500 | 3.5 | 1.82 | 9 | 7
Live | 215934480 |  | 11 | 20.5 | 51175 | 39500 | 36400 | 3.7 | 2.46 | 48500 | 3.5 | 1.82 | 9 | 7
Live | 215683200 |  | 9.5 | 18.5 | 66700 | 55500 | 44000 | 3.2 | 2.46 | 64000 | 3.48 | 2.1 | 9 | 7
Live | 215683199 |  | 9.5 | 18.5 | 66700 | 55500 | 44000 | 3.2 | 2.46 | 64000 | 3.48 | 2.1 | 9 | 7
Live | 215677120 |  | 9.5 | 18.5 | 65550 | 55500 | 44000 | 3.2 | 2.4 | 63000 | 3.42 | 2.08 | 9 | 7
Live | 215677119 |  | 9.5 | 18.5 | 65550 | 55500 | 44000 | 3.2 | 2.4 | 63000 | 3.42 | 2.08 | 9 | 7
Live | 215940151 |  | 11.5 | 19.5 | 38870 | 30400 | 26600 | 3.87 | 2.44 | 34800 | 3.46 | 1.94 | 9 | 7
Live | 215940150 |  | 11.5 | 19.5 | 38870 | 30400 | 26600 | 3.87 | 2.44 | 34800 | 3.46 | 1.94 | 9 | 7
Live | 215935831 |  | 11.5 | 21 | 40250 | 33800 | 29600 | 3.88 | 2.42 | 39000 | 3.44 | 2 | 8.5 | 7
Live | 215935830 |  | 11.5 | 21 | 40250 | 33800 | 29600 | 3.88 | 2.42 | 39000 | 3.44 | 2 | 8.5 | 7
Live | 215938480 |  | 11.5 | 20 | 51750 | 43500 | 38000 | 3.88 | 2.14 | 54000 | 3.04 | 1.9 | 8 | 6.5
Live | 215938479 |  | 11.5 | 20 | 51750 | 43500 | 38000 | 3.88 | 2.14 | 54000 | 3.04 | 1.9 | 8 | 6.5
Live | 215933621 |  | 11.5 | 19 | 38640 | 30600 | 26600 | 3.88 | 2.42 | 34800 | 3.45 | 1.94 | 9 | 7
Live | 215933620 |  | 11.5 | 19 | 38640 | 30600 | 26600 | 3.88 | 2.42 | 34800 | 3.45 | 1.94 | 9 | 7
Live | 215934479 |  | 11 | 20.5 | 51175 | 39500 | 36400 | 3.7 | 2.46 | 48500 | 3.5 | 1.82 | 9 | 7
Live | 215934471 |  | 11 | 20.5 | 51175 | 39500 | 36400 | 3.7 | 2.46 | 48500 | 3.5 | 1.82 | 9 | 7
Live | 215683198 |  | 9.5 | 18.5 | 66700 | 55500 | 44000 | 3.2 | 2.46 | 64000 | 3.48 | 2.1 | 9 | 7
Live | 215683190 |  | 9 | 18.5 | 66125 | 56500 | 45000 | 3.03 | 2.4 | 64000 | 3.42 | 2.08 | 9 | 7
Live | 215677118 |  | 9.5 | 18.5 | 65550 | 55500 | 44000 | 3.2 | 2.4 | 63000 | 3.42 | 2.08 | 9 | 7
Live | 215677110 |  | 9 | 18 | 64400 | 56000 | 45000 | 3.03 | 2.36 | 63500 | 3.36 | 2.06 | 9 | 7
Live | 215940149 |  | 11.5 | 19.5 | 38870 | 30400 | 26600 | 3.87 | 2.44 | 34800 | 3.46 | 1.94 | 9 | 7
Live | 215940141 |  | 11 | 19 | 38410 | 30800 | 27000 | 3.7 | 2.38 | 35200 | 3.38 | 1.92 | 9 | 7
Live | 215935829 |  | 11.5 | 21 | 40250 | 33800 | 29600 | 3.88 | 2.42 | 39000 | 3.44 | 2 | 8.5 | 7
Live | 215935801 |  | 11.5 | 20.5 | 39790 | 31200 | 27600 | 3.87 | 2.42 | 38000 | 3.44 | 2.06 | 8.5 | 7
Live | 215938471 |  | 11.5 | 21 | 52900 | 43500 | 38000 | 3.88 | 2.14 | 53000 | 3.04 | 1.92 | 8 | 6.5
Live | 215938470 |  | 11.5 | 21 | 52900 | 43500 | 38000 | 3.88 | 2.14 | 53000 | 3.04 | 1.92 | 8 | 6.5
Live | 215934470 |  | 11 | 20.5 | 51175 | 39500 | 36400 | 3.7 | 2.46 | 48500 | 3.5 | 1.82 | 9 | 7
Live | 215934469 |  | 11 | 20.5 | 51175 | 39500 | 36400 | 3.7 | 2.46 | 48500 | 3.5 | 1.82 | 9 | 7
Live | 215933619 |  | 11.5 | 19 | 38640 | 30600 | 26600 | 3.88 | 2.42 | 34800 | 3.45 | 1.94 | 9 | 7
Live | 215933611 |  | 11 | 19 | 38640 | 30800 | 27000 | 3.71 | 2.38 | 35200 | 3.38 | 1.92 | 9 | 7
Live | 215683189 |  | 9 | 18.5 | 66125 | 56500 | 45000 | 3.03 | 2.4 | 64000 | 3.42 | 2.08 | 9 | 7
Live | 215683188 |  | 9 | 18.5 | 66125 | 56500 | 45000 | 3.03 | 2.4 | 64000 | 3.42 | 2.08 | 9 | 7
Live | 215938741 |  | 11.7 | 18.5 | 64975 | 46000 | 41500 | 3.94 | 2.46 | 62500 | 3.12 | 2.05 | 7.8 | 6.7
Live | 215938740 |  | 11.7 | 18.5 | 64975 | 46000 | 41500 | 3.94 | 2.46 | 62500 | 3.12 | 2.05 | 7.8 | 6.7
Live | 215940140 |  | 11 | 19 | 38410 | 30800 | 27000 | 3.7 | 2.38 | 35200 | 3.38 | 1.92 | 9 | 7
Live | 215940139 |  | 11 | 19 | 38410 | 30800 | 27000 | 3.7 | 2.38 | 35200 | 3.38 | 1.92 | 9 | 7
Live | 215935800 |  | 11.5 | 20.5 | 39790 | 31200 | 27600 | 3.87 | 2.42 | 38000 | 3.44 | 2.06 | 8.5 | 7
Live | 215935799 |  | 11.5 | 20.5 | 39790 | 31200 | 27600 | 3.87 | 2.42 | 38000 | 3.44 | 2.06 | 8.5 | 7
Live | 215677109 |  | 9 | 18 | 64400 | 56000 | 45000 | 3.03 | 2.36 | 63500 | 3.36 | 2.06 | 9 | 7
Live | 215677108 |  | 9 | 18 | 64400 | 56000 | 45000 | 3.03 | 2.36 | 63500 | 3.36 | 2.06 | 9 | 7
Live | 215934461 |  | 11 | 20.5 | 51175 | 39500 | 36400 | 3.7 | 2.48 | 48500 | 3.5 | 1.82 | 9 | 7
Live | 215934460 |  | 11 | 20.5 | 51175 | 39500 | 36400 | 3.7 | 2.48 | 48500 | 3.5 | 1.82 | 9 | 7
Live | 215683180 |  | 9 | 18.5 | 66125 | 56500 | 45000 | 3.03 | 2.4 | 64000 | 3.42 | 2.06 | 9 | 7
Live | 215683179 |  | 9 | 18.5 | 66125 | 56500 | 45000 | 3.03 | 2.4 | 64000 | 3.42 | 2.06 | 9 | 7
Live | 215938469 |  | 11.5 | 21 | 52900 | 43500 | 38000 | 3.88 | 2.14 | 53000 | 3.04 | 1.92 | 8 | 6.5
Live | 215938461 |  | 11.5 | 21 | 52900 | 43500 | 38000 | 3.88 | 2.16 | 53000 | 3.06 | 1.92 | 8 | 6.5
Live | 215933610 |  | 11 | 19 | 38640 | 30800 | 27000 | 3.71 | 2.38 | 35200 | 3.38 | 1.92 | 9 | 7
Live | 215933609 |  | 11 | 19 | 38640 | 30800 | 27000 | 3.71 | 2.38 | 35200 | 3.38 | 1.92 | 9 | 7
Live | 215938739 |  | 11.7 | 18.5 | 64975 | 46000 | 41500 | 3.94 | 2.46 | 62500 | 3.12 | 2.05 | 7.8 | 6.7
Live | 215938731 |  | 11.7 | 18.5 | 64975 | 46000 | 41500 | 3.94 | 2.46 | 62500 | 3.12 | 2.05 | 7.8 | 6.7
Live | 215935791 |  | 11 | 20.5 | 39560 | 31400 | 27600 | 3.7 | 2.42 | 38000 | 3.44 | 2.08 | 8.5 | 7
Live | 215935790 |  | 11 | 20.5 | 39560 | 31400 | 27600 | 3.7 | 2.42 | 38000 | 3.44 | 2.08 | 8.5 | 7
Live | 215940131 |  | 10.5 | 18.5 | 38410 | 31200 | 27200 | 3.54 | 2.36 | 35400 | 3.34 | 1.92 | 9 | 7
Live | 215940130 |  | 10.5 | 18.5 | 38410 | 31200 | 27200 | 3.54 | 2.36 | 35400 | 3.34 | 1.92 | 9 | 7
Live | 215934459 |  | 11 | 20.5 | 51175 | 39500 | 36400 | 3.7 | 2.48 | 48500 | 3.5 | 1.82 | 9 | 7
Live | 215934451 |  | 11 | 20 | 50025 | 38000 | 35800 | 3.71 | 2.44 | 48500 | 3.46 | 1.86 | 9 | 7
Live | 215677080 |  | 9 | 18.5 | 64975 | 56000 | 45000 | 3.03 | 2.38 | 64000 | 3.38 | 2.08 | 9 | 7
Live | 215677079 |  | 9 | 18.5 | 64975 | 56000 | 45000 | 3.03 | 2.38 | 64000 | 3.38 | 2.08 | 9 | 7
Live | 215683178 |  | 9 | 18.5 | 66125 | 56500 | 45000 | 3.03 | 2.4 | 64000 | 3.42 | 2.06 | 9 | 7
Live | 215683170 |  | 9 | 18.5 | 65550 | 56500 | 45000 | 3.03 | 2.4 | 64000 | 3.4 | 2.08 | 9 | 7
Live | 215938460 |  | 11.5 | 21 | 52900 | 43500 | 38000 | 3.88 | 2.16 | 53000 | 3.06 | 1.92 | 8 | 6.5
Live | 215938459 |  | 11.5 | 21 | 52900 | 43500 | 38000 | 3.88 | 2.16 | 53000 | 3.06 | 1.92 | 8 | 6.5
Live | 215933601 |  | 11.7 | 19.5 | 38870 | 30400 | 26400 | 3.94 | 2.46 | 34600 | 3.48 | 1.94 | 9 | 7
Live | 215933600 |  | 11.7 | 19.5 | 38870 | 30400 | 26400 | 3.94 | 2.46 | 34600 | 3.48 | 1.94 | 9 | 7
Live | 215938730 |  | 11.7 | 18.5 | 64975 | 46000 | 41500 | 3.94 | 2.46 | 62500 | 3.12 | 2.05 | 7.8 | 6.7
Live | 215938729 |  | 11.7 | 18.5 | 64975 | 46000 | 41500 | 3.94 | 2.46 | 62500 | 3.12 | 2.05 | 7.8 | 6.7
Live | 215935789 |  | 11 | 20.5 | 39560 | 31400 | 27600 | 3.7 | 2.42 | 38000 | 3.44 | 2.08 | 8.5 | 7
Live | 215935781 |  | 12 | 21 | 39560 | 32000 | 28000 | 4.04 | 2.44 | 38500 | 3.46 | 2.06 | 8.5 | 7
Live | 215934450 |  | 11 | 20 | 50025 | 38000 | 35800 | 3.71 | 2.44 | 48500 | 3.46 | 1.86 | 9 | 7
Live | 215934449 |  | 11 | 20 | 50025 | 38000 | 35800 | 3.71 | 2.44 | 48500 | 3.46 | 1.86 | 9 | 7
Live | 215683169 |  | 9 | 18.5 | 65550 | 56500 | 45000 | 3.03 | 2.4 | 64000 | 3.4 | 2.08 | 9 | 7
Live | 215683168 |  | 9 | 18.5 | 65550 | 56500 | 45000 | 3.03 | 2.4 | 64000 | 3.4 | 2.08 | 9 | 7
Live | 215677078 |  | 9 | 18.5 | 64975 | 56000 | 45000 | 3.03 | 2.38 | 64000 | 3.38 | 2.08 | 9 | 7
Live | 215677070 |  | 9 | 18.5 | 64975 | 56000 | 45000 | 3.03 | 2.38 | 64000 | 3.38 | 2.08 | 9 | 7
Live | 215940129 |  | 10.5 | 18.5 | 38410 | 31200 | 27200 | 3.54 | 2.36 | 35400 | 3.34 | 1.92 | 9 | 7
Live | 215940121 |  | 11.7 | 19.5 | 38870 | 30400 | 26400 | 3.94 | 2.44 | 34600 | 3.46 | 1.92 | 9 | 7
Live | 215938451 |  | 12 | 21 | 51750 | 43000 | 37600 | 4.04 | 2.16 | 53500 | 3.06 | 1.95 | 8.1 | 6.8
Live | 215938450 |  | 12 | 21 | 51750 | 43000 | 37600 | 4.04 | 2.16 | 53500 | 3.06 | 1.95 | 8.1 | 6.8
Live | 215933599 |  | 11.7 | 19.5 | 38870 | 30400 | 26400 | 3.94 | 2.46 | 34600 | 3.48 | 1.94 | 9 | 7
Live | 215933591 |  | 11.7 | 19.5 | 38870 | 30400 | 26400 | 3.94 | 2.46 | 34600 | 3.48 | 1.94 | 9 | 7
Live | 215935780 |  | 12 | 21 | 39560 | 32000 | 28000 | 4.04 | 2.44 | 38500 | 3.46 | 2.06 | 8.5 | 7
Live | 215935779 |  | 12 | 21 | 39560 | 32000 | 28000 | 4.04 | 2.44 | 38500 | 3.46 | 2.06 | 8.5 | 7
Live | 215934441 |  | 11 | 19.5 | 49450 | 36200 | 35400 | 3.71 | 2.36 | 49000 | 3.34 | 1.8 | 8.5 | 7
Live | 215934440 |  | 11 | 19.5 | 49450 | 36200 | 35400 | 3.71 | 2.36 | 49000 | 3.34 | 1.8 | 8.5 | 7
Live | 215683160 |  | 9 | 18 | 66125 | 56000 | 44500 | 3.03 | 2.42 | 64000 | 3.44 | 2.08 | 9 | 7
Live | 215683159 |  | 9 | 18 | 66125 | 56000 | 44500 | 3.03 | 2.42 | 64000 | 3.44 | 2.08 | 9 | 7
Live | 215940120 |  | 11.7 | 19.5 | 38870 | 30400 | 26400 | 3.94 | 2.44 | 34600 | 3.46 | 1.92 | 9 | 7
Live | 215940119 |  | 11.7 | 19.5 | 38870 | 30400 | 26400 | 3.94 | 2.44 | 34600 | 3.46 | 1.92 | 9 | 7
Live | 215677069 |  | 9 | 18.5 | 64975 | 56000 | 45000 | 3.03 | 2.38 | 64000 | 3.38 | 2.08 | 9 | 7
Live | 215677068 |  | 9 | 18.5 | 64975 | 56000 | 45000 | 3.03 | 2.38 | 64000 | 3.38 | 2.08 | 9 | 7
Live | 215938449 |  | 12 | 21 | 51750 | 43000 | 37600 | 4.04 | 2.16 | 53500 | 3.06 | 1.95 | 8.1 | 6.8
Live | 215938441 |  | 11 | 20.5 | 52900 | 44000 | 38500 | 3.71 | 2.12 | 53500 | 3.02 | 1.92 | 8 | 6.5
Live | 215933590 |  | 11.7 | 19.5 | 38870 | 30400 | 26400 | 3.94 | 2.46 | 34600 | 3.48 | 1.94 | 9 | 7
Live | 215933589 |  | 11.7 | 19.5 | 38870 | 30400 | 26400 | 3.94 | 2.46 | 34600 | 3.48 | 1.94 | 9 | 7
Live | 215935771 |  | 11.5 | 20.5 | 39330 | 32400 | 28400 | 3.88 | 2.4 | 39000 | 3.4 | 2.02 | 8.5 | 7
Live | 215935770 |  | 11.5 | 20.5 | 39330 | 32400 | 28400 | 3.88 | 2.4 | 39000 | 3.4 | 2.02 | 8.5 | 7
Live | 215934439 |  | 11 | 19.5 | 49450 | 36200 | 35400 | 3.71 | 2.36 | 49000 | 3.34 | 1.8 | 8.5 | 7
Live | 215940111 |  | 11.7 | 19.5 | 38870 | 30400 | 26400 | 3.94 | 2.44 | 34600 | 3.48 | 1.92 | 9 | 7
Live | 215940110 |  | 11.7 | 19.5 | 38870 | 30400 | 26400 | 3.94 | 2.44 | 34600 | 3.48 | 1.92 | 9 | 7
Live | 215677060 |  | 9 | 18 | 64975 | 56500 | 45000 | 3.03 | 2.38 | 64000 | 3.36 | 2.06 | 9 | 7
Live | 215677059 |  | 9 | 18 | 64975 | 56500 | 45000 | 3.03 | 2.38 | 64000 | 3.36 | 2.06 | 9 | 7
Live | 215938440 |  | 11 | 20.5 | 52900 | 44000 | 38500 | 3.71 | 2.12 | 53500 | 3.02 | 1.92 | 8 | 6.5
Live | 215938439 |  | 11 | 20.5 | 52900 | 44000 | 38500 | 3.71 | 2.12 | 53500 | 3.02 | 1.92 | 8 | 6.5
Live | 215683158 |  | 9 | 18 | 66125 | 56000 | 44500 | 3.03 | 2.42 | 64000 | 3.44 | 2.08 | 9 | 7
Live | 215683150 |  | 9.5 | 18.5 | 66700 | 55500 | 44000 | 3.2 | 2.44 | 64000 | 3.48 | 2.08 | 9 | 7
Live | 215933581 |  | 11.5 | 19.5 | 38640 | 30600 | 26600 | 3.88 | 2.42 | 34800 | 3.45 | 1.94 | 9 | 7
Live | 215933580 |  | 11.5 | 19.5 | 38640 | 30600 | 26600 | 3.88 | 2.42 | 34800 | 3.45 | 1.94 | 9 | 7
Live | 215935769 |  | 11.5 | 20.5 | 39330 | 32400 | 28400 | 3.88 | 2.4 | 39000 | 3.4 | 2.02 | 8.5 | 7
Live | 215935761 |  | 11 | 20.5 | 39100 | 30400 | 27000 | 3.71 | 2.38 | 38000 | 3.36 | 1.95 | 8.1 | 6.75
Live | 215677058 |  | 9 | 18 | 64975 | 56500 | 45000 | 3.03 | 2.38 | 64000 | 3.36 | 2.06 | 9 | 7
Live | 215677050 |  | 8.5 | 17.5 | 63825 | 57000 | 46000 | 2.86 | 2.32 | 65000 | 3.3 | 1.94 | 8.5 | 7
Live | 215940109 |  | 11.7 | 19.5 | 38870 | 30400 | 26400 | 3.94 | 2.44 | 34600 | 3.48 | 1.92 | 9 | 7
Live | 215940101 |  | 11.5 | 19.5 | 38870 | 30400 | 26600 | 3.87 | 2.44 | 34800 | 3.46 | 1.94 | 9 | 7
Live | 215683149 |  | 9.5 | 18.5 | 66700 | 55500 | 44000 | 3.2 | 2.44 | 64000 | 3.48 | 2.08 | 9 | 7
Live | 215683148 |  | 9.5 | 18.5 | 66700 | 55500 | 44000 | 3.2 | 2.44 | 64000 | 3.48 | 2.08 | 9 | 7
Live | 215938431 |  | 11.5 | 20 | 51750 | 44500 | 39000 | 3.88 | 2.1 | 54000 | 2.98 | 1.9 | 8 | 6.5
Live | 215938430 |  | 11.5 | 20 | 51750 | 44500 | 39000 | 3.88 | 2.1 | 54000 | 2.98 | 1.9 | 8 | 6.5
Live | 215933579 |  | 11.5 | 19.5 | 38640 | 30600 | 26600 | 3.88 | 2.42 | 34800 | 3.45 | 1.94 | 9 | 7
Live | 215933571 |  | 11.5 | 19.5 | 38640 | 30600 | 26600 | 3.88 | 2.42 | 34800 | 3.45 | 1.94 | 9 | 7
Live | 215931921 |  | 11 | 18 | 64975 | 47000 | 46000 | 3.7 | 2.3 | 61000 | 3.02 | 1.95 | 8.1 | 6.75
Live | 215931920 |  | 11 | 18 | 64975 | 47000 | 46000 | 3.7 | 2.3 | 61000 | 3.02 | 1.95 | 8.1 | 6.75
Live | 215677049 |  | 8.5 | 17.5 | 63825 | 57000 | 46000 | 2.86 | 2.32 | 65000 | 3.3 | 1.94 | 8.5 | 7
Live | 215677048 |  | 8.5 | 17.5 | 63825 | 57000 | 46000 | 2.86 | 2.32 | 65000 | 3.3 | 1.94 | 8.5 | 7
Live | 215935760 |  | 11 | 20.5 | 39100 | 30400 | 27000 | 3.71 | 2.38 | 38000 | 3.36 | 1.95 | 8.1 | 6.75
Live | 215935759 |  | 11 | 20.5 | 39100 | 30400 | 27000 | 3.71 | 2.38 | 38000 | 3.36 | 1.95 | 8.1 | 6.75
Live | 215940100 |  | 11.5 | 19.5 | 38870 | 30400 | 26600 | 3.87 | 2.44 | 34800 | 3.46 | 1.94 | 9 | 7
Live | 215940099 |  | 11.5 | 19.5 | 38870 | 30400 | 26600 | 3.87 | 2.44 | 34800 | 3.46 | 1.94 | 9 | 7
Live | 215683140 |  | 9.5 | 18 | 64975 | 54500 | 43500 | 3.2 | 2.42 | 61000 | 3.44 | 2.1 | 9 | 7
Live | 215683139 |  | 9.5 | 18 | 64975 | 54500 | 43500 | 3.2 | 2.42 | 61000 | 3.44 | 2.1 | 9 | 7
Live | 215938429 |  | 11.5 | 20 | 51750 | 44500 | 39000 | 3.88 | 2.1 | 54000 | 2.98 | 1.9 | 8 | 6.5
Live | 215933570 |  | 11.5 | 19.5 | 38640 | 30600 | 26600 | 3.88 | 2.42 | 34800 | 3.45 | 1.94 | 9 | 7
Live | 215933569 |  | 11.5 | 19.5 | 38640 | 30600 | 26600 | 3.88 | 2.42 | 34800 | 3.45 | 1.94 | 9 | 7
Live | 215677040 |  | 9 | 18 | 65550 | 55500 | 44500 | 3.03 | 2.4 | 63500 | 3.42 | 2.08 | 9 | 7
Live | 215677039 |  | 9 | 18 | 65550 | 55500 | 44500 | 3.03 | 2.4 | 63500 | 3.42 | 2.08 | 9 | 7
Live | 215931919 |  | 11 | 18 | 64975 | 47000 | 46000 | 3.7 | 2.3 | 61000 | 3.02 | 1.95 | 8.1 | 6.75
Live | 215931911 |  | 11 | 18 | 64975 | 47500 | 46000 | 3.7 | 2.3 | 61000 | 3 | 1.95 | 8.1 | 6.75
Live | 215935751 |  | 12 | 21 | 39560 | 32000 | 28000 | 4.04 | 2.44 | 38500 | 3.46 | 2.06 | 8.5 | 7
Live | 215935750 |  | 12 | 21 | 39560 | 32000 | 28000 | 4.04 | 2.44 | 38500 | 3.46 | 2.06 | 8.5 | 7
Live | 215683138 |  | 9.5 | 18 | 64975 | 54500 | 43500 | 3.2 | 2.42 | 61000 | 3.44 | 2.1 | 9 | 7
Live | 215683130 |  | 9.5 | 18 | 64975 | 54500 | 43500 | 3.2 | 2.44 | 61500 | 3.44 | 2.12 | 9 | 7
Live | 215940091 |  | 11.5 | 19 | 38640 | 30400 | 26600 | 3.88 | 2.44 | 34600 | 3.46 | 1.94 | 9 | 7
Live | 215940090 |  | 11.5 | 19 | 38640 | 30400 | 26600 | 3.88 | 2.44 | 34600 | 3.46 | 1.94 | 9 | 7
Live | 215933561 |  | 11 | 19 | 38640 | 30800 | 26800 | 3.71 | 2.4 | 35000 | 3.4 | 1.92 | 9 | 7
Live | 215933560 |  | 11 | 19 | 38640 | 30800 | 26800 | 3.71 | 2.4 | 35000 | 3.4 | 1.92 | 9 | 7
Live | 215931910 |  | 11 | 18 | 64975 | 47500 | 46000 | 3.7 | 2.3 | 61000 | 3 | 1.95 | 8.1 | 6.75
Live | 215931909 |  | 11 | 18 | 64975 | 47500 | 46000 | 3.7 | 2.3 | 61000 | 3 | 1.95 | 8.1 | 6.75
Live | 215677038 |  | 9 | 18 | 65550 | 55500 | 44500 | 3.03 | 2.4 | 63500 | 3.42 | 2.08 | 9 | 7
Live | 215677030 |  | 9 | 18 | 64975 | 56000 | 45000 | 3.03 | 2.38 | 64000 | 3.38 | 2.06 | 9 | 7
Live | 215683129 |  | 9.5 | 18 | 64975 | 54500 | 43500 | 3.2 | 2.44 | 61500 | 3.44 | 2.12 | 9 | 7
Live | 215683128 |  | 9.5 | 18 | 64975 | 54500 | 43500 | 3.2 | 2.44 | 61500 | 3.44 | 2.12 | 9 | 7
Live | 215935749 |  | 12 | 21 | 39560 | 32000 | 28000 | 4.04 | 2.44 | 38500 | 3.46 | 2.06 | 8.5 | 7
Live | 215935741 |  | 11.7 | 20.5 | 39560 | 32200 | 28200 | 3.94 | 2.42 | 38500 | 3.44 | 2.04 | 8.5 | 7
Live | 215940089 |  | 11.5 | 19 | 38640 | 30400 | 26600 | 3.88 | 2.44 | 34600 | 3.46 | 1.94 | 9 | 7
Live | 215940081 |  | 11.5 | 19 | 38640 | 30400 | 26600 | 3.88 | 2.44 | 34600 | 3.46 | 1.94 | 9 | 7
Live | 215938401 |  | 11.5 | 20.5 | 52325 | 43000 | 38000 | 3.87 | 2.16 | 52500 | 3.06 | 1.95 | 8.1 | 6.8
Live | 215938400 |  | 11.5 | 20.5 | 52325 | 43000 | 38000 | 3.87 | 2.16 | 52500 | 3.06 | 1.95 | 8.1 | 6.8
Live | 215933559 |  | 11 | 19 | 38640 | 30800 | 26800 | 3.71 | 2.4 | 35000 | 3.4 | 1.92 | 9 | 7
Live | 215933551 |  | 11 | 19 | 38640 | 30800 | 27000 | 3.71 | 2.4 | 35200 | 3.4 | 1.9 | 9 | 7
Live | 215931901 |  | 11 | 17.5 | 64400 | 47500 | 46000 | 3.71 | 2.3 | 61000 | 3 | 1.95 | 8.1 | 6.75
Live | 215931900 |  | 11 | 17.5 | 64400 | 47500 | 46000 | 3.71 | 2.3 | 61000 | 3 | 1.95 | 8.1 | 6.75
Live | 215677029 |  | 9 | 18 | 64975 | 56000 | 45000 | 3.03 | 2.38 | 64000 | 3.38 | 2.06 | 9 | 7
Live | 215677028 |  | 9 | 18 | 64975 | 56000 | 45000 | 3.03 | 2.38 | 64000 | 3.38 | 2.06 | 9 | 7
Live | 215935740 |  | 11.7 | 20.5 | 39560 | 32200 | 28200 | 3.94 | 2.42 | 38500 | 3.44 | 2.04 | 8.5 | 7
Live | 215935739 |  | 11.7 | 20.5 | 39560 | 32200 | 28200 | 3.94 | 2.42 | 38500 | 3.44 | 2.04 | 8.5 | 7
Live | 215683120 |  | 9 | 18.5 | 65550 | 56500 | 45000 | 3.03 | 2.4 | 64000 | 3.4 | 2.08 | 9 | 7
Live | 215683119 |  | 9 | 18.5 | 65550 | 56500 | 45000 | 3.03 | 2.4 | 64000 | 3.4 | 2.08 | 9 | 7
Live | 215938399 |  | 11.5 | 20.5 | 52325 | 43000 | 38000 | 3.87 | 2.16 | 52500 | 3.06 | 1.95 | 8.1 | 6.8
Live | 215938391 |  | 11.5 | 20.5 | 52325 | 43500 | 38000 | 3.87 | 2.14 | 52500 | 3.04 | 1.9 | 8.1 | 6.8
Live | 215940080 |  | 11.5 | 19 | 38640 | 30400 | 26600 | 3.88 | 2.44 | 34600 | 3.46 | 1.94 | 9 | 7
Live | 215940079 |  | 11.5 | 19 | 38640 | 30400 | 26600 | 3.88 | 2.44 | 34600 | 3.46 | 1.94 | 9 | 7
Live | 215933550 |  | 11 | 19 | 38640 | 30800 | 27000 | 3.71 | 2.4 | 35200 | 3.4 | 1.9 | 9 | 7
Live | 215933549 |  | 11 | 19 | 38640 | 30800 | 27000 | 3.71 | 2.4 | 35200 | 3.4 | 1.9 | 9 | 7
Live | 215677020 |  | 9.5 | 18.5 | 65550 | 56000 | 44500 | 3.2 | 2.4 | 63500 | 3.4 | 2.08 | 9 | 7
Live | 215677019 |  | 9.5 | 18.5 | 65550 | 56000 | 44500 | 3.2 | 2.4 | 63500 | 3.4 | 2.08 | 9 | 7
Live | 215935731 |  | 11.5 | 20.5 | 39330 | 32600 | 28600 | 3.88 | 2.38 | 39000 | 3.36 | 2.02 | 8.5 | 7
Live | 215935730 |  | 11.5 | 20.5 | 39330 | 32600 | 28600 | 3.88 | 2.38 | 39000 | 3.36 | 2.02 | 8.5 | 7
Live | 215683118 |  | 9 | 18.5 | 65550 | 56500 | 45000 | 3.03 | 2.4 | 64000 | 3.4 | 2.08 | 9 | 7
Live | 215683110 |  | 9 | 18.5 | 64975 | 55500 | 44500 | 3.03 | 2.4 | 63000 | 3.4 | 2.1 | 9 | 7
Live | 215931899 |  | 11 | 17.5 | 64400 | 47500 | 46000 | 3.71 | 2.3 | 61000 | 3 | 1.95 | 8.1 | 6.75
Live | 215931891 |  | 11 | 18 | 64975 | 47500 | 46000 | 3.7 | 2.3 | 61000 | 3 | 1.95 | 8.1 | 6.75
Live | 215940071 |  | 11.5 | 19 | 38640 | 30600 | 26600 | 3.88 | 2.42 | 34800 | 3.45 | 1.92 | 9 | 7
Live | 215940070 |  | 11.5 | 19 | 38640 | 30600 | 26600 | 3.88 | 2.42 | 34800 | 3.45 | 1.92 | 9 | 7
Live | 215938390 |  | 11.5 | 20.5 | 52325 | 43500 | 38000 | 3.87 | 2.14 | 52500 | 3.04 | 1.9 | 8.1 | 6.8
Live | 215938389 |  | 11.5 | 20.5 | 52325 | 43500 | 38000 | 3.87 | 2.14 | 52500 | 3.04 | 1.9 | 8.1 | 6.8
Live | 215933541 |  | 10.5 | 18.5 | 38410 | 31200 | 27400 | 3.54 | 2.34 | 35600 | 3.32 | 1.9 | 9 | 7
Live | 215933540 |  | 10.5 | 18.5 | 38410 | 31200 | 27400 | 3.54 | 2.34 | 35600 | 3.32 | 1.9 | 9 | 7
Live | 215677018 |  | 9.5 | 18.5 | 65550 | 56000 | 44500 | 3.2 | 2.4 | 63500 | 3.4 | 2.08 | 9 | 7
Live | 215677010 |  | 9.5 | 18.5 | 65550 | 56000 | 44500 | 3.2 | 2.4 | 63500 | 3.42 | 2.08 | 9 | 7
Live | 215683109 |  | 9 | 18.5 | 64975 | 55500 | 44500 | 3.03 | 2.4 | 63000 | 3.4 | 2.1 | 9 | 7
Live | 215683108 |  | 9 | 18.5 | 64975 | 55500 | 44500 | 3.03 | 2.4 | 63000 | 3.4 | 2.1 | 9 | 7
Live | 215935729 |  | 11.5 | 20.5 | 39330 | 32600 | 28600 | 3.88 | 2.38 | 39000 | 3.36 | 2.02 | 8.5 | 7
Live | 215935721 |  | 11.5 | 20.5 | 39330 | 32600 | 28600 | 3.88 | 2.38 | 39000 | 3.38 | 2.04 | 8.5 | 7
Live | 215931890 |  | 11 | 18 | 64975 | 47500 | 46000 | 3.7 | 2.3 | 61000 | 3 | 1.95 | 8.1 | 6.75
Live | 215931889 |  | 11 | 18 | 64975 | 47500 | 46000 | 3.7 | 2.3 | 61000 | 3 | 1.95 | 8.1 | 6.75
Live | 215940069 |  | 11.5 | 19 | 38640 | 30600 | 26600 | 3.88 | 2.42 | 34800 | 3.45 | 1.92 | 9 | 7
Live | 215940061 |  | 11 | 18.5 | 38410 | 31000 | 27000 | 3.7 | 2.38 | 35200 | 3.38 | 1.92 | 9 | 7
Live | 215933539 |  | 10.5 | 18.5 | 38410 | 31200 | 27400 | 3.54 | 2.34 | 35600 | 3.32 | 1.9 | 9 | 7
Live | 215933501 |  | 11.5 | 19 | 38640 | 30400 | 26600 | 3.88 | 2.44 | 34600 | 3.46 | 1.94 | 9 | 7
Live | 215938381 |  | 11.5 | 20.5 | 52325 | 43500 | 38000 | 3.87 | 2.14 | 52500 | 3.04 | 1.9 | 8 | 6.5
Live | 215938380 |  | 11.5 | 20.5 | 52325 | 43500 | 38000 | 3.87 | 2.14 | 52500 | 3.04 | 1.9 | 8 | 6.5
Live | 215677009 |  | 9.5 | 18.5 | 65550 | 56000 | 44500 | 3.2 | 2.4 | 63500 | 3.42 | 2.08 | 9 | 7
Live | 215677008 |  | 9.5 | 18.5 | 65550 | 56000 | 44500 | 3.2 | 2.4 | 63500 | 3.42 | 2.08 | 9 | 7
Live | 215683100 |  | 9 | 18.5 | 64975 | 55500 | 44500 | 3.03 | 2.38 | 63000 | 3.38 | 2.08 | 9 | 7
Live | 215683099 |  | 9 | 18.5 | 64975 | 55500 | 44500 | 3.03 | 2.38 | 63000 | 3.38 | 2.08 | 9 | 7
Live | 215934371 |  | 10.5 | 20.5 | 51175 | 40500 | 37400 | 3.54 | 2.4 | 48500 | 3.4 | 2 | 9.5 | 7.5
Live | 215934370 |  | 10.5 | 20.5 | 51175 | 40500 | 37400 | 3.54 | 2.4 | 48500 | 3.4 | 2 | 9.5 | 7.5
Live | 215935720 |  | 11.5 | 20.5 | 39330 | 32600 | 28600 | 3.88 | 2.38 | 39000 | 3.38 | 2.04 | 8.5 | 7
Live | 215935719 |  | 11.5 | 20.5 | 39330 | 32600 | 28600 | 3.88 | 2.38 | 39000 | 3.38 | 2.04 | 8.5 | 7
Live | 215940060 |  | 11 | 18.5 | 38410 | 31000 | 27000 | 3.7 | 2.38 | 35200 | 3.38 | 1.92 | 9 | 7
Live | 215940059 |  | 11 | 18.5 | 38410 | 31000 | 27000 | 3.7 | 2.38 | 35200 | 3.38 | 1.92 | 9 | 7
Live | 215931881 |  | 11 | 17.5 | 64400 | 47500 | 46000 | 3.71 | 2.28 | 61000 | 2.98 | 1.95 | 8.1 | 6.75
Live | 215931880 |  | 11 | 17.5 | 64400 | 47500 | 46000 | 3.71 | 2.28 | 61000 | 2.98 | 1.95 | 8.1 | 6.75
Live | 215938379 |  | 11.5 | 20.5 | 52325 | 43500 | 38000 | 3.87 | 2.14 | 52500 | 3.04 | 1.9 | 8 | 6.5
Live | 215938371 |  | 11.5 | 20.5 | 52325 | 43500 | 38000 | 3.87 | 2.14 | 52500 | 3.04 | 1.9 | 8.1 | 6.8
Live | 215933500 |  | 11.5 | 19 | 38640 | 30400 | 26600 | 3.88 | 2.44 | 34600 | 3.46 | 1.94 | 9 | 7
Live | 215933499 |  | 11.5 | 19 | 38640 | 30400 | 26600 | 3.88 | 2.44 | 34600 | 3.46 | 1.94 | 9 | 7
Live | 215677000 |  | 9 | 18 | 64975 | 56500 | 45000 | 3.03 | 2.36 | 64000 | 3.36 | 2.06 | 9 | 7
Live | 215676999 |  | 9 | 18 | 64975 | 56500 | 45000 | 3.03 | 2.36 | 64000 | 3.36 | 2.06 | 9 | 7
Live | 215934369 |  | 10.5 | 20.5 | 51175 | 40500 | 37400 | 3.54 | 2.4 | 48500 | 3.4 | 2 | 9.5 | 7.5
Live | 215683098 |  | 9 | 18.5 | 64975 | 55500 | 44500 | 3.03 | 2.38 | 63000 | 3.38 | 2.08 | 9 | 7
Live | 215683090 |  | 9 | 18 | 64975 | 56000 | 44500 | 3.03 | 2.38 | 63500 | 3.38 | 2.08 | 9 | 7
Live | 215935711 |  | 11 | 20 | 39100 | 30600 | 27000 | 3.71 | 2.36 | 38000 | 3.36 | 2 | 8.1 | 7
Live | 215935710 |  | 11 | 20 | 39100 | 30600 | 27000 | 3.71 | 2.36 | 38000 | 3.36 | 2 | 8.1 | 7
Live | 215676998 |  | 9 | 18 | 64975 | 56500 | 45000 | 3.03 | 2.36 | 64000 | 3.36 | 2.06 | 9 | 7
Live | 215676990 |  | 9.5 | 18 | 63250 | 54000 | 43500 | 3.2 | 2.36 | 59500 | 3.36 | 2.1 | 9 | 7
Live | 215931879 |  | 11 | 17.5 | 64400 | 47500 | 46000 | 3.71 | 2.28 | 61000 | 2.98 | 1.95 | 8.1 | 6.75
Live | 215931871 |  | 10.5 | 17 | 63825 | 49000 | 47000 | 3.54 | 2.26 | 61500 | 2.9 | 1.95 | 8.1 | 6.8
Live | 215938370 |  | 11.5 | 20.5 | 52325 | 43500 | 38000 | 3.87 | 2.14 | 52500 | 3.04 | 1.9 | 8.1 | 6.8
Live | 215938369 |  | 11.5 | 20.5 | 52325 | 43500 | 38000 | 3.87 | 2.14 | 52500 | 3.04 | 1.9 | 8.1 | 6.8
Live | 215940051 |  | 10.5 | 18.5 | 38180 | 31200 | 27200 | 3.54 | 2.34 | 35600 | 3.34 | 1.92 | 9 | 7
Live | 215940050 |  | 10.5 | 18.5 | 38180 | 31200 | 27200 | 3.54 | 2.34 | 35600 | 3.34 | 1.92 | 9 | 7
Live | 215933491 |  | 11.5 | 19 | 38640 | 30400 | 26600 | 3.88 | 2.44 | 34600 | 3.46 | 1.94 | 9 | 7
Live | 215933490 |  | 11.5 | 19 | 38640 | 30400 | 26600 | 3.88 | 2.44 | 34600 | 3.46 | 1.94 | 9 | 7
Live | 215683089 |  | 9 | 18 | 64975 | 56000 | 44500 | 3.03 | 2.38 | 63500 | 3.38 | 2.08 | 9 | 7
Live | 215683088 |  | 9 | 18 | 64975 | 56000 | 44500 | 3.03 | 2.38 | 63500 | 3.38 | 2.08 | 9 | 7
Live | 215935709 |  | 11 | 20 | 39100 | 30600 | 27000 | 3.71 | 2.36 | 38000 | 3.36 | 2 | 8.1 | 7
Live | 215935701 |  | 12 | 21 | 39560 | 32000 | 28000 | 4.04 | 2.44 | 38500 | 3.46 | 2.04 | 8.5 | 7
Live | 215931870 |  | 10.5 | 17 | 63825 | 49000 | 47000 | 3.54 | 2.26 | 61500 | 2.9 | 1.95 | 8.1 | 6.8
Live | 215931869 |  | 10.5 | 17 | 63825 | 49000 | 47000 | 3.54 | 2.26 | 61500 | 2.9 | 1.95 | 8.1 | 6.8
Live | 215676989 |  | 9.5 | 18 | 63250 | 54000 | 43500 | 3.2 | 2.36 | 59500 | 3.36 | 2.1 | 9 | 7
Live | 215676988 |  | 9.5 | 18 | 63250 | 54000 | 43500 | 3.2 | 2.36 | 59500 | 3.36 | 2.1 | 9 | 7
Live | 215938361 |  | 11 | 20.5 | 52325 | 43500 | 38000 | 3.7 | 2.14 | 52500 | 3.04 | 1.9 | 8 | 6.5
Live | 215938360 |  | 11 | 20.5 | 52325 | 43500 | 38000 | 3.7 | 2.14 | 52500 | 3.04 | 1.9 | 8 | 6.5
Live | 215940049 |  | 10.5 | 18.5 | 38180 | 31200 | 27200 | 3.54 | 2.34 | 35600 | 3.34 | 1.92 | 9 | 7
Live | 215940041 |  | 11.7 | 19.5 | 38640 | 30400 | 26600 | 3.95 | 2.44 | 34800 | 3.45 | 1.94 | 9 | 7
Live | 215933489 |  | 11.5 | 19 | 38640 | 30400 | 26600 | 3.88 | 2.44 | 34600 | 3.46 | 1.94 | 9 | 7
Live | 215933481 |  | 11 | 19 | 38410 | 30800 | 26800 | 3.7 | 2.4 | 35000 | 3.4 | 1.9 | 9 | 7
Live | 215683080 |  | 9 | 18 | 65550 | 55500 | 44000 | 3.03 | 2.4 | 63000 | 3.4 | 2.08 | 9 | 7
Live | 215683079 |  | 9 | 18 | 65550 | 55500 | 44000 | 3.03 | 2.4 | 63000 | 3.4 | 2.08 | 9 | 7
Live | 215935700 |  | 12 | 21 | 39560 | 32000 | 28000 | 4.04 | 2.44 | 38500 | 3.46 | 2.04 | 8.5 | 7
Live | 215935699 |  | 12 | 21 | 39560 | 32000 | 28000 | 4.04 | 2.44 | 38500 | 3.46 | 2.04 | 8.5 | 7
Live | 215931861 |  | 11.5 | 18 | 64975 | 47000 | 45500 | 3.88 | 2.32 | 61000 | 3.02 | 2 | 8.1 | 6.75
Live | 215931860 |  | 11.5 | 18 | 64975 | 47000 | 45500 | 3.88 | 2.32 | 61000 | 3.02 | 2 | 8.1 | 6.75
Live | 215662898 |  | 10 | 20 | 66125 | 50000 | 40500 | 3.37 | 2.38 | 58500 | 3.36 | 2.12 | 9 | 7
Live | 215662895 |  | 10 | 20 | 66125 | 50000 | 40500 | 3.37 | 2.38 | 58500 | 3.36 | 2.12 | 9 | 7
Live | 215938359 |  | 11 | 20.5 | 52325 | 43500 | 38000 | 3.7 | 2.14 | 52500 | 3.04 | 1.9 | 8 | 6.5
Live | 215938351 |  | 10.5 | 19.5 | 51175 | 44000 | 39000 | 3.54 | 2.1 | 53000 | 3 | 1.9 | 8 | 6.5
Live | 215940040 |  | 11.7 | 19.5 | 38640 | 30400 | 26600 | 3.95 | 2.44 | 34800 | 3.45 | 1.94 | 9 | 7
Live | 215940039 |  | 11.7 | 19.5 | 38640 | 30400 | 26600 | 3.95 | 2.44 | 34800 | 3.45 | 1.94 | 9 | 7
Live | 215683078 |  | 9 | 18 | 65550 | 55500 | 44000 | 3.03 | 2.4 | 63000 | 3.4 | 2.08 | 9 | 7
Live | 215683070 |  | 9.5 | 18 | 65550 | 55000 | 44000 | 3.2 | 2.42 | 62500 | 3.44 | 2.1 | 9 | 7
Live | 215933480 |  | 11 | 19 | 38410 | 30800 | 26800 | 3.7 | 2.4 | 35000 | 3.4 | 1.9 | 9 | 7
Live | 215933479 |  | 11 | 19 | 38410 | 30800 | 26800 | 3.7 | 2.4 | 35000 | 3.4 | 1.9 | 9 | 7
Live | 215935691 |  | 11.7 | 20.5 | 39560 | 32200 | 28200 | 3.94 | 2.42 | 38500 | 3.44 | 2.04 | 8.5 | 7
Live | 215935690 |  | 11.7 | 20.5 | 39560 | 32200 | 28200 | 3.94 | 2.42 | 38500 | 3.44 | 2.04 | 8.5 | 7
Live | 215931859 |  | 11.5 | 18 | 64975 | 47000 | 45500 | 3.88 | 2.32 | 61000 | 3.02 | 2 | 8.1 | 6.75
Live | 215931851 |  | 11 | 17.5 | 64400 | 47500 | 46000 | 3.71 | 2.28 | 61000 | 2.98 | 1.95 | 8.1 | 6.75
Live | 215662892 |  | 10 | 20 | 66125 | 50000 | 40500 | 3.37 | 2.38 | 58500 | 3.36 | 2.12 | 9 | 7
Live | 215682570 |  | 10.5 | 19.5 | 55775 | 46500 | 36600 | 3.54 | 2.52 | 50000 | 3.58 | 2.12 | 9.5 | 7.5
Live | 215938350 |  | 10.5 | 19.5 | 51175 | 44000 | 39000 | 3.54 | 2.1 | 53000 | 3 | 1.9 | 8 | 6.5
Live | 215938349 |  | 10.5 | 19.5 | 51175 | 44000 | 39000 | 3.54 | 2.1 | 53000 | 3 | 1.9 | 8 | 6.5
Live | 215940031 |  | 11.7 | 19.5 | 38640 | 30400 | 26600 | 3.95 | 2.44 | 34600 | 3.46 | 1.92 | 9 | 7
Live | 215940030 |  | 11.7 | 19.5 | 38640 | 30400 | 26600 | 3.95 | 2.44 | 34600 | 3.46 | 1.92 | 9 | 7
Live | 215683069 |  | 9.5 | 18 | 65550 | 55000 | 44000 | 3.2 | 2.42 | 62500 | 3.44 | 2.1 | 9 | 7
Live | 215683068 |  | 9.5 | 18 | 65550 | 55000 | 44000 | 3.2 | 2.42 | 62500 | 3.44 | 2.1 | 9 | 7
Live | 215933471 |  | 10.5 | 18.5 | 38180 | 30000 | 26200 | 3.54 | 2.42 | 34200 | 3.42 | 1.94 | 9 | 7
Live | 215933470 |  | 10.5 | 18.5 | 38180 | 30000 | 26200 | 3.54 | 2.42 | 34200 | 3.42 | 1.94 | 9 | 7
Live | 215935689 |  | 11.7 | 20.5 | 39560 | 32200 | 28200 | 3.94 | 2.42 | 38500 | 3.44 | 2.04 | 8.5 | 7
Live | 215935681 |  | 11.5 | 20.5 | 39330 | 32600 | 28600 | 3.88 | 2.38 | 39000 | 3.38 | 2.04 | 8.5 | 7
Live | 215931850 |  | 11 | 17.5 | 64400 | 47500 | 46000 | 3.71 | 2.28 | 61000 | 2.98 | 1.95 | 8.1 | 6.75
Live | 215931849 |  | 11 | 17.5 | 64400 | 47500 | 46000 | 3.71 | 2.28 | 61000 | 2.98 | 1.95 | 8.1 | 6.75
Live | 215938341 |  | 11.5 | 20.5 | 52325 | 43000 | 38000 | 3.87 | 2.16 | 52500 | 3.06 | 1.9 | 8 | 6.7
Live | 215938340 |  | 11.5 | 20.5 | 52325 | 43000 | 38000 | 3.87 | 2.16 | 52500 | 3.06 | 1.9 | 8 | 6.7
Live | 215940029 |  | 11.7 | 19.5 | 38640 | 30400 | 26600 | 3.95 | 2.44 | 34600 | 3.46 | 1.92 | 9 | 7
Live | 215940021 |  | 11.5 | 19 | 38640 | 30600 | 26600 | 3.88 | 2.42 | 34800 | 3.45 | 1.92 | 9 | 7
Live | 215682569 |  | 10.5 | 19.5 | 55775 | 46500 | 36600 | 3.54 | 2.52 | 50000 | 3.58 | 2.12 | 9.5 | 7.5
Live | 215682568 |  | 10.5 | 19.5 | 55775 | 46500 | 36600 | 3.54 | 2.52 | 50000 | 3.58 | 2.12 | 9.5 | 7.5
Live | 215683060 |  | 9 | 18 | 64975 | 56000 | 44500 | 3.03 | 2.38 | 63500 | 3.38 | 2.08 | 9 | 7
Live | 215683059 |  | 9 | 18 | 64975 | 56000 | 44500 | 3.03 | 2.38 | 63500 | 3.38 | 2.08 | 9 | 7
Live | 215933469 |  | 10.5 | 18.5 | 38180 | 30000 | 26200 | 3.54 | 2.42 | 34200 | 3.42 | 1.94 | 9 | 7
Live | 215933461 |  | 10.5 | 17 | 36800 | 30000 | 26000 | 3.54 | 2.34 | 33800 | 3.32 | 1.96 | 9 | 7
Live | 215935680 |  | 11.5 | 20.5 | 39330 | 32600 | 28600 | 3.88 | 2.38 | 39000 | 3.38 | 2.04 | 8.5 | 7
Live | 215935679 |  | 11.5 | 20.5 | 39330 | 32600 | 28600 | 3.88 | 2.38 | 39000 | 3.38 | 2.04 | 8.5 | 7
Live | 215938339 |  | 11.5 | 20.5 | 52325 | 43000 | 38000 | 3.87 | 2.16 | 52500 | 3.06 | 1.9 | 8 | 6.7
Live | 215938331 |  | 11 | 20.5 | 51750 | 43500 | 38000 | 3.71 | 2.14 | 53000 | 3.04 | 1.9 | 8 | 6.5
Live | 215940020 |  | 11.5 | 19 | 38640 | 30600 | 26600 | 3.88 | 2.42 | 34800 | 3.45 | 1.92 | 9 | 7
Live | 215940019 |  | 11.5 | 19 | 38640 | 30600 | 26600 | 3.88 | 2.42 | 34800 | 3.45 | 1.92 | 9 | 7
Live | 215682560 |  | 10.5 | 19.5 | 55775 | 46500 | 36600 | 3.54 | 2.52 | 50000 | 3.58 | 2.12 | 9.5 | 7.5
Live | 215682559 |  | 10.5 | 19.5 | 55775 | 46500 | 36600 | 3.54 | 2.52 | 50000 | 3.58 | 2.12 | 9.5 | 7.5
Live | 215683058 |  | 9 | 18 | 64975 | 56000 | 44500 | 3.03 | 2.38 | 63500 | 3.38 | 2.08 | 9 | 7
Live | 215683050 |  | 9 | 18.5 | 64975 | 56000 | 44500 | 3.03 | 2.4 | 64000 | 3.4 | 2.08 | 9 | 7
Live | 215933460 |  | 10.5 | 17 | 36800 | 30000 | 26000 | 3.54 | 2.34 | 33800 | 3.32 | 1.96 | 9 | 7
Live | 215933459 |  | 10.5 | 17 | 36800 | 30000 | 26000 | 3.54 | 2.34 | 33800 | 3.32 | 1.96 | 9 | 7
Live | 215935671 |  | 12 | 21 | 39560 | 32000 | 28000 | 4.04 | 2.44 | 38500 | 3.46 | 2.04 | 8.5 | 7
Live | 215935670 |  | 12 | 21 | 39560 | 32000 | 28000 | 4.04 | 2.44 | 38500 | 3.46 | 2.04 | 8.5 | 7
Live | 215931841 |  | 11.5 | 18 | 64975 | 47000 | 46000 | 3.88 | 2.3 | 61000 | 3.02 | 2 | 8.1 | 6.75
Live | 215931840 |  | 11.5 | 18 | 64975 | 47000 | 46000 | 3.88 | 2.3 | 61000 | 3.02 | 2 | 8.1 | 6.75
Live | 215940011 |  | 11 | 19 | 38410 | 30600 | 26600 | 3.7 | 2.42 | 34800 | 3.42 | 1.92 | 9 | 7
Live | 215940010 |  | 11 | 19 | 38410 | 30600 | 26600 | 3.7 | 2.42 | 34800 | 3.42 | 1.92 | 9 | 7
Live | 215938330 |  | 11 | 20.5 | 51750 | 43500 | 38000 | 3.71 | 2.14 | 53000 | 3.04 | 1.9 | 8 | 6.5
Live | 215938329 |  | 11 | 20.5 | 51750 | 43500 | 38000 | 3.71 | 2.14 | 53000 | 3.04 | 1.9 | 8 | 6.5
Live | 215682558 |  | 10.5 | 19.5 | 55775 | 46500 | 36600 | 3.54 | 2.52 | 50000 | 3.58 | 2.12 | 9.5 | 7.5
Live | 215682550 |  | 10.5 | 19 | 55775 | 46500 | 36800 | 3.54 | 2.52 | 50000 | 3.58 | 2.1 | 9.5 | 7.5
Live | 215933451 |  | 11.5 | 19 | 38640 | 30600 | 26600 | 3.88 | 2.42 | 34800 | 3.45 | 1.94 | 9 | 7
Live | 215933450 |  | 11.5 | 19 | 38640 | 30600 | 26600 | 3.88 | 2.42 | 34800 | 3.45 | 1.94 | 9 | 7
Live | 215935669 |  | 12 | 21 | 39560 | 32000 | 28000 | 4.04 | 2.44 | 38500 | 3.46 | 2.04 | 8.5 | 7
Live | 215935661 |  | 12 | 21 | 39560 | 32000 | 28000 | 4.04 | 2.44 | 38500 | 3.46 | 2.04 | 8.5 | 7
Live | 215683049 |  | 9 | 18.5 | 64975 | 56000 | 44500 | 3.03 | 2.4 | 64000 | 3.4 | 2.08 | 9 | 7
Live | 215683048 |  | 9 | 18.5 | 64975 | 56000 | 44500 | 3.03 | 2.4 | 64000 | 3.4 | 2.08 | 9 | 7
Live | 215931839 |  | 11.5 | 18 | 64975 | 47000 | 46000 | 3.88 | 2.3 | 61000 | 3.02 | 2 | 8.1 | 6.75
Live | 215931831 |  | 11.5 | 18 | 64975 | 47000 | 45500 | 3.88 | 2.32 | 61000 | 3.02 | 2 | 8.1 | 6.75
Live | 215682549 |  | 10.5 | 19 | 55775 | 46500 | 36800 | 3.54 | 2.52 | 50000 | 3.58 | 2.1 | 9.5 | 7.5
Live | 215682548 |  | 10.5 | 19 | 55775 | 46500 | 36800 | 3.54 | 2.52 | 50000 | 3.58 | 2.1 | 9.5 | 7.5
Live | 215940009 |  | 11 | 19 | 38410 | 30600 | 26600 | 3.7 | 2.42 | 34800 | 3.42 | 1.92 | 9 | 7
Live | 215940001 |  | 11 | 19 | 38410 | 30600 | 26600 | 3.7 | 2.42 | 34800 | 3.42 | 1.92 | 9 | 7
Live | 215933449 |  | 11.5 | 19 | 38640 | 30600 | 26600 | 3.88 | 2.42 | 34800 | 3.45 | 1.94 | 9 | 7
Live | 215933441 |  | 11.5 | 19 | 38640 | 30400 | 26600 | 3.88 | 2.44 | 34600 | 3.46 | 1.94 | 9 | 7
Live | 215935660 |  | 12 | 21 | 39560 | 32000 | 28000 | 4.04 | 2.44 | 38500 | 3.46 | 2.04 | 8.5 | 7
Live | 215935659 |  | 12 | 21 | 39560 | 32000 | 28000 | 4.04 | 2.44 | 38500 | 3.46 | 2.04 | 8.5 | 7
Live | 215938321 |  | 11.5 | 21 | 52325 | 43000 | 38000 | 3.87 | 2.16 | 52500 | 3.06 | 1.95 | 8.1 | 6.8
Live | 215938320 |  | 11.5 | 21 | 52325 | 43000 | 38000 | 3.87 | 2.16 | 52500 | 3.06 | 1.95 | 8.1 | 6.8
Live | 215683040 |  | 9 | 18 | 64975 | 56000 | 45000 | 3.03 | 2.38 | 64000 | 3.38 | 2.08 | 9 | 7
Live | 215683039 |  | 9 | 18 | 64975 | 56000 | 45000 | 3.03 | 2.38 | 64000 | 3.38 | 2.08 | 9 | 7
Live | 215931830 |  | 11.5 | 18 | 64975 | 47000 | 45500 | 3.88 | 2.32 | 61000 | 3.02 | 2 | 8.1 | 6.75
Live | 215931829 |  | 11.5 | 18 | 64975 | 47000 | 45500 | 3.88 | 2.32 | 61000 | 3.02 | 2 | 8.1 | 6.75
Live | 215940000 |  | 11 | 19 | 38410 | 30600 | 26600 | 3.7 | 2.42 | 34800 | 3.42 | 1.92 | 9 | 7
Live | 215939999 |  | 11 | 19 | 38410 | 30600 | 26600 | 3.7 | 2.42 | 34800 | 3.42 | 1.92 | 9 | 7
Live | 215933440 |  | 11.5 | 19 | 38640 | 30400 | 26600 | 3.88 | 2.44 | 34600 | 3.46 | 1.94 | 9 | 7
Live | 215933439 |  | 11.5 | 19 | 38640 | 30400 | 26600 | 3.88 | 2.44 | 34600 | 3.46 | 1.94 | 9 | 7
Live | 215682540 |  | 10 | 19 | 55775 | 46500 | 36600 | 3.37 | 2.52 | 50000 | 3.58 | 2.12 | 9 | 7.5
Live | 215682539 |  | 10 | 19 | 55775 | 46500 | 36600 | 3.37 | 2.52 | 50000 | 3.58 | 2.12 | 9 | 7.5
Live | 215938319 |  | 11.5 | 21 | 52325 | 43000 | 38000 | 3.87 | 2.16 | 52500 | 3.06 | 1.95 | 8.1 | 6.8
Live | 215938311 |  | 11.5 | 21 | 52325 | 43000 | 38000 | 3.87 | 2.16 | 52500 | 3.06 | 1.95 | 8.1 | 6.8
Live | 215935651 |  | 11.7 | 21 | 39560 | 32200 | 28200 | 3.94 | 2.42 | 38500 | 3.42 | 2.04 | 8.5 | 7
Live | 215935650 |  | 11.7 | 21 | 39560 | 32200 | 28200 | 3.94 | 2.42 | 38500 | 3.42 | 2.04 | 8.5 | 7
Live | 215934291 |  | 11 | 21 | 52325 | 40000 | 36800 | 3.7 | 2.46 | 48500 | 3.48 | 2 | 9.5 | 7.5
Live | 215683038 |  | 9 | 18 | 64975 | 56000 | 45000 | 3.03 | 2.38 | 64000 | 3.38 | 2.08 | 9 | 7
Live | 215683030 |  | 9 | 18 | 65550 | 56000 | 44500 | 3.03 | 2.4 | 63500 | 3.42 | 2.08 | 9 | 7
Live | 215931821 |  | 11 | 17.5 | 64400 | 47500 | 46500 | 3.71 | 2.26 | 61000 | 2.96 | 1.95 | 8.1 | 6.75
Live | 215931820 |  | 11 | 17.5 | 64400 | 47500 | 46500 | 3.71 | 2.26 | 61000 | 2.96 | 1.95 | 8.1 | 6.75
Live | 215939991 |  | 11 | 19 | 38180 | 30800 | 26800 | 3.71 | 2.4 | 35000 | 3.4 | 1.92 | 9 | 7
Live | 215939990 |  | 11 | 19 | 38180 | 30800 | 26800 | 3.71 | 2.4 | 35000 | 3.4 | 1.92 | 9 | 7
Live | 215933431 |  | 11.5 | 19 | 38640 | 30600 | 26600 | 3.88 | 2.42 | 34800 | 3.45 | 1.94 | 9 | 7
Live | 215933430 |  | 11.5 | 19 | 38640 | 30600 | 26600 | 3.88 | 2.42 | 34800 | 3.45 | 1.94 | 9 | 7
Live | 215938310 |  | 11.5 | 21 | 52325 | 43000 | 38000 | 3.87 | 2.16 | 52500 | 3.06 | 1.95 | 8.1 | 6.8
Live | 215938309 |  | 11.5 | 21 | 52325 | 43000 | 38000 | 3.87 | 2.16 | 52500 | 3.06 | 1.95 | 8.1 | 6.8
Live | 215682538 |  | 10 | 19 | 55775 | 46500 | 36600 | 3.37 | 2.52 | 50000 | 3.58 | 2.12 | 9 | 7.5
Live | 215682530 |  | 10.5 | 19 | 56350 | 46500 | 36400 | 3.54 | 2.54 | 50000 | 3.62 | 2.12 | 9 | 7.5
Live | 215935649 |  | 11.7 | 21 | 39560 | 32200 | 28200 | 3.94 | 2.42 | 38500 | 3.42 | 2.04 | 8.5 | 7
Live | 215935641 |  | 11.7 | 21 | 39560 | 32200 | 28200 | 3.94 | 2.42 | 38500 | 3.42 | 2.04 | 8.5 | 7
Live | 215683029 |  | 9 | 18 | 65550 | 56000 | 44500 | 3.03 | 2.4 | 63500 | 3.42 | 2.08 | 9 | 7
Live | 215683028 |  | 9 | 18 | 65550 | 56000 | 44500 | 3.03 | 2.4 | 63500 | 3.42 | 2.08 | 9 | 7
Live | 215934290 |  | 11 | 21 | 52325 | 40000 | 36800 | 3.7 | 2.46 | 48500 | 3.48 | 2 | 9.5 | 7.5
Live | 215934289 |  | 11 | 21 | 52325 | 40000 | 36800 | 3.7 | 2.46 | 48500 | 3.48 | 2 | 9.5 | 7.5
Live | 215931819 |  | 11 | 17.5 | 64400 | 47500 | 46500 | 3.71 | 2.26 | 61000 | 2.96 | 1.95 | 8.1 | 6.75
Live | 215931791 |  | 11.5 | 18.5 | 65550 | 47500 | 46500 | 3.87 | 2.36 | 60500 | 3.04 | 2.02 | 8.5 | 7
Live | 215939989 |  | 11 | 19 | 38180 | 30800 | 26800 | 3.71 | 2.4 | 35000 | 3.4 | 1.92 | 9 | 7
Live | 215939981 |  | 10.5 | 18.5 | 37950 | 31000 | 27200 | 3.54 | 2.36 | 35400 | 3.34 | 1.92 | 9 | 7
Live | 215933429 |  | 11.5 | 19 | 38640 | 30600 | 26600 | 3.88 | 2.42 | 34800 | 3.45 | 1.94 | 9 | 7
Live | 215933421 |  | 11 | 18.5 | 38410 | 31000 | 27000 | 3.7 | 2.38 | 35400 | 3.36 | 1.92 | 9 | 7
Live | 215938301 |  | 11.5 | 21 | 52325 | 43000 | 38000 | 3.87 | 2.16 | 52500 | 3.06 | 1.95 | 8.1 | 6.8
Live | 215938300 |  | 11.5 | 21 | 52325 | 43000 | 38000 | 3.87 | 2.16 | 52500 | 3.06 | 1.95 | 8.1 | 6.8
Live | 215935640 |  | 11.7 | 21 | 39560 | 32200 | 28200 | 3.94 | 2.42 | 38500 | 3.42 | 2.04 | 8.5 | 7
Live | 215935639 |  | 11.7 | 21 | 39560 | 32200 | 28200 | 3.94 | 2.42 | 38500 | 3.42 | 2.04 | 8.5 | 7
Live | 215682529 |  | 10.5 | 19 | 56350 | 46500 | 36400 | 3.54 | 2.54 | 50000 | 3.62 | 2.12 | 9 | 7.5
Live | 215682528 |  | 10.5 | 19 | 56350 | 46500 | 36400 | 3.54 | 2.54 | 50000 | 3.62 | 2.12 | 9 | 7.5
Live | 215683020 |  | 9 | 18 | 66125 | 55500 | 44000 | 3.03 | 2.44 | 63500 | 3.44 | 2.1 | 9 | 7
Live | 215683019 |  | 9 | 18 | 66125 | 55500 | 44000 | 3.03 | 2.44 | 63500 | 3.44 | 2.1 | 9 | 7
Live | 215931790 |  | 11.5 | 18.5 | 65550 | 47500 | 46500 | 3.87 | 2.36 | 60500 | 3.04 | 2.02 | 8.5 | 7
Live | 215931789 |  | 11.5 | 18.5 | 65550 | 47500 | 46500 | 3.87 | 2.36 | 60500 | 3.04 | 2.02 | 8.5 | 7
Live | 215939980 |  | 10.5 | 18.5 | 37950 | 31000 | 27200 | 3.54 | 2.36 | 35400 | 3.34 | 1.92 | 9 | 7
Live | 215939979 |  | 10.5 | 18.5 | 37950 | 31000 | 27200 | 3.54 | 2.36 | 35400 | 3.34 | 1.92 | 9 | 7
Live | 215938299 |  | 11.5 | 21 | 52325 | 43000 | 38000 | 3.87 | 2.16 | 52500 | 3.06 | 1.95 | 8.1 | 6.8
Live | 215938291 |  | 11 | 20.5 | 51750 | 43500 | 38500 | 3.71 | 2.14 | 53000 | 3.02 | 1.9 | 8 | 6.5
Live | 215933420 |  | 11 | 18.5 | 38410 | 31000 | 27000 | 3.7 | 2.38 | 35400 | 3.36 | 1.92 | 9 | 7
Live | 215933419 |  | 11 | 18.5 | 38410 | 31000 | 27000 | 3.7 | 2.38 | 35400 | 3.36 | 1.92 | 9 | 7
Live | 215682520 |  | 10.5 | 19 | 55775 | 46500 | 36800 | 3.54 | 2.52 | 50000 | 3.58 | 2.1 | 9.5 | 7.5
Live | 215682519 |  | 10.5 | 19 | 55775 | 46500 | 36800 | 3.54 | 2.52 | 50000 | 3.58 | 2.1 | 9.5 | 7.5
Live | 215935631 |  | 11.5 | 20.5 | 39330 | 32400 | 28400 | 3.88 | 2.4 | 39000 | 3.4 | 2.02 | 8.5 | 7
Live | 215935630 |  | 11.5 | 20.5 | 39330 | 32400 | 28400 | 3.88 | 2.4 | 39000 | 3.4 | 2.02 | 8.5 | 7
Live | 215934271 |  | 11 | 21 | 52325 | 40000 | 36800 | 3.7 | 2.46 | 48500 | 3.48 | 2 | 9.5 | 7.5
Live | 215683018 |  | 9 | 18 | 66125 | 55500 | 44000 | 3.03 | 2.44 | 63500 | 3.44 | 2.1 | 9 | 7
Live | 215683010 |  | 9.5 | 18.5 | 64400 | 54000 | 43000 | 3.2 | 2.4 | 60000 | 3.4 | 2.12 | 8.5 | 7
Live | 215939971 |  | 10.5 | 18 | 37950 | 31400 | 27400 | 3.54 | 2.32 | 35600 | 3.3 | 1.9 | 9 | 7.15
Live | 215939970 |  | 10.5 | 18 | 37950 | 31400 | 27400 | 3.54 | 2.32 | 35600 | 3.3 | 1.9 | 9 | 7.15
Live | 215931781 |  | 11.5 | 18.5 | 65550 | 48000 | 46500 | 3.87 | 2.34 | 60500 | 3.02 | 2.02 | 8.5 | 7
Live | 215931780 |  | 11.5 | 18.5 | 65550 | 48000 | 46500 | 3.87 | 2.34 | 60500 | 3.02 | 2.02 | 8.5 | 7
Live | 215938290 |  | 11 | 20.5 | 51750 | 43500 | 38500 | 3.71 | 2.14 | 53000 | 3.02 | 1.9 | 8 | 6.5
Live | 215938289 |  | 11 | 20.5 | 51750 | 43500 | 38500 | 3.71 | 2.14 | 53000 | 3.02 | 1.9 | 8 | 6.5
Live | 215933411 |  | 11 | 18.5 | 38410 | 31000 | 27000 | 3.7 | 2.38 | 35200 | 3.38 | 1.92 | 9 | 7
Live | 215933410 |  | 11 | 18.5 | 38410 | 31000 | 27000 | 3.7 | 2.38 | 35200 | 3.38 | 1.92 | 9 | 7
Live | 215935629 |  | 11.5 | 20.5 | 39330 | 32400 | 28400 | 3.88 | 2.4 | 39000 | 3.4 | 2.02 | 8.5 | 7
Live | 215935621 |  | 11 | 20 | 39100 | 33000 | 29000 | 3.71 | 2.34 | 39500 | 3.32 | 2.02 | 8.5 | 7
Live | 215682518 |  | 10.5 | 19 | 55775 | 46500 | 36800 | 3.54 | 2.52 | 50000 | 3.58 | 2.1 | 9.5 | 7.5
Live | 215682510 |  | 10.5 | 19.5 | 55775 | 46500 | 36800 | 3.54 | 2.52 | 50000 | 3.58 | 2.12 | 9.5 | 7.5
Live | 215934270 |  | 11 | 21 | 52325 | 40000 | 36800 | 3.7 | 2.46 | 48500 | 3.48 | 2 | 9.5 | 7.5
Live | 215934269 |  | 11 | 21 | 52325 | 40000 | 36800 | 3.7 | 2.46 | 48500 | 3.48 | 2 | 9.5 | 7.5
Live | 215683009 |  | 9.5 | 18.5 | 64400 | 54000 | 43000 | 3.2 | 2.4 | 60000 | 3.4 | 2.12 | 8.5 | 7
Live | 215683008 |  | 9.5 | 18.5 | 64400 | 54000 | 43000 | 3.2 | 2.4 | 60000 | 3.4 | 2.12 | 8.5 | 7
Live | 215939969 |  | 10.5 | 18 | 37950 | 31400 | 27400 | 3.54 | 2.32 | 35600 | 3.3 | 1.9 | 9 | 7.15
Live | 215939961 |  | 11.5 | 19 | 38410 | 30600 | 26600 | 3.88 | 2.42 | 34800 | 3.42 | 1.92 | 9 | 7
Live | 215931779 |  | 11.5 | 18.5 | 65550 | 48000 | 46500 | 3.87 | 2.34 | 60500 | 3.02 | 2.02 | 8.5 | 7
Live | 215931771 |  | 11 | 18.5 | 65550 | 48000 | 46500 | 3.71 | 2.34 | 60500 | 3.02 | 2.02 | 8.5 | 7
Live | 215938271 |  | 11.5 | 20.5 | 52325 | 43500 | 38000 | 3.87 | 2.14 | 53000 | 3.04 | 1.9 | 8 | 6.5
Live | 215938270 |  | 11.5 | 20.5 | 52325 | 43500 | 38000 | 3.87 | 2.14 | 53000 | 3.04 | 1.9 | 8 | 6.5
Live | 215933409 |  | 11 | 18.5 | 38410 | 31000 | 27000 | 3.7 | 2.38 | 35200 | 3.38 | 1.92 | 9 | 7
Live | 215933401 |  | 10.5 | 18.5 | 38180 | 30200 | 26200 | 3.54 | 2.42 | 34200 | 3.42 | 1.94 | 9 | 7
Live | 215935620 |  | 11 | 20 | 39100 | 33000 | 29000 | 3.71 | 2.34 | 39500 | 3.32 | 2.02 | 8.5 | 7
Live | 215935619 |  | 11 | 20 | 39100 | 33000 | 29000 | 3.71 | 2.34 | 39500 | 3.32 | 2.02 | 8.5 | 7
Live | 215934261 |  | 11 | 21 | 51750 | 40000 | 37000 | 3.71 | 2.44 | 48500 | 3.46 | 2 | 9.5 | 7.5
Live | 215934260 |  | 11 | 21 | 51750 | 40000 | 37000 | 3.71 | 2.44 | 48500 | 3.46 | 2 | 9.5 | 7.5
Live | 215682509 |  | 10.5 | 19.5 | 55775 | 46500 | 36800 | 3.54 | 2.52 | 50000 | 3.58 | 2.12 | 9.5 | 7.5
Live | 215682508 |  | 10.5 | 19.5 | 55775 | 46500 | 36800 | 3.54 | 2.52 | 50000 | 3.58 | 2.12 | 9.5 | 7.5
Live | 215939960 |  | 11.5 | 19 | 38410 | 30600 | 26600 | 3.88 | 2.42 | 34800 | 3.42 | 1.92 | 9 | 7
Live | 215939959 |  | 11.5 | 19 | 38410 | 30600 | 26600 | 3.88 | 2.42 | 34800 | 3.42 | 1.92 | 9 | 7
Live | 215683000 |  | 9.5 | 18 | 64400 | 54000 | 43500 | 3.2 | 2.4 | 60500 | 3.42 | 2.12 | 8.5 | 7
Live | 215682999 |  | 9.5 | 18 | 64400 | 54000 | 43500 | 3.2 | 2.4 | 60500 | 3.42 | 2.12 | 8.5 | 7
Live | 215938269 |  | 11.5 | 20.5 | 52325 | 43500 | 38000 | 3.87 | 2.14 | 53000 | 3.04 | 1.9 | 8 | 6.5
Live | 215938261 |  | 11.5 | 20 | 50600 | 42500 | 37600 | 3.87 | 2.16 | 53500 | 3.06 | 2 | 8.1 | 7
Live | 215933400 |  | 10.5 | 18.5 | 38180 | 30200 | 26200 | 3.54 | 2.42 | 34200 | 3.42 | 1.94 | 9 | 7
Live | 215933399 |  | 10.5 | 18.5 | 38180 | 30200 | 26200 | 3.54 | 2.42 | 34200 | 3.42 | 1.94 | 9 | 7
Live | 215682500 |  | 10.5 | 19 | 55775 | 46500 | 36800 | 3.54 | 2.52 | 50000 | 3.56 | 2 | 9 | 7.5
Live | 215682499 |  | 10.5 | 19 | 55775 | 46500 | 36800 | 3.54 | 2.52 | 50000 | 3.56 | 2 | 9 | 7.5
Live | 215935581 |  | 11 | 20 | 39100 | 30600 | 27200 | 3.71 | 2.36 | 38000 | 3.34 | 2 | 8.1 | 6.75
Live | 215935580 |  | 11 | 20 | 39100 | 30600 | 27200 | 3.71 | 2.36 | 38000 | 3.34 | 2 | 8.1 | 6.75
Live | 215934259 |  | 11 | 21 | 51750 | 40000 | 37000 | 3.71 | 2.44 | 48500 | 3.46 | 2 | 9.5 | 7.5
Live | 215934251 |  | 11 | 20.5 | 51175 | 39500 | 36600 | 3.7 | 2.42 | 49000 | 3.44 | 2 | 9.5 | 7.5
Live | 215939951 |  | 11.5 | 19 | 38410 | 30600 | 26600 | 3.88 | 2.42 | 34800 | 3.42 | 1.92 | 9 | 7
Live | 215939950 |  | 11.5 | 19 | 38410 | 30600 | 26600 | 3.88 | 2.42 | 34800 | 3.42 | 1.92 | 9 | 7
Live | 215938260 |  | 11.5 | 20 | 50600 | 42500 | 37600 | 3.87 | 2.16 | 53500 | 3.06 | 2 | 8.1 | 7
Live | 215938259 |  | 11.5 | 20 | 50600 | 42500 | 37600 | 3.87 | 2.16 | 53500 | 3.06 | 2 | 8.1 | 7
Live | 215682998 |  | 9.5 | 18 | 64400 | 54000 | 43500 | 3.2 | 2.4 | 60500 | 3.42 | 2.12 | 8.5 | 7
Live | 215682990 |  | 9 | 18 | 64975 | 56000 | 45000 | 3.03 | 2.38 | 64000 | 3.38 | 2.08 | 9 | 7
Live | 215931770 |  | 11 | 18.5 | 65550 | 48000 | 46500 | 3.71 | 2.34 | 60500 | 3.02 | 2.02 | 8.5 | 7
Live | 215931769 |  | 11 | 18.5 | 65550 | 48000 | 46500 | 3.71 | 2.34 | 60500 | 3.02 | 2.02 | 8.5 | 7
Live | 215933391 |  | 11.7 | 19.5 | 38640 | 30400 | 26400 | 3.95 | 2.44 | 34600 | 3.46 | 1.92 | 9 | 7
Live | 215933390 |  | 11.7 | 19.5 | 38640 | 30400 | 26400 | 3.95 | 2.44 | 34600 | 3.46 | 1.92 | 9 | 7
Live | 215682498 |  | 10.5 | 19 | 55775 | 46500 | 36800 | 3.54 | 2.52 | 50000 | 3.56 | 2 | 9 | 7.5
Live | 215682490 |  | 10 | 18.5 | 55200 | 47000 | 37400 | 3.37 | 2.48 | 50000 | 3.5 | 2 | 9 | 7.5
Live | 215935579 |  | 11 | 20 | 39100 | 30600 | 27200 | 3.71 | 2.36 | 38000 | 3.34 | 2 | 8.1 | 6.75
Live | 215935571 |  | 11 | 20 | 39100 | 30600 | 27200 | 3.71 | 2.36 | 38000 | 3.34 | 2 | 8.1 | 6.5
Live | 215934250 |  | 11 | 20.5 | 51175 | 39500 | 36600 | 3.7 | 2.42 | 49000 | 3.44 | 2 | 9.5 | 7.5
Live | 215934249 |  | 11 | 20.5 | 51175 | 39500 | 36600 | 3.7 | 2.42 | 49000 | 3.44 | 2 | 9.5 | 7.5
Live | 215939949 |  | 11.5 | 19 | 38410 | 30600 | 26600 | 3.88 | 2.42 | 34800 | 3.42 | 1.92 | 9 | 7
Live | 215939941 |  | 11 | 19 | 38180 | 30800 | 26800 | 3.71 | 2.4 | 35000 | 3.4 | 1.92 | 9 | 7
Live | 215938251 |  | 11.5 | 20.5 | 52325 | 43500 | 38000 | 3.87 | 2.14 | 53000 | 3.04 | 1.9 | 8 | 6.5
Live | 215938250 |  | 11.5 | 20.5 | 52325 | 43500 | 38000 | 3.87 | 2.14 | 53000 | 3.04 | 1.9 | 8 | 6.5
Live | 215682989 |  | 9 | 18 | 64975 | 56000 | 45000 | 3.03 | 2.38 | 64000 | 3.38 | 2.08 | 9 | 7
Live | 215682988 |  | 9 | 18 | 64975 | 56000 | 45000 | 3.03 | 2.38 | 64000 | 3.38 | 2.08 | 9 | 7
Live | 215933389 |  | 11.7 | 19.5 | 38640 | 30400 | 26400 | 3.95 | 2.44 | 34600 | 3.46 | 1.92 | 9 | 7
Live | 215933381 |  | 11 | 19 | 38640 | 30600 | 26600 | 3.71 | 2.42 | 34800 | 3.45 | 1.92 | 9 | 7
Live | 215682489 |  | 10 | 18.5 | 55200 | 47000 | 37400 | 3.37 | 2.48 | 50000 | 3.5 | 2 | 9 | 7.5
Live | 215682488 |  | 10 | 18.5 | 55200 | 47000 | 37400 | 3.37 | 2.48 | 50000 | 3.5 | 2 | 9 | 7.5
Live | 215934241 |  | 10 | 20.5 | 51175 | 40500 | 37400 | 3.37 | 2.38 | 49000 | 3.38 | 2 | 9.4 | 7.5
Live | 215934240 |  | 10 | 20.5 | 51175 | 40500 | 37400 | 3.37 | 2.38 | 49000 | 3.38 | 2 | 9.4 | 7.5
Live | 215935570 |  | 11 | 20 | 39100 | 30600 | 27200 | 3.71 | 2.36 | 38000 | 3.34 | 2 | 8.1 | 6.5
Live | 215935569 |  | 11 | 20 | 39100 | 30600 | 27200 | 3.71 | 2.36 | 38000 | 3.34 | 2 | 8.1 | 6.5
Live | 215939940 |  | 11 | 19 | 38180 | 30800 | 26800 | 3.71 | 2.4 | 35000 | 3.4 | 1.92 | 9 | 7
Live | 215939939 |  | 11 | 19 | 38180 | 30800 | 26800 | 3.71 | 2.4 | 35000 | 3.4 | 1.92 | 9 | 7
Live | 215938249 |  | 11.5 | 20.5 | 52325 | 43500 | 38000 | 3.87 | 2.14 | 53000 | 3.04 | 1.9 | 8 | 6.5
Live | 215938241 |  | 11 | 20.5 | 52325 | 43500 | 38500 | 3.7 | 2.14 | 53000 | 3.04 | 1.9 | 8 | 6.5
Live | 215682980 |  | 9.5 | 19 | 66700 | 56000 | 44500 | 3.2 | 2.42 | 64000 | 3.44 | 2.1 | 9 | 7
Live | 215682979 |  | 9.5 | 19 | 66700 | 56000 | 44500 | 3.2 | 2.42 | 64000 | 3.44 | 2.1 | 9 | 7
Live | 215931761 |  | 11.5 | 18.5 | 65550 | 48000 | 46500 | 3.87 | 2.34 | 60500 | 3.02 | 2.02 | 8.5 | 7
Live | 215931760 |  | 11.5 | 18.5 | 65550 | 48000 | 46500 | 3.87 | 2.34 | 60500 | 3.02 | 2.02 | 8.5 | 7
Live | 215933380 |  | 11 | 19 | 38640 | 30600 | 26600 | 3.71 | 2.42 | 34800 | 3.45 | 1.92 | 9 | 7
Live | 215933379 |  | 11 | 19 | 38640 | 30600 | 26600 | 3.71 | 2.42 | 34800 | 3.45 | 1.92 | 9 | 7
Live | 215934239 |  | 10 | 20.5 | 51175 | 40500 | 37400 | 3.37 | 2.38 | 49000 | 3.38 | 2 | 9.4 | 7.5
Live | 215934231 |  | 11.5 | 21.5 | 52325 | 39500 | 36600 | 3.87 | 2.48 | 48500 | 3.5 | 2 | 9.5 | 7.5
Live | 215682480 |  | 10 | 19 | 55775 | 46500 | 36800 | 3.37 | 2.52 | 50000 | 3.58 | 2.12 | 9 | 7.5
Live | 215682479 |  | 10 | 19 | 55775 | 46500 | 36800 | 3.37 | 2.52 | 50000 | 3.58 | 2.12 | 9 | 7.5
Live | 215939931 |  | 12 | 20.5 | 39560 | 29800 | 26000 | 4.04 | 2.44 | 34200 | 3.46 | 2.08 | 9.5 | 7
Live | 215939930 |  | 12 | 20.5 | 39560 | 29800 | 26000 | 4.04 | 2.44 | 34200 | 3.46 | 2.08 | 9.5 | 7
Live | 215935561 |  | 11 | 21 | 40020 | 31800 | 27800 | 3.71 | 2.46 | 38000 | 3.5 | 2.06 | 8.5 | 7
Live | 215935560 |  | 11 | 21 | 40020 | 31800 | 27800 | 3.71 | 2.46 | 38000 | 3.5 | 2.06 | 8.5 | 7
Live | 215938240 |  | 11 | 20.5 | 52325 | 43500 | 38500 | 3.7 | 2.14 | 53000 | 3.04 | 1.9 | 8 | 6.5
Live | 215938239 |  | 11 | 20.5 | 52325 | 43500 | 38500 | 3.7 | 2.14 | 53000 | 3.04 | 1.9 | 8 | 6.5
Live | 215682978 |  | 9.5 | 19 | 66700 | 56000 | 44500 | 3.2 | 2.42 | 64000 | 3.44 | 2.1 | 9 | 7
Live | 215682970 |  | 9.5 | 18.5 | 66125 | 56000 | 44500 | 3.2 | 2.42 | 64000 | 3.44 | 2.08 | 9 | 7
Live | 215933371 |  | 11 | 18.5 | 38410 | 31000 | 27000 | 3.7 | 2.38 | 35200 | 3.38 | 1.92 | 9 | 7
Live | 215933370 |  | 11 | 18.5 | 38410 | 31000 | 27000 | 3.7 | 2.38 | 35200 | 3.38 | 1.92 | 9 | 7
Live | 215931759 |  | 11.5 | 18.5 | 65550 | 48000 | 46500 | 3.87 | 2.34 | 60500 | 3.02 | 2.02 | 8.5 | 7
Live | 215931751 |  | 11 | 18.5 | 64975 | 48000 | 46500 | 3.7 | 2.32 | 60500 | 3 | 2.02 | 8.5 | 7
Live | 215934230 |  | 11.5 | 21.5 | 52325 | 39500 | 36600 | 3.87 | 2.48 | 48500 | 3.5 | 2 | 9.5 | 7.5
Live | 215934229 |  | 11.5 | 21.5 | 52325 | 39500 | 36600 | 3.87 | 2.48 | 48500 | 3.5 | 2 | 9.5 | 7.5
Live | 215682478 |  | 10 | 19 | 55775 | 46500 | 36800 | 3.37 | 2.52 | 50000 | 3.58 | 2.12 | 9 | 7.5
Live | 215682470 |  | 10 | 19 | 56350 | 46500 | 36600 | 3.37 | 2.54 | 50000 | 3.6 | 2.12 | 9 | 7.5
Live | 215939929 |  | 12 | 20.5 | 39560 | 29800 | 26000 | 4.04 | 2.44 | 34200 | 3.46 | 2.08 | 9.5 | 7
Live | 215939921 |  | 12 | 20.5 | 39560 | 29800 | 26000 | 4.04 | 2.44 | 34200 | 3.46 | 2.06 | 9.5 | 7
Live | 215938231 |  | 10.5 | 19.5 | 51750 | 44000 | 39000 | 3.54 | 2.1 | 53500 | 2.98 | 1.9 | 8 | 6.5
Live | 215938230 |  | 10.5 | 19.5 | 51750 | 44000 | 39000 | 3.54 | 2.1 | 53500 | 2.98 | 1.9 | 8 | 6.5
Live | 215682969 |  | 9.5 | 18.5 | 66125 | 56000 | 44500 | 3.2 | 2.42 | 64000 | 3.44 | 2.08 | 9 | 7
Live | 215682968 |  | 9.5 | 18.5 | 66125 | 56000 | 44500 | 3.2 | 2.42 | 64000 | 3.44 | 2.08 | 9 | 7
Live | 215935559 |  | 11 | 21 | 40020 | 31800 | 27800 | 3.71 | 2.46 | 38000 | 3.5 | 2.06 | 8.5 | 7
Live | 215935551 |  | 11.5 | 20.5 | 40020 | 31800 | 27800 | 3.87 | 2.46 | 38000 | 3.48 | 2.08 | 8.5 | 7
Live | 215933369 |  | 11 | 18.5 | 38410 | 31000 | 27000 | 3.7 | 2.38 | 35200 | 3.38 | 1.92 | 9 | 7
Live | 215933361 |  | 11.7 | 19.5 | 38640 | 30400 | 26400 | 3.95 | 2.44 | 34600 | 3.46 | 1.92 | 9 | 7
Live | 215931750 |  | 11 | 18.5 | 64975 | 48000 | 46500 | 3.7 | 2.32 | 60500 | 3 | 2.02 | 8.5 | 7
Live | 215931749 |  | 11 | 18.5 | 64975 | 48000 | 46500 | 3.7 | 2.32 | 60500 | 3 | 2.02 | 8.5 | 7
Live | 215934221 |  | 11 | 21 | 51750 | 40000 | 37000 | 3.71 | 2.44 | 48500 | 3.46 | 2 | 9.5 | 7.5
Live | 215934220 |  | 11 | 21 | 51750 | 40000 | 37000 | 3.71 | 2.44 | 48500 | 3.46 | 2 | 9.5 | 7.5
Live | 215939920 |  | 12 | 20.5 | 39560 | 29800 | 26000 | 4.04 | 2.44 | 34200 | 3.46 | 2.06 | 9.5 | 7
Live | 215939919 |  | 12 | 20.5 | 39560 | 29800 | 26000 | 4.04 | 2.44 | 34200 | 3.46 | 2.06 | 9.5 | 7
Live | 215682960 |  | 9 | 18.5 | 66125 | 56000 | 45000 | 3.03 | 2.42 | 64000 | 3.42 | 2.08 | 9 | 7
Live | 215682959 |  | 9 | 18.5 | 66125 | 56000 | 45000 | 3.03 | 2.42 | 64000 | 3.42 | 2.08 | 9 | 7
Live | 215935550 |  | 11.5 | 20.5 | 40020 | 31800 | 27800 | 3.87 | 2.46 | 38000 | 3.48 | 2.08 | 8.5 | 7
Live | 215935549 |  | 11.5 | 20.5 | 40020 | 31800 | 27800 | 3.87 | 2.46 | 38000 | 3.48 | 2.08 | 8.5 | 7
Live | 215938229 |  | 10.5 | 19.5 | 51750 | 44000 | 39000 | 3.54 | 2.1 | 53500 | 2.98 | 1.9 | 8 | 6.5
Live | 215938221 |  | 11.5 | 20.5 | 52900 | 43000 | 38000 | 3.88 | 2.16 | 53000 | 3.06 | 1.92 | 8 | 6.5
Live | 215933360 |  | 11.7 | 19.5 | 38640 | 30400 | 26400 | 3.95 | 2.44 | 34600 | 3.46 | 1.92 | 9 | 7
Live | 215933359 |  | 11.7 | 19.5 | 38640 | 30400 | 26400 | 3.95 | 2.44 | 34600 | 3.46 | 1.92 | 9 | 7
Live | 215682469 |  | 10 | 19 | 56350 | 46500 | 36600 | 3.37 | 2.54 | 50000 | 3.6 | 2.12 | 9 | 7.5
Live | 215682468 |  | 10 | 19 | 56350 | 46500 | 36600 | 3.37 | 2.54 | 50000 | 3.6 | 2.12 | 9 | 7.5
Live | 215939911 |  | 12 | 20.5 | 39560 | 30000 | 26000 | 4.04 | 2.42 | 34400 | 3.44 | 2.06 | 9.5 | 7
Live | 215939910 |  | 12 | 20.5 | 39560 | 30000 | 26000 | 4.04 | 2.42 | 34400 | 3.44 | 2.06 | 9.5 | 7
Live | 215934219 |  | 11 | 21 | 51750 | 40000 | 37000 | 3.71 | 2.44 | 48500 | 3.46 | 2 | 9.5 | 7.5
Live | 215934211 |  | 11 | 20.5 | 51175 | 39500 | 36600 | 3.7 | 2.42 | 49000 | 3.44 | 2 | 9.5 | 7.5
Live | 215935541 |  | 11 | 20 | 39100 | 30600 | 27200 | 3.71 | 2.36 | 38000 | 3.34 | 2 | 8.1 | 6.75
Live | 215935540 |  | 11 | 20 | 39100 | 30600 | 27200 | 3.71 | 2.36 | 38000 | 3.34 | 2 | 8.1 | 6.75
Live | 215682958 |  | 9 | 18.5 | 66125 | 56000 | 45000 | 3.03 | 2.42 | 64000 | 3.42 | 2.08 | 9 | 7
Live | 215682950 |  | 9 | 18 | 66700 | 56000 | 44500 | 3.04 | 2.44 | 64000 | 3.46 | 2.1 | 9 | 7
Live | 215931741 |  | 10.5 | 18 | 64400 | 49000 | 47500 | 3.54 | 2.26 | 61000 | 2.92 | 2 | 8.5 | 7
Live | 215931740 |  | 10.5 | 18 | 64400 | 49000 | 47500 | 3.54 | 2.26 | 61000 | 2.92 | 2 | 8.5 | 7
Live | 215938220 |  | 11.5 | 20.5 | 52900 | 43000 | 38000 | 3.88 | 2.16 | 53000 | 3.06 | 1.92 | 8 | 6.5
Live | 215938219 |  | 11.5 | 20.5 | 52900 | 43000 | 38000 | 3.88 | 2.16 | 53000 | 3.06 | 1.92 | 8 | 6.5
Live | 215682460 |  | 10 | 19 | 55775 | 46500 | 36800 | 3.37 | 2.52 | 50000 | 3.58 | 2.1 | 9 | 7.5
Live | 215682459 |  | 10 | 19 | 55775 | 46500 | 36800 | 3.37 | 2.52 | 50000 | 3.58 | 2.1 | 9 | 7.5
Live | 215933351 |  | 11.7 | 19 | 38640 | 30400 | 26400 | 3.95 | 2.44 | 34600 | 3.46 | 1.92 | 9 | 7
Live | 215933350 |  | 11.7 | 19 | 38640 | 30400 | 26400 | 3.95 | 2.44 | 34600 | 3.46 | 1.92 | 9 | 7
Live | 215939909 |  | 12 | 20.5 | 39560 | 30000 | 26000 | 4.04 | 2.42 | 34400 | 3.44 | 2.06 | 9.5 | 7
Live | 215939901 |  | 12 | 20.5 | 39560 | 30000 | 26000 | 4.04 | 2.42 | 34400 | 3.44 | 2.06 | 9.5 | 7
Live | 215934210 |  | 11 | 20.5 | 51175 | 39500 | 36600 | 3.7 | 2.42 | 49000 | 3.44 | 2 | 9.5 | 7.5
Live | 215934209 |  | 11 | 20.5 | 51175 | 39500 | 36600 | 3.7 | 2.42 | 49000 | 3.44 | 2 | 9.5 | 7.5
Live | 215935539 |  | 11 | 20 | 39100 | 30600 | 27200 | 3.71 | 2.36 | 38000 | 3.34 | 2 | 8.1 | 6.75
Live | 215935531 |  | 11 | 20 | 39100 | 30600 | 27200 | 3.71 | 2.36 | 38000 | 3.34 | 2 | 8.1 | 6.5
Live | 215682949 |  | 9 | 18 | 66700 | 56000 | 44500 | 3.04 | 2.44 | 64000 | 3.46 | 2.1 | 9 | 7
Live | 215682948 |  | 9 | 18 | 66700 | 56000 | 44500 | 3.04 | 2.44 | 64000 | 3.46 | 2.1 | 9 | 7
Live | 215938211 |  | 11 | 20.5 | 52325 | 43500 | 38500 | 3.7 | 2.14 | 53000 | 3.02 | 1.9 | 8 | 6.5
Live | 215938210 |  | 11 | 20.5 | 52325 | 43500 | 38500 | 3.7 | 2.14 | 53000 | 3.02 | 1.9 | 8 | 6.5
Live | 215931739 |  | 10.5 | 18 | 64400 | 49000 | 47500 | 3.54 | 2.26 | 61000 | 2.92 | 2 | 8.5 | 7
Live | 215931731 |  | 11 | 18.5 | 64975 | 48000 | 46500 | 3.7 | 2.32 | 60500 | 3.02 | 2.02 | 8.5 | 7
Live | 215682458 |  | 10 | 19 | 55775 | 46500 | 36800 | 3.37 | 2.52 | 50000 | 3.58 | 2.1 | 9 | 7.5
Live | 215682450 |  | 10 | 19 | 55775 | 46500 | 36800 | 3.37 | 2.52 | 50000 | 3.58 | 2.12 | 9 | 7.5
Live | 215933349 |  | 11.7 | 19 | 38640 | 30400 | 26400 | 3.95 | 2.44 | 34600 | 3.46 | 1.92 | 9 | 7
Live | 215933341 |  | 11 | 19 | 38640 | 30600 | 26600 | 3.71 | 2.42 | 34800 | 3.42 | 1.92 | 9 | 7
Live | 215939900 |  | 12 | 20.5 | 39560 | 30000 | 26000 | 4.04 | 2.42 | 34400 | 3.44 | 2.06 | 9.5 | 7
Live | 215939899 |  | 12 | 20.5 | 39560 | 30000 | 26000 | 4.04 | 2.42 | 34400 | 3.44 | 2.06 | 9.5 | 7
Live | 215935530 |  | 11 | 20 | 39100 | 30600 | 27200 | 3.71 | 2.36 | 38000 | 3.34 | 2 | 8.1 | 6.5
Live | 215935529 |  | 11 | 20 | 39100 | 30600 | 27200 | 3.71 | 2.36 | 38000 | 3.34 | 2 | 8.1 | 6.5
Live | 215682940 |  | 9.5 | 18.5 | 66700 | 55500 | 44000 | 3.2 | 2.46 | 64000 | 3.48 | 2.1 | 9 | 7.5
Live | 215682939 |  | 9.5 | 18.5 | 66700 | 55500 | 44000 | 3.2 | 2.46 | 64000 | 3.48 | 2.1 | 9 | 7.5
Live | 215931730 |  | 11 | 18.5 | 64975 | 48000 | 46500 | 3.7 | 2.32 | 60500 | 3.02 | 2.02 | 8.5 | 7
Live | 215931729 |  | 11 | 18.5 | 64975 | 48000 | 46500 | 3.7 | 2.32 | 60500 | 3.02 | 2.02 | 8.5 | 7
Live | 215682449 |  | 10 | 19 | 55775 | 46500 | 36800 | 3.37 | 2.52 | 50000 | 3.58 | 2.12 | 9 | 7.5
Live | 215682448 |  | 10 | 19 | 55775 | 46500 | 36800 | 3.37 | 2.52 | 50000 | 3.58 | 2.12 | 9 | 7.5
Live | 215938209 |  | 11 | 20.5 | 52325 | 43500 | 38500 | 3.7 | 2.14 | 53000 | 3.02 | 1.9 | 8 | 6.5
Live | 215938201 |  | 11 | 20 | 51175 | 43500 | 38000 | 3.7 | 2.14 | 53500 | 3.04 | 1.9 | 8 | 6.5
Live | 215933340 |  | 11 | 19 | 38640 | 30600 | 26600 | 3.71 | 2.42 | 34800 | 3.42 | 1.92 | 9 | 7
Live | 215933339 |  | 11 | 19 | 38640 | 30600 | 26600 | 3.71 | 2.42 | 34800 | 3.42 | 1.92 | 9 | 7
Live | 215939891 |  | 12 | 20.5 | 39560 | 30000 | 26000 | 4.04 | 2.44 | 34200 | 3.44 | 2.06 | 9.5 | 7
Live | 215939890 |  | 12 | 20.5 | 39560 | 30000 | 26000 | 4.04 | 2.44 | 34200 | 3.44 | 2.06 | 9.5 | 7
Live | 215934191 |  | 11.5 | 21.5 | 52325 | 39500 | 36600 | 3.87 | 2.48 | 48500 | 3.5 | 2 | 9.5 | 7.5
Live | 215935521 |  | 11 | 20 | 39100 | 30600 | 27200 | 3.71 | 2.36 | 38000 | 3.34 | 2 | 8.1 | 6.75
Live | 215935520 |  | 11 | 20 | 39100 | 30600 | 27200 | 3.71 | 2.36 | 38000 | 3.34 | 2 | 8.1 | 6.75
Live | 215931721 |  | 11.7 | 19 | 65550 | 47500 | 46000 | 3.94 | 2.36 | 60500 | 3.06 | 2.04 | 8.5 | 7
Live | 215931720 |  | 11.7 | 19 | 65550 | 47500 | 46000 | 3.94 | 2.36 | 60500 | 3.06 | 2.04 | 8.5 | 7
Live | 215682938 |  | 9.5 | 18.5 | 66700 | 55500 | 44000 | 3.2 | 2.46 | 64000 | 3.48 | 2.1 | 9 | 7.5
Live | 215682930 |  | 9 | 18.5 | 66125 | 56000 | 45000 | 3.03 | 2.42 | 64000 | 3.42 | 2.08 | 9 | 7
Live | 215682440 |  | 10.5 | 19 | 55775 | 46500 | 36800 | 3.54 | 2.52 | 50000 | 3.56 | 2 | 9 | 7.5
Live | 215682439 |  | 10.5 | 19 | 55775 | 46500 | 36800 | 3.54 | 2.52 | 50000 | 3.56 | 2 | 9 | 7.5
Live | 215938200 |  | 11 | 20 | 51175 | 43500 | 38000 | 3.7 | 2.14 | 53500 | 3.04 | 1.9 | 8 | 6.5
Live | 215938199 |  | 11 | 20 | 51175 | 43500 | 38000 | 3.7 | 2.14 | 53500 | 3.04 | 1.9 | 8 | 6.5
Live | 215939889 |  | 12 | 20.5 | 39560 | 30000 | 26000 | 4.04 | 2.44 | 34200 | 3.44 | 2.06 | 9.5 | 7
Live | 215939881 |  | 11.7 | 20 | 39560 | 30000 | 26200 | 3.94 | 2.42 | 34400 | 3.42 | 1.96 | 9 | 7
Live | 215935519 |  | 11 | 20 | 39100 | 30600 | 27200 | 3.71 | 2.36 | 38000 | 3.34 | 2 | 8.1 | 6.75
Live | 215935511 |  | 11 | 20 | 39100 | 30600 | 27200 | 3.71 | 2.36 | 38000 | 3.34 | 2 | 8.1 | 6.5
Live | 215933331 |  | 11 | 19 | 38640 | 30600 | 26600 | 3.71 | 2.42 | 34800 | 3.42 | 1.92 | 9 | 7
Live | 215933330 |  | 11 | 19 | 38640 | 30600 | 26600 | 3.71 | 2.42 | 34800 | 3.42 | 1.92 | 9 | 7
Live | 215934190 |  | 11.5 | 21.5 | 52325 | 39500 | 36600 | 3.87 | 2.48 | 48500 | 3.5 | 2 | 9.5 | 7.5
Live | 215934189 |  | 11.5 | 21.5 | 52325 | 39500 | 36600 | 3.87 | 2.48 | 48500 | 3.5 | 2 | 9.5 | 7.5
Live | 215682929 |  | 9 | 18.5 | 66125 | 56000 | 45000 | 3.03 | 2.42 | 64000 | 3.42 | 2.08 | 9 | 7
Live | 215682928 |  | 9 | 18.5 | 66125 | 56000 | 45000 | 3.03 | 2.42 | 64000 | 3.42 | 2.08 | 9 | 7
Live | 215682438 |  | 10.5 | 19 | 55775 | 46500 | 36800 | 3.54 | 2.52 | 50000 | 3.56 | 2 | 9 | 7.5
Live | 215682430 |  | 10.5 | 19 | 55200 | 46000 | 36600 | 3.54 | 2.5 | 50000 | 3.54 | 2 | 9 | 7.5
Live | 215938191 |  | 11.5 | 21 | 52325 | 43500 | 38000 | 3.87 | 2.16 | 53000 | 3.06 | 1.92 | 8 | 6.5
Live | 215938190 |  | 11.5 | 21 | 52325 | 43500 | 38000 | 3.87 | 2.16 | 53000 | 3.06 | 1.92 | 8 | 6.5
Live | 215939880 |  | 11.7 | 20 | 39560 | 30000 | 26200 | 3.94 | 2.42 | 34400 | 3.42 | 1.96 | 9 | 7
Live | 215939879 |  | 11.7 | 20 | 39560 | 30000 | 26200 | 3.94 | 2.42 | 34400 | 3.42 | 1.96 | 9 | 7
Live | 215935510 |  | 11 | 20 | 39100 | 30600 | 27200 | 3.71 | 2.36 | 38000 | 3.34 | 2 | 8.1 | 6.5
Live | 215935509 |  | 11 | 20 | 39100 | 30600 | 27200 | 3.71 | 2.36 | 38000 | 3.34 | 2 | 8.1 | 6.5
Live | 215933329 |  | 11 | 19 | 38640 | 30600 | 26600 | 3.71 | 2.42 | 34800 | 3.42 | 1.92 | 9 | 7
Live | 215933321 |  | 11 | 19 | 38410 | 30800 | 26800 | 3.7 | 2.4 | 35200 | 3.4 | 1.9 | 9 | 7
Live | 215934181 |  | 11.5 | 21 | 51175 | 38500 | 36000 | 3.88 | 2.46 | 48500 | 3.5 | 2 | 9.5 | 7.5
Live | 215934180 |  | 11.5 | 21 | 51175 | 38500 | 36000 | 3.88 | 2.46 | 48500 | 3.5 | 2 | 9.5 | 7.5
Live | 215682429 |  | 10.5 | 19 | 55200 | 46000 | 36600 | 3.54 | 2.5 | 50000 | 3.54 | 2 | 9 | 7.5
Live | 215682428 |  | 10.5 | 19 | 55200 | 46000 | 36600 | 3.54 | 2.5 | 50000 | 3.54 | 2 | 9 | 7.5
Live | 215682920 |  | 9 | 18.5 | 64975 | 55500 | 44500 | 3.03 | 2.4 | 63000 | 3.4 | 2.1 | 9 | 7
Live | 215682919 |  | 9 | 18.5 | 64975 | 55500 | 44500 | 3.03 | 2.4 | 63000 | 3.4 | 2.1 | 9 | 7
Live | 215938189 |  | 11.5 | 21 | 52325 | 43500 | 38000 | 3.87 | 2.16 | 53000 | 3.06 | 1.92 | 8 | 6.5
Live | 215938181 |  | 11.5 | 21 | 52900 | 43000 | 38000 | 3.88 | 2.16 | 53000 | 3.06 | 1.92 | 8 | 6.5
Live | 215939871 |  | 11.5 | 20 | 39330 | 30400 | 26600 | 3.88 | 2.38 | 34800 | 3.35 | 1.92 | 9 | 7
Live | 215939870 |  | 11.5 | 20 | 39330 | 30400 | 26600 | 3.88 | 2.38 | 34800 | 3.35 | 1.92 | 9 | 7
Live | 215935501 |  | 12 | 21.5 | 41170 | 32800 | 28600 | 4.05 | 2.44 | 38000 | 3.46 | 2.06 | 8.5 | 7
Live | 215935500 |  | 12 | 21.5 | 41170 | 32800 | 28600 | 4.05 | 2.44 | 38000 | 3.46 | 2.06 | 8.5 | 7
Live | 215933320 |  | 11 | 19 | 38410 | 30800 | 26800 | 3.7 | 2.4 | 35200 | 3.4 | 1.9 | 9 | 7
Live | 215933319 |  | 11 | 19 | 38410 | 30800 | 26800 | 3.7 | 2.4 | 35200 | 3.4 | 1.9 | 9 | 7
Live | 215931719 |  | 11.7 | 19 | 65550 | 47500 | 46000 | 3.94 | 2.36 | 60500 | 3.06 | 2.04 | 8.5 | 7
Live | 215931711 |  | 11.5 | 19 | 65550 | 47500 | 46500 | 3.87 | 2.36 | 60500 | 3.04 | 2.02 | 8.5 | 7
Live | 215934179 |  | 11.5 | 21 | 51175 | 38500 | 36000 | 3.88 | 2.46 | 48500 | 3.5 | 2 | 9.5 | 7.5
Live | 215682420 |  | 10 | 19 | 55200 | 46000 | 36600 | 3.37 | 2.5 | 50000 | 3.54 | 2 | 9 | 7.5
Live | 215682419 |  | 10 | 19 | 55200 | 46000 | 36600 | 3.37 | 2.5 | 50000 | 3.54 | 2 | 9 | 7.5
Live | 215682918 |  | 9 | 18.5 | 64975 | 55500 | 44500 | 3.03 | 2.4 | 63000 | 3.4 | 2.1 | 9 | 7
Live | 215682910 |  | 9 | 18.5 | 64975 | 55500 | 44500 | 3.03 | 2.38 | 63000 | 3.38 | 2.08 | 9 | 7
Live | 215938180 |  | 11.5 | 21 | 52900 | 43000 | 38000 | 3.88 | 2.16 | 53000 | 3.06 | 1.92 | 8 | 6.5
Live | 215938179 |  | 11.5 | 21 | 52900 | 43000 | 38000 | 3.88 | 2.16 | 53000 | 3.06 | 1.92 | 8 | 6.5
Live | 215939869 |  | 11.5 | 20 | 39330 | 30400 | 26600 | 3.88 | 2.38 | 34800 | 3.35 | 1.92 | 9 | 7
Live | 215939861 |  | 11 | 19.5 | 39100 | 30800 | 26800 | 3.71 | 2.34 | 35200 | 3.32 | 1.94 | 9 | 7
Live | 215935499 |  | 12 | 21.5 | 41170 | 32800 | 28600 | 4.05 | 2.44 | 38000 | 3.46 | 2.06 | 8.5 | 7
Live | 215935491 |  | 12.5 | 22.5 | 41400 | 32200 | 28200 | 4.21 | 2.5 | 37600 | 3.54 | 2.06 | 8.5 | 7
Live | 215933311 |  | 11 | 19 | 38410 | 31000 | 27000 | 3.7 | 2.38 | 35200 | 3.38 | 1.92 | 9 | 7
Live | 215933310 |  | 11 | 19 | 38410 | 31000 | 27000 | 3.7 | 2.38 | 35200 | 3.38 | 1.92 | 9 | 7
Live | 215931710 |  | 11.5 | 19 | 65550 | 47500 | 46500 | 3.87 | 2.36 | 60500 | 3.04 | 2.02 | 8.5 | 7
Live | 215931709 |  | 11.5 | 19 | 65550 | 47500 | 46500 | 3.87 | 2.36 | 60500 | 3.04 | 2.02 | 8.5 | 7
Live | 215682418 |  | 10 | 19 | 55200 | 46000 | 36600 | 3.37 | 2.5 | 50000 | 3.54 | 2 | 9 | 7.5
Live | 215682410 |  | 10 | 19 | 55200 | 46000 | 36600 | 3.37 | 2.48 | 50000 | 3.52 | 2 | 9 | 7.5
Live | 215682909 |  | 9 | 18.5 | 64975 | 55500 | 44500 | 3.03 | 2.38 | 63000 | 3.38 | 2.08 | 9 | 7
Live | 215682908 |  | 9 | 18.5 | 64975 | 55500 | 44500 | 3.03 | 2.38 | 63000 | 3.38 | 2.08 | 9 | 7
Live | 215938171 |  | 11.5 | 20.5 | 51175 | 43000 | 37600 | 3.88 | 2.16 | 53500 | 3.06 | 1.95 | 8.1 | 6.8
Live | 215938170 |  | 11.5 | 20.5 | 51175 | 43000 | 37600 | 3.88 | 2.16 | 53500 | 3.06 | 1.95 | 8.1 | 6.8
Live | 215939860 |  | 11 | 19.5 | 39100 | 30800 | 26800 | 3.71 | 2.34 | 35200 | 3.32 | 1.94 | 9 | 7
Live | 215939859 |  | 11 | 19.5 | 39100 | 30800 | 26800 | 3.71 | 2.34 | 35200 | 3.32 | 1.94 | 9 | 7
Live | 215935490 |  | 12.5 | 22.5 | 41400 | 32200 | 28200 | 4.21 | 2.5 | 37600 | 3.54 | 2.06 | 8.5 | 7
Live | 215935489 |  | 12.5 | 22.5 | 41400 | 32200 | 28200 | 4.21 | 2.5 | 37600 | 3.54 | 2.06 | 8.5 | 7
Live | 215933309 |  | 11 | 19 | 38410 | 31000 | 27000 | 3.7 | 2.38 | 35200 | 3.38 | 1.92 | 9 | 7
Live | 215933301 |  | 10.5 | 18.5 | 38180 | 31400 | 27400 | 3.54 | 2.34 | 35600 | 3.32 | 1.9 | 9 | 7
Live | 215934161 |  | 11 | 20.5 | 51175 | 40500 | 37400 | 3.7 | 2.38 | 49000 | 3.38 | 2 | 9 | 7
Live | 215934160 |  | 11 | 20.5 | 51175 | 40500 | 37400 | 3.7 | 2.38 | 49000 | 3.38 | 2 | 9 | 7
Live | 215931701 |  | 11.5 | 19 | 65550 | 47500 | 46500 | 3.87 | 2.36 | 60500 | 3.06 | 2.04 | 8.5 | 7
Live | 215931700 |  | 11.5 | 19 | 65550 | 47500 | 46500 | 3.87 | 2.36 | 60500 | 3.06 | 2.04 | 8.5 | 7
Live | 215682900 |  | 9 | 18 | 64975 | 56000 | 44500 | 3.03 | 2.38 | 63500 | 3.38 | 2.08 | 9 | 7
Live | 215682899 |  | 9 | 18 | 64975 | 56000 | 44500 | 3.03 | 2.38 | 63500 | 3.38 | 2.08 | 9 | 7
Live | 215682409 |  | 10 | 19 | 55200 | 46000 | 36600 | 3.37 | 2.48 | 50000 | 3.52 | 2 | 9 | 7.5
Live | 215682408 |  | 10 | 19 | 55200 | 46000 | 36600 | 3.37 | 2.48 | 50000 | 3.52 | 2 | 9 | 7.5
Live | 215938169 |  | 11.5 | 20.5 | 51175 | 43000 | 37600 | 3.88 | 2.16 | 53500 | 3.06 | 1.95 | 8.1 | 6.8
Live | 215938161 |  | 11 | 20.5 | 52325 | 43500 | 38500 | 3.7 | 2.14 | 53000 | 3.02 | 1.9 | 8 | 6.5
Live | 215939851 |  | 12 | 20.5 | 39560 | 30000 | 26000 | 4.04 | 2.42 | 34400 | 3.44 | 2.06 | 9.5 | 7
Live | 215939850 |  | 12 | 20.5 | 39560 | 30000 | 26000 | 4.04 | 2.42 | 34400 | 3.44 | 2.06 | 9.5 | 7
Live | 215933300 |  | 10.5 | 18.5 | 38180 | 31400 | 27400 | 3.54 | 2.34 | 35600 | 3.32 | 1.9 | 9 | 7
Live | 215933299 |  | 10.5 | 18.5 | 38180 | 31400 | 27400 | 3.54 | 2.34 | 35600 | 3.32 | 1.9 | 9 | 7
Live | 215935481 |  | 12.5 | 22.5 | 41400 | 32200 | 28200 | 4.21 | 2.5 | 37600 | 3.54 | 2.04 | 8.5 | 7
Live | 215935480 |  | 12.5 | 22.5 | 41400 | 32200 | 28200 | 4.21 | 2.5 | 37600 | 3.54 | 2.04 | 8.5 | 7
Live | 215934159 |  | 11 | 20.5 | 51175 | 40500 | 37400 | 3.7 | 2.38 | 49000 | 3.38 | 2 | 9 | 7
Live | 215682400 |  | 10 | 18.5 | 55200 | 46000 | 36600 | 3.37 | 2.5 | 50000 | 3.54 | 2 | 9 | 7.5
Live | 215682399 |  | 10 | 18.5 | 55200 | 46000 | 36600 | 3.37 | 2.5 | 50000 | 3.54 | 2 | 9 | 7.5
Live | 215682898 |  | 9 | 18 | 64975 | 56000 | 44500 | 3.03 | 2.38 | 63500 | 3.38 | 2.08 | 9 | 7
Live | 215682890 |  | 9 | 18 | 65550 | 55500 | 44500 | 3.03 | 2.4 | 63000 | 3.4 | 2.08 | 9 | 7
Live | 215938160 |  | 11 | 20.5 | 52325 | 43500 | 38500 | 3.7 | 2.14 | 53000 | 3.02 | 1.9 | 8 | 6.5
Live | 215938159 |  | 11 | 20.5 | 52325 | 43500 | 38500 | 3.7 | 2.14 | 53000 | 3.02 | 1.9 | 8 | 6.5
Live | 215939849 |  | 12 | 20.5 | 39560 | 30000 | 26000 | 4.04 | 2.42 | 34400 | 3.44 | 2.06 | 9.5 | 7
Live | 215939841 |  | 12 | 20.5 | 39560 | 30000 | 26000 | 4.04 | 2.44 | 34200 | 3.44 | 2.06 | 9.5 | 7
Live | 215933271 |  | 11 | 19 | 38410 | 30600 | 26600 | 3.7 | 2.42 | 34800 | 3.42 | 1.92 | 9 | 7
Live | 215933270 |  | 11 | 19 | 38410 | 30600 | 26600 | 3.7 | 2.42 | 34800 | 3.42 | 1.92 | 9 | 7
Live | 215931699 |  | 11.5 | 19 | 65550 | 47500 | 46500 | 3.87 | 2.36 | 60500 | 3.06 | 2.04 | 8.5 | 7
Live | 215931691 |  | 11 | 18.5 | 64975 | 48000 | 47000 | 3.7 | 2.32 | 60500 | 3 | 2.02 | 8.5 | 7
Live | 215682398 |  | 10 | 18.5 | 55200 | 46000 | 36600 | 3.37 | 2.5 | 50000 | 3.54 | 2 | 9 | 7.5
Live | 215682390 |  | 10 | 19 | 55200 | 46000 | 36200 | 3.37 | 2.52 | 50000 | 3.58 | 2.12 | 9 | 7.5
Live | 215935479 |  | 12.5 | 22.5 | 41400 | 32200 | 28200 | 4.21 | 2.5 | 37600 | 3.54 | 2.04 | 8.5 | 7
Live | 215935471 |  | 12.5 | 22.5 | 41400 | 32200 | 28200 | 4.21 | 2.5 | 37600 | 3.54 | 2.06 | 8.5 | 7
Live | 215938151 |  | 11 | 20 | 51750 | 44000 | 39000 | 3.71 | 2.1 | 53500 | 2.98 | 1.9 | 8 | 6.5
Live | 215938150 |  | 11 | 20 | 51750 | 44000 | 39000 | 3.71 | 2.1 | 53500 | 2.98 | 1.9 | 8 | 6.5
Live | 215682889 |  | 9 | 18 | 65550 | 55500 | 44500 | 3.03 | 2.4 | 63000 | 3.4 | 2.08 | 9 | 7
Live | 215682888 |  | 9 | 18 | 65550 | 55500 | 44500 | 3.03 | 2.4 | 63000 | 3.4 | 2.08 | 9 | 7
Live | 215933269 |  | 11 | 19 | 38410 | 30600 | 26600 | 3.7 | 2.42 | 34800 | 3.42 | 1.92 | 9 | 7
Live | 215933261 |  | 11 | 19 | 38410 | 30600 | 26600 | 3.7 | 2.42 | 34800 | 3.42 | 1.92 | 9 | 7
Live | 215939840 |  | 12 | 20.5 | 39560 | 30000 | 26000 | 4.04 | 2.44 | 34200 | 3.44 | 2.06 | 9.5 | 7
Live | 215939839 |  | 12 | 20.5 | 39560 | 30000 | 26000 | 4.04 | 2.44 | 34200 | 3.44 | 2.06 | 9.5 | 7
Live | 215931690 |  | 11 | 18.5 | 64975 | 48000 | 47000 | 3.7 | 2.32 | 60500 | 3 | 2.02 | 8.5 | 7
Live | 215931689 |  | 11 | 18.5 | 64975 | 48000 | 47000 | 3.7 | 2.32 | 60500 | 3 | 2.02 | 8.5 | 7
Live | 215682389 |  | 10 | 19 | 55200 | 46000 | 36200 | 3.37 | 2.52 | 50000 | 3.58 | 2.12 | 9 | 7.5
Live | 215682388 |  | 10 | 19 | 55200 | 46000 | 36200 | 3.37 | 2.52 | 50000 | 3.58 | 2.12 | 9 | 7.5
Live | 215938149 |  | 11 | 20 | 51750 | 44000 | 39000 | 3.71 | 2.1 | 53500 | 2.98 | 1.9 | 8 | 6.5
Live | 215934131 |  | 11 | 21 | 51175 | 39500 | 36600 | 3.7 | 2.44 | 48500 | 3.46 | 2 | 9.5 | 7.5
Live | 215934130 |  | 11 | 21 | 51175 | 39500 | 36600 | 3.7 | 2.44 | 48500 | 3.46 | 2 | 9.5 | 7.5
Live | 215935470 |  | 12.5 | 22.5 | 41400 | 32200 | 28200 | 4.21 | 2.5 | 37600 | 3.54 | 2.06 | 8.5 | 7
Live | 215935469 |  | 12.5 | 22.5 | 41400 | 32200 | 28200 | 4.21 | 2.5 | 37600 | 3.54 | 2.06 | 8.5 | 7
Live | 215682880 |  | 9.5 | 18 | 65550 | 55000 | 44000 | 3.2 | 2.42 | 62500 | 3.44 | 2.1 | 9 | 7
Live | 215682879 |  | 9.5 | 18 | 65550 | 55000 | 44000 | 3.2 | 2.42 | 62500 | 3.44 | 2.1 | 9 | 7
Live | 215933260 |  | 11 | 19 | 38410 | 30600 | 26600 | 3.7 | 2.42 | 34800 | 3.42 | 1.92 | 9 | 7
Live | 215933259 |  | 11 | 19 | 38410 | 30600 | 26600 | 3.7 | 2.42 | 34800 | 3.42 | 1.92 | 9 | 7
Live | 215939831 |  | 11.7 | 20 | 39560 | 30000 | 26200 | 3.94 | 2.42 | 34400 | 3.42 | 1.95 | 9 | 7.05
Live | 215939830 |  | 11.7 | 20 | 39560 | 30000 | 26200 | 3.94 | 2.42 | 34400 | 3.42 | 1.95 | 9 | 7.05
Live | 215931661 |  | 11 | 18 | 64400 | 46500 | 45500 | 3.71 | 2.32 | 61000 | 2.94 | 2.1 | 8.5 | 7
Live | 215931660 |  | 11 | 18 | 64400 | 46500 | 45500 | 3.71 | 2.32 | 61000 | 2.94 | 2.1 | 8.5 | 7
Live | 215682878 |  | 9.5 | 18 | 65550 | 55000 | 44000 | 3.2 | 2.42 | 62500 | 3.44 | 2.1 | 9 | 7
Live | 215682870 |  | 9 | 18 | 64975 | 56000 | 44500 | 3.03 | 2.38 | 63500 | 3.38 | 2.08 | 9 | 7
Live | 215682380 |  | 10 | 19 | 55200 | 46000 | 36600 | 3.37 | 2.48 | 50000 | 3.52 | 2 | 9 | 7.5
Live | 215682379 |  | 10 | 19 | 55200 | 46000 | 36600 | 3.37 | 2.48 | 50000 | 3.52 | 2 | 9 | 7.5
Live | 215935461 |  | 12.5 | 22.5 | 41400 | 32200 | 28200 | 4.21 | 2.5 | 37600 | 3.54 | 2.06 | 8.5 | 7
Live | 215935460 |  | 12.5 | 22.5 | 41400 | 32200 | 28200 | 4.21 | 2.5 | 37600 | 3.54 | 2.06 | 8.5 | 7
Live | 215934129 |  | 11 | 21 | 51175 | 39500 | 36600 | 3.7 | 2.44 | 48500 | 3.46 | 2 | 9.5 | 7.5
Live | 215934121 |  | 11.5 | 21.5 | 51750 | 39000 | 36200 | 3.88 | 2.48 | 48000 | 3.52 | 2 | 9.5 | 7.5
Live | 215933251 |  | 11 | 18.5 | 37950 | 31000 | 27000 | 3.71 | 2.38 | 35200 | 3.36 | 1.92 | 9 | 7
Live | 215933250 |  | 11 | 18.5 | 37950 | 31000 | 27000 | 3.71 | 2.38 | 35200 | 3.36 | 1.92 | 9 | 7
Live | 215939829 |  | 11.7 | 20 | 39560 | 30000 | 26200 | 3.94 | 2.42 | 34400 | 3.42 | 1.95 | 9 | 7.05
Live | 215939821 |  | 12 | 20.5 | 39100 | 29800 | 26000 | 4.05 | 2.42 | 34000 | 3.44 | 2.06 | 9.5 | 7
Live | 215931659 |  | 11 | 18 | 64400 | 46500 | 45500 | 3.71 | 2.32 | 61000 | 2.94 | 2.1 | 8.5 | 7
Live | 215931651 |  | 11 | 18.5 | 64400 | 47500 | 46000 | 3.71 | 2.34 | 60500 | 2.96 | 2.06 | 8.5 | 7
Live | 215682869 |  | 9 | 18 | 64975 | 56000 | 44500 | 3.03 | 2.38 | 63500 | 3.38 | 2.08 | 9 | 7
Live | 215682868 |  | 9 | 18 | 64975 | 56000 | 44500 | 3.03 | 2.38 | 63500 | 3.38 | 2.08 | 9 | 7
Live | 215682378 |  | 10 | 19 | 55200 | 46000 | 36600 | 3.37 | 2.48 | 50000 | 3.52 | 2 | 9 | 7.5
Live | 215682370 |  | 10.5 | 19 | 55200 | 46500 | 36600 | 3.54 | 2.5 | 50000 | 3.56 | 2 | 9 | 7.5
Live | 215938121 |  | 11.5 | 20.5 | 52325 | 43000 | 38000 | 3.87 | 2.16 | 52500 | 3.06 | 1.95 | 8.1 | 6.8
Live | 215938120 |  | 11.5 | 20.5 | 52325 | 43000 | 38000 | 3.87 | 2.16 | 52500 | 3.06 | 1.95 | 8.1 | 6.8
Live | 215935459 |  | 12.5 | 22.5 | 41400 | 32200 | 28200 | 4.21 | 2.5 | 37600 | 3.54 | 2.06 | 8.5 | 7
Live | 215935451 |  | 12.5 | 22 | 40940 | 32800 | 28400 | 4.21 | 2.52 | 38000 | 3.58 | 2.04 | 8.5 | 7
Live | 215934120 |  | 11.5 | 21.5 | 51750 | 39000 | 36200 | 3.88 | 2.48 | 48000 | 3.52 | 2 | 9.5 | 7.5
Live | 215934119 |  | 11.5 | 21.5 | 51750 | 39000 | 36200 | 3.88 | 2.48 | 48000 | 3.52 | 2 | 9.5 | 7.5
Live | 215933249 |  | 11 | 18.5 | 37950 | 31000 | 27000 | 3.71 | 2.38 | 35200 | 3.36 | 1.92 | 9 | 7
Live | 215933241 |  | 10.5 | 18.5 | 37950 | 30200 | 26200 | 3.54 | 2.4 | 34400 | 3.39 | 1.92 | 9 | 7
Live | 215939820 |  | 12 | 20.5 | 39100 | 29800 | 26000 | 4.05 | 2.42 | 34000 | 3.44 | 2.06 | 9.5 | 7
Live | 215939819 |  | 12 | 20.5 | 39100 | 29800 | 26000 | 4.05 | 2.42 | 34000 | 3.44 | 2.06 | 9.5 | 7
Live | 215931650 |  | 11 | 18.5 | 64400 | 47500 | 46000 | 3.71 | 2.34 | 60500 | 2.96 | 2.06 | 8.5 | 7
Live | 215931649 |  | 11 | 18.5 | 64400 | 47500 | 46000 | 3.71 | 2.34 | 60500 | 2.96 | 2.06 | 8.5 | 7
Live | 215682860 |  | 9 | 18.5 | 64975 | 56000 | 45000 | 3.03 | 2.38 | 64000 | 3.38 | 2.08 | 9 | 7
Live | 215682859 |  | 9 | 18.5 | 64975 | 56000 | 45000 | 3.03 | 2.38 | 64000 | 3.38 | 2.08 | 9 | 7
Live | 215682369 |  | 10.5 | 19 | 55200 | 46500 | 36600 | 3.54 | 2.5 | 50000 | 3.56 | 2 | 9 | 7.5
Live | 215682368 |  | 10.5 | 19 | 55200 | 46500 | 36600 | 3.54 | 2.5 | 50000 | 3.56 | 2 | 9 | 7.5
Live | 215935450 |  | 12.5 | 22 | 40940 | 32800 | 28400 | 4.21 | 2.52 | 38000 | 3.58 | 2.04 | 8.5 | 7
Live | 215935449 |  | 12.5 | 22 | 40940 | 32800 | 28400 | 4.21 | 2.52 | 38000 | 3.58 | 2.04 | 8.5 | 7
Live | 215938119 |  | 11.5 | 20.5 | 52325 | 43000 | 38000 | 3.87 | 2.16 | 52500 | 3.06 | 1.95 | 8.1 | 6.8
Live | 215938111 |  | 11.5 | 20.5 | 52325 | 43500 | 38000 | 3.87 | 2.14 | 52500 | 3.04 | 1.9 | 8.1 | 6.8
Live | 215934111 |  | 11 | 21.5 | 51750 | 39000 | 36200 | 3.71 | 2.48 | 48000 | 3.5 | 2 | 9.5 | 7.5
Live | 215934110 |  | 11 | 21.5 | 51750 | 39000 | 36200 | 3.71 | 2.48 | 48000 | 3.5 | 2 | 9.5 | 7.5
Live | 215933240 |  | 10.5 | 18.5 | 37950 | 30200 | 26200 | 3.54 | 2.4 | 34400 | 3.39 | 1.92 | 9 | 7
Live | 215933239 |  | 10.5 | 18.5 | 37950 | 30200 | 26200 | 3.54 | 2.4 | 34400 | 3.39 | 1.92 | 9 | 7
Live | 215939811 |  | 12 | 20.5 | 39100 | 29800 | 25800 | 4.05 | 2.42 | 34000 | 3.44 | 2.06 | 9.5 | 7
Live | 215939810 |  | 12 | 20.5 | 39100 | 29800 | 25800 | 4.05 | 2.42 | 34000 | 3.44 | 2.06 | 9.5 | 7
Live | 215931641 |  | 11 | 18.5 | 63825 | 48000 | 46000 | 3.7 | 2.32 | 60500 | 2.94 | 2.06 | 8.5 | 7
Live | 215931640 |  | 11 | 18.5 | 63825 | 48000 | 46000 | 3.7 | 2.32 | 60500 | 2.94 | 2.06 | 8.5 | 7
Live | 215682360 |  | 10 | 19 | 55200 | 46500 | 36800 | 3.37 | 2.5 | 50000 | 3.54 | 2 | 9 | 7.5
Live | 215682359 |  | 10 | 19 | 55200 | 46500 | 36800 | 3.37 | 2.5 | 50000 | 3.54 | 2 | 9 | 7.5
Live | 215938110 |  | 11.5 | 20.5 | 52325 | 43500 | 38000 | 3.87 | 2.14 | 52500 | 3.04 | 1.9 | 8.1 | 6.8
Live | 215938109 |  | 11.5 | 20.5 | 52325 | 43500 | 38000 | 3.87 | 2.14 | 52500 | 3.04 | 1.9 | 8.1 | 6.8
Live | 215935441 |  | 12.5 | 22 | 40940 | 32800 | 28400 | 4.21 | 2.52 | 38000 | 3.58 | 2.04 | 8.5 | 7
Live | 215935440 |  | 12.5 | 22 | 40940 | 32800 | 28400 | 4.21 | 2.52 | 38000 | 3.58 | 2.04 | 8.5 | 7
Live | 215682858 |  | 9 | 18.5 | 64975 | 56000 | 45000 | 3.03 | 2.38 | 64000 | 3.38 | 2.08 | 9 | 7
Live | 215682850 |  | 9 | 18 | 64975 | 56000 | 45000 | 3.03 | 2.38 | 64000 | 3.38 | 2.06 | 9 | 7
Live | 215934109 |  | 11 | 21.5 | 51750 | 39000 | 36200 | 3.71 | 2.48 | 48000 | 3.5 | 2 | 9.5 | 7.5
Live | 215934101 |  | 11 | 21 | 51175 | 39500 | 36600 | 3.7 | 2.44 | 48500 | 3.46 | 2 | 9.5 | 7.5
Live | 215939809 |  | 12 | 20.5 | 39100 | 29800 | 25800 | 4.05 | 2.42 | 34000 | 3.44 | 2.06 | 9.5 | 7
Live | 215939801 |  | 11.7 | 20 | 39100 | 29800 | 26000 | 3.94 | 2.4 | 34200 | 3.42 | 2.06 | 9.5 | 7
Live | 215933231 |  | 10.5 | 17 | 36570 | 30000 | 26200 | 3.54 | 2.32 | 34000 | 3.3 | 1.94 | 9 | 7
Live | 215933230 |  | 10.5 | 17 | 36570 | 30000 | 26200 | 3.54 | 2.32 | 34000 | 3.3 | 1.94 | 9 | 7
Live | 215931639 |  | 11 | 18.5 | 63825 | 48000 | 46000 | 3.7 | 2.32 | 60500 | 2.94 | 2.06 | 8.5 | 7
Live | 215931631 |  | 11 | 18.5 | 63825 | 47000 | 46000 | 3.7 | 2.26 | 60500 | 2.94 | 2.06 | 8.5 | 7
Live | 215682358 |  | 10 | 19 | 55200 | 46500 | 36800 | 3.37 | 2.5 | 50000 | 3.54 | 2 | 9 | 7.5
Live | 215682350 |  | 10 | 18.5 | 54625 | 47000 | 37200 | 3.37 | 2.46 | 50000 | 3.48 | 1.98 | 9 | 7.5
Live | 215935439 |  | 12.5 | 22 | 40940 | 32800 | 28400 | 4.21 | 2.52 | 38000 | 3.58 | 2.04 | 8.5 | 7
Live | 215935431 |  | 12.5 | 22 | 40710 | 32800 | 28400 | 4.22 | 2.5 | 38000 | 3.56 | 2.04 | 8.5 | 7
Live | 215682849 |  | 9 | 18 | 64975 | 56000 | 45000 | 3.03 | 2.38 | 64000 | 3.38 | 2.06 | 9 | 7
Live | 215682848 |  | 9 | 18 | 64975 | 56000 | 45000 | 3.03 | 2.38 | 64000 | 3.38 | 2.06 | 9 | 7
Live | 215938101 |  | 11 | 20.5 | 52325 | 43500 | 38000 | 3.7 | 2.14 | 52500 | 3.04 | 1.9 | 8 | 6.5
Live | 215938100 |  | 11 | 20.5 | 52325 | 43500 | 38000 | 3.7 | 2.14 | 52500 | 3.04 | 1.9 | 8 | 6.5
Live | 215934100 |  | 11 | 21 | 51175 | 39500 | 36600 | 3.7 | 2.44 | 48500 | 3.46 | 2 | 9.5 | 7.5
Live | 215934099 |  | 11 | 21 | 51175 | 39500 | 36600 | 3.7 | 2.44 | 48500 | 3.46 | 2 | 9.5 | 7.5
Live | 215933229 |  | 10.5 | 17 | 36570 | 30000 | 26200 | 3.54 | 2.32 | 34000 | 3.3 | 1.94 | 9 | 7
Live | 215933221 |  | 11 | 19 | 38180 | 30600 | 26800 | 3.71 | 2.4 | 35000 | 3.42 | 1.92 | 9 | 7
Live | 215939800 |  | 11.7 | 20 | 39100 | 29800 | 26000 | 3.94 | 2.4 | 34200 | 3.42 | 2.06 | 9.5 | 7
Live | 215939799 |  | 11.7 | 20 | 39100 | 29800 | 26000 | 3.94 | 2.4 | 34200 | 3.42 | 2.06 | 9.5 | 7
Live | 215931630 |  | 11 | 18.5 | 63825 | 47000 | 46000 | 3.7 | 2.26 | 60500 | 2.94 | 2.06 | 8.5 | 7
Live | 215931629 |  | 11 | 18.5 | 63825 | 47000 | 46000 | 3.7 | 2.26 | 60500 | 2.94 | 2.06 | 8.5 | 7
Live | 215682349 |  | 10 | 18.5 | 54625 | 47000 | 37200 | 3.37 | 2.46 | 50000 | 3.48 | 1.98 | 9 | 7.5
Live | 215682348 |  | 10 | 18.5 | 54625 | 47000 | 37200 | 3.37 | 2.46 | 50000 | 3.48 | 1.98 | 9 | 7.5
Live | 215935430 |  | 12.5 | 22 | 40710 | 32800 | 28400 | 4.22 | 2.5 | 38000 | 3.56 | 2.04 | 8.5 | 7
Live | 215935429 |  | 12.5 | 22 | 40710 | 32800 | 28400 | 4.22 | 2.5 | 38000 | 3.56 | 2.04 | 8.5 | 7
Live | 215938099 |  | 11 | 20.5 | 52325 | 43500 | 38000 | 3.7 | 2.14 | 52500 | 3.04 | 1.9 | 8 | 6.5
Live | 215938091 |  | 11.5 | 20.5 | 52325 | 43500 | 38000 | 3.87 | 2.14 | 52500 | 3.04 | 1.9 | 8.1 | 6.8
Live | 215682840 |  | 9 | 18 | 65550 | 56000 | 44500 | 3.03 | 2.4 | 63500 | 3.4 | 2.08 | 9 | 7
Live | 215682839 |  | 9 | 18 | 65550 | 56000 | 44500 | 3.03 | 2.4 | 63500 | 3.4 | 2.08 | 9 | 7
Live | 215934081 |  | 11 | 20 | 48875 | 35800 | 35200 | 3.71 | 2.34 | 48500 | 3.3 | 2 | 9 | 7
Live | 215934080 |  | 11 | 20 | 48875 | 35800 | 35200 | 3.71 | 2.34 | 48500 | 3.3 | 2 | 9 | 7
Live | 215933220 |  | 11 | 19 | 38180 | 30600 | 26800 | 3.71 | 2.4 | 35000 | 3.42 | 1.92 | 9 | 7
Live | 215933219 |  | 11 | 19 | 38180 | 30600 | 26800 | 3.71 | 2.4 | 35000 | 3.42 | 1.92 | 9 | 7
Live | 215939791 |  | 11.7 | 20 | 39100 | 29800 | 26000 | 3.94 | 2.4 | 34200 | 3.42 | 2.06 | 9.5 | 7
Live | 215939790 |  | 11.7 | 20 | 39100 | 29800 | 26000 | 3.94 | 2.4 | 34200 | 3.42 | 2.06 | 9.5 | 7
Live | 215938090 |  | 11.5 | 20.5 | 52325 | 43500 | 38000 | 3.87 | 2.14 | 52500 | 3.04 | 1.9 | 8.1 | 6.8
Live | 215938089 |  | 11.5 | 20.5 | 52325 | 43500 | 38000 | 3.87 | 2.14 | 52500 | 3.04 | 1.9 | 8.1 | 6.8
Live | 215931621 |  | 11 | 18.5 | 63825 | 48000 | 46000 | 3.7 | 2.32 | 60500 | 2.94 | 2.06 | 8.5 | 7
Live | 215931620 |  | 11 | 18.5 | 63825 | 48000 | 46000 | 3.7 | 2.32 | 60500 | 2.94 | 2.06 | 8.5 | 7
Live | 215935421 |  | 12.5 | 22 | 40940 | 32800 | 28400 | 4.21 | 2.52 | 38000 | 3.58 | 2.04 | 8.5 | 7
Live | 215935420 |  | 12.5 | 22 | 40940 | 32800 | 28400 | 4.21 | 2.52 | 38000 | 3.58 | 2.04 | 8.5 | 7
Live | 215682340 |  | 10 | 18.5 | 55200 | 46500 | 36600 | 3.37 | 2.5 | 50000 | 3.56 | 2 | 9 | 7.5
Live | 215682339 |  | 10 | 18.5 | 55200 | 46500 | 36600 | 3.37 | 2.5 | 50000 | 3.56 | 2 | 9 | 7.5
Live | 215934079 |  | 11 | 20 | 48875 | 35800 | 35200 | 3.71 | 2.34 | 48500 | 3.3 | 2 | 9 | 7
Live | 215934071 |  | 10.5 | 20.5 | 50025 | 39500 | 36600 | 3.54 | 2.44 | 48000 | 3.46 | 2 | 9.5 | 7.5
Live | 215682838 |  | 9 | 18 | 65550 | 56000 | 44500 | 3.03 | 2.4 | 63500 | 3.4 | 2.08 | 9 | 7
Live | 215682830 |  | 9 | 18 | 66125 | 55500 | 44000 | 3.03 | 2.42 | 63500 | 3.44 | 2.1 | 9 | 7
Live | 215933211 |  | 11 | 19 | 38410 | 30600 | 26600 | 3.7 | 2.42 | 34800 | 3.42 | 1.92 | 9 | 7
Live | 215933210 |  | 11 | 19 | 38410 | 30600 | 26600 | 3.7 | 2.42 | 34800 | 3.42 | 1.92 | 9 | 7
Live | 215939789 |  | 11.7 | 20 | 39100 | 29800 | 26000 | 3.94 | 2.4 | 34200 | 3.42 | 2.06 | 9.5 | 7
Live | 215939781 |  | 11.7 | 20 | 38410 | 30200 | 26200 | 3.95 | 2.44 | 34400 | 3.44 | 2.04 | 9.5 | 7.5
Live | 215938081 |  | 11 | 20.5 | 51750 | 43500 | 38000 | 3.71 | 2.14 | 52500 | 3.04 | 1.9 | 8 | 6.5
Live | 215938080 |  | 11 | 20.5 | 51750 | 43500 | 38000 | 3.71 | 2.14 | 52500 | 3.04 | 1.9 | 8 | 6.5
Live | 215931619 |  | 11 | 18.5 | 63825 | 48000 | 46000 | 3.7 | 2.32 | 60500 | 2.94 | 2.06 | 8.5 | 7
Live | 215931611 |  | 11 | 18 | 63825 | 47500 | 46000 | 3.7 | 2.26 | 60500 | 2.92 | 1.95 | 8.1 | 6.8
Live | 215935419 |  | 12.5 | 22 | 40940 | 32800 | 28400 | 4.21 | 2.52 | 38000 | 3.58 | 2.04 | 8.5 | 7
Live | 215935411 |  | 12.5 | 21.5 | 40710 | 32800 | 28400 | 4.22 | 2.5 | 38000 | 3.56 | 2.04 | 8.5 | 7
Live | 215682338 |  | 10 | 18.5 | 55200 | 46500 | 36600 | 3.37 | 2.5 | 50000 | 3.56 | 2 | 9 | 7.5
Live | 215682330 |  | 10 | 19 | 55775 | 46000 | 36400 | 3.37 | 2.52 | 50000 | 3.58 | 2.12 | 9 | 7.5
Live | 215682829 |  | 9 | 18 | 66125 | 55500 | 44000 | 3.03 | 2.42 | 63500 | 3.44 | 2.1 | 9 | 7
Live | 215682828 |  | 9 | 18 | 66125 | 55500 | 44000 | 3.03 | 2.42 | 63500 | 3.44 | 2.1 | 9 | 7
Live | 215934070 |  | 10.5 | 20.5 | 50025 | 39500 | 36600 | 3.54 | 2.44 | 48000 | 3.46 | 2 | 9.5 | 7.5
Live | 215934069 |  | 10.5 | 20.5 | 50025 | 39500 | 36600 | 3.54 | 2.44 | 48000 | 3.46 | 2 | 9.5 | 7.5
Live | 215933209 |  | 11 | 19 | 38410 | 30600 | 26600 | 3.7 | 2.42 | 34800 | 3.42 | 1.92 | 9 | 7
Live | 215933201 |  | 11 | 19 | 38180 | 30600 | 26800 | 3.71 | 2.4 | 34800 | 3.42 | 1.92 | 9 | 7
Live | 215939780 |  | 11.7 | 20 | 38410 | 30200 | 26200 | 3.95 | 2.44 | 34400 | 3.44 | 2.04 | 9.5 | 7.5
Live | 215939779 |  | 11.7 | 20 | 38410 | 30200 | 26200 | 3.95 | 2.44 | 34400 | 3.44 | 2.04 | 9.5 | 7.5
Live | 215938079 |  | 11 | 20.5 | 51750 | 43500 | 38000 | 3.71 | 2.14 | 52500 | 3.04 | 1.9 | 8 | 6.5
Live | 215938071 |  | 10.5 | 19.5 | 51175 | 44000 | 39000 | 3.54 | 2.1 | 53000 | 3 | 1.9 | 8 | 6.5
Live | 215931610 |  | 11 | 18 | 63825 | 47500 | 46000 | 3.7 | 2.26 | 60500 | 2.92 | 1.95 | 8.1 | 6.8
Live | 215931609 |  | 11 | 18 | 63825 | 47500 | 46000 | 3.7 | 2.26 | 60500 | 2.92 | 1.95 | 8.1 | 6.8
Live | 215682329 |  | 10 | 19 | 55775 | 46000 | 36400 | 3.37 | 2.52 | 50000 | 3.58 | 2.12 | 9 | 7.5
Live | 215682328 |  | 10 | 19 | 55775 | 46000 | 36400 | 3.37 | 2.52 | 50000 | 3.58 | 2.12 | 9 | 7.5
Live | 215935410 |  | 12.5 | 21.5 | 40710 | 32800 | 28400 | 4.22 | 2.5 | 38000 | 3.56 | 2.04 | 8.5 | 7
Live | 215935409 |  | 12.5 | 21.5 | 40710 | 32800 | 28400 | 4.22 | 2.5 | 38000 | 3.56 | 2.04 | 8.5 | 7
Live | 215682820 |  | 9.5 | 18 | 64400 | 54000 | 43000 | 3.2 | 2.4 | 60000 | 3.4 | 2.12 | 8.5 | 7
Live | 215682819 |  | 9.5 | 18 | 64400 | 54000 | 43000 | 3.2 | 2.4 | 60000 | 3.4 | 2.12 | 8.5 | 7
Live | 215934061 |  | 10.5 | 20 | 48875 | 38500 | 36400 | 3.54 | 2.38 | 48500 | 3.38 | 2 | 9.5 | 7.5
Live | 215934060 |  | 10.5 | 20 | 48875 | 38500 | 36400 | 3.54 | 2.38 | 48500 | 3.38 | 2 | 9.5 | 7.5
Live | 215933200 |  | 11 | 19 | 38180 | 30600 | 26800 | 3.71 | 2.4 | 34800 | 3.42 | 1.92 | 9 | 7
Live | 215933199 |  | 11 | 19 | 38180 | 30600 | 26800 | 3.71 | 2.4 | 34800 | 3.42 | 1.92 | 9 | 7
Live | 215939771 |  | 11.5 | 20 | 38410 | 30200 | 26400 | 3.88 | 2.42 | 34600 | 3.41 | 2.04 | 9.5 | 7.5
Live | 215939770 |  | 11.5 | 20 | 38410 | 30200 | 26400 | 3.88 | 2.42 | 34600 | 3.41 | 2.04 | 9.5 | 7.5
Live | 215931601 |  | 10.5 | 17.5 | 63250 | 48000 | 47000 | 3.54 | 2.2 | 61000 | 2.84 | 1.95 | 8.1 | 6.85
Live | 215931600 |  | 10.5 | 17.5 | 63250 | 48000 | 47000 | 3.54 | 2.2 | 61000 | 2.84 | 1.95 | 8.1 | 6.85
Live | 215682320 |  | 10 | 18.5 | 55200 | 46500 | 36800 | 3.37 | 2.5 | 50000 | 3.54 | 2 | 9 | 7.5
Live | 215682319 |  | 10 | 18.5 | 55200 | 46500 | 36800 | 3.37 | 2.5 | 50000 | 3.54 | 2 | 9 | 7.5
Live | 215938070 |  | 10.5 | 19.5 | 51175 | 44000 | 39000 | 3.54 | 2.1 | 53000 | 3 | 1.9 | 8 | 6.5
Live | 215938069 |  | 10.5 | 19.5 | 51175 | 44000 | 39000 | 3.54 | 2.1 | 53000 | 3 | 1.9 | 8 | 6.5
Live | 215935401 |  | 12 | 21 | 40480 | 33200 | 28800 | 4.05 | 2.46 | 38500 | 3.5 | 2.02 | 8.5 | 7
Live | 215935400 |  | 12 | 21 | 40480 | 33200 | 28800 | 4.05 | 2.46 | 38500 | 3.5 | 2.02 | 8.5 | 7
Live | 215934059 |  | 10.5 | 20 | 48875 | 38500 | 36400 | 3.54 | 2.38 | 48500 | 3.38 | 2 | 9.5 | 7.5
Live | 215934051 |  | 10 | 20 | 49450 | 40000 | 37200 | 3.37 | 2.38 | 48500 | 3.38 | 1.88 | 9.5 | 7.5
Live | 215682818 |  | 9.5 | 18 | 64400 | 54000 | 43000 | 3.2 | 2.4 | 60000 | 3.4 | 2.12 | 8.5 | 7
Live | 215682810 |  | 9.5 | 18 | 64400 | 54000 | 43500 | 3.2 | 2.4 | 60500 | 3.4 | 2.12 | 8.5 | 7
Live | 215933191 |  | 10.5 | 18.5 | 37950 | 31200 | 27200 | 3.54 | 2.36 | 35600 | 3.34 | 1.92 | 9 | 7
Live | 215933190 |  | 10.5 | 18.5 | 37950 | 31200 | 27200 | 3.54 | 2.36 | 35600 | 3.34 | 1.92 | 9 | 7
Live | 215939769 |  | 11.5 | 20 | 38410 | 30200 | 26400 | 3.88 | 2.42 | 34600 | 3.41 | 2.04 | 9.5 | 7.5
Live | 215939761 |  | 11 | 19.5 | 38180 | 30600 | 26800 | 3.71 | 2.38 | 35000 | 3.36 | 2.02 | 9.5 | 7.5
Live | 215939760 |  | 11 | 19.5 | 38180 | 30600 | 26800 | 3.71 | 2.38 | 35000 | 3.36 | 2.02 | 9.5 | 7.5
Live | 215939759 |  | 11 | 19.5 | 38180 | 30600 | 26800 | 3.71 | 2.38 | 35000 | 3.36 | 2.02 | 9.5 | 7.5
Live | 215682318 |  | 10 | 18.5 | 55200 | 46500 | 36800 | 3.37 | 2.5 | 50000 | 3.54 | 2 | 9 | 7.5
Live | 215682310 |  | 10 | 18.5 | 55200 | 46500 | 36600 | 3.37 | 2.5 | 50000 | 3.56 | 2 | 9 | 7.5
Live | 215938061 |  | 11.5 | 20.5 | 52325 | 43000 | 38000 | 3.87 | 2.16 | 52500 | 3.06 | 1.9 | 8 | 6.7
Live | 215938060 |  | 11.5 | 20.5 | 52325 | 43000 | 38000 | 3.87 | 2.16 | 52500 | 3.06 | 1.9 | 8 | 6.7
Live | 215931599 |  | 10.5 | 17.5 | 63250 | 48000 | 47000 | 3.54 | 2.2 | 61000 | 2.84 | 1.95 | 8.1 | 6.85
Live | 215931591 |  | 11.5 | 18.5 | 64400 | 47000 | 45500 | 3.88 | 2.3 | 60500 | 2.98 | 2.08 | 8.5 | 7
Live | 215935399 |  | 12 | 21 | 40480 | 33200 | 28800 | 4.05 | 2.46 | 38500 | 3.5 | 2.02 | 8.5 | 7
Live | 215935391 |  | 12.5 | 22 | 40940 | 32600 | 28400 | 4.21 | 2.52 | 38000 | 3.58 | 2.06 | 8.5 | 7
Live | 215934050 |  | 10 | 20 | 49450 | 40000 | 37200 | 3.37 | 2.38 | 48500 | 3.38 | 1.88 | 9.5 | 7.5
Live | 215934049 |  | 10 | 20 | 49450 | 40000 | 37200 | 3.37 | 2.38 | 48500 | 3.38 | 1.88 | 9.5 | 7.5
Live | 215682809 |  | 9.5 | 18 | 64400 | 54000 | 43500 | 3.2 | 2.4 | 60500 | 3.4 | 2.12 | 8.5 | 7
Live | 215682808 |  | 9.5 | 18 | 64400 | 54000 | 43500 | 3.2 | 2.4 | 60500 | 3.4 | 2.12 | 8.5 | 7
Live | 215933189 |  | 10.5 | 18.5 | 37950 | 31200 | 27200 | 3.54 | 2.36 | 35600 | 3.34 | 1.92 | 9 | 7
Live | 215933181 |  | 11 | 18.5 | 37950 | 31000 | 27200 | 3.71 | 2.36 | 35400 | 3.34 | 1.92 | 9 | 7
Live | 215939751 |  | 11 | 19 | 37950 | 31000 | 27000 | 3.71 | 2.34 | 35400 | 3.31 | 1.9 | 9 | 7.5
Live | 215939750 |  | 11 | 19 | 37950 | 31000 | 27000 | 3.71 | 2.34 | 35400 | 3.31 | 1.9 | 9 | 7.5
Live | 215682309 |  | 10 | 18.5 | 55200 | 46500 | 36600 | 3.37 | 2.5 | 50000 | 3.56 | 2 | 9 | 7.5
Live | 215682308 |  | 10 | 18.5 | 55200 | 46500 | 36600 | 3.37 | 2.5 | 50000 | 3.56 | 2 | 9 | 7.5
Live | 215938059 |  | 11.5 | 20.5 | 52325 | 43000 | 38000 | 3.87 | 2.16 | 52500 | 3.06 | 1.9 | 8 | 6.7
Live | 215938051 |  | 11 | 20.5 | 51750 | 43500 | 38000 | 3.71 | 2.14 | 53000 | 3.04 | 1.9 | 8 | 6.5
Live | 215931590 |  | 11.5 | 18.5 | 64400 | 47000 | 45500 | 3.88 | 2.3 | 60500 | 2.98 | 2.08 | 8.5 | 7
Live | 215931589 |  | 11.5 | 18.5 | 64400 | 47000 | 45500 | 3.88 | 2.3 | 60500 | 2.98 | 2.08 | 8.5 | 7
Live | 215935390 |  | 12.5 | 22 | 40940 | 32600 | 28400 | 4.21 | 2.52 | 38000 | 3.58 | 2.06 | 8.5 | 7
Live | 215935389 |  | 12.5 | 22 | 40940 | 32600 | 28400 | 4.21 | 2.52 | 38000 | 3.58 | 2.06 | 8.5 | 7
Live | 215682800 |  | 9 | 18 | 64975 | 56000 | 45000 | 3.03 | 2.38 | 64000 | 3.38 | 2.06 | 9 | 7
Live | 215682799 |  | 9 | 18 | 64975 | 56000 | 45000 | 3.03 | 2.38 | 64000 | 3.38 | 2.06 | 9 | 7
Live | 215934041 |  | 11 | 21 | 50600 | 39000 | 36200 | 3.71 | 2.46 | 48000 | 3.5 | 2 | 9.5 | 7.5
Live | 215934040 |  | 11 | 21 | 50600 | 39000 | 36200 | 3.71 | 2.46 | 48000 | 3.5 | 2 | 9.5 | 7.5
Live | 215933180 |  | 11 | 18.5 | 37950 | 31000 | 27200 | 3.71 | 2.36 | 35400 | 3.34 | 1.92 | 9 | 7
Live | 215933179 |  | 11 | 18.5 | 37950 | 31000 | 27200 | 3.71 | 2.36 | 35400 | 3.34 | 1.92 | 9 | 7
Live | 215939749 |  | 11 | 19 | 37950 | 31000 | 27000 | 3.71 | 2.34 | 35400 | 3.31 | 1.9 | 9 | 7.5
Live | 215939741 |  | 11.7 | 20.5 | 38410 | 30200 | 26200 | 3.95 | 2.42 | 34400 | 3.44 | 2.04 | 9.5 | 7.5
Live | 215682300 |  | 10 | 19 | 55200 | 46500 | 36800 | 3.37 | 2.5 | 50000 | 3.54 | 2 | 9 | 7.5
Live | 215682299 |  | 10 | 19 | 55200 | 46500 | 36800 | 3.37 | 2.5 | 50000 | 3.54 | 2 | 9 | 7.5
Live | 215931581 |  | 11 | 18 | 63825 | 47000 | 46000 | 3.7 | 2.26 | 60500 | 2.94 | 1.95 | 8.1 | 6.8
Live | 215931580 |  | 11 | 18 | 63825 | 47000 | 46000 | 3.7 | 2.26 | 60500 | 2.94 | 1.95 | 8.1 | 6.8
Live | 215938050 |  | 11 | 20.5 | 51750 | 43500 | 38000 | 3.71 | 2.14 | 53000 | 3.04 | 1.9 | 8 | 6.5
Live | 215938049 |  | 11 | 20.5 | 51750 | 43500 | 38000 | 3.71 | 2.14 | 53000 | 3.04 | 1.9 | 8 | 6.5
Live | 215935381 |  | 12 | 21.5 | 40710 | 32800 | 28600 | 4.04 | 2.5 | 38000 | 3.54 | 2.04 | 8.5 | 7
Live | 215935380 |  | 12 | 21.5 | 40710 | 32800 | 28600 | 4.04 | 2.5 | 38000 | 3.54 | 2.04 | 8.5 | 7
Live | 215682798 |  | 9 | 18 | 64975 | 56000 | 45000 | 3.03 | 2.38 | 64000 | 3.38 | 2.06 | 9 | 7
Live | 215682790 |  | 9 | 17 | 63825 | 51000 | 41500 | 3.03 | 2.26 | 60000 | 3.2 | 1.9 | 8.5 | 7
Live | 215934039 |  | 11 | 21 | 50600 | 39000 | 36200 | 3.71 | 2.46 | 48000 | 3.5 | 2 | 9.5 | 7.5
Live | 215934031 |  | 10.5 | 20.5 | 50025 | 39500 | 36600 | 3.54 | 2.42 | 48000 | 3.44 | 2 | 9 | 7
Live | 215933171 |  | 10.5 | 18.5 | 37950 | 30200 | 26200 | 3.54 | 2.4 | 34400 | 3.39 | 1.92 | 9 | 7
Live | 215933170 |  | 10.5 | 18.5 | 37950 | 30200 | 26200 | 3.54 | 2.4 | 34400 | 3.39 | 1.92 | 9 | 7
Live | 215939740 |  | 11.7 | 20.5 | 38410 | 30200 | 26200 | 3.95 | 2.42 | 34400 | 3.44 | 2.04 | 9.5 | 7.5
Live | 215939739 |  | 11.7 | 20.5 | 38410 | 30200 | 26200 | 3.95 | 2.42 | 34400 | 3.44 | 2.04 | 9.5 | 7.5
Live | 215682298 |  | 10 | 19 | 55200 | 46500 | 36800 | 3.37 | 2.5 | 50000 | 3.54 | 2 | 9 | 7.5
Live | 215682290 |  | 10.5 | 19 | 55200 | 46000 | 36600 | 3.54 | 2.5 | 50000 | 3.54 | 2 | 9 | 7.5
Live | 215931579 |  | 11 | 18 | 63825 | 47000 | 46000 | 3.7 | 2.26 | 60500 | 2.94 | 1.95 | 8.1 | 6.8
Live | 215931571 |  | 11.5 | 18.5 | 64400 | 47000 | 45500 | 3.88 | 2.3 | 60500 | 2.98 | 2.08 | 8.5 | 7
Live | 215935379 |  | 12 | 21.5 | 40710 | 32800 | 28600 | 4.04 | 2.5 | 38000 | 3.54 | 2.04 | 8.5 | 7
Live | 215935371 |  | 12.5 | 22 | 40940 | 32600 | 28400 | 4.21 | 2.52 | 38000 | 3.58 | 2.04 | 8.5 | 7
Live | 215938041 |  | 11.5 | 21 | 52325 | 43000 | 38000 | 3.87 | 2.16 | 52500 | 3.06 | 1.95 | 8.1 | 6.8
Live | 215938040 |  | 11.5 | 21 | 52325 | 43000 | 38000 | 3.87 | 2.16 | 52500 | 3.06 | 1.95 | 8.1 | 6.8
Live | 215682789 |  | 9 | 17 | 63825 | 51000 | 41500 | 3.03 | 2.26 | 60000 | 3.2 | 1.9 | 8.5 | 7
Live | 215682788 |  | 9 | 17 | 63825 | 51000 | 41500 | 3.03 | 2.26 | 60000 | 3.2 | 1.9 | 8.5 | 7
Live | 215934030 |  | 10.5 | 20.5 | 50025 | 39500 | 36600 | 3.54 | 2.42 | 48000 | 3.44 | 2 | 9 | 7
Live | 215934029 |  | 10.5 | 20.5 | 50025 | 39500 | 36600 | 3.54 | 2.42 | 48000 | 3.44 | 2 | 9 | 7
Live | 215933169 |  | 10.5 | 18.5 | 37950 | 30200 | 26200 | 3.54 | 2.4 | 34400 | 3.39 | 1.92 | 9 | 7
Live | 215933161 |  | 11.5 | 19 | 38410 | 30400 | 26600 | 3.88 | 2.42 | 34800 | 3.45 | 1.94 | 9 | 7
Live | 215939731 |  | 11.7 | 20.5 | 38410 | 30200 | 26200 | 3.95 | 2.44 | 34400 | 3.44 | 2.04 | 9.5 | 7.5
Live | 215939730 |  | 11.7 | 20.5 | 38410 | 30200 | 26200 | 3.95 | 2.44 | 34400 | 3.44 | 2.04 | 9.5 | 7.5
Live | 215682289 |  | 10.5 | 19 | 55200 | 46000 | 36600 | 3.54 | 2.5 | 50000 | 3.54 | 2 | 9 | 7.5
Live | 215682288 |  | 10.5 | 19 | 55200 | 46000 | 36600 | 3.54 | 2.5 | 50000 | 3.54 | 2 | 9 | 7.5
Live | 215931570 |  | 11.5 | 18.5 | 64400 | 47000 | 45500 | 3.88 | 2.3 | 60500 | 2.98 | 2.08 | 8.5 | 7
Live | 215931569 |  | 11.5 | 18.5 | 64400 | 47000 | 45500 | 3.88 | 2.3 | 60500 | 2.98 | 2.08 | 8.5 | 7
Live | 215935370 |  | 12.5 | 22 | 40940 | 32600 | 28400 | 4.21 | 2.52 | 38000 | 3.58 | 2.04 | 8.5 | 7
Live | 215935369 |  | 12.5 | 22 | 40940 | 32600 | 28400 | 4.21 | 2.52 | 38000 | 3.58 | 2.04 | 8.5 | 7
Live | 215938039 |  | 11.5 | 21 | 52325 | 43000 | 38000 | 3.87 | 2.16 | 52500 | 3.06 | 1.95 | 8.1 | 6.8
Live | 215938031 |  | 11.5 | 21 | 52325 | 43000 | 38000 | 3.87 | 2.16 | 52500 | 3.06 | 1.95 | 8.1 | 6.8
Live | 215934021 |  | 11 | 21 | 50600 | 39000 | 36400 | 3.71 | 2.46 | 48000 | 3.48 | 1.92 | 9.5 | 7.5
Live | 215934020 |  | 11 | 21 | 50600 | 39000 | 36400 | 3.71 | 2.46 | 48000 | 3.48 | 1.92 | 9.5 | 7.5
Live | 215682780 |  | 9 | 17 | 63825 | 51500 | 42000 | 3.03 | 2.24 | 60000 | 3.18 | 1.9 | 8.5 | 7
Live | 215682779 |  | 9 | 17 | 63825 | 51500 | 42000 | 3.03 | 2.24 | 60000 | 3.18 | 1.9 | 8.5 | 7
Live | 215933160 |  | 11.5 | 19 | 38410 | 30400 | 26600 | 3.88 | 2.42 | 34800 | 3.45 | 1.94 | 9 | 7
Live | 215933159 |  | 11.5 | 19 | 38410 | 30400 | 26600 | 3.88 | 2.42 | 34800 | 3.45 | 1.94 | 9 | 7
Live | 215682280 |  | 10.5 | 19 | 55200 | 46000 | 36600 | 3.54 | 2.5 | 50000 | 3.54 | 2 | 9 | 7.5
Live | 215682279 |  | 10.5 | 19 | 55200 | 46000 | 36600 | 3.54 | 2.5 | 50000 | 3.54 | 2 | 9 | 7.5
Live | 215935361 |  | 12.5 | 22 | 40940 | 32800 | 28400 | 4.21 | 2.52 | 38000 | 3.58 | 2.04 | 8.5 | 7
Live | 215935360 |  | 12.5 | 22 | 40940 | 32800 | 28400 | 4.21 | 2.52 | 38000 | 3.58 | 2.04 | 8.5 | 7
Live | 215938030 |  | 11.5 | 21 | 52325 | 43000 | 38000 | 3.87 | 2.16 | 52500 | 3.06 | 1.95 | 8.1 | 6.8
Live | 215938029 |  | 11.5 | 21 | 52325 | 43000 | 38000 | 3.87 | 2.16 | 52500 | 3.06 | 1.95 | 8.1 | 6.8
Live | 215931561 |  | 11.5 | 18.5 | 64400 | 47000 | 45500 | 3.88 | 2.28 | 60500 | 2.96 | 2.06 | 8.5 | 7
Live | 215931560 |  | 11.5 | 18.5 | 64400 | 47000 | 45500 | 3.88 | 2.28 | 60500 | 2.96 | 2.06 | 8.5 | 7
Live | 215939729 |  | 11.7 | 20.5 | 38410 | 30200 | 26200 | 3.95 | 2.44 | 34400 | 3.44 | 2.04 | 9.5 | 7.5
Live | 215939721 |  | 11.5 | 20 | 38410 | 30200 | 26400 | 3.88 | 2.42 | 34600 | 3.41 | 2.04 | 9.5 | 7.5
Live | 215934019 |  | 11 | 21 | 50600 | 39000 | 36400 | 3.71 | 2.46 | 48000 | 3.48 | 1.92 | 9.5 | 7.5
Live | 215934011 |  | 11 | 21 | 50600 | 39000 | 36200 | 3.71 | 2.46 | 48000 | 3.5 | 1.92 | 9.5 | 7.5
Live | 215682778 |  | 9 | 17 | 63825 | 51500 | 42000 | 3.03 | 2.24 | 60000 | 3.18 | 1.9 | 8.5 | 7
Live | 215682770 |  | 8.5 | 17 | 63825 | 51500 | 42000 | 2.86 | 2.24 | 60000 | 3.16 | 1.9 | 8.5 | 7
Live | 215682278 |  | 10.5 | 19 | 55200 | 46000 | 36600 | 3.54 | 2.5 | 50000 | 3.54 | 2 | 9 | 7.5
Live | 215682270 |  | 10 | 19 | 55200 | 46000 | 36600 | 3.37 | 2.48 | 50000 | 3.52 | 2 | 9 | 7.5
Live | 215933151 |  | 11 | 18.5 | 38180 | 30800 | 26800 | 3.71 | 2.4 | 35000 | 3.4 | 1.92 | 9 | 7
Live | 215933150 |  | 11 | 18.5 | 38180 | 30800 | 26800 | 3.71 | 2.4 | 35000 | 3.4 | 1.92 | 9 | 7
Live | 215938021 |  | 11.5 | 21 | 52325 | 43000 | 38000 | 3.87 | 2.16 | 52500 | 3.06 | 1.95 | 8.1 | 6.8
Live | 215938020 |  | 11.5 | 21 | 52325 | 43000 | 38000 | 3.87 | 2.16 | 52500 | 3.06 | 1.95 | 8.1 | 6.8
Live | 215931559 |  | 11.5 | 18.5 | 64400 | 47000 | 45500 | 3.88 | 2.28 | 60500 | 2.96 | 2.06 | 8.5 | 7
Live | 215931551 |  | 11.5 | 18.5 | 64400 | 47000 | 45500 | 3.88 | 2.28 | 60500 | 2.98 | 2.06 | 8.5 | 7
Live | 215935359 |  | 12.5 | 22 | 40940 | 32800 | 28400 | 4.21 | 2.52 | 38000 | 3.58 | 2.04 | 8.5 | 7
Live | 215935351 |  | 12.5 | 22 | 40940 | 32600 | 28400 | 4.21 | 2.52 | 38000 | 3.58 | 2.04 | 8.5 | 7
Live | 215934010 |  | 11 | 21 | 50600 | 39000 | 36200 | 3.71 | 2.46 | 48000 | 3.5 | 1.92 | 9.5 | 7.5
Live | 215934009 |  | 11 | 21 | 50600 | 39000 | 36200 | 3.71 | 2.46 | 48000 | 3.5 | 1.92 | 9.5 | 7.5
Live | 215682769 |  | 8.5 | 17 | 63825 | 51500 | 42000 | 2.86 | 2.24 | 60000 | 3.16 | 1.9 | 8.5 | 7
Live | 215682768 |  | 8.5 | 17 | 63825 | 51500 | 42000 | 2.86 | 2.24 | 60000 | 3.16 | 1.9 | 8.5 | 7
Live | 215939720 |  | 11.5 | 20 | 38410 | 30200 | 26400 | 3.88 | 2.42 | 34600 | 3.41 | 2.04 | 9.5 | 7.5
Live | 215939719 |  | 11.5 | 20 | 38410 | 30200 | 26400 | 3.88 | 2.42 | 34600 | 3.41 | 2.04 | 9.5 | 7.5
Live | 215682269 |  | 10 | 19 | 55200 | 46000 | 36600 | 3.37 | 2.48 | 50000 | 3.52 | 2 | 9 | 7.5
Live | 215682268 |  | 10 | 19 | 55200 | 46000 | 36600 | 3.37 | 2.48 | 50000 | 3.52 | 2 | 9 | 7.5
Live | 215933149 |  | 11 | 18.5 | 38180 | 30800 | 26800 | 3.71 | 2.4 | 35000 | 3.4 | 1.92 | 9 | 7
Live | 215933141 |  | 11 | 18.5 | 37950 | 31000 | 27200 | 3.71 | 2.36 | 35400 | 3.34 | 1.92 | 9 | 7
Live | 215938019 |  | 11.5 | 21 | 52325 | 43000 | 38000 | 3.87 | 2.16 | 52500 | 3.06 | 1.95 | 8.1 | 6.8
Live | 215938011 |  | 11 | 20.5 | 51750 | 43500 | 38500 | 3.71 | 2.14 | 53000 | 3.02 | 1.9 | 8 | 6.5
Live | 215931550 |  | 11.5 | 18.5 | 64400 | 47000 | 45500 | 3.88 | 2.28 | 60500 | 2.98 | 2.06 | 8.5 | 7
Live | 215931549 |  | 11.5 | 18.5 | 64400 | 47000 | 45500 | 3.88 | 2.28 | 60500 | 2.98 | 2.06 | 8.5 | 7
Live | 215935350 |  | 12.5 | 22 | 40940 | 32600 | 28400 | 4.21 | 2.52 | 38000 | 3.58 | 2.04 | 8.5 | 7
Live | 215935349 |  | 12.5 | 22 | 40940 | 32600 | 28400 | 4.21 | 2.52 | 38000 | 3.58 | 2.04 | 8.5 | 7
Live | 215682760 |  | 9 | 17 | 63825 | 51000 | 41500 | 3.03 | 2.26 | 60000 | 3.2 | 1.9 | 8.5 | 7
Live | 215682759 |  | 9 | 17 | 63825 | 51000 | 41500 | 3.03 | 2.26 | 60000 | 3.2 | 1.9 | 8.5 | 7
Live | 215934001 |  | 10.5 | 20.5 | 50025 | 39500 | 36600 | 3.54 | 2.42 | 48000 | 3.44 | 2 | 9.5 | 7.5
Live | 215934000 |  | 10.5 | 20.5 | 50025 | 39500 | 36600 | 3.54 | 2.42 | 48000 | 3.44 | 2 | 9.5 | 7.5
Live | 215939711 |  | 11.5 | 20 | 37720 | 30600 | 26600 | 3.88 | 2.4 | 34800 | 3.4 | 2 | 9.5 | 7.5
Live | 215939710 |  | 11.5 | 20 | 37720 | 30600 | 26600 | 3.88 | 2.4 | 34800 | 3.4 | 2 | 9.5 | 7.5
Live | 215682260 |  | 10 | 18.5 | 55200 | 46000 | 36600 | 3.37 | 2.5 | 50000 | 3.54 | 2 | 9 | 7.5
Live | 215682259 |  | 10 | 18.5 | 55200 | 46000 | 36600 | 3.37 | 2.5 | 50000 | 3.54 | 2 | 9 | 7.5
Live | 215933140 |  | 11 | 18.5 | 37950 | 31000 | 27200 | 3.71 | 2.36 | 35400 | 3.34 | 1.92 | 9 | 7
Live | 215933139 |  | 11 | 18.5 | 37950 | 31000 | 27200 | 3.71 | 2.36 | 35400 | 3.34 | 1.92 | 9 | 7
Live | 215938010 |  | 11 | 20.5 | 51750 | 43500 | 38500 | 3.71 | 2.14 | 53000 | 3.02 | 1.9 | 8 | 6.5
Live | 215938009 |  | 11 | 20.5 | 51750 | 43500 | 38500 | 3.71 | 2.14 | 53000 | 3.02 | 1.9 | 8 | 6.5
Live | 215682758 |  | 9 | 17 | 63825 | 51000 | 41500 | 3.03 | 2.26 | 60000 | 3.2 | 1.9 | 8.5 | 7
Live | 215682750 |  | 9 | 17.5 | 64400 | 51000 | 41000 | 3.03 | 2.28 | 59500 | 3.24 | 1.92 | 8.5 | 7
Live | 215935341 |  | 12 | 21.5 | 40710 | 33000 | 28600 | 4.04 | 2.5 | 38000 | 3.54 | 2.04 | 8.5 | 7
Live | 215935340 |  | 12 | 21.5 | 40710 | 33000 | 28600 | 4.04 | 2.5 | 38000 | 3.54 | 2.04 | 8.5 | 7
Live | 215931541 |  | 11 | 18 | 63825 | 47500 | 46500 | 3.7 | 2.24 | 60500 | 2.92 | 1.95 | 8.1 | 6.8
Live | 215931540 |  | 11 | 18 | 63825 | 47500 | 46500 | 3.7 | 2.24 | 60500 | 2.92 | 1.95 | 8.1 | 6.8
Live | 215682258 |  | 10 | 18.5 | 55200 | 46000 | 36600 | 3.37 | 2.5 | 50000 | 3.54 | 2 | 9 | 7.5
Live | 215682250 |  | 10 | 19 | 55200 | 46000 | 36200 | 3.37 | 2.52 | 50000 | 3.58 | 2.12 | 9 | 7.5
Live | 215933999 |  | 10.5 | 20.5 | 50025 | 39500 | 36600 | 3.54 | 2.42 | 48000 | 3.44 | 2 | 9.5 | 7.5
Live | 215933991 |  | 10.5 | 20 | 49450 | 40000 | 37200 | 3.53 | 2.38 | 48500 | 3.38 | 2 | 9 | 7
Live | 215939709 |  | 11.5 | 20 | 37720 | 30600 | 26600 | 3.88 | 2.4 | 34800 | 3.4 | 2 | 9.5 | 7.5
Live | 215939701 |  | 11.7 | 19.5 | 37490 | 30600 | 26800 | 3.94 | 2.38 | 34800 | 3.38 | 2.02 | 9.5 | 7.5
Live | 215933131 |  | 11.5 | 19 | 38410 | 30600 | 26600 | 3.88 | 2.42 | 34800 | 3.45 | 1.92 | 9 | 7
Live | 215933130 |  | 11.5 | 19 | 38410 | 30600 | 26600 | 3.88 | 2.42 | 34800 | 3.45 | 1.92 | 9 | 7
Live | 215937991 |  | 11 | 20.5 | 51750 | 43000 | 38000 | 3.71 | 2.14 | 52000 | 3.04 | 1.9 | 8.1 | 6.8
Live | 215937990 |  | 11 | 20.5 | 51750 | 43000 | 38000 | 3.71 | 2.14 | 52000 | 3.04 | 1.9 | 8.1 | 6.8
Live | 215682749 |  | 9 | 17.5 | 64400 | 51000 | 41000 | 3.03 | 2.28 | 59500 | 3.24 | 1.92 | 8.5 | 7
Live | 215682748 |  | 9 | 17.5 | 64400 | 51000 | 41000 | 3.03 | 2.28 | 59500 | 3.24 | 1.92 | 8.5 | 7
Live | 215931539 |  | 11 | 18 | 63825 | 47500 | 46500 | 3.7 | 2.24 | 60500 | 2.92 | 1.95 | 8.1 | 6.8
Live | 215931493 |  | 12.5 | 20 | 66700 | 46000 | 44500 | 4.21 | 2.52 | 60000 | 3.26 | 2.06 | 8.5 | 7
Live | 215935339 |  | 12 | 21.5 | 40710 | 33000 | 28600 | 4.04 | 2.5 | 38000 | 3.54 | 2.04 | 8.5 | 7
Live | 215935321 |  | 12.5 | 22 | 40940 | 32600 | 28600 | 4.21 | 2.54 | 38000 | 3.6 | 2.02 | 8.5 | 7
Live | 215682249 |  | 10 | 19 | 55200 | 46000 | 36200 | 3.37 | 2.52 | 50000 | 3.58 | 2.12 | 9 | 7.5
Live | 215682248 |  | 10 | 19 | 55200 | 46000 | 36200 | 3.37 | 2.52 | 50000 | 3.58 | 2.12 | 9 | 7.5
Live | 215933990 |  | 10.5 | 20 | 49450 | 40000 | 37200 | 3.53 | 2.38 | 48500 | 3.38 | 2 | 9 | 7
Live | 215933989 |  | 10.5 | 20 | 49450 | 40000 | 37200 | 3.53 | 2.38 | 48500 | 3.38 | 2 | 9 | 7
Live | 215939700 |  | 11.7 | 19.5 | 37490 | 30600 | 26800 | 3.94 | 2.38 | 34800 | 3.38 | 2.02 | 9.5 | 7.5
Live | 215939699 |  | 11.7 | 19.5 | 37490 | 30600 | 26800 | 3.94 | 2.38 | 34800 | 3.38 | 2.02 | 9.5 | 7.5
Live | 215933129 |  | 11.5 | 19 | 38410 | 30600 | 26600 | 3.88 | 2.42 | 34800 | 3.45 | 1.92 | 9 | 7
Live | 215933121 |  | 11.5 | 19 | 38410 | 30600 | 26600 | 3.88 | 2.42 | 34800 | 3.42 | 1.92 | 9 | 7
Live | 215682740 |  | 9 | 17 | 62675 | 50500 | 41000 | 3.03 | 2.24 | 58500 | 3.18 | 1.92 | 8.5 | 7
Live | 215682739 |  | 9 | 17 | 62675 | 50500 | 41000 | 3.03 | 2.24 | 58500 | 3.18 | 1.92 | 8.5 | 7
Live | 215937989 |  | 11 | 20.5 | 51750 | 43000 | 38000 | 3.71 | 2.14 | 52000 | 3.04 | 1.9 | 8.1 | 6.8
Live | 215937981 |  | 11 | 20 | 51175 | 43500 | 38000 | 3.7 | 2.14 | 52000 | 3.04 | 1.9 | 8.1 | 6.8
Live | 215931492 |  | 12.5 | 20 | 66700 | 46000 | 44500 | 4.21 | 2.52 | 60000 | 3.26 | 2.06 | 8.5 | 7
Live | 215931491 |  | 12.5 | 20 | 66700 | 46000 | 44500 | 4.21 | 2.52 | 60000 | 3.26 | 2.06 | 8.5 | 7
Live | 215682240 |  | 10 | 19 | 55200 | 46000 | 36600 | 3.37 | 2.48 | 50000 | 3.52 | 2 | 9 | 7.5
Live | 215682239 |  | 10 | 19 | 55200 | 46000 | 36600 | 3.37 | 2.48 | 50000 | 3.52 | 2 | 9 | 7.5
Live | 215935320 |  | 12.5 | 22 | 40940 | 32600 | 28600 | 4.21 | 2.54 | 38000 | 3.6 | 2.02 | 8.5 | 7
Live | 215935319 |  | 12.5 | 22 | 40940 | 32600 | 28600 | 4.21 | 2.54 | 38000 | 3.6 | 2.02 | 8.5 | 7
Live | 215931511 |  | 12.5 | 23 | 53475 | 39000 | 35600 | 4.21 | 2.58 | 48000 | 3.66 | 1.98 | 9.5 | 7.5
Live | 215931510 |  | 12.5 | 23 | 53475 | 39000 | 35600 | 4.21 | 2.58 | 48000 | 3.66 | 1.98 | 9.5 | 7.5
Live | 215939691 |  | 11 | 19.5 | 37260 | 31000 | 27200 | 3.7 | 2.34 | 35200 | 3.32 | 2 | 9.5 | 7.5
Live | 215939690 |  | 11 | 19.5 | 37260 | 31000 | 27200 | 3.7 | 2.34 | 35200 | 3.32 | 2 | 9.5 | 7.5
Live | 215933120 |  | 11.5 | 19 | 38410 | 30600 | 26600 | 3.88 | 2.42 | 34800 | 3.42 | 1.92 | 9 | 7
Live | 215933119 |  | 11.5 | 19 | 38410 | 30600 | 26600 | 3.88 | 2.42 | 34800 | 3.42 | 1.92 | 9 | 7
Live | 215682738 |  | 9 | 17 | 62675 | 50500 | 41000 | 3.03 | 2.24 | 58500 | 3.18 | 1.92 | 8.5 | 7
Live | 215682730 |  | 9 | 17 | 63250 | 50500 | 41000 | 3.03 | 2.24 | 59000 | 3.18 | 1.92 | 8.5 | 7
Live | 215682238 |  | 10 | 19 | 55200 | 46000 | 36600 | 3.37 | 2.48 | 50000 | 3.52 | 2 | 9 | 7.5
Live | 215682230 |  | 10 | 18.5 | 54050 | 45500 | 36400 | 3.37 | 2.46 | 50000 | 3.5 | 2 | 9 | 7
Live | 215942597 |  | 11.5 | 20 | 51175 | 43000 | 37800 | 3.88 | 2.16 | 54000 | 3.08 | 1.95 | 8.1 | 6.85
Live | 215942596 |  | 11.5 | 20 | 51175 | 43000 | 37800 | 3.88 | 2.16 | 54000 | 3.08 | 1.95 | 8.1 | 6.85
Live | 215937980 |  | 11 | 20 | 51175 | 43500 | 38000 | 3.7 | 2.14 | 52000 | 3.04 | 1.9 | 8.1 | 6.8
Live | 215937979 |  | 11 | 20 | 51175 | 43500 | 38000 | 3.7 | 2.14 | 52000 | 3.04 | 1.9 | 8.1 | 6.8
Live | 215935311 |  | 12 | 21.5 | 40710 | 33000 | 28800 | 4.04 | 2.5 | 38000 | 3.54 | 2.02 | 8.5 | 7
Live | 215935310 |  | 12 | 21.5 | 40710 | 33000 | 28800 | 4.04 | 2.5 | 38000 | 3.54 | 2.02 | 8.5 | 7
Live | 215931509 |  | 12.5 | 23 | 53475 | 39000 | 35600 | 4.21 | 2.58 | 48000 | 3.66 | 1.98 | 9.5 | 7.5
Live | 215942667 |  | 12.5 | 22 | 41400 | 32400 | 28200 | 4.21 | 2.48 | 37400 | 3.52 | 2.04 | 8.5 | 7
Live | 215939689 |  | 11 | 19.5 | 37260 | 31000 | 27200 | 3.7 | 2.34 | 35200 | 3.32 | 2 | 9.5 | 7.5
Live | 215939681 |  | 10.5 | 19 | 37260 | 31400 | 27400 | 3.53 | 2.32 | 35600 | 3.28 | 1.88 | 9 | 7.5
Live | 215933111 |  | 11.5 | 19 | 38410 | 30600 | 26600 | 3.88 | 2.42 | 34800 | 3.45 | 1.92 | 9 | 7
Live | 215933110 |  | 11.5 | 19 | 38410 | 30600 | 26600 | 3.88 | 2.42 | 34800 | 3.45 | 1.92 | 9 | 7
Live | 215937971 |  | 11 | 20 | 51175 | 43500 | 38000 | 3.7 | 2.14 | 52000 | 3.04 | 1.9 | 8.1 | 6.8
Live | 215937970 |  | 11 | 20 | 51175 | 43500 | 38000 | 3.7 | 2.14 | 52000 | 3.04 | 1.9 | 8.1 | 6.8
Live | 215682229 |  | 10 | 18.5 | 54050 | 45500 | 36400 | 3.37 | 2.46 | 50000 | 3.5 | 2 | 9 | 7
Live | 215682228 |  | 10 | 18.5 | 54050 | 45500 | 36400 | 3.37 | 2.46 | 50000 | 3.5 | 2 | 9 | 7
Live | 215942595 |  | 11.5 | 20 | 51175 | 43000 | 37800 | 3.88 | 2.16 | 54000 | 3.08 | 1.95 | 8.1 | 6.85
Live | 215941861 |  | 11.5 | 21 | 52900 | 43500 | 38000 | 3.88 | 2.16 | 53000 | 3.06 | 1.92 | 8 | 6.5
Live | 215682729 |  | 9 | 17 | 63250 | 50500 | 41000 | 3.03 | 2.24 | 59000 | 3.18 | 1.92 | 8.5 | 7
Live | 215682728 |  | 9 | 17 | 63250 | 50500 | 41000 | 3.03 | 2.24 | 59000 | 3.18 | 1.92 | 8.5 | 7
Live | 215935309 |  | 12 | 21.5 | 40710 | 33000 | 28800 | 4.04 | 2.5 | 38000 | 3.54 | 2.02 | 8.5 | 7
Live | 215935301 |  | 12.5 | 22 | 40940 | 32600 | 28600 | 4.21 | 2.54 | 38000 | 3.6 | 2.02 | 8.5 | 7
Live | 215939680 |  | 10.5 | 19 | 37260 | 31400 | 27400 | 3.53 | 2.32 | 35600 | 3.28 | 1.88 | 9 | 7.5
Live | 215939679 |  | 10.5 | 19 | 37260 | 31400 | 27400 | 3.53 | 2.32 | 35600 | 3.28 | 1.88 | 9 | 7.5
Live | 215942666 |  | 12.5 | 22 | 41400 | 32400 | 28200 | 4.21 | 2.48 | 37400 | 3.52 | 2.04 | 8.5 | 7
Live | 215942665 |  | 12.5 | 22 | 41400 | 32400 | 28200 | 4.21 | 2.48 | 37400 | 3.52 | 2.04 | 8.5 | 7
Live | 215933109 |  | 11.5 | 19 | 38410 | 30600 | 26600 | 3.88 | 2.42 | 34800 | 3.45 | 1.92 | 9 | 7
Live | 215933101 |  | 11 | 19 | 38180 | 30800 | 26800 | 3.71 | 2.4 | 35000 | 3.4 | 1.92 | 9 | 7
Live | 215682720 |  | 8.5 | 17 | 63825 | 51500 | 42000 | 2.86 | 2.24 | 60000 | 3.16 | 1.9 | 8.5 | 7
Live | 215682719 |  | 8.5 | 17 | 63825 | 51500 | 42000 | 2.86 | 2.24 | 60000 | 3.16 | 1.9 | 8.5 | 7
Live | 215937969 |  | 11 | 20 | 51175 | 43500 | 38000 | 3.7 | 2.14 | 52000 | 3.04 | 1.9 | 8.1 | 6.8
Live | 215937961 |  | 11 | 20 | 51175 | 43500 | 38000 | 3.7 | 2.14 | 52000 | 3.04 | 1.9 | 8.1 | 6.8
Live | 215941860 |  | 11.5 | 21 | 52900 | 43500 | 38000 | 3.88 | 2.16 | 53000 | 3.06 | 1.92 | 8 | 6.5
Live | 215941859 |  | 11.5 | 21 | 52900 | 43500 | 38000 | 3.88 | 2.16 | 53000 | 3.06 | 1.92 | 8 | 6.5
Live | 215682220 |  | 10 | 19 | 54050 | 45500 | 36400 | 3.37 | 2.46 | 50000 | 3.5 | 1.98 | 9 | 7.5
Live | 215682219 |  | 10 | 19 | 54050 | 45500 | 36400 | 3.37 | 2.46 | 50000 | 3.5 | 1.98 | 9 | 7.5
Live | 215935300 |  | 12.5 | 22 | 40940 | 32600 | 28600 | 4.21 | 2.54 | 38000 | 3.6 | 2.02 | 8.5 | 7
Live | 215935299 |  | 12.5 | 22 | 40940 | 32600 | 28600 | 4.21 | 2.54 | 38000 | 3.6 | 2.02 | 8.5 | 7
Live | 215939671 |  | 11.5 | 20 | 37720 | 30600 | 26600 | 3.88 | 2.38 | 34800 | 3.38 | 2 | 9.5 | 7.5
Live | 215939670 |  | 11.5 | 20 | 37720 | 30600 | 26600 | 3.88 | 2.38 | 34800 | 3.38 | 2 | 9.5 | 7.5
Live | 215942657 |  | 12.5 | 22 | 41400 | 32400 | 28200 | 4.21 | 2.48 | 37400 | 3.52 | 2.04 | 8.5 | 7
Live | 215942656 |  | 12.5 | 22 | 41400 | 32400 | 28200 | 4.21 | 2.48 | 37400 | 3.52 | 2.04 | 8.5 | 7
Live | 215933100 |  | 11 | 19 | 38180 | 30800 | 26800 | 3.71 | 2.4 | 35000 | 3.4 | 1.92 | 9 | 7
Live | 215933099 |  | 11 | 19 | 38180 | 30800 | 26800 | 3.71 | 2.4 | 35000 | 3.4 | 1.92 | 9 | 7
Live | 215941851 |  | 11.5 | 21 | 52900 | 43500 | 38000 | 3.88 | 2.14 | 53000 | 3.04 | 1.92 | 8 | 6.5
Live | 215941850 |  | 11.5 | 21 | 52900 | 43500 | 38000 | 3.88 | 2.14 | 53000 | 3.04 | 1.92 | 8 | 6.5
Live | 215937960 |  | 11 | 20 | 51175 | 43500 | 38000 | 3.7 | 2.14 | 52000 | 3.04 | 1.9 | 8.1 | 6.8
Live | 215937959 |  | 11 | 20 | 51175 | 43500 | 38000 | 3.7 | 2.14 | 52000 | 3.04 | 1.9 | 8.1 | 6.8
Live | 215935291 |  | 12 | 21.5 | 40940 | 32800 | 28600 | 4.04 | 2.54 | 38000 | 3.6 | 2.02 | 8.5 | 7
Live | 215935290 |  | 12 | 21.5 | 40940 | 32800 | 28600 | 4.04 | 2.54 | 38000 | 3.6 | 2.02 | 8.5 | 7
Live | 215682718 |  | 8.5 | 17 | 63825 | 51500 | 42000 | 2.86 | 2.24 | 60000 | 3.16 | 1.9 | 8.5 | 7
Live | 215682710 |  | 9 | 18.5 | 64400 | 51000 | 41500 | 3.03 | 2.24 | 59500 | 3.18 | 2.02 | 9 | 7
Live | 215682218 |  | 10 | 19 | 54050 | 45500 | 36400 | 3.37 | 2.46 | 50000 | 3.5 | 1.98 | 9 | 7.5
Live | 215682210 |  | 10 | 18.5 | 54050 | 46000 | 36400 | 3.37 | 2.46 | 50000 | 3.48 | 2 | 9 | 7
Live | 215939669 |  | 11.5 | 20 | 37720 | 30600 | 26600 | 3.88 | 2.38 | 34800 | 3.38 | 2 | 9.5 | 7.5
Live | 215939661 |  | 11.5 | 20 | 37720 | 30600 | 26600 | 3.88 | 2.4 | 34800 | 3.4 | 2.02 | 9.5 | 7.5
Live | 215942655 |  | 12.5 | 22 | 41400 | 32400 | 28200 | 4.21 | 2.48 | 37400 | 3.52 | 2.04 | 8.5 | 7
Live | 215942647 |  | 12.5 | 22 | 41400 | 32400 | 28200 | 4.21 | 2.48 | 37400 | 3.52 | 2.04 | 8.5 | 7
Live | 215933091 |  | 11 | 19 | 38180 | 30800 | 26800 | 3.71 | 2.4 | 35000 | 3.4 | 1.92 | 9 | 7
Live | 215933090 |  | 11 | 19 | 38180 | 30800 | 26800 | 3.71 | 2.4 | 35000 | 3.4 | 1.92 | 9 | 7
Live | 215941849 |  | 11.5 | 21 | 52900 | 43500 | 38000 | 3.88 | 2.14 | 53000 | 3.04 | 1.92 | 8 | 6.5
Live | 215941841 |  | 11.5 | 20.5 | 52900 | 43500 | 38000 | 3.88 | 2.14 | 53500 | 3.04 | 1.9 | 8 | 6.5
Live | 215937951 |  | 11 | 20 | 51175 | 43500 | 38000 | 3.7 | 2.14 | 52000 | 3.02 | 1.9 | 8.1 | 6.8
Live | 215937950 |  | 11 | 20 | 51175 | 43500 | 38000 | 3.7 | 2.14 | 52000 | 3.02 | 1.9 | 8.1 | 6.8
Live | 215682709 |  | 9 | 18.5 | 64400 | 51000 | 41500 | 3.03 | 2.24 | 59500 | 3.18 | 2.02 | 9 | 7
Live | 215682708 |  | 9 | 18.5 | 64400 | 51000 | 41500 | 3.03 | 2.24 | 59500 | 3.18 | 2.02 | 9 | 7
Live | 215682209 |  | 10 | 18.5 | 54050 | 46000 | 36400 | 3.37 | 2.46 | 50000 | 3.48 | 2 | 9 | 7
Live | 215682208 |  | 10 | 18.5 | 54050 | 46000 | 36400 | 3.37 | 2.46 | 50000 | 3.48 | 2 | 9 | 7
Live | 215942646 |  | 12.5 | 22 | 41400 | 32400 | 28200 | 4.21 | 2.48 | 37400 | 3.52 | 2.04 | 8.5 | 7
Live | 215942645 |  | 12.5 | 22 | 41400 | 32400 | 28200 | 4.21 | 2.48 | 37400 | 3.52 | 2.04 | 8.5 | 7
Live | 215935289 |  | 12 | 21.5 | 40940 | 32800 | 28600 | 4.04 | 2.54 | 38000 | 3.6 | 2.02 | 8.5 | 7
Live | 215935281 |  | 12 | 21.5 | 40710 | 33200 | 29000 | 4.04 | 2.48 | 38500 | 3.52 | 2.02 | 8.5 | 7
Live | 215939660 |  | 11.5 | 20 | 37720 | 30600 | 26600 | 3.88 | 2.4 | 34800 | 3.4 | 2.02 | 9.5 | 7.5
Live | 215939659 |  | 11.5 | 20 | 37720 | 30600 | 26600 | 3.88 | 2.4 | 34800 | 3.4 | 2.02 | 9.5 | 7.5
Live | 215933089 |  | 11 | 19 | 38180 | 30800 | 26800 | 3.71 | 2.4 | 35000 | 3.4 | 1.92 | 9 | 7
Live | 215933081 |  | 11 | 18.5 | 38180 | 31000 | 27000 | 3.71 | 2.38 | 35200 | 3.36 | 1.92 | 9 | 7
Live | 215941840 |  | 11.5 | 20.5 | 52900 | 43500 | 38000 | 3.88 | 2.14 | 53500 | 3.04 | 1.9 | 8 | 6.5
Live | 215941839 |  | 11.5 | 20.5 | 52900 | 43500 | 38000 | 3.88 | 2.14 | 53500 | 3.04 | 1.9 | 8 | 6.5
Live | 215942637 |  | 12.5 | 22 | 41170 | 32400 | 28400 | 4.22 | 2.48 | 37400 | 3.5 | 2.04 | 8.5 | 7
Live | 215942636 |  | 12.5 | 22 | 41170 | 32400 | 28400 | 4.22 | 2.48 | 37400 | 3.5 | 2.04 | 8.5 | 7
Live | 215937949 |  | 11 | 20 | 51175 | 43500 | 38000 | 3.7 | 2.14 | 52000 | 3.02 | 1.9 | 8.1 | 6.8
Live | 215937941 |  | 10 | 19.5 | 50600 | 44000 | 39000 | 3.37 | 2.1 | 52500 | 2.98 | 1.88 | 8 | 6.5
Live | 215682200 |  | 9.5 | 18 | 54050 | 45500 | 36400 | 3.2 | 2.46 | 50000 | 3.5 | 2 | 9 | 7
Live | 215682199 |  | 9.5 | 18 | 54050 | 45500 | 36400 | 3.2 | 2.46 | 50000 | 3.5 | 2 | 9 | 7
Live | 215682700 |  | 9 | 18.5 | 64400 | 51500 | 42000 | 3.03 | 2.24 | 60000 | 3.18 | 2.02 | 9 | 7
Live | 215682699 |  | 9 | 18.5 | 64400 | 51500 | 42000 | 3.03 | 2.24 | 60000 | 3.18 | 2.02 | 9 | 7
Live | 215935280 |  | 12 | 21.5 | 40710 | 33200 | 29000 | 4.04 | 2.48 | 38500 | 3.52 | 2.02 | 8.5 | 7
Live | 215935279 |  | 12 | 21.5 | 40710 | 33200 | 29000 | 4.04 | 2.48 | 38500 | 3.52 | 2.02 | 8.5 | 7
Live | 215939651 |  | 11.7 | 19.5 | 37490 | 30600 | 26800 | 3.94 | 2.38 | 34800 | 3.38 | 2.02 | 9.5 | 7.5
Live | 215939650 |  | 11.7 | 19.5 | 37490 | 30600 | 26800 | 3.94 | 2.38 | 34800 | 3.38 | 2.02 | 9.5 | 7.5
Live | 215941831 |  | 11.5 | 20.5 | 52900 | 43500 | 38000 | 3.88 | 2.14 | 53500 | 3.04 | 1.9 | 8 | 6.5
Live | 215941830 |  | 11.5 | 20.5 | 52900 | 43500 | 38000 | 3.88 | 2.14 | 53500 | 3.04 | 1.9 | 8 | 6.5
Live | 215933080 |  | 11 | 18.5 | 38180 | 31000 | 27000 | 3.71 | 2.38 | 35200 | 3.36 | 1.92 | 9 | 7
Live | 215933079 |  | 11 | 18.5 | 38180 | 31000 | 27000 | 3.71 | 2.38 | 35200 | 3.36 | 1.92 | 9 | 7
Live | 215942635 |  | 12.5 | 22 | 41170 | 32400 | 28400 | 4.22 | 2.48 | 37400 | 3.5 | 2.04 | 8.5 | 7
Live | 215942627 |  | 12.5 | 22 | 41170 | 32400 | 28400 | 4.22 | 2.48 | 37400 | 3.5 | 2.04 | 8.5 | 7
Live | 215937940 |  | 10 | 19.5 | 50600 | 44000 | 39000 | 3.37 | 2.1 | 52500 | 2.98 | 1.88 | 8 | 6.5
Live | 215937939 |  | 10 | 19.5 | 50600 | 44000 | 39000 | 3.37 | 2.1 | 52500 | 2.98 | 1.88 | 8 | 6.5
Live | 215682698 |  | 9 | 18.5 | 64400 | 51500 | 42000 | 3.03 | 2.24 | 60000 | 3.18 | 2.02 | 9 | 7
Live | 215682690 |  | 9 | 18.5 | 64400 | 51500 | 42000 | 3.03 | 2.22 | 60000 | 3.16 | 2.02 | 9 | 7
Live | 215682198 |  | 9.5 | 18 | 54050 | 45500 | 36400 | 3.2 | 2.46 | 50000 | 3.5 | 2 | 9 | 7
Live | 215682190 |  | 10 | 18.5 | 54625 | 45500 | 36000 | 3.37 | 2.48 | 50000 | 3.52 | 2.02 | 9 | 7.5
Live | 215939649 |  | 11.7 | 19.5 | 37490 | 30600 | 26800 | 3.94 | 2.38 | 34800 | 3.38 | 2.02 | 9.5 | 7.5
Live | 215939641 |  | 10.5 | 19 | 36800 | 31400 | 27400 | 3.54 | 2.3 | 35600 | 3.28 | 1.98 | 9.5 | 7.5
Live | 215935271 |  | 12 | 21 | 40710 | 33200 | 29000 | 4.04 | 2.48 | 38500 | 3.54 | 2.02 | 8.5 | 7
Live | 215935270 |  | 12 | 21 | 40710 | 33200 | 29000 | 4.04 | 2.48 | 38500 | 3.54 | 2.02 | 8.5 | 7
Live | 215941829 |  | 11.5 | 20.5 | 52900 | 43500 | 38000 | 3.88 | 2.14 | 53500 | 3.04 | 1.9 | 8 | 6.5
Live | 215941821 |  | 11.5 | 21 | 52900 | 43500 | 38000 | 3.88 | 2.14 | 53500 | 3.04 | 1.9 | 8 | 6.5
Live | 215942626 |  | 12.5 | 22 | 41170 | 32400 | 28400 | 4.22 | 2.48 | 37400 | 3.5 | 2.04 | 8.5 | 7
Live | 215942625 |  | 12.5 | 22 | 41170 | 32400 | 28400 | 4.22 | 2.48 | 37400 | 3.5 | 2.04 | 8.5 | 7
Live | 215933071 |  | 10.5 | 18.5 | 37950 | 31000 | 27200 | 3.54 | 2.36 | 35400 | 3.34 | 1.9 | 9 | 7
Live | 215933070 |  | 10.5 | 18.5 | 37950 | 31000 | 27200 | 3.54 | 2.36 | 35400 | 3.34 | 1.9 | 9 | 7
Live | 215937931 |  | 11.5 | 20.5 | 51750 | 43000 | 38000 | 3.88 | 2.14 | 52000 | 3.04 | 1.9 | 8 | 6.7
Live | 215937930 |  | 11.5 | 20.5 | 51750 | 43000 | 38000 | 3.88 | 2.14 | 52000 | 3.04 | 1.9 | 8 | 6.7
Live | 215682689 |  | 9 | 18.5 | 64400 | 51500 | 42000 | 3.03 | 2.22 | 60000 | 3.16 | 2.02 | 9 | 7
Live | 215682688 |  | 9 | 18.5 | 64400 | 51500 | 42000 | 3.03 | 2.22 | 60000 | 3.16 | 2.02 | 9 | 7
Live | 215939640 |  | 10.5 | 19 | 36800 | 31400 | 27400 | 3.54 | 2.3 | 35600 | 3.28 | 1.98 | 9.5 | 7.5
Live | 215939639 |  | 10.5 | 19 | 36800 | 31400 | 27400 | 3.54 | 2.3 | 35600 | 3.28 | 1.98 | 9.5 | 7.5
Live | 215942617 |  | 12.5 | 22 | 41400 | 32400 | 28200 | 4.21 | 2.48 | 37400 | 3.52 | 2.04 | 8.5 | 7
Live | 215942616 |  | 12.5 | 22 | 41400 | 32400 | 28200 | 4.21 | 2.48 | 37400 | 3.52 | 2.04 | 8.5 | 7
Live | 215682189 |  | 10 | 18.5 | 54625 | 45500 | 36000 | 3.37 | 2.48 | 50000 | 3.52 | 2.02 | 9 | 7.5
Live | 215682188 |  | 10 | 18.5 | 54625 | 45500 | 36000 | 3.37 | 2.48 | 50000 | 3.52 | 2.02 | 9 | 7.5
Live | 215941820 |  | 11.5 | 21 | 52900 | 43500 | 38000 | 3.88 | 2.14 | 53500 | 3.04 | 1.9 | 8 | 6.5
Live | 215941819 |  | 11.5 | 21 | 52900 | 43500 | 38000 | 3.88 | 2.14 | 53500 | 3.04 | 1.9 | 8 | 6.5
Live | 215935269 |  | 12 | 21 | 40710 | 33200 | 29000 | 4.04 | 2.48 | 38500 | 3.54 | 2.02 | 8.5 | 7
Live | 215935261 |  | 12.5 | 22 | 40940 | 32600 | 28400 | 4.21 | 2.56 | 38000 | 3.62 | 2.02 | 8.5 | 7
Live | 215933069 |  | 10.5 | 18.5 | 37950 | 31000 | 27200 | 3.54 | 2.36 | 35400 | 3.34 | 1.9 | 9 | 7
Live | 215933061 |  | 10.5 | 18.5 | 37720 | 31600 | 27600 | 3.54 | 2.32 | 35800 | 3.28 | 1.88 | 9 | 7
Live | 215682680 |  | 9 | 18 | 64975 | 51000 | 41500 | 3.03 | 2.26 | 59500 | 3.2 | 2.02 | 8.5 | 7
Live | 215682679 |  | 9 | 18 | 64975 | 51000 | 41500 | 3.03 | 2.26 | 59500 | 3.2 | 2.02 | 8.5 | 7
Live | 215937929 |  | 11.5 | 20.5 | 51750 | 43000 | 38000 | 3.88 | 2.14 | 52000 | 3.04 | 1.9 | 8 | 6.7
Live | 215937921 |  | 11 | 20 | 51175 | 43500 | 38000 | 3.7 | 2.14 | 52000 | 3.02 | 1.9 | 8 | 6.5
Live | 215939631 |  | 10.5 | 18.5 | 36800 | 31600 | 27600 | 3.54 | 2.28 | 35800 | 3.24 | 1.88 | 9 | 7.5
Live | 215939630 |  | 10.5 | 18.5 | 36800 | 31600 | 27600 | 3.54 | 2.28 | 35800 | 3.24 | 1.88 | 9 | 7.5
Live | 215941811 |  | 11.5 | 20.5 | 52900 | 43500 | 38500 | 3.88 | 2.14 | 53500 | 3.02 | 1.92 | 8 | 6.5
Live | 215941810 |  | 11.5 | 20.5 | 52900 | 43500 | 38500 | 3.88 | 2.14 | 53500 | 3.02 | 1.92 | 8 | 6.5
Live | 215935260 |  | 12.5 | 22 | 40940 | 32600 | 28400 | 4.21 | 2.56 | 38000 | 3.62 | 2.02 | 8.5 | 7
Live | 215935259 |  | 12.5 | 22 | 40940 | 32600 | 28400 | 4.21 | 2.56 | 38000 | 3.62 | 2.02 | 8.5 | 7
Live | 215933060 |  | 10.5 | 18.5 | 37720 | 31600 | 27600 | 3.54 | 2.32 | 35800 | 3.28 | 1.88 | 9 | 7
Live | 215933059 |  | 10.5 | 18.5 | 37720 | 31600 | 27600 | 3.54 | 2.32 | 35800 | 3.28 | 1.88 | 9 | 7
Live | 215682678 |  | 9 | 18 | 64975 | 51000 | 41500 | 3.03 | 2.26 | 59500 | 3.2 | 2.02 | 8.5 | 7
Live | 215682670 |  | 9 | 18.5 | 64975 | 50500 | 41000 | 3.03 | 2.28 | 59500 | 3.24 | 2.04 | 8.5 | 7
Live | 215937920 |  | 11 | 20 | 51175 | 43500 | 38000 | 3.7 | 2.14 | 52000 | 3.02 | 1.9 | 8 | 6.5
Live | 215937919 |  | 11 | 20 | 51175 | 43500 | 38000 | 3.7 | 2.14 | 52000 | 3.02 | 1.9 | 8 | 6.5
Live | 215942615 |  | 12.5 | 22 | 41400 | 32400 | 28200 | 4.21 | 2.48 | 37400 | 3.52 | 2.04 | 8.5 | 7
Live | 215942607 |  | 12.5 | 22 | 41400 | 32400 | 28200 | 4.21 | 2.48 | 37400 | 3.52 | 2.04 | 8.5 | 7
Live | 215682180 |  | 10 | 18.5 | 54050 | 46000 | 36400 | 3.37 | 2.46 | 50000 | 3.48 | 2 | 9 | 7
Live | 215682179 |  | 10 | 18.5 | 54050 | 46000 | 36400 | 3.37 | 2.46 | 50000 | 3.48 | 2 | 9 | 7
Live | 215939629 |  | 10.5 | 18.5 | 36800 | 31600 | 27600 | 3.54 | 2.28 | 35800 | 3.24 | 1.88 | 9 | 7.5
Live | 215939621 |  | 11 | 19.5 | 37260 | 30800 | 27000 | 3.7 | 2.36 | 35000 | 3.34 | 2 | 9.5 | 7.5
Live | 215941809 |  | 11.5 | 20.5 | 52900 | 43500 | 38500 | 3.88 | 2.14 | 53500 | 3.02 | 1.92 | 8 | 6.5
Live | 215682669 |  | 9 | 18.5 | 64975 | 50500 | 41000 | 3.03 | 2.28 | 59500 | 3.24 | 2.04 | 8.5 | 7
Live | 215682668 |  | 9 | 18.5 | 64975 | 50500 | 41000 | 3.03 | 2.28 | 59500 | 3.24 | 2.04 | 8.5 | 7
Live | 215933021 |  | 10 | 18 | 37260 | 30600 | 26600 | 3.37 | 2.38 | 34800 | 3.38 | 1.92 | 9 | 7
Live | 215933020 |  | 10 | 18 | 37260 | 30600 | 26600 | 3.37 | 2.38 | 34800 | 3.38 | 1.92 | 9 | 7
Live | 215937911 |  | 11.5 | 20.5 | 51750 | 43000 | 38000 | 3.88 | 2.14 | 52000 | 3.04 | 1.95 | 8.1 | 6.8
Live | 215937910 |  | 11.5 | 20.5 | 51750 | 43000 | 38000 | 3.88 | 2.14 | 52000 | 3.04 | 1.95 | 8.1 | 6.8
Live | 215942606 |  | 12.5 | 22 | 41400 | 32400 | 28200 | 4.21 | 2.48 | 37400 | 3.52 | 2.04 | 8.5 | 7
Live | 215942605 |  | 12.5 | 22 | 41400 | 32400 | 28200 | 4.21 | 2.48 | 37400 | 3.52 | 2.04 | 8.5 | 7
Live | 215682178 |  | 10 | 18.5 | 54050 | 46000 | 36400 | 3.37 | 2.46 | 50000 | 3.48 | 2 | 9 | 7
Live | 215682170 |  | 10 | 18.5 | 54050 | 45500 | 36400 | 3.37 | 2.44 | 50000 | 3.46 | 2 | 9 | 7
Live | 215935251 |  | 12 | 21.5 | 40940 | 32800 | 28600 | 4.04 | 2.52 | 38000 | 3.58 | 2.04 | 8.5 | 7
Live | 215935250 |  | 12 | 21.5 | 40940 | 32800 | 28600 | 4.04 | 2.52 | 38000 | 3.58 | 2.04 | 8.5 | 7
Live | 215939620 |  | 11 | 19.5 | 37260 | 30800 | 27000 | 3.7 | 2.36 | 35000 | 3.34 | 2 | 9.5 | 7.5
Live | 215939619 |  | 11 | 19.5 | 37260 | 30800 | 27000 | 3.7 | 2.36 | 35000 | 3.34 | 2 | 9.5 | 7.5
Live | 215682660 |  | 9 | 18.5 | 64400 | 51500 | 42000 | 3.03 | 2.22 | 60000 | 3.16 | 2.02 | 9 | 7
Live | 215682659 |  | 9 | 18.5 | 64400 | 51500 | 42000 | 3.03 | 2.22 | 60000 | 3.16 | 2.02 | 9 | 7
Live | 215933019 |  | 10 | 18 | 37260 | 30600 | 26600 | 3.37 | 2.38 | 34800 | 3.38 | 1.92 | 9 | 7
Live | 215933011 |  | 10 | 16.5 | 36110 | 30400 | 26400 | 3.37 | 2.32 | 34400 | 3.29 | 1.92 | 9 | 7
Live | 215937909 |  | 11.5 | 20.5 | 51750 | 43000 | 38000 | 3.88 | 2.14 | 52000 | 3.04 | 1.95 | 8.1 | 6.8
Live | 215937901 |  | 11 | 20.5 | 51750 | 43000 | 38000 | 3.71 | 2.14 | 52000 | 3.04 | 1.9 | 8.1 | 6.8
Live | 215942587 |  | 12.5 | 22 | 41400 | 32400 | 28200 | 4.21 | 2.48 | 37400 | 3.52 | 2.04 | 8.5 | 7
Live | 215942586 |  | 12.5 | 22 | 41400 | 32400 | 28200 | 4.21 | 2.48 | 37400 | 3.52 | 2.04 | 8.5 | 7
Live | 215939611 |  | 11 | 19.5 | 37260 | 30800 | 26800 | 3.7 | 2.36 | 35000 | 3.36 | 2 | 9.5 | 7.5
Live | 215939610 |  | 11 | 19.5 | 37260 | 30800 | 26800 | 3.7 | 2.36 | 35000 | 3.36 | 2 | 9.5 | 7.5
Live | 215935249 |  | 12 | 21.5 | 40940 | 32800 | 28600 | 4.04 | 2.52 | 38000 | 3.58 | 2.04 | 8.5 | 7
Live | 215935241 |  | 12 | 21.5 | 40710 | 33200 | 29000 | 4.04 | 2.48 | 38500 | 3.52 | 2.02 | 8.5 | 7
Live | 215682169 |  | 10 | 18.5 | 54050 | 45500 | 36400 | 3.37 | 2.44 | 50000 | 3.46 | 2 | 9 | 7
Live | 215682168 |  | 10 | 18.5 | 54050 | 45500 | 36400 | 3.37 | 2.44 | 50000 | 3.46 | 2 | 9 | 7
Live | 215941791 |  | 11.5 | 21 | 52900 | 43500 | 38500 | 3.88 | 2.14 | 53500 | 3.02 | 1.9 | 8 | 6.5
Live | 215941790 |  | 11.5 | 21 | 52900 | 43500 | 38500 | 3.88 | 2.14 | 53500 | 3.02 | 1.9 | 8 | 6.5
Live | 215933010 |  | 10 | 16.5 | 36110 | 30400 | 26400 | 3.37 | 2.32 | 34400 | 3.29 | 1.92 | 9 | 7
Live | 215933009 |  | 10 | 16.5 | 36110 | 30400 | 26400 | 3.37 | 2.32 | 34400 | 3.29 | 1.92 | 9 | 7
Live | 215682658 |  | 9 | 18.5 | 64400 | 51500 | 42000 | 3.03 | 2.22 | 60000 | 3.16 | 2.02 | 9 | 7
Live | 215682650 |  | 9 | 18 | 63825 | 50500 | 41000 | 3.03 | 2.22 | 58500 | 3.16 | 2.04 | 8.5 | 7
Live | 215939609 |  | 11 | 19.5 | 37260 | 30800 | 26800 | 3.7 | 2.36 | 35000 | 3.36 | 2 | 9.5 | 7.5
Live | 215936961 |  | 12.5 | 22 | 41400 | 32200 | 28400 | 4.21 | 2.5 | 37600 | 3.54 | 2.04 | 8.5 | 7
Live | 215935240 |  | 12 | 21.5 | 40710 | 33200 | 29000 | 4.04 | 2.48 | 38500 | 3.52 | 2.02 | 8.5 | 7
Live | 215935239 |  | 12 | 21.5 | 40710 | 33200 | 29000 | 4.04 | 2.48 | 38500 | 3.52 | 2.02 | 8.5 | 7
Live | 215937900 |  | 11 | 20.5 | 51750 | 43000 | 38000 | 3.71 | 2.14 | 52000 | 3.04 | 1.9 | 8.1 | 6.8
Live | 215937899 |  | 11 | 20.5 | 51750 | 43000 | 38000 | 3.71 | 2.14 | 52000 | 3.04 | 1.9 | 8.1 | 6.8
Live | 215942585 |  | 12.5 | 22 | 41400 | 32400 | 28200 | 4.21 | 2.48 | 37400 | 3.52 | 2.04 | 8.5 | 7
Live | 215942577 |  | 12.5 | 22 | 41400 | 32400 | 28200 | 4.21 | 2.48 | 37400 | 3.52 | 2.04 | 8.5 | 7
Live | 215682160 |  | 10 | 18.5 | 54050 | 46000 | 36600 | 3.37 | 2.44 | 50000 | 3.46 | 1.98 | 9 | 7
Live | 215682159 |  | 10 | 18.5 | 54050 | 46000 | 36600 | 3.37 | 2.44 | 50000 | 3.46 | 1.98 | 9 | 7
Live | 215941789 |  | 11.5 | 21 | 52900 | 43500 | 38500 | 3.88 | 2.14 | 53500 | 3.02 | 1.9 | 8 | 6.5
Live | 215941781 |  | 11.5 | 21 | 52900 | 43500 | 38000 | 3.88 | 2.14 | 53500 | 3.04 | 1.9 | 8 | 6.5
Live | 215933001 |  | 10 | 18 | 37030 | 30600 | 26800 | 3.37 | 2.38 | 34800 | 3.38 | 1.9 | 9 | 7
Live | 215933000 |  | 10 | 18 | 37030 | 30600 | 26800 | 3.37 | 2.38 | 34800 | 3.38 | 1.9 | 9 | 7
Live | 215682649 |  | 9 | 18 | 63825 | 50500 | 41000 | 3.03 | 2.22 | 58500 | 3.16 | 2.04 | 8.5 | 7
Live | 215682648 |  | 9 | 18 | 63825 | 50500 | 41000 | 3.03 | 2.22 | 58500 | 3.16 | 2.04 | 8.5 | 7
Live | 215936960 |  | 12.5 | 22 | 41400 | 32200 | 28400 | 4.21 | 2.5 | 37600 | 3.54 | 2.04 | 8.5 | 7
Live | 215936959 |  | 12.5 | 22 | 41400 | 32200 | 28400 | 4.21 | 2.5 | 37600 | 3.54 | 2.04 | 8.5 | 7
Live | 215937891 |  | 11.5 | 20.5 | 51750 | 43000 | 38000 | 3.88 | 2.14 | 52000 | 3.04 | 1.95 | 8.1 | 6.8
Live | 215937890 |  | 11.5 | 20.5 | 51750 | 43000 | 38000 | 3.88 | 2.14 | 52000 | 3.04 | 1.95 | 8.1 | 6.8
Live | 215942576 |  | 12.5 | 22 | 41400 | 32400 | 28200 | 4.21 | 2.48 | 37400 | 3.52 | 2.04 | 8.5 | 7
Live | 215942575 |  | 12.5 | 22 | 41400 | 32400 | 28200 | 4.21 | 2.48 | 37400 | 3.52 | 2.04 | 8.5 | 7
Live | 215935231 |  | 12.5 | 22 | 40940 | 32600 | 28400 | 4.21 | 2.54 | 38000 | 3.62 | 2.02 | 8.5 | 7
Live | 215935230 |  | 12.5 | 22 | 40940 | 32600 | 28400 | 4.21 | 2.54 | 38000 | 3.62 | 2.02 | 8.5 | 7
Live | 215941780 |  | 11.5 | 21 | 52900 | 43500 | 38000 | 3.88 | 2.14 | 53500 | 3.04 | 1.9 | 8 | 6.5
Live | 215941779 |  | 11.5 | 21 | 52900 | 43500 | 38000 | 3.88 | 2.14 | 53500 | 3.04 | 1.9 | 8 | 6.5
Live | 215682158 |  | 10 | 18.5 | 54050 | 46000 | 36600 | 3.37 | 2.44 | 50000 | 3.46 | 1.98 | 9 | 7
Live | 215682150 |  | 9.5 | 18 | 53475 | 46500 | 37000 | 3.2 | 2.4 | 50000 | 3.4 | 1.98 | 9 | 7
Live | 215682640 |  | 9 | 18 | 63825 | 50500 | 41000 | 3.03 | 2.24 | 58500 | 3.16 | 2.04 | 8.5 | 7
Live | 215682639 |  | 9 | 18 | 63825 | 50500 | 41000 | 3.03 | 2.24 | 58500 | 3.16 | 2.04 | 8.5 | 7
Live | 215937889 |  | 11.5 | 20.5 | 51750 | 43000 | 38000 | 3.88 | 2.14 | 52000 | 3.04 | 1.95 | 8.1 | 6.8
Live | 215937881 |  | 11 | 20 | 51175 | 43500 | 38500 | 3.7 | 2.12 | 52500 | 3.02 | 1.9 | 8.1 | 6.8
Live | 215936951 |  | 12.5 | 22.5 | 41400 | 32200 | 28200 | 4.21 | 2.5 | 37600 | 3.54 | 2.06 | 8.5 | 7
Live | 215936950 |  | 12.5 | 22.5 | 41400 | 32200 | 28200 | 4.21 | 2.5 | 37600 | 3.54 | 2.06 | 8.5 | 7
Live | 215942567 |  | 12.5 | 22 | 41170 | 32400 | 28200 | 4.22 | 2.48 | 37400 | 3.52 | 2.04 | 8.5 | 7
Live | 215942566 |  | 12.5 | 22 | 41170 | 32400 | 28200 | 4.22 | 2.48 | 37400 | 3.52 | 2.04 | 8.5 | 7
Live | 215935229 |  | 12.5 | 22 | 40940 | 32600 | 28400 | 4.21 | 2.54 | 38000 | 3.62 | 2.02 | 8.5 | 7
Live | 215935221 |  | 12.5 | 22 | 40940 | 32600 | 28400 | 4.21 | 2.54 | 38000 | 3.62 | 2.02 | 8.5 | 7
Live | 215932999 |  | 10 | 18 | 37030 | 30600 | 26800 | 3.37 | 2.38 | 34800 | 3.38 | 1.9 | 9 | 7
Live | 215932991 |  | 10 | 17.5 | 36800 | 30800 | 27000 | 3.37 | 2.36 | 35000 | 3.36 | 1.9 | 9 | 7.15
Live | 215682149 |  | 9.5 | 18 | 53475 | 46500 | 37000 | 3.2 | 2.4 | 50000 | 3.4 | 1.98 | 9 | 7
Live | 215682148 |  | 9.5 | 18 | 53475 | 46500 | 37000 | 3.2 | 2.4 | 50000 | 3.4 | 1.98 | 9 | 7
Live | 215941771 |  | 11.5 | 20.5 | 52900 | 43500 | 38500 | 3.88 | 2.14 | 53500 | 3.02 | 1.95 | 8.1 | 6.8
Live | 215941770 |  | 11.5 | 20.5 | 52900 | 43500 | 38500 | 3.88 | 2.14 | 53500 | 3.02 | 1.95 | 8.1 | 6.8
Live | 215937880 |  | 11 | 20 | 51175 | 43500 | 38500 | 3.7 | 2.12 | 52500 | 3.02 | 1.9 | 8.1 | 6.8
Live | 215937879 |  | 11 | 20 | 51175 | 43500 | 38500 | 3.7 | 2.12 | 52500 | 3.02 | 1.9 | 8.1 | 6.8
Live | 215936949 |  | 12.5 | 22.5 | 41400 | 32200 | 28200 | 4.21 | 2.5 | 37600 | 3.54 | 2.06 | 8.5 | 7
Live | 215936941 |  | 12.5 | 22.5 | 41400 | 32200 | 28200 | 4.21 | 2.5 | 37600 | 3.54 | 2.06 | 8.5 | 7
Live | 215935220 |  | 12.5 | 22 | 40940 | 32600 | 28400 | 4.21 | 2.54 | 38000 | 3.62 | 2.02 | 8.5 | 7
Live | 215935219 |  | 12.5 | 22 | 40940 | 32600 | 28400 | 4.21 | 2.54 | 38000 | 3.62 | 2.02 | 8.5 | 7
Live | 215942565 |  | 12.5 | 22 | 41170 | 32400 | 28200 | 4.22 | 2.48 | 37400 | 3.52 | 2.04 | 8.5 | 7
Live | 215942547 |  | 12.5 | 22 | 41400 | 32400 | 28200 | 4.21 | 2.48 | 37400 | 3.52 | 2.04 | 8.5 | 7
Live | 215932990 |  | 10 | 17.5 | 36800 | 30800 | 27000 | 3.37 | 2.36 | 35000 | 3.36 | 1.9 | 9 | 7.15
Live | 215932989 |  | 10 | 17.5 | 36800 | 30800 | 27000 | 3.37 | 2.36 | 35000 | 3.36 | 1.9 | 9 | 7.15
Live | 215682140 |  | 9.5 | 18 | 54050 | 45500 | 36400 | 3.2 | 2.44 | 50000 | 3.48 | 2.02 | 9 | 7
Live | 215682139 |  | 9.5 | 18 | 54050 | 45500 | 36400 | 3.2 | 2.44 | 50000 | 3.48 | 2.02 | 9 | 7
Live | 215682638 |  | 9 | 18 | 63825 | 50500 | 41000 | 3.03 | 2.24 | 58500 | 3.16 | 2.04 | 8.5 | 7
Live | 215682630 |  | 9 | 18.5 | 63250 | 51000 | 41500 | 3.03 | 2.22 | 59000 | 3.14 | 2.02 | 9 | 7
Live | 215941769 |  | 11.5 | 20.5 | 52900 | 43500 | 38500 | 3.88 | 2.14 | 53500 | 3.02 | 1.95 | 8.1 | 6.8
Live | 215941761 |  | 11.5 | 20.5 | 52325 | 43000 | 38000 | 3.87 | 2.16 | 52500 | 3.06 | 1.95 | 8.1 | 6.8
Live | 215942546 |  | 12.5 | 22 | 41400 | 32400 | 28200 | 4.21 | 2.48 | 37400 | 3.52 | 2.04 | 8.5 | 7
Live | 215942545 |  | 12.5 | 22 | 41400 | 32400 | 28200 | 4.21 | 2.48 | 37400 | 3.52 | 2.04 | 8.5 | 7
Live | 215936940 |  | 12.5 | 22.5 | 41400 | 32200 | 28200 | 4.21 | 2.5 | 37600 | 3.54 | 2.06 | 8.5 | 7
Live | 215936939 |  | 12.5 | 22.5 | 41400 | 32200 | 28200 | 4.21 | 2.5 | 37600 | 3.54 | 2.06 | 8.5 | 7
Live | 215935211 |  | 12 | 22 | 40940 | 33200 | 28600 | 4.04 | 2.5 | 38000 | 3.54 | 2.02 | 8.5 | 7
Live | 215935210 |  | 12 | 22 | 40940 | 33200 | 28600 | 4.04 | 2.5 | 38000 | 3.54 | 2.02 | 8.5 | 7
Live | 215937861 |  | 11 | 20 | 51175 | 43500 | 38500 | 3.7 | 2.12 | 52000 | 3.02 | 2 | 8.1 | 7
Live | 215937860 |  | 11 | 20 | 51175 | 43500 | 38500 | 3.7 | 2.12 | 52000 | 3.02 | 2 | 8.1 | 7
Live | 215932981 |  | 10 | 16 | 35880 | 30600 | 26600 | 3.37 | 2.32 | 34800 | 3.28 | 1.92 | 9 | 7
Live | 215932980 |  | 10 | 16 | 35880 | 30600 | 26600 | 3.37 | 2.32 | 34800 | 3.28 | 1.92 | 9 | 7
Live | 215682138 |  | 9.5 | 18 | 54050 | 45500 | 36400 | 3.2 | 2.44 | 50000 | 3.48 | 2.02 | 9 | 7
Live | 215682130 |  | 10 | 18.5 | 54050 | 45500 | 36200 | 3.37 | 2.46 | 50000 | 3.5 | 2.02 | 9 | 7
Live | 215682629 |  | 9 | 18.5 | 63250 | 51000 | 41500 | 3.03 | 2.22 | 59000 | 3.14 | 2.02 | 9 | 7
Live | 215682628 |  | 9 | 18.5 | 63250 | 51000 | 41500 | 3.03 | 2.22 | 59000 | 3.14 | 2.02 | 9 | 7
Live | 215941760 |  | 11.5 | 20.5 | 52325 | 43000 | 38000 | 3.87 | 2.16 | 52500 | 3.06 | 1.95 | 8.1 | 6.8
Live | 215941759 |  | 11.5 | 20.5 | 52325 | 43000 | 38000 | 3.87 | 2.16 | 52500 | 3.06 | 1.95 | 8.1 | 6.8
Live | 215942537 |  | 12.5 | 22 | 41400 | 32400 | 28200 | 4.21 | 2.48 | 37400 | 3.52 | 2.04 | 8.5 | 7
Live | 215942536 |  | 12.5 | 22 | 41400 | 32400 | 28200 | 4.21 | 2.48 | 37400 | 3.52 | 2.04 | 8.5 | 7
Live | 215935209 |  | 12 | 22 | 40940 | 33200 | 28600 | 4.04 | 2.5 | 38000 | 3.54 | 2.02 | 8.5 | 7
Live | 215935201 |  | 12 | 21.5 | 40940 | 33200 | 28600 | 4.04 | 2.5 | 38000 | 3.54 | 2.02 | 8.5 | 7
Live | 215936931 |  | 12.5 | 22.5 | 41400 | 32200 | 28200 | 4.21 | 2.5 | 37600 | 3.54 | 2.06 | 8.5 | 7
Live | 215936930 |  | 12.5 | 22.5 | 41400 | 32200 | 28200 | 4.21 | 2.5 | 37600 | 3.54 | 2.06 | 8.5 | 7
Live | 215682620 |  | 9 | 18.5 | 63250 | 51000 | 41500 | 3.03 | 2.2 | 59500 | 3.12 | 1.9 | 9 | 7
Live | 215682619 |  | 9 | 18.5 | 63250 | 51000 | 41500 | 3.03 | 2.2 | 59500 | 3.12 | 1.9 | 9 | 7
Live | 215937859 |  | 11 | 20 | 51175 | 43500 | 38500 | 3.7 | 2.12 | 52000 | 3.02 | 2 | 8.1 | 7
Live | 215937851 |  | 11 | 19 | 49450 | 42500 | 37600 | 3.71 | 2.14 | 53000 | 3.04 | 2 | 8.1 | 7
Live | 215682129 |  | 10 | 18.5 | 54050 | 45500 | 36200 | 3.37 | 2.46 | 50000 | 3.5 | 2.02 | 9 | 7
Live | 215682128 |  | 10 | 18.5 | 54050 | 45500 | 36200 | 3.37 | 2.46 | 50000 | 3.5 | 2.02 | 9 | 7
Live | 215941751 |  | 11.5 | 20.5 | 52325 | 43500 | 38000 | 3.87 | 2.14 | 52500 | 3.04 | 1.9 | 8.1 | 6.8
Live | 215941750 |  | 11.5 | 20.5 | 52325 | 43500 | 38000 | 3.87 | 2.14 | 52500 | 3.04 | 1.9 | 8.1 | 6.8
Live | 215932979 |  | 10 | 16 | 35880 | 30600 | 26600 | 3.37 | 2.32 | 34800 | 3.28 | 1.92 | 9 | 7
Live | 215932971 |  | 10 | 17.5 | 36800 | 31000 | 27000 | 3.37 | 2.36 | 35000 | 3.34 | 1.9 | 9 | 7
Live | 215942535 |  | 12.5 | 22 | 41400 | 32400 | 28200 | 4.21 | 2.48 | 37400 | 3.52 | 2.04 | 8.5 | 7
Live | 215942527 |  | 12.5 | 22 | 41170 | 32400 | 28200 | 4.22 | 2.48 | 37400 | 3.52 | 2.04 | 8.5 | 7
Live | 215936929 |  | 12.5 | 22.5 | 41400 | 32200 | 28200 | 4.21 | 2.5 | 37600 | 3.54 | 2.06 | 8.5 | 7
Live | 215936921 |  | 12 | 21.5 | 40940 | 32000 | 28200 | 4.04 | 2.54 | 37600 | 3.6 | 2 | 8.5 | 7
Live | 215682618 |  | 9 | 18.5 | 63250 | 51000 | 41500 | 3.03 | 2.2 | 59500 | 3.12 | 1.9 | 9 | 7
Live | 215682610 |  | 8.5 | 18.5 | 62675 | 51000 | 42000 | 2.87 | 2.2 | 59500 | 3.12 | 1.9 | 9 | 7
Live | 215935200 |  | 12 | 21.5 | 40940 | 33200 | 28600 | 4.04 | 2.5 | 38000 | 3.54 | 2.02 | 8.5 | 7
Live | 215935199 |  | 12 | 21.5 | 40940 | 33200 | 28600 | 4.04 | 2.5 | 38000 | 3.54 | 2.02 | 8.5 | 7
Live | 215937850 |  | 11 | 19 | 49450 | 42500 | 37600 | 3.71 | 2.14 | 53000 | 3.04 | 2 | 8.1 | 7
Live | 215937849 |  | 11 | 19 | 49450 | 42500 | 37600 | 3.71 | 2.14 | 53000 | 3.04 | 2 | 8.1 | 7
Live | 215682120 |  | 9.5 | 18 | 54050 | 45500 | 36400 | 3.2 | 2.44 | 50000 | 3.46 | 2 | 9 | 7
Live | 215682119 |  | 9.5 | 18 | 54050 | 45500 | 36400 | 3.2 | 2.44 | 50000 | 3.46 | 2 | 9 | 7
Live | 215941749 |  | 11.5 | 20.5 | 52325 | 43500 | 38000 | 3.87 | 2.14 | 52500 | 3.04 | 1.9 | 8.1 | 6.8
Live | 215941741 |  | 11 | 20.5 | 52325 | 43500 | 38000 | 3.7 | 2.14 | 52500 | 3.04 | 1.9 | 8 | 6.5
Live | 215932970 |  | 10 | 17.5 | 36800 | 31000 | 27000 | 3.37 | 2.36 | 35000 | 3.34 | 1.9 | 9 | 7
Live | 215932969 |  | 10 | 17.5 | 36800 | 31000 | 27000 | 3.37 | 2.36 | 35000 | 3.34 | 1.9 | 9 | 7
Live | 215942526 |  | 12.5 | 22 | 41170 | 32400 | 28200 | 4.22 | 2.48 | 37400 | 3.52 | 2.04 | 8.5 | 7
Live | 215942525 |  | 12.5 | 22 | 41170 | 32400 | 28200 | 4.22 | 2.48 | 37400 | 3.52 | 2.04 | 8.5 | 7
Live | 215936920 |  | 12 | 21.5 | 40940 | 32000 | 28200 | 4.04 | 2.54 | 37600 | 3.6 | 2 | 8.5 | 7
Live | 215936919 |  | 12 | 21.5 | 40940 | 32000 | 28200 | 4.04 | 2.54 | 37600 | 3.6 | 2 | 8.5 | 7
Live | 215682609 |  | 8.5 | 18.5 | 62675 | 51000 | 42000 | 2.87 | 2.2 | 59500 | 3.12 | 1.9 | 9 | 7
Live | 215682608 |  | 8.5 | 18.5 | 62675 | 51000 | 42000 | 2.87 | 2.2 | 59500 | 3.12 | 1.9 | 9 | 7
Live | 215937841 |  | 11 | 20 | 51175 | 43500 | 38500 | 3.7 | 2.12 | 52000 | 3.02 | 2 | 8.1 | 7
Live | 215937840 |  | 11 | 20 | 51175 | 43500 | 38500 | 3.7 | 2.12 | 52000 | 3.02 | 2 | 8.1 | 7
Live | 215941740 |  | 11 | 20.5 | 52325 | 43500 | 38000 | 3.7 | 2.14 | 52500 | 3.04 | 1.9 | 8 | 6.5
Live | 215941739 |  | 11 | 20.5 | 52325 | 43500 | 38000 | 3.7 | 2.14 | 52500 | 3.04 | 1.9 | 8 | 6.5
Live | 215932961 |  | 12 | 20.5 | 39560 | 29800 | 26000 | 4.04 | 2.44 | 34200 | 3.46 | 2.08 | 9.5 | 7
Live | 215932960 |  | 12 | 20.5 | 39560 | 29800 | 26000 | 4.04 | 2.44 | 34200 | 3.46 | 2.08 | 9.5 | 7
Live | 215682118 |  | 9.5 | 18 | 54050 | 45500 | 36400 | 3.2 | 2.44 | 50000 | 3.46 | 2 | 9 | 7
Live | 215682110 |  | 9.5 | 18 | 54050 | 45500 | 36400 | 3.2 | 2.44 | 50000 | 3.46 | 2.02 | 9 | 7
Live | 215942517 |  | 11.7 | 21.5 | 40940 | 32400 | 28200 | 3.95 | 2.52 | 37400 | 3.58 | 2.06 | 8.5 | 7
Live | 215942516 |  | 11.7 | 21.5 | 40940 | 32400 | 28200 | 3.95 | 2.52 | 37400 | 3.58 | 2.06 | 8.5 | 7
Live | 215935191 |  | 12 | 21.5 | 40710 | 33000 | 29000 | 4.04 | 2.5 | 38500 | 3.54 | 2.02 | 8.5 | 7
Live | 215935190 |  | 12 | 21.5 | 40710 | 33000 | 29000 | 4.04 | 2.5 | 38500 | 3.54 | 2.02 | 8.5 | 7
Live | 215682600 |  | 9 | 18 | 63250 | 51000 | 41500 | 3.03 | 2.22 | 59000 | 3.14 | 2.02 | 8.5 | 7
Live | 215682599 |  | 9 | 18 | 63250 | 51000 | 41500 | 3.03 | 2.22 | 59000 | 3.14 | 2.02 | 8.5 | 7
Live | 215936911 |  | 12 | 21.5 | 40940 | 33000 | 28800 | 4.04 | 2.42 | 38000 | 3.44 | 2.04 | 8.5 | 7
Live | 215936910 |  | 12 | 21.5 | 40940 | 33000 | 28800 | 4.04 | 2.42 | 38000 | 3.44 | 2.04 | 8.5 | 7
Live | 215941731 |  | 11 | 20.5 | 52325 | 43500 | 38000 | 3.7 | 2.14 | 52500 | 3.04 | 1.9 | 8 | 6.5
Live | 215941730 |  | 11 | 20.5 | 52325 | 43500 | 38000 | 3.7 | 2.14 | 52500 | 3.04 | 1.9 | 8 | 6.5
Live | 215937839 |  | 11 | 20 | 51175 | 43500 | 38500 | 3.7 | 2.12 | 52000 | 3.02 | 2 | 8.1 | 7
Live | 215937831 |  | 10.5 | 19.5 | 51175 | 43500 | 38500 | 3.54 | 2.12 | 52000 | 3 | 1.88 | 8 | 6.5
Live | 215932959 |  | 12 | 20.5 | 39560 | 29800 | 26000 | 4.04 | 2.44 | 34200 | 3.46 | 2.08 | 9.5 | 7
Live | 215932951 |  | 12 | 20.5 | 39560 | 29800 | 26000 | 4.04 | 2.44 | 34200 | 3.46 | 2.08 | 9.5 | 7
Live | 215682109 |  | 9.5 | 18 | 54050 | 45500 | 36400 | 3.2 | 2.44 | 50000 | 3.46 | 2.02 | 9 | 7
Live | 215682108 |  | 9.5 | 18 | 54050 | 45500 | 36400 | 3.2 | 2.44 | 50000 | 3.46 | 2.02 | 9 | 7
Live | 215942515 |  | 11.7 | 21.5 | 40940 | 32400 | 28200 | 3.95 | 2.52 | 37400 | 3.58 | 2.06 | 8.5 | 7
Live | 215942507 |  | 12.5 | 22 | 41400 | 32400 | 28200 | 4.21 | 2.48 | 37400 | 3.52 | 2.04 | 8.5 | 7
Live | 215935189 |  | 12 | 21.5 | 40710 | 33000 | 29000 | 4.04 | 2.5 | 38500 | 3.54 | 2.02 | 8.5 | 7
Live | 215935181 |  | 11.7 | 21 | 40480 | 33600 | 29400 | 3.94 | 2.44 | 39000 | 3.48 | 2 | 8.5 | 7
Live | 215936909 |  | 12 | 21.5 | 40940 | 33000 | 28800 | 4.04 | 2.42 | 38000 | 3.44 | 2.04 | 8.5 | 7
Live | 215936901 |  | 12 | 21.5 | 40940 | 33200 | 28600 | 4.04 | 2.5 | 38000 | 3.56 | 1.98 | 8.5 | 7
Live | 215941729 |  | 11 | 20.5 | 52325 | 43500 | 38000 | 3.7 | 2.14 | 52500 | 3.04 | 1.9 | 8 | 6.5
Live | 215941721 |  | 11.5 | 20.5 | 52325 | 43500 | 38000 | 3.87 | 2.14 | 53000 | 3.04 | 1.9 | 8 | 6.5
Live | 215937830 |  | 10.5 | 19.5 | 51175 | 43500 | 38500 | 3.54 | 2.12 | 52000 | 3 | 1.88 | 8 | 6.5
Live | 215937829 |  | 10.5 | 19.5 | 51175 | 43500 | 38500 | 3.54 | 2.12 | 52000 | 3 | 1.88 | 8 | 6.5
Live | 215682598 |  | 9 | 18 | 63250 | 51000 | 41500 | 3.03 | 2.22 | 59000 | 3.14 | 2.02 | 8.5 | 7
Live | 215682590 |  | 9 | 18.5 | 63825 | 50500 | 41000 | 3.03 | 2.24 | 58500 | 3.18 | 2.04 | 8.5 | 7
Live | 215932950 |  | 12 | 20.5 | 39560 | 29800 | 26000 | 4.04 | 2.44 | 34200 | 3.46 | 2.08 | 9.5 | 7
Live | 215932949 |  | 12 | 20.5 | 39560 | 29800 | 26000 | 4.04 | 2.44 | 34200 | 3.46 | 2.08 | 9.5 | 7
Live | 215682100 |  | 10 | 18.5 | 54050 | 46000 | 36600 | 3.37 | 2.44 | 50000 | 3.46 | 1.98 | 9 | 7
Live | 215682099 |  | 10 | 18.5 | 54050 | 46000 | 36600 | 3.37 | 2.44 | 50000 | 3.46 | 1.98 | 9 | 7
Live | 215942506 |  | 12.5 | 22 | 41400 | 32400 | 28200 | 4.21 | 2.48 | 37400 | 3.52 | 2.04 | 8.5 | 7
Live | 215942505 |  | 12.5 | 22 | 41400 | 32400 | 28200 | 4.21 | 2.48 | 37400 | 3.52 | 2.04 | 8.5 | 7
Live | 215935180 |  | 11.7 | 21 | 40480 | 33600 | 29400 | 3.94 | 2.44 | 39000 | 3.48 | 2 | 8.5 | 7
Live | 215935179 |  | 11.7 | 21 | 40480 | 33600 | 29400 | 3.94 | 2.44 | 39000 | 3.48 | 2 | 8.5 | 7
Live | 215936900 |  | 12 | 21.5 | 40940 | 33200 | 28600 | 4.04 | 2.5 | 38000 | 3.56 | 1.98 | 8.5 | 7
Live | 215936899 |  | 12 | 21.5 | 40940 | 33200 | 28600 | 4.04 | 2.5 | 38000 | 3.56 | 1.98 | 8.5 | 7
Live | 215937821 |  | 10.5 | 19 | 50025 | 43500 | 38000 | 3.54 | 2.12 | 53000 | 3 | 1.88 | 8 | 6.5
Live | 215937820 |  | 10.5 | 19 | 50025 | 43500 | 38000 | 3.54 | 2.12 | 53000 | 3 | 1.88 | 8 | 6.5
Live | 215682589 |  | 9 | 18.5 | 63825 | 50500 | 41000 | 3.03 | 2.24 | 58500 | 3.18 | 2.04 | 8.5 | 7
Live | 215682588 |  | 9 | 18.5 | 63825 | 50500 | 41000 | 3.03 | 2.24 | 58500 | 3.18 | 2.04 | 8.5 | 7
Live | 215682098 |  | 10 | 18.5 | 54050 | 46000 | 36600 | 3.37 | 2.44 | 50000 | 3.46 | 1.98 | 9 | 7
Live | 215682090 |  | 10.5 | 19.5 | 55775 | 46500 | 36600 | 3.54 | 2.52 | 50000 | 3.58 | 2.12 | 9.5 | 7.5
Live | 215932941 |  | 12 | 20.5 | 39560 | 30000 | 26000 | 4.04 | 2.42 | 34400 | 3.44 | 2.06 | 9.5 | 7
Live | 215932940 |  | 12 | 20.5 | 39560 | 30000 | 26000 | 4.04 | 2.42 | 34400 | 3.44 | 2.06 | 9.5 | 7
Live | 215941720 |  | 11.5 | 20.5 | 52325 | 43500 | 38000 | 3.87 | 2.14 | 53000 | 3.04 | 1.9 | 8 | 6.5
Live | 215941719 |  | 11.5 | 20.5 | 52325 | 43500 | 38000 | 3.87 | 2.14 | 53000 | 3.04 | 1.9 | 8 | 6.5
Live | 215935141 |  | 12.5 | 22 | 40940 | 32600 | 28600 | 4.21 | 2.54 | 38000 | 3.6 | 2.02 | 8.5 | 7
Live | 215935140 |  | 12.5 | 22 | 40940 | 32600 | 28600 | 4.21 | 2.54 | 38000 | 3.6 | 2.02 | 8.5 | 7
Live | 215942497 |  | 12.5 | 22 | 41170 | 32600 | 28400 | 4.22 | 2.46 | 37400 | 3.5 | 2.02 | 8.5 | 7
Live | 215942496 |  | 12.5 | 22 | 41170 | 32600 | 28400 | 4.22 | 2.46 | 37400 | 3.5 | 2.02 | 8.5 | 7
Live | 215936891 |  | 12.5 | 22 | 41400 | 32400 | 28400 | 4.21 | 2.5 | 37600 | 3.54 | 2.04 | 8.5 | 7
Live | 215936890 |  | 12.5 | 22 | 41400 | 32400 | 28400 | 4.21 | 2.5 | 37600 | 3.54 | 2.04 | 8.5 | 7
Live | 215937819 |  | 10.5 | 19 | 50025 | 43500 | 38000 | 3.54 | 2.12 | 53000 | 3 | 1.88 | 8 | 6.5
Live | 215937811 |  | 10 | 19 | 50025 | 44000 | 39000 | 3.37 | 2.08 | 52500 | 2.96 | 1.88 | 8 | 6.5
Live | 215664518 |  | 10 | 18 | 27140 | 19400 | 16200 | 3.37 | 2.2 | 27200 | 3.18 | 1.76 | 8 | 6.5
Live | 215932939 |  | 12 | 20.5 | 39560 | 30000 | 26000 | 4.04 | 2.42 | 34400 | 3.44 | 2.06 | 9.5 | 7
Live | 215932931 |  | 12 | 20.5 | 39560 | 29800 | 26000 | 4.04 | 2.44 | 34200 | 3.46 | 2.08 | 9.5 | 7
Live | 215682089 |  | 10.5 | 19.5 | 55775 | 46500 | 36600 | 3.54 | 2.52 | 50000 | 3.58 | 2.12 | 9.5 | 7.5
Live | 215682088 |  | 10.5 | 19.5 | 55775 | 46500 | 36600 | 3.54 | 2.52 | 50000 | 3.58 | 2.12 | 9.5 | 7.5
Live | 215682580 |  | 8.5 | 18.5 | 62675 | 51000 | 42000 | 2.87 | 2.2 | 59500 | 3.12 | 1.9 | 9 | 7
Live | 215682579 |  | 8.5 | 18.5 | 62675 | 51000 | 42000 | 2.87 | 2.2 | 59500 | 3.12 | 1.9 | 9 | 7
Live | 215941711 |  | 11 | 20.5 | 52325 | 43500 | 38500 | 3.7 | 2.14 | 53000 | 3.04 | 1.9 | 8 | 6.5
Live | 215941710 |  | 11 | 20.5 | 52325 | 43500 | 38500 | 3.7 | 2.14 | 53000 | 3.04 | 1.9 | 8 | 6.5
Live | 215942495 |  | 12.5 | 22 | 41170 | 32600 | 28400 | 4.22 | 2.46 | 37400 | 3.5 | 2.02 | 8.5 | 7
Live | 215942487 |  | 12.5 | 22 | 41170 | 32600 | 28400 | 4.22 | 2.46 | 37400 | 3.5 | 2.02 | 8.5 | 7
Live | 215935139 |  | 12.5 | 22 | 40940 | 32600 | 28600 | 4.21 | 2.54 | 38000 | 3.6 | 2.02 | 8.5 | 7
Live | 215935131 |  | 12 | 21.5 | 40710 | 33000 | 28800 | 4.04 | 2.5 | 38500 | 3.54 | 2.02 | 8.5 | 7
Live | 215932930 |  | 12 | 20.5 | 39560 | 29800 | 26000 | 4.04 | 2.44 | 34200 | 3.46 | 2.08 | 9.5 | 7
Live | 215932929 |  | 12 | 20.5 | 39560 | 29800 | 26000 | 4.04 | 2.44 | 34200 | 3.46 | 2.08 | 9.5 | 7
Live | 215936889 |  | 12.5 | 22 | 41400 | 32400 | 28400 | 4.21 | 2.5 | 37600 | 3.54 | 2.04 | 8.5 | 7
Live | 215936881 |  | 12 | 22 | 41170 | 34800 | 28600 | 4.05 | 2.56 | 38000 | 3.64 | 2.06 | 9 | 7
Live | 215682080 |  | 10.5 | 19.5 | 55775 | 46500 | 36600 | 3.54 | 2.52 | 50000 | 3.58 | 2.12 | 9.5 | 7.5
Live | 215682079 |  | 10.5 | 19.5 | 55775 | 46500 | 36600 | 3.54 | 2.52 | 50000 | 3.58 | 2.12 | 9.5 | 7.5
Live | 215937810 |  | 10 | 19 | 50025 | 44000 | 39000 | 3.37 | 2.08 | 52500 | 2.96 | 1.88 | 8 | 6.5
Live | 215937809 |  | 10 | 19 | 50025 | 44000 | 39000 | 3.37 | 2.08 | 52500 | 2.96 | 1.88 | 8 | 6.5
Live | 215941709 |  | 11 | 20.5 | 52325 | 43500 | 38500 | 3.7 | 2.14 | 53000 | 3.04 | 1.9 | 8 | 6.5
Live | 215941701 |  | 11 | 19.5 | 51175 | 44500 | 39000 | 3.7 | 2.1 | 53500 | 2.96 | 1.88 | 8 | 6.5
Live | 215682578 |  | 8.5 | 18.5 | 62675 | 51000 | 42000 | 2.87 | 2.2 | 59500 | 3.12 | 1.9 | 9 | 7
Live | 215678180 |  | 9 | 17 | 63825 | 51000 | 41500 | 3.03 | 2.26 | 60000 | 3.2 | 1.9 | 8.5 | 7
Live | 215942486 |  | 12.5 | 22 | 41170 | 32600 | 28400 | 4.22 | 2.46 | 37400 | 3.5 | 2.02 | 8.5 | 7
Live | 215942485 |  | 12.5 | 22 | 41170 | 32600 | 28400 | 4.22 | 2.46 | 37400 | 3.5 | 2.02 | 8.5 | 7
Live | 215935130 |  | 12 | 21.5 | 40710 | 33000 | 28800 | 4.04 | 2.5 | 38500 | 3.54 | 2.02 | 8.5 | 7
Live | 215935129 |  | 12 | 21.5 | 40710 | 33000 | 28800 | 4.04 | 2.5 | 38500 | 3.54 | 2.02 | 8.5 | 7
Live | 215664516 |  | 10 | 18 | 27140 | 19400 | 16200 | 3.37 | 2.2 | 27200 | 3.18 | 1.76 | 8 | 6.5
Live | 215664514 |  | 10 | 18 | 27140 | 19400 | 16200 | 3.37 | 2.2 | 27200 | 3.18 | 1.76 | 8 | 6.5
Live | 215936880 |  | 12 | 22 | 41170 | 34800 | 28600 | 4.05 | 2.56 | 38000 | 3.64 | 2.06 | 9 | 7
Live | 215936879 |  | 12 | 22 | 41170 | 34800 | 28600 | 4.05 | 2.56 | 38000 | 3.64 | 2.06 | 9 | 7
Live | 215682078 |  | 10.5 | 19.5 | 55775 | 46500 | 36600 | 3.54 | 2.52 | 50000 | 3.58 | 2.12 | 9.5 | 7.5
Live | 215682070 |  | 10.5 | 19 | 55775 | 46500 | 36800 | 3.54 | 2.52 | 50000 | 3.58 | 2.1 | 9.5 | 7.5
Live | 215932921 |  | 12 | 20.5 | 39560 | 30000 | 26000 | 4.04 | 2.42 | 34400 | 3.44 | 2.06 | 9.5 | 7
Live | 215932920 |  | 12 | 20.5 | 39560 | 30000 | 26000 | 4.04 | 2.42 | 34400 | 3.44 | 2.06 | 9.5 | 7
Live | 215941700 |  | 11 | 19.5 | 51175 | 44500 | 39000 | 3.7 | 2.1 | 53500 | 2.96 | 1.88 | 8 | 6.5
Live | 215941699 |  | 11 | 19.5 | 51175 | 44500 | 39000 | 3.7 | 2.1 | 53500 | 2.96 | 1.88 | 8 | 6.5
Live | 215937801 |  | 11 | 20 | 51175 | 43500 | 38000 | 3.7 | 2.14 | 52000 | 3.04 | 1.9 | 8 | 6.7
Live | 215937800 |  | 11 | 20 | 51175 | 43500 | 38000 | 3.7 | 2.14 | 52000 | 3.04 | 1.9 | 8 | 6.7
Live | 215935121 |  | 12.5 | 22 | 40940 | 32600 | 28600 | 4.21 | 2.54 | 38000 | 3.6 | 2.02 | 8.5 | 7
Live | 215935120 |  | 12.5 | 22 | 40940 | 32600 | 28600 | 4.21 | 2.54 | 38000 | 3.6 | 2.02 | 8.5 | 7
Live | 215942467 |  | 11.7 | 21 | 40480 | 32000 | 28000 | 3.94 | 2.5 | 37400 | 3.56 | 2 | 8.5 | 7
Live | 215942466 |  | 11.7 | 21 | 40480 | 32000 | 28000 | 3.94 | 2.5 | 37400 | 3.56 | 2 | 8.5 | 7
Live | 215678179 |  | 9 | 17 | 63825 | 51000 | 41500 | 3.03 | 2.26 | 60000 | 3.2 | 1.9 | 8.5 | 7
Live | 215678178 |  | 9 | 17 | 63825 | 51000 | 41500 | 3.03 | 2.26 | 60000 | 3.2 | 1.9 | 8.5 | 7
Live | 215937799 |  | 11 | 20 | 51175 | 43500 | 38000 | 3.7 | 2.14 | 52000 | 3.04 | 1.9 | 8 | 6.7
Live | 215937791 |  | 10.5 | 19.5 | 51175 | 43500 | 38500 | 3.54 | 2.12 | 52000 | 3 | 1.88 | 8 | 6.5
Live | 215682069 |  | 10.5 | 19 | 55775 | 46500 | 36800 | 3.54 | 2.52 | 50000 | 3.58 | 2.1 | 9.5 | 7.5
Live | 215682068 |  | 10.5 | 19 | 55775 | 46500 | 36800 | 3.54 | 2.52 | 50000 | 3.58 | 2.1 | 9.5 | 7.5
Live | 215932919 |  | 12 | 20.5 | 39560 | 30000 | 26000 | 4.04 | 2.42 | 34400 | 3.44 | 2.06 | 9.5 | 7
Live | 215932911 |  | 11.5 | 20 | 39330 | 30400 | 26400 | 3.88 | 2.38 | 34800 | 3.38 | 1.92 | 9 | 7
Live | 215941691 |  | 11.5 | 20.5 | 52325 | 43500 | 38500 | 3.87 | 2.14 | 53000 | 3.02 | 1.9 | 8 | 6.5
Live | 215941690 |  | 11.5 | 20.5 | 52325 | 43500 | 38500 | 3.87 | 2.14 | 53000 | 3.02 | 1.9 | 8 | 6.5
Live | 215935119 |  | 12.5 | 22 | 40940 | 32600 | 28600 | 4.21 | 2.54 | 38000 | 3.6 | 2.02 | 8.5 | 7
Live | 215935111 |  | 12 | 21.5 | 40940 | 33000 | 28600 | 4.04 | 2.5 | 38000 | 3.56 | 2.04 | 8.5 | 7
Live | 215936871 |  | 11.7 | 21 | 40710 | 33200 | 29000 | 3.94 | 2.4 | 38500 | 3.4 | 2.02 | 8.5 | 7
Live | 215936870 |  | 11.7 | 21 | 40710 | 33200 | 29000 | 3.94 | 2.4 | 38500 | 3.4 | 2.02 | 8.5 | 7
Live | 215942465 |  | 11.7 | 21 | 40480 | 32000 | 28000 | 3.94 | 2.5 | 37400 | 3.56 | 2 | 8.5 | 7
Live | 215942457 |  | 11.7 | 21 | 40480 | 32000 | 28000 | 3.94 | 2.5 | 37400 | 3.54 | 2.06 | 8.5 | 7
Live | 215664485 |  | 10.5 | 18 | 27140 | 19300 | 16200 | 3.54 | 2.2 | 27000 | 3.2 | 1.76 | 8.5 | 6.5
Live | 215678170 |  | 8.5 | 17 | 63825 | 51500 | 42000 | 2.86 | 2.24 | 60000 | 3.18 | 1.9 | 8.5 | 7
Live | 215678169 |  | 8.5 | 17 | 63825 | 51500 | 42000 | 2.86 | 2.24 | 60000 | 3.18 | 1.9 | 8.5 | 7
Live | 215937790 |  | 10.5 | 19.5 | 51175 | 43500 | 38500 | 3.54 | 2.12 | 52000 | 3 | 1.88 | 8 | 6.5
Live | 215937789 |  | 10.5 | 19.5 | 51175 | 43500 | 38500 | 3.54 | 2.12 | 52000 | 3 | 1.88 | 8 | 6.5
Live | 215682060 |  | 10 | 19 | 55775 | 46500 | 36600 | 3.37 | 2.54 | 50000 | 3.58 | 2.12 | 9 | 7.5
Live | 215682059 |  | 10 | 19 | 55775 | 46500 | 36600 | 3.37 | 2.54 | 50000 | 3.58 | 2.12 | 9 | 7.5
Live | 215941689 |  | 11.5 | 20.5 | 52325 | 43500 | 38500 | 3.87 | 2.14 | 53000 | 3.02 | 1.9 | 8 | 6.5
Live | 215941681 |  | 11.5 | 20.5 | 52325 | 43500 | 38000 | 3.87 | 2.14 | 53000 | 3.04 | 1.9 | 8 | 6.7
Live | 215932910 |  | 11.5 | 20 | 39330 | 30400 | 26400 | 3.88 | 2.38 | 34800 | 3.38 | 1.92 | 9 | 7
Live | 215932909 |  | 11.5 | 20 | 39330 | 30400 | 26400 | 3.88 | 2.38 | 34800 | 3.38 | 1.92 | 9 | 7
Live | 215935110 |  | 12 | 21.5 | 40940 | 33000 | 28600 | 4.04 | 2.5 | 38000 | 3.56 | 2.04 | 8.5 | 7
Live | 215935109 |  | 12 | 21.5 | 40940 | 33000 | 28600 | 4.04 | 2.5 | 38000 | 3.56 | 2.04 | 8.5 | 7
Live | 215942456 |  | 11.7 | 21 | 40480 | 32000 | 28000 | 3.94 | 2.5 | 37400 | 3.54 | 2.06 | 8.5 | 7
Live | 215942455 |  | 11.7 | 21 | 40480 | 32000 | 28000 | 3.94 | 2.5 | 37400 | 3.54 | 2.06 | 8.5 | 7
Live | 215664483 |  | 10.5 | 18 | 27140 | 19300 | 16200 | 3.54 | 2.2 | 27000 | 3.2 | 1.76 | 8.5 | 6.5
Live | 215664481 |  | 10.5 | 18 | 27140 | 19300 | 16200 | 3.54 | 2.2 | 27000 | 3.2 | 1.76 | 8.5 | 6.5
Live | 215936869 |  | 11.7 | 21 | 40710 | 33200 | 29000 | 3.94 | 2.4 | 38500 | 3.4 | 2.02 | 8.5 | 7
Live | 215936861 |  | 12.5 | 22 | 40940 | 32800 | 28400 | 4.21 | 2.52 | 38000 | 3.58 | 2.04 | 8.5 | 7
Live | 215678168 |  | 8.5 | 17 | 63825 | 51500 | 42000 | 2.86 | 2.24 | 60000 | 3.18 | 1.9 | 8.5 | 7
Live | 215678160 |  | 8.5 | 17 | 63825 | 51500 | 42000 | 2.86 | 2.24 | 60000 | 3.18 | 1.9 | 8.5 | 7
Live | 215941680 |  | 11.5 | 20.5 | 52325 | 43500 | 38000 | 3.87 | 2.14 | 53000 | 3.04 | 1.9 | 8 | 6.7
Live | 215941679 |  | 11.5 | 20.5 | 52325 | 43500 | 38000 | 3.87 | 2.14 | 53000 | 3.04 | 1.9 | 8 | 6.7
Live | 215937781 |  | 11 | 19 | 50025 | 43500 | 38000 | 3.71 | 2.12 | 53000 | 3 | 1.88 | 8 | 6.5
Live | 215937780 |  | 11 | 19 | 50025 | 43500 | 38000 | 3.71 | 2.12 | 53000 | 3 | 1.88 | 8 | 6.5
Live | 215682058 |  | 10 | 19 | 55775 | 46500 | 36600 | 3.37 | 2.54 | 50000 | 3.58 | 2.12 | 9 | 7.5
Live | 215682050 |  | 10.5 | 19 | 56350 | 46500 | 36400 | 3.54 | 2.54 | 50000 | 3.62 | 2.12 | 9 | 7.5
Live | 215932901 |  | 12 | 20.5 | 39790 | 29800 | 25800 | 4.05 | 2.44 | 34200 | 3.48 | 2.06 | 9.5 | 7
Live | 215932900 |  | 12 | 20.5 | 39790 | 29800 | 25800 | 4.05 | 2.44 | 34200 | 3.48 | 2.06 | 9.5 | 7
Live | 215942447 |  | 12.5 | 22 | 41400 | 32400 | 28200 | 4.21 | 2.48 | 37400 | 3.52 | 2.04 | 8.5 | 7
Live | 215942446 |  | 12.5 | 22 | 41400 | 32400 | 28200 | 4.21 | 2.48 | 37400 | 3.52 | 2.04 | 8.5 | 7
Live | 215935101 |  | 12 | 21.5 | 40710 | 33400 | 29000 | 4.04 | 2.46 | 38500 | 3.48 | 2.02 | 8.5 | 7
Live | 215935100 |  | 12 | 21.5 | 40710 | 33400 | 29000 | 4.04 | 2.46 | 38500 | 3.48 | 2.02 | 8.5 | 7
Live | 215664468 |  | 10.5 | 18.5 | 27370 | 19300 | 16100 | 3.53 | 2.2 | 27000 | 3.2 | 1.76 | 8 | 6.5
Live | 215664466 |  | 10.5 | 18.5 | 27370 | 19300 | 16100 | 3.53 | 2.2 | 27000 | 3.2 | 1.76 | 8 | 6.5
Live | 215936860 |  | 12.5 | 22 | 40940 | 32800 | 28400 | 4.21 | 2.52 | 38000 | 3.58 | 2.04 | 8.5 | 7
Live | 215936859 |  | 12.5 | 22 | 40940 | 32800 | 28400 | 4.21 | 2.52 | 38000 | 3.58 | 2.04 | 8.5 | 7
Live | 215678159 |  | 8.5 | 17 | 63825 | 51500 | 42000 | 2.86 | 2.24 | 60000 | 3.18 | 1.9 | 8.5 | 7
Live | 215678158 |  | 8.5 | 17 | 63825 | 51500 | 42000 | 2.86 | 2.24 | 60000 | 3.18 | 1.9 | 8.5 | 7
Live | 215941671 |  | 11 | 20.5 | 52325 | 43500 | 38500 | 3.7 | 2.14 | 53000 | 3.04 | 1.95 | 8.1 | 6.8
Live | 215941670 |  | 11 | 20.5 | 52325 | 43500 | 38500 | 3.7 | 2.14 | 53000 | 3.04 | 1.95 | 8.1 | 6.8
Live | 215937779 |  | 11 | 19 | 50025 | 43500 | 38000 | 3.71 | 2.12 | 53000 | 3 | 1.88 | 8 | 6.5
Live | 215937771 |  | 11 | 20 | 51175 | 43500 | 38000 | 3.7 | 2.14 | 52000 | 3.02 | 1.9 | 8.1 | 6.8
Live | 215682049 |  | 10.5 | 19 | 56350 | 46500 | 36400 | 3.54 | 2.54 | 50000 | 3.62 | 2.12 | 9 | 7.5
Live | 215682048 |  | 10.5 | 19 | 56350 | 46500 | 36400 | 3.54 | 2.54 | 50000 | 3.62 | 2.12 | 9 | 7.5
Live | 215932899 |  | 12 | 20.5 | 39790 | 29800 | 25800 | 4.05 | 2.44 | 34200 | 3.48 | 2.06 | 9.5 | 7
Live | 215932891 |  | 12 | 20.5 | 39560 | 30000 | 26000 | 4.04 | 2.42 | 34400 | 3.44 | 2.06 | 9.5 | 7
Live | 215935099 |  | 12 | 21.5 | 40710 | 33400 | 29000 | 4.04 | 2.46 | 38500 | 3.48 | 2.02 | 8.5 | 7
Live | 215935091 |  | 12 | 21 | 40710 | 33400 | 29000 | 4.04 | 2.46 | 38500 | 3.5 | 2.02 | 8.5 | 7
Live | 215942445 |  | 12.5 | 22 | 41400 | 32400 | 28200 | 4.21 | 2.48 | 37400 | 3.52 | 2.04 | 8.5 | 7
Live | 215942437 |  | 12.5 | 22 | 41170 | 32400 | 28200 | 4.22 | 2.48 | 37400 | 3.52 | 2.04 | 8.5 | 7
Live | 215664464 |  | 10.5 | 18.5 | 27370 | 19300 | 16100 | 3.53 | 2.2 | 27000 | 3.2 | 1.76 | 8 | 6.5
Live | 215664451 |  | 10.5 | 18.5 | 27140 | 19300 | 16100 | 3.54 | 2.2 | 27000 | 3.2 | 1.76 | 8 | 6.5
Live | 215936851 |  | 12.5 | 22 | 40940 | 32800 | 28400 | 4.21 | 2.52 | 38000 | 3.58 | 2.04 | 8.5 | 7
Live | 215936850 |  | 12.5 | 22 | 40940 | 32800 | 28400 | 4.21 | 2.52 | 38000 | 3.58 | 2.04 | 8.5 | 7
Live | 215678150 |  | 8.5 | 17 | 63825 | 51500 | 42000 | 2.86 | 2.24 | 60000 | 3.18 | 1.9 | 8.5 | 7
Live | 215678149 |  | 8.5 | 17 | 63825 | 51500 | 42000 | 2.86 | 2.24 | 60000 | 3.18 | 1.9 | 8.5 | 7
Live | 215941669 |  | 11 | 20.5 | 52325 | 43500 | 38500 | 3.7 | 2.14 | 53000 | 3.04 | 1.95 | 8.1 | 6.8
Live | 215941661 |  | 11.5 | 20.5 | 52325 | 43000 | 38000 | 3.87 | 2.16 | 52500 | 3.06 | 1.95 | 8.1 | 6.8
Live | 215937770 |  | 11 | 20 | 51175 | 43500 | 38000 | 3.7 | 2.14 | 52000 | 3.02 | 1.9 | 8.1 | 6.8
Live | 215937769 |  | 11 | 20 | 51175 | 43500 | 38000 | 3.7 | 2.14 | 52000 | 3.02 | 1.9 | 8.1 | 6.8
Live | 215932890 |  | 12 | 20.5 | 39560 | 30000 | 26000 | 4.04 | 2.42 | 34400 | 3.44 | 2.06 | 9.5 | 7
Live | 215932889 |  | 12 | 20.5 | 39560 | 30000 | 26000 | 4.04 | 2.42 | 34400 | 3.44 | 2.06 | 9.5 | 7
Live | 215682040 |  | 10.5 | 19 | 55775 | 46500 | 36800 | 3.54 | 2.52 | 50000 | 3.58 | 2.1 | 9.5 | 7.5
Live | 215682039 |  | 10.5 | 19 | 55775 | 46500 | 36800 | 3.54 | 2.52 | 50000 | 3.58 | 2.1 | 9.5 | 7.5
Live | 215942436 |  | 12.5 | 22 | 41170 | 32400 | 28200 | 4.22 | 2.48 | 37400 | 3.52 | 2.04 | 8.5 | 7
Live | 215942435 |  | 12.5 | 22 | 41170 | 32400 | 28200 | 4.22 | 2.48 | 37400 | 3.52 | 2.04 | 8.5 | 7
Live | 215935090 |  | 12 | 21 | 40710 | 33400 | 29000 | 4.04 | 2.46 | 38500 | 3.5 | 2.02 | 8.5 | 7
Live | 215935089 |  | 12 | 21 | 40710 | 33400 | 29000 | 4.04 | 2.46 | 38500 | 3.5 | 2.02 | 8.5 | 7
Live | 215664448 |  | 10.5 | 18.5 | 27140 | 19300 | 16100 | 3.54 | 2.2 | 27000 | 3.2 | 1.76 | 8 | 6.5
Live | 215664446 |  | 10.5 | 18.5 | 27140 | 19300 | 16100 | 3.54 | 2.2 | 27000 | 3.2 | 1.76 | 8 | 6.5
Live | 215936849 |  | 12.5 | 22 | 40940 | 32800 | 28400 | 4.21 | 2.52 | 38000 | 3.58 | 2.04 | 8.5 | 7
Live | 215936841 |  | 12.5 | 22 | 40710 | 32800 | 28400 | 4.22 | 2.5 | 38000 | 3.56 | 2.04 | 8.5 | 7
Live | 215941660 |  | 11.5 | 20.5 | 52325 | 43000 | 38000 | 3.87 | 2.16 | 52500 | 3.06 | 1.95 | 8.1 | 6.8
Live | 215941659 |  | 11.5 | 20.5 | 52325 | 43000 | 38000 | 3.87 | 2.16 | 52500 | 3.06 | 1.95 | 8.1 | 6.8
Live | 215937761 |  | 11 | 20 | 51175 | 43500 | 38000 | 3.7 | 2.14 | 52000 | 3.04 | 1.9 | 8.1 | 6.8
Live | 215937760 |  | 11 | 20 | 51175 | 43500 | 38000 | 3.7 | 2.14 | 52000 | 3.04 | 1.9 | 8.1 | 6.8
Live | 215678148 |  | 8.5 | 17 | 63825 | 51500 | 42000 | 2.86 | 2.24 | 60000 | 3.18 | 1.9 | 8.5 | 7
Live | 215678140 |  | 8.5 | 17 | 63825 | 51500 | 42000 | 2.86 | 2.24 | 60000 | 3.16 | 1.9 | 8.5 | 7
Live | 215942417 |  | 11.7 | 21 | 40480 | 32000 | 28000 | 3.94 | 2.5 | 37400 | 3.54 | 2.06 | 8.5 | 7
Live | 215942416 |  | 11.7 | 21 | 40480 | 32000 | 28000 | 3.94 | 2.5 | 37400 | 3.54 | 2.06 | 8.5 | 7
Live | 215932881 |  | 12 | 20.5 | 39790 | 29800 | 25800 | 4.05 | 2.44 | 34200 | 3.46 | 2.06 | 9.5 | 7
Live | 215932880 |  | 12 | 20.5 | 39790 | 29800 | 25800 | 4.05 | 2.44 | 34200 | 3.46 | 2.06 | 9.5 | 7
Live | 215682038 |  | 10.5 | 19 | 55775 | 46500 | 36800 | 3.54 | 2.52 | 50000 | 3.58 | 2.1 | 9.5 | 7.5
Live | 215682030 |  | 10.5 | 19 | 55200 | 46000 | 36600 | 3.54 | 2.5 | 50000 | 3.54 | 2 | 9 | 7.5
Live | 215664430 |  | 10.5 | 18.5 | 27140 | 19300 | 16100 | 3.54 | 2.2 | 27000 | 3.2 | 1.76 | 8 | 6.5
Live | 215664428 |  | 10.5 | 18.5 | 27140 | 19300 | 16100 | 3.54 | 2.2 | 27000 | 3.2 | 1.76 | 8 | 6.5
Live | 215935081 |  | 12.5 | 22 | 40940 | 32800 | 28400 | 4.21 | 2.52 | 38000 | 3.58 | 2.04 | 8.5 | 7
Live | 215935080 |  | 12.5 | 22 | 40940 | 32800 | 28400 | 4.21 | 2.52 | 38000 | 3.58 | 2.04 | 8.5 | 7
Live | 215941651 |  | 11.5 | 20.5 | 52325 | 43500 | 38000 | 3.87 | 2.14 | 52500 | 3.04 | 1.9 | 8.1 | 6.8
Live | 215941650 |  | 11.5 | 20.5 | 52325 | 43500 | 38000 | 3.87 | 2.14 | 52500 | 3.04 | 1.9 | 8.1 | 6.8
Live | 215937759 |  | 11 | 20 | 51175 | 43500 | 38000 | 3.7 | 2.14 | 52000 | 3.04 | 1.9 | 8.1 | 6.8
Live | 215937751 |  | 11.5 | 20 | 50025 | 43000 | 37600 | 3.88 | 2.14 | 52500 | 3.04 | 2 | 8.1 | 7
Live | 215678139 |  | 8.5 | 17 | 63825 | 51500 | 42000 | 2.86 | 2.24 | 60000 | 3.16 | 1.9 | 8.5 | 7
Live | 215678138 |  | 8.5 | 17 | 63825 | 51500 | 42000 | 2.86 | 2.24 | 60000 | 3.16 | 1.9 | 8.5 | 7
Live | 215936840 |  | 12.5 | 22 | 40710 | 32800 | 28400 | 4.22 | 2.5 | 38000 | 3.56 | 2.04 | 8.5 | 7
Live | 215936839 |  | 12.5 | 22 | 40710 | 32800 | 28400 | 4.22 | 2.5 | 38000 | 3.56 | 2.04 | 8.5 | 7
Live | 215942415 |  | 11.7 | 21 | 40480 | 32000 | 28000 | 3.94 | 2.5 | 37400 | 3.54 | 2.06 | 8.5 | 7
Live | 215942407 |  | 11.7 | 21 | 40480 | 32000 | 28000 | 3.94 | 2.5 | 37400 | 3.54 | 2.06 | 8.5 | 7
Live | 215682029 |  | 10.5 | 19 | 55200 | 46000 | 36600 | 3.54 | 2.5 | 50000 | 3.54 | 2 | 9 | 7.5
Live | 215682028 |  | 10.5 | 19 | 55200 | 46000 | 36600 | 3.54 | 2.5 | 50000 | 3.54 | 2 | 9 | 7.5
Live | 215664425 |  | 10.5 | 18.5 | 27140 | 19300 | 16100 | 3.54 | 2.2 | 27000 | 3.2 | 1.76 | 8 | 6.5
Live | 215664411 |  | 10 | 18 | 27140 | 19400 | 16200 | 3.37 | 2.18 | 27200 | 3.16 | 1.76 | 8 | 6.5
Live | 215941649 |  | 11.5 | 20.5 | 52325 | 43500 | 38000 | 3.87 | 2.14 | 52500 | 3.04 | 1.9 | 8.1 | 6.8
Live | 215941641 |  | 11 | 20.5 | 52325 | 43500 | 38000 | 3.7 | 2.14 | 52500 | 3.04 | 1.9 | 8 | 6.5
Live | 215932879 |  | 12 | 20.5 | 39790 | 29800 | 25800 | 4.05 | 2.44 | 34200 | 3.46 | 2.06 | 9.5 | 7
Live | 215932871 |  | 12 | 20.5 | 39790 | 29800 | 25800 | 4.05 | 2.44 | 34200 | 3.46 | 2.06 | 9.5 | 7
Live | 215937750 |  | 11.5 | 20 | 50025 | 43000 | 37600 | 3.88 | 2.14 | 52500 | 3.04 | 2 | 8.1 | 7
Live | 215937749 |  | 11.5 | 20 | 50025 | 43000 | 37600 | 3.88 | 2.14 | 52500 | 3.04 | 2 | 8.1 | 7
Live | 215935079 |  | 12.5 | 22 | 40940 | 32800 | 28400 | 4.21 | 2.52 | 38000 | 3.58 | 2.04 | 8.5 | 7
Live | 215935071 |  | 12 | 21.5 | 40940 | 32800 | 28600 | 4.04 | 2.52 | 38000 | 3.58 | 2.02 | 8.5 | 7
Live | 215936831 |  | 12.5 | 22 | 40940 | 32800 | 28400 | 4.21 | 2.52 | 38000 | 3.58 | 2.04 | 8.5 | 7
Live | 215936830 |  | 12.5 | 22 | 40940 | 32800 | 28400 | 4.21 | 2.52 | 38000 | 3.58 | 2.04 | 8.5 | 7
Live | 215678130 |  | 8 | 16.5 | 62675 | 52500 | 42500 | 2.7 | 2.18 | 61000 | 3.08 | 1.88 | 8.1 | 7
Live | 215678129 |  | 8 | 16.5 | 62675 | 52500 | 42500 | 2.7 | 2.18 | 61000 | 3.08 | 1.88 | 8.1 | 7
Live | 215942406 |  | 11.7 | 21 | 40480 | 32000 | 28000 | 3.94 | 2.5 | 37400 | 3.54 | 2.06 | 8.5 | 7
Live | 215942405 |  | 11.7 | 21 | 40480 | 32000 | 28000 | 3.94 | 2.5 | 37400 | 3.54 | 2.06 | 8.5 | 7
Live | 215678128 |  | 8 | 16.5 | 62675 | 52500 | 42500 | 2.7 | 2.18 | 61000 | 3.08 | 1.88 | 8.1 | 7
Live | 215678120 |  | 9 | 17 | 64400 | 51000 | 41500 | 3.03 | 2.26 | 60000 | 3.22 | 1.9 | 8.5 | 7
Live | 215682020 |  | 10 | 19 | 55200 | 46000 | 36600 | 3.37 | 2.5 | 50000 | 3.54 | 2 | 9 | 7.5
Live | 215682019 |  | 10 | 19 | 55200 | 46000 | 36600 | 3.37 | 2.5 | 50000 | 3.54 | 2 | 9 | 7.5
Live | 215664409 |  | 10 | 18 | 27140 | 19400 | 16200 | 3.37 | 2.18 | 27200 | 3.16 | 1.76 | 8 | 6.5
Live | 215664407 |  | 10 | 18 | 27140 | 19400 | 16200 | 3.37 | 2.18 | 27200 | 3.16 | 1.76 | 8 | 6.5
Live | 215941640 |  | 11 | 20.5 | 52325 | 43500 | 38000 | 3.7 | 2.14 | 52500 | 3.04 | 1.9 | 8 | 6.5
Live | 215941639 |  | 11 | 20.5 | 52325 | 43500 | 38000 | 3.7 | 2.14 | 52500 | 3.04 | 1.9 | 8 | 6.5
Live | 215932870 |  | 12 | 20.5 | 39790 | 29800 | 25800 | 4.05 | 2.44 | 34200 | 3.46 | 2.06 | 9.5 | 7
Live | 215932869 |  | 12 | 20.5 | 39790 | 29800 | 25800 | 4.05 | 2.44 | 34200 | 3.46 | 2.06 | 9.5 | 7
Live | 215935070 |  | 12 | 21.5 | 40940 | 32800 | 28600 | 4.04 | 2.52 | 38000 | 3.58 | 2.02 | 8.5 | 7
Live | 215935069 |  | 12 | 21.5 | 40940 | 32800 | 28600 | 4.04 | 2.52 | 38000 | 3.58 | 2.02 | 8.5 | 7
Live | 215937741 |  | 10.5 | 19.5 | 50600 | 43500 | 38500 | 3.54 | 2.12 | 52000 | 3 | 1.88 | 8 | 6.5
Live | 215937740 |  | 10.5 | 19.5 | 50600 | 43500 | 38500 | 3.54 | 2.12 | 52000 | 3 | 1.88 | 8 | 6.5
Live | 215936829 |  | 12.5 | 22 | 40940 | 32800 | 28400 | 4.21 | 2.52 | 38000 | 3.58 | 2.04 | 8.5 | 7
Live | 215936821 |  | 12.5 | 21.5 | 40710 | 32800 | 28400 | 4.22 | 2.5 | 38000 | 3.56 | 2.04 | 8.5 | 7
Live | 215942397 |  | 11.7 | 21 | 40480 | 32000 | 28000 | 3.94 | 2.5 | 37400 | 3.54 | 2.06 | 8.5 | 7
Live | 215942396 |  | 11.7 | 21 | 40480 | 32000 | 28000 | 3.94 | 2.5 | 37400 | 3.54 | 2.06 | 8.5 | 7
Live | 215678119 |  | 9 | 17 | 64400 | 51000 | 41500 | 3.03 | 2.26 | 60000 | 3.22 | 1.9 | 8.5 | 7
Live | 215678118 |  | 9 | 17 | 64400 | 51000 | 41500 | 3.03 | 2.26 | 60000 | 3.22 | 1.9 | 8.5 | 7
Live | 215682018 |  | 10 | 19 | 55200 | 46000 | 36600 | 3.37 | 2.5 | 50000 | 3.54 | 2 | 9 | 7.5
Live | 215682010 |  | 10 | 19 | 55200 | 46000 | 36600 | 3.37 | 2.48 | 50000 | 3.52 | 2 | 9 | 7.5
Live | 215664352 |  | 10.5 | 18.5 | 27140 | 19300 | 16100 | 3.54 | 2.2 | 27000 | 3.2 | 1.76 | 8 | 6.5
Live | 215664350 |  | 10.5 | 18.5 | 27140 | 19300 | 16100 | 3.54 | 2.2 | 27000 | 3.2 | 1.76 | 8 | 6.5
Live | 215941631 |  | 11 | 20.5 | 52325 | 43500 | 38000 | 3.7 | 2.14 | 52500 | 3.04 | 1.9 | 8 | 6.5
Live | 215941630 |  | 11 | 20.5 | 52325 | 43500 | 38000 | 3.7 | 2.14 | 52500 | 3.04 | 1.9 | 8 | 6.5
Live | 215937739 |  | 10.5 | 19.5 | 50600 | 43500 | 38500 | 3.54 | 2.12 | 52000 | 3 | 1.88 | 8 | 6.5
Live | 215937731 |  | 10.5 | 19.5 | 50025 | 44000 | 39000 | 3.54 | 2.08 | 52500 | 2.96 | 1.88 | 8 | 6.5
Live | 215932861 |  | 12 | 20.5 | 39560 | 30000 | 26000 | 4.04 | 2.42 | 34400 | 3.44 | 2.06 | 9.5 | 7
Live | 215932860 |  | 12 | 20.5 | 39560 | 30000 | 26000 | 4.04 | 2.42 | 34400 | 3.44 | 2.06 | 9.5 | 7
Live | 215935061 |  | 12 | 21.5 | 40710 | 33400 | 29000 | 4.04 | 2.46 | 38500 | 3.5 | 2.02 | 8.5 | 7
Live | 215935060 |  | 12 | 21.5 | 40710 | 33400 | 29000 | 4.04 | 2.46 | 38500 | 3.5 | 2.02 | 8.5 | 7
Live | 215936820 |  | 12.5 | 21.5 | 40710 | 32800 | 28400 | 4.22 | 2.5 | 38000 | 3.56 | 2.04 | 8.5 | 7
Live | 215936819 |  | 12.5 | 21.5 | 40710 | 32800 | 28400 | 4.22 | 2.5 | 38000 | 3.56 | 2.04 | 8.5 | 7
Live | 215942395 |  | 11.7 | 21 | 40480 | 32000 | 28000 | 3.94 | 2.5 | 37400 | 3.54 | 2.06 | 8.5 | 7
Live | 215942387 |  | 11.7 | 21 | 40480 | 32000 | 28000 | 3.94 | 2.5 | 37400 | 3.54 | 2.06 | 8.5 | 7
Live | 215682009 |  | 10 | 19 | 55200 | 46000 | 36600 | 3.37 | 2.48 | 50000 | 3.52 | 2 | 9 | 7.5
Live | 215682008 |  | 10 | 19 | 55200 | 46000 | 36600 | 3.37 | 2.48 | 50000 | 3.52 | 2 | 9 | 7.5
Live | 215664348 |  | 10.5 | 18.5 | 27140 | 19300 | 16100 | 3.54 | 2.2 | 27000 | 3.2 | 1.76 | 8 | 6.5
Live | 215678110 |  | 8.5 | 16.5 | 63825 | 51500 | 42000 | 2.86 | 2.24 | 60000 | 3.16 | 1.9 | 8.5 | 7
Live | 215678109 |  | 8.5 | 16.5 | 63825 | 51500 | 42000 | 2.86 | 2.24 | 60000 | 3.16 | 1.9 | 8.5 | 7
Live | 215941629 |  | 11 | 20.5 | 52325 | 43500 | 38000 | 3.7 | 2.14 | 52500 | 3.04 | 1.9 | 8 | 6.5
Live | 215941621 |  | 11 | 20.5 | 51750 | 43000 | 38000 | 3.71 | 2.14 | 52000 | 3.04 | 1.9 | 8.1 | 6.8
Live | 215932859 |  | 12 | 20.5 | 39560 | 30000 | 26000 | 4.04 | 2.42 | 34400 | 3.44 | 2.06 | 9.5 | 7
Live | 215932841 |  | 12 | 20.5 | 39560 | 30000 | 26000 | 4.04 | 2.44 | 34200 | 3.44 | 2.06 | 9.5 | 7
Live | 215942386 |  | 11.7 | 21 | 40480 | 32000 | 28000 | 3.94 | 2.5 | 37400 | 3.54 | 2.06 | 8.5 | 7
Live | 215942385 |  | 11.7 | 21 | 40480 | 32000 | 28000 | 3.94 | 2.5 | 37400 | 3.54 | 2.06 | 8.5 | 7
Live | 215937730 |  | 10.5 | 19.5 | 50025 | 44000 | 39000 | 3.54 | 2.08 | 52500 | 2.96 | 1.88 | 8 | 6.5
Live | 215937729 |  | 10.5 | 19.5 | 50025 | 44000 | 39000 | 3.54 | 2.08 | 52500 | 2.96 | 1.88 | 8 | 6.5
Live | 215936811 |  | 12 | 21 | 40480 | 33200 | 28800 | 4.05 | 2.46 | 38500 | 3.5 | 2.02 | 8.5 | 7
Live | 215936810 |  | 12 | 21 | 40480 | 33200 | 28800 | 4.05 | 2.46 | 38500 | 3.5 | 2.02 | 8.5 | 7
Live | 215935059 |  | 12 | 21.5 | 40710 | 33400 | 29000 | 4.04 | 2.46 | 38500 | 3.5 | 2.02 | 8.5 | 7
Live | 215935051 |  | 12.5 | 22 | 40940 | 32600 | 28400 | 4.21 | 2.54 | 38000 | 3.62 | 2.02 | 8.5 | 7
Live | 215682000 |  | 10 | 18.5 | 55200 | 46000 | 36600 | 3.37 | 2.5 | 50000 | 3.54 | 2 | 9 | 7.5
Live | 215681999 |  | 10 | 18.5 | 55200 | 46000 | 36600 | 3.37 | 2.5 | 50000 | 3.54 | 2 | 9 | 7.5
Live | 215678108 |  | 8.5 | 16.5 | 63825 | 51500 | 42000 | 2.86 | 2.24 | 60000 | 3.16 | 1.9 | 8.5 | 7
Live | 215678100 |  | 9 | 17 | 64400 | 51000 | 41500 | 3.03 | 2.26 | 59500 | 3.22 | 1.9 | 8.5 | 7
Live | 215941620 |  | 11 | 20.5 | 51750 | 43000 | 38000 | 3.71 | 2.14 | 52000 | 3.04 | 1.9 | 8.1 | 6.8
Live | 215941619 |  | 11 | 20.5 | 51750 | 43000 | 38000 | 3.71 | 2.14 | 52000 | 3.04 | 1.9 | 8.1 | 6.8
Live | 215932840 |  | 12 | 20.5 | 39560 | 30000 | 26000 | 4.04 | 2.44 | 34200 | 3.44 | 2.06 | 9.5 | 7
Live | 215932839 |  | 12 | 20.5 | 39560 | 30000 | 26000 | 4.04 | 2.44 | 34200 | 3.44 | 2.06 | 9.5 | 7
Live | 215942377 |  | 11.7 | 21 | 40480 | 32000 | 28000 | 3.94 | 2.5 | 37400 | 3.56 | 2.06 | 8.5 | 7
Live | 215942376 |  | 11.7 | 21 | 40480 | 32000 | 28000 | 3.94 | 2.5 | 37400 | 3.56 | 2.06 | 8.5 | 7
Live | 215936809 |  | 12 | 21 | 40480 | 33200 | 28800 | 4.05 | 2.46 | 38500 | 3.5 | 2.02 | 8.5 | 7
Live | 215936801 |  | 12.5 | 22 | 40940 | 32600 | 28400 | 4.21 | 2.52 | 38000 | 3.58 | 2.06 | 8.5 | 7
Live | 215935050 |  | 12.5 | 22 | 40940 | 32600 | 28400 | 4.21 | 2.54 | 38000 | 3.62 | 2.02 | 8.5 | 7
Live | 215935049 |  | 12.5 | 22 | 40940 | 32600 | 28400 | 4.21 | 2.54 | 38000 | 3.62 | 2.02 | 8.5 | 7
Live | 215681998 |  | 10 | 18.5 | 55200 | 46000 | 36600 | 3.37 | 2.5 | 50000 | 3.54 | 2 | 9 | 7.5
Live | 215681990 |  | 10 | 19 | 55200 | 46000 | 36200 | 3.37 | 2.52 | 50000 | 3.58 | 2.12 | 9 | 7.5
Live | 215937701 |  | 11.5 | 21 | 52900 | 43500 | 38000 | 3.88 | 2.16 | 53000 | 3.06 | 1.92 | 8 | 6.5
Live | 215941611 |  | 11 | 20 | 51175 | 43500 | 38000 | 3.7 | 2.14 | 52000 | 3.04 | 1.9 | 8.1 | 6.8
Live | 215941610 |  | 11 | 20 | 51175 | 43500 | 38000 | 3.7 | 2.14 | 52000 | 3.04 | 1.9 | 8.1 | 6.8
Live | 215678099 |  | 9 | 17 | 64400 | 51000 | 41500 | 3.03 | 2.26 | 59500 | 3.22 | 1.9 | 8.5 | 7
Live | 215678098 |  | 9 | 17 | 64400 | 51000 | 41500 | 3.03 | 2.26 | 59500 | 3.22 | 1.9 | 8.5 | 7
Live | 215932831 |  | 11.5 | 20 | 39330 | 30200 | 26400 | 3.88 | 2.38 | 34600 | 3.38 | 1.94 | 9 | 7
Live | 215932830 |  | 11.5 | 20 | 39330 | 30200 | 26400 | 3.88 | 2.38 | 34600 | 3.38 | 1.94 | 9 | 7
Live | 215664317 |  | 10.5 | 18 | 27140 | 19300 | 16200 | 3.54 | 2.2 | 27000 | 3.2 | 1.76 | 8.5 | 6.5
Live | 215664315 |  | 10.5 | 18 | 27140 | 19300 | 16200 | 3.54 | 2.2 | 27000 | 3.2 | 1.76 | 8.5 | 6.5
Live | 215942375 |  | 11.7 | 21 | 40480 | 32000 | 28000 | 3.94 | 2.5 | 37400 | 3.56 | 2.06 | 8.5 | 7
Live | 215942367 |  | 11.7 | 21 | 40480 | 32000 | 28000 | 3.94 | 2.5 | 37400 | 3.54 | 2.06 | 8.5 | 7
Live | 215935041 |  | 12.5 | 22 | 40940 | 32800 | 28400 | 4.21 | 2.52 | 38000 | 3.58 | 2.04 | 8.5 | 7
Live | 215935040 |  | 12.5 | 22 | 40940 | 32800 | 28400 | 4.21 | 2.52 | 38000 | 3.58 | 2.04 | 8.5 | 7
Live | 215681989 |  | 10 | 19 | 55200 | 46000 | 36200 | 3.37 | 2.52 | 50000 | 3.58 | 2.12 | 9 | 7.5
Live | 215681988 |  | 10 | 19 | 55200 | 46000 | 36200 | 3.37 | 2.52 | 50000 | 3.58 | 2.12 | 9 | 7.5
Live | 215936800 |  | 12.5 | 22 | 40940 | 32600 | 28400 | 4.21 | 2.52 | 38000 | 3.58 | 2.06 | 8.5 | 7
Live | 215936799 |  | 12.5 | 22 | 40940 | 32600 | 28400 | 4.21 | 2.52 | 38000 | 3.58 | 2.06 | 8.5 | 7
Live | 215937700 |  | 11.5 | 21 | 52900 | 43500 | 38000 | 3.88 | 2.16 | 53000 | 3.06 | 1.92 | 8 | 6.5
Live | 215937699 |  | 11.5 | 21 | 52900 | 43500 | 38000 | 3.88 | 2.16 | 53000 | 3.06 | 1.92 | 8 | 6.5
Live | 215678090 |  | 9 | 17 | 63825 | 51000 | 41500 | 3.03 | 2.26 | 60000 | 3.2 | 1.9 | 8.5 | 7
Live | 215678089 |  | 9 | 17 | 63825 | 51000 | 41500 | 3.03 | 2.26 | 60000 | 3.2 | 1.9 | 8.5 | 7
Live | 215932829 |  | 11.5 | 20 | 39330 | 30200 | 26400 | 3.88 | 2.38 | 34600 | 3.38 | 1.94 | 9 | 7
Live | 215932821 |  | 11 | 20 | 39100 | 29600 | 25600 | 3.71 | 2.4 | 33800 | 3.42 | 2.05 | 9.4 | 7.4
Live | 215941609 |  | 11 | 20 | 51175 | 43500 | 38000 | 3.7 | 2.14 | 52000 | 3.04 | 1.9 | 8.1 | 6.8
Live | 215941601 |  | 11 | 20 | 51175 | 43500 | 38000 | 3.7 | 2.14 | 52000 | 3.02 | 1.9 | 8.1 | 6.8
Live | 215942366 |  | 11.7 | 21 | 40480 | 32000 | 28000 | 3.94 | 2.5 | 37400 | 3.54 | 2.06 | 8.5 | 7
Live | 215942365 |  | 11.7 | 21 | 40480 | 32000 | 28000 | 3.94 | 2.5 | 37400 | 3.54 | 2.06 | 8.5 | 7
Live | 215664313 |  | 10.5 | 18 | 27140 | 19300 | 16200 | 3.54 | 2.2 | 27000 | 3.2 | 1.76 | 8.5 | 6.5
Live | 215664300 |  | 10 | 18 | 27140 | 19400 | 16200 | 3.37 | 2.18 | 27200 | 3.18 | 1.76 | 8 | 6.5
Live | 215935039 |  | 12.5 | 22 | 40940 | 32800 | 28400 | 4.21 | 2.52 | 38000 | 3.58 | 2.04 | 8.5 | 7
Live | 215935031 |  | 12 | 22 | 40940 | 33200 | 28600 | 4.04 | 2.5 | 38000 | 3.54 | 2.02 | 8.5 | 7
Live | 215936791 |  | 12 | 21.5 | 40710 | 32800 | 28600 | 4.04 | 2.5 | 38000 | 3.54 | 2.04 | 8.5 | 7
Live | 215936790 |  | 12 | 21.5 | 40710 | 32800 | 28600 | 4.04 | 2.5 | 38000 | 3.54 | 2.04 | 8.5 | 7
Live | 215681980 |  | 10 | 19 | 55200 | 46000 | 36600 | 3.37 | 2.48 | 50000 | 3.52 | 2 | 9 | 7.5
Live | 215681979 |  | 10 | 19 | 55200 | 46000 | 36600 | 3.37 | 2.48 | 50000 | 3.52 | 2 | 9 | 7.5
Live | 215937691 |  | 11.5 | 21 | 52900 | 43500 | 38000 | 3.88 | 2.14 | 53000 | 3.04 | 1.92 | 8 | 6.5
Live | 215937690 |  | 11.5 | 21 | 52900 | 43500 | 38000 | 3.88 | 2.14 | 53000 | 3.04 | 1.92 | 8 | 6.5
Live | 215932820 |  | 11 | 20 | 39100 | 29600 | 25600 | 3.71 | 2.4 | 33800 | 3.42 | 2.05 | 9.4 | 7.4
Live | 215932819 |  | 11 | 20 | 39100 | 29600 | 25600 | 3.71 | 2.4 | 33800 | 3.42 | 2.05 | 9.4 | 7.4
Live | 215941600 |  | 11 | 20 | 51175 | 43500 | 38000 | 3.7 | 2.14 | 52000 | 3.02 | 1.9 | 8.1 | 6.8
Live | 215941599 |  | 11 | 20 | 51175 | 43500 | 38000 | 3.7 | 2.14 | 52000 | 3.02 | 1.9 | 8.1 | 6.8
Live | 215678088 |  | 9 | 17 | 63825 | 51000 | 41500 | 3.03 | 2.26 | 60000 | 3.2 | 1.9 | 8.5 | 7
Live | 215678080 |  | 8.5 | 17 | 64400 | 51000 | 41500 | 2.86 | 2.26 | 60000 | 3.22 | 1.9 | 8.5 | 7
Live | 215664298 |  | 10 | 18 | 27140 | 19400 | 16200 | 3.37 | 2.18 | 27200 | 3.18 | 1.76 | 8 | 6.5
Live | 215664296 |  | 10 | 18 | 27140 | 19400 | 16200 | 3.37 | 2.18 | 27200 | 3.18 | 1.76 | 8 | 6.5
Live | 215936789 |  | 12 | 21.5 | 40710 | 32800 | 28600 | 4.04 | 2.5 | 38000 | 3.54 | 2.04 | 8.5 | 7
Live | 215936781 |  | 12.5 | 22 | 40940 | 32600 | 28400 | 4.21 | 2.52 | 38000 | 3.58 | 2.04 | 8.5 | 7
Live | 215681978 |  | 10 | 19 | 55200 | 46000 | 36600 | 3.37 | 2.48 | 50000 | 3.52 | 2 | 9 | 7.5
Live | 215681970 |  | 10.5 | 19 | 55200 | 46500 | 36800 | 3.54 | 2.5 | 50000 | 3.54 | 2 | 9 | 7.5
Live | 215935030 |  | 12 | 22 | 40940 | 33200 | 28600 | 4.04 | 2.5 | 38000 | 3.54 | 2.02 | 8.5 | 7
Live | 215935029 |  | 12 | 22 | 40940 | 33200 | 28600 | 4.04 | 2.5 | 38000 | 3.54 | 2.02 | 8.5 | 7
Live | 215937689 |  | 11.5 | 21 | 52900 | 43500 | 38000 | 3.88 | 2.14 | 53000 | 3.04 | 1.92 | 8 | 6.5
Live | 215937681 |  | 11.5 | 21 | 52900 | 43500 | 38000 | 3.88 | 2.14 | 53500 | 3.04 | 1.92 | 8 | 6.5
Live | 215932811 |  | 12 | 20.5 | 39560 | 30000 | 26000 | 4.04 | 2.44 | 34200 | 3.44 | 2.06 | 9.5 | 7
Live | 215932810 |  | 12 | 20.5 | 39560 | 30000 | 26000 | 4.04 | 2.44 | 34200 | 3.44 | 2.06 | 9.5 | 7
Live | 215664283 |  | 10.5 | 18.5 | 27370 | 19300 | 16100 | 3.53 | 2.2 | 27000 | 3.2 | 1.76 | 8 | 6.5
Live | 215664281 |  | 10.5 | 18.5 | 27370 | 19300 | 16100 | 3.53 | 2.2 | 27000 | 3.2 | 1.76 | 8 | 6.5
Live | 215941591 |  | 11 | 20 | 51175 | 43500 | 38000 | 3.7 | 2.14 | 52000 | 3.02 | 1.9 | 8.1 | 6.8
Live | 215941590 |  | 11 | 20 | 51175 | 43500 | 38000 | 3.7 | 2.14 | 52000 | 3.02 | 1.9 | 8.1 | 6.8
Live | 215678079 |  | 8.5 | 17 | 64400 | 51000 | 41500 | 2.86 | 2.26 | 60000 | 3.22 | 1.9 | 8.5 | 7
Live | 215678078 |  | 8.5 | 17 | 64400 | 51000 | 41500 | 2.86 | 2.26 | 60000 | 3.22 | 1.9 | 8.5 | 7
Live | 215936780 |  | 12.5 | 22 | 40940 | 32600 | 28400 | 4.21 | 2.52 | 38000 | 3.58 | 2.04 | 8.5 | 7
Live | 215936779 |  | 12.5 | 22 | 40940 | 32600 | 28400 | 4.21 | 2.52 | 38000 | 3.58 | 2.04 | 8.5 | 7
Live | 215681969 |  | 10.5 | 19 | 55200 | 46500 | 36800 | 3.54 | 2.5 | 50000 | 3.54 | 2 | 9 | 7.5
Live | 215681968 |  | 10.5 | 19 | 55200 | 46500 | 36800 | 3.54 | 2.5 | 50000 | 3.54 | 2 | 9 | 7.5
Live | 215935021 |  | 12 | 21.5 | 40940 | 32800 | 28600 | 4.04 | 2.52 | 38000 | 3.58 | 2.02 | 8.5 | 7
Live | 215935020 |  | 12 | 21.5 | 40940 | 32800 | 28600 | 4.04 | 2.52 | 38000 | 3.58 | 2.02 | 8.5 | 7
Live | 215937680 |  | 11.5 | 21 | 52900 | 43500 | 38000 | 3.88 | 2.14 | 53500 | 3.04 | 1.92 | 8 | 6.5
Live | 215937679 |  | 11.5 | 21 | 52900 | 43500 | 38000 | 3.88 | 2.14 | 53500 | 3.04 | 1.92 | 8 | 6.5
Live | 215664279 |  | 10.5 | 18.5 | 27370 | 19300 | 16100 | 3.53 | 2.2 | 27000 | 3.2 | 1.76 | 8 | 6.5
Live | 215664265 |  | 10.5 | 18.5 | 27140 | 19300 | 16100 | 3.54 | 2.2 | 27000 | 3.2 | 1.76 | 8 | 6.5
Live | 215932809 |  | 12 | 20.5 | 39560 | 30000 | 26000 | 4.04 | 2.44 | 34200 | 3.44 | 2.06 | 9.5 | 7
Live | 215932801 |  | 11.5 | 20 | 39330 | 30600 | 26600 | 3.88 | 2.36 | 35000 | 3.36 | 1.94 | 9 | 7
Live | 215936771 |  | 12.5 | 22 | 40940 | 32800 | 28400 | 4.21 | 2.52 | 38000 | 3.58 | 2.04 | 8.5 | 7
Live | 215936770 |  | 12.5 | 22 | 40940 | 32800 | 28400 | 4.21 | 2.52 | 38000 | 3.58 | 2.04 | 8.5 | 7
Live | 215941589 |  | 11 | 20 | 51175 | 43500 | 38000 | 3.7 | 2.14 | 52000 | 3.02 | 1.9 | 8.1 | 6.8
Live | 215941581 |  | 11 | 20 | 51175 | 43500 | 38500 | 3.7 | 2.12 | 52000 | 3.02 | 2 | 8.1 | 7
Live | 215678070 |  | 8.5 | 17 | 63250 | 51500 | 42000 | 2.87 | 2.22 | 60500 | 3.14 | 1.9 | 8.5 | 7
Live | 215678069 |  | 8.5 | 17 | 63250 | 51500 | 42000 | 2.87 | 2.22 | 60500 | 3.14 | 1.9 | 8.5 | 7
Live | 215681960 |  | 10 | 19 | 55200 | 46500 | 36800 | 3.37 | 2.5 | 50000 | 3.54 | 2 | 9 | 7.5
Live | 215681959 |  | 10 | 19 | 55200 | 46500 | 36800 | 3.37 | 2.5 | 50000 | 3.54 | 2 | 9 | 7.5
Live | 215935019 |  | 12 | 21.5 | 40940 | 32800 | 28600 | 4.04 | 2.52 | 38000 | 3.58 | 2.02 | 8.5 | 7
Live | 215935011 |  | 12 | 21.5 | 40710 | 33000 | 29000 | 4.04 | 2.5 | 38500 | 3.54 | 2.02 | 8.5 | 7
Live | 215937671 |  | 11.5 | 21 | 52900 | 43500 | 38000 | 3.88 | 2.14 | 53000 | 3.04 | 1.92 | 8 | 6.5
Live | 215937670 |  | 11.5 | 21 | 52900 | 43500 | 38000 | 3.88 | 2.14 | 53000 | 3.04 | 1.92 | 8 | 6.5
Live | 215940931 |  | 12.5 | 22 | 41400 | 32200 | 28400 | 4.21 | 2.5 | 37600 | 3.54 | 2.04 | 8.5 | 7
Live | 215940930 |  | 12.5 | 22 | 41400 | 32200 | 28400 | 4.21 | 2.5 | 37600 | 3.54 | 2.04 | 8.5 | 7
Live | 215664263 |  | 10.5 | 18.5 | 27140 | 19300 | 16100 | 3.54 | 2.2 | 27000 | 3.2 | 1.76 | 8 | 6.5
Live | 215664261 |  | 10.5 | 18.5 | 27140 | 19300 | 16100 | 3.54 | 2.2 | 27000 | 3.2 | 1.76 | 8 | 6.5
Live | 215681958 |  | 10 | 19 | 55200 | 46500 | 36800 | 3.37 | 2.5 | 50000 | 3.54 | 2 | 9 | 7.5
Live | 215681950 |  | 10 | 18.5 | 54625 | 47000 | 37200 | 3.37 | 2.46 | 50000 | 3.48 | 1.98 | 9 | 7
Live | 215932800 |  | 11.5 | 20 | 39330 | 30600 | 26600 | 3.88 | 2.36 | 35000 | 3.36 | 1.94 | 9 | 7
Live | 215932799 |  | 11.5 | 20 | 39330 | 30600 | 26600 | 3.88 | 2.36 | 35000 | 3.36 | 1.94 | 9 | 7
Live | 215936769 |  | 12.5 | 22 | 40940 | 32800 | 28400 | 4.21 | 2.52 | 38000 | 3.58 | 2.04 | 8.5 | 7
Live | 215936761 |  | 12.5 | 22 | 40940 | 32600 | 28400 | 4.21 | 2.52 | 38000 | 3.58 | 2.04 | 8.5 | 7
Live | 215941580 |  | 11 | 20 | 51175 | 43500 | 38500 | 3.7 | 2.12 | 52000 | 3.02 | 2 | 8.1 | 7
Live | 215941579 |  | 11 | 20 | 51175 | 43500 | 38500 | 3.7 | 2.12 | 52000 | 3.02 | 2 | 8.1 | 7
Live | 215678068 |  | 8.5 | 17 | 63250 | 51500 | 42000 | 2.87 | 2.22 | 60500 | 3.14 | 1.9 | 8.5 | 7
Live | 215678060 |  | 9 | 16.5 | 62100 | 51000 | 41500 | 3.03 | 2.2 | 59000 | 3.12 | 1.9 | 8.5 | 7
Live | 215935010 |  | 12 | 21.5 | 40710 | 33000 | 29000 | 4.04 | 2.5 | 38500 | 3.54 | 2.02 | 8.5 | 7
Live | 215935009 |  | 12 | 21.5 | 40710 | 33000 | 29000 | 4.04 | 2.5 | 38500 | 3.54 | 2.02 | 8.5 | 7
Live | 215940929 |  | 12.5 | 22 | 41400 | 32200 | 28400 | 4.21 | 2.5 | 37600 | 3.54 | 2.04 | 8.5 | 7
Live | 215940921 |  | 12 | 21.5 | 40940 | 32800 | 28800 | 4.04 | 2.44 | 38000 | 3.44 | 2.04 | 8.5 | 7
Live | 215937669 |  | 11.5 | 21 | 52900 | 43500 | 38000 | 3.88 | 2.14 | 53000 | 3.04 | 1.92 | 8 | 6.5
Live | 215937661 |  | 11.5 | 20.5 | 52900 | 43500 | 38000 | 3.88 | 2.14 | 53500 | 3.04 | 1.9 | 8 | 6.5
Live | 215664247 |  | 10.5 | 18.5 | 27140 | 19300 | 16100 | 3.54 | 2.2 | 27000 | 3.2 | 1.76 | 8 | 6.5
Live | 215664244 |  | 10.5 | 18.5 | 27140 | 19300 | 16100 | 3.54 | 2.2 | 27000 | 3.2 | 1.76 | 8 | 6.5
Live | 215681949 |  | 10 | 18.5 | 54625 | 47000 | 37200 | 3.37 | 2.46 | 50000 | 3.48 | 1.98 | 9 | 7
Live | 215681948 |  | 10 | 18.5 | 54625 | 47000 | 37200 | 3.37 | 2.46 | 50000 | 3.48 | 1.98 | 9 | 7
Live | 215941571 |  | 10.5 | 19.5 | 51175 | 43500 | 38500 | 3.54 | 2.12 | 52000 | 3 | 1.88 | 8 | 6.5
Live | 215941570 |  | 10.5 | 19.5 | 51175 | 43500 | 38500 | 3.54 | 2.12 | 52000 | 3 | 1.88 | 8 | 6.5
Live | 215932791 |  | 11.5 | 20 | 39330 | 30400 | 26600 | 3.88 | 2.38 | 34800 | 3.35 | 1.92 | 9 | 7
Live | 215932790 |  | 11.5 | 20 | 39330 | 30400 | 26600 | 3.88 | 2.38 | 34800 | 3.35 | 1.92 | 9 | 7
Live | 215936760 |  | 12.5 | 22 | 40940 | 32600 | 28400 | 4.21 | 2.52 | 38000 | 3.58 | 2.04 | 8.5 | 7
Live | 215936759 |  | 12.5 | 22 | 40940 | 32600 | 28400 | 4.21 | 2.52 | 38000 | 3.58 | 2.04 | 8.5 | 7
Live | 215678059 |  | 9 | 16.5 | 62100 | 51000 | 41500 | 3.03 | 2.2 | 59000 | 3.12 | 1.9 | 8.5 | 7
Live | 215678058 |  | 9 | 16.5 | 62100 | 51000 | 41500 | 3.03 | 2.2 | 59000 | 3.12 | 1.9 | 8.5 | 7
Live | 215935001 |  | 11.7 | 21 | 40480 | 33600 | 29400 | 3.94 | 2.44 | 39000 | 3.48 | 2 | 8.5 | 7
Live | 215935000 |  | 11.7 | 21 | 40480 | 33600 | 29400 | 3.94 | 2.44 | 39000 | 3.48 | 2 | 8.5 | 7
Live | 215940920 |  | 12 | 21.5 | 40940 | 32800 | 28800 | 4.04 | 2.44 | 38000 | 3.44 | 2.04 | 8.5 | 7
Live | 215940919 |  | 12 | 21.5 | 40940 | 32800 | 28800 | 4.04 | 2.44 | 38000 | 3.44 | 2.04 | 8.5 | 7
Live | 215937660 |  | 11.5 | 20.5 | 52900 | 43500 | 38000 | 3.88 | 2.14 | 53500 | 3.04 | 1.9 | 8 | 6.5
Live | 215937659 |  | 11.5 | 20.5 | 52900 | 43500 | 38000 | 3.88 | 2.14 | 53500 | 3.04 | 1.9 | 8 | 6.5
Live | 215664242 |  | 10.5 | 18.5 | 27140 | 19300 | 16100 | 3.54 | 2.2 | 27000 | 3.2 | 1.76 | 8 | 6.5
Live | 215664228 |  | 10 | 18 | 27140 | 19400 | 16200 | 3.37 | 2.18 | 27200 | 3.16 | 1.76 | 8 | 6.5
Live | 215941569 |  | 10.5 | 19.5 | 51175 | 43500 | 38500 | 3.54 | 2.12 | 52000 | 3 | 1.88 | 8 | 6.5
Live | 215941561 |  | 10.5 | 19 | 50025 | 44500 | 39000 | 3.54 | 2.08 | 52500 | 2.94 | 1.88 | 8 | 6.5
Live | 215932789 |  | 11.5 | 20 | 39330 | 30400 | 26600 | 3.88 | 2.38 | 34800 | 3.35 | 1.92 | 9 | 7
Live | 215932781 |  | 11 | 19.5 | 39100 | 29600 | 25800 | 3.71 | 2.4 | 33800 | 3.4 | 1.94 | 9 | 7
Live | 215681940 |  | 10 | 18.5 | 55200 | 46500 | 36600 | 3.37 | 2.5 | 50000 | 3.56 | 2 | 9 | 7.5
Live | 215681939 |  | 10 | 18.5 | 55200 | 46500 | 36600 | 3.37 | 2.5 | 50000 | 3.56 | 2 | 9 | 7.5
Live | 215936751 |  | 12 | 21.5 | 40710 | 32800 | 28600 | 4.04 | 2.5 | 38000 | 3.54 | 2.04 | 8.5 | 7
Live | 215936750 |  | 12 | 21.5 | 40710 | 32800 | 28600 | 4.04 | 2.5 | 38000 | 3.54 | 2.04 | 8.5 | 7
Live | 215678030 |  | 9 | 18.5 | 64400 | 51000 | 41500 | 3.03 | 2.24 | 59500 | 3.18 | 2.02 | 9 | 7
Live | 215678029 |  | 9 | 18.5 | 64400 | 51000 | 41500 | 3.03 | 2.24 | 59500 | 3.18 | 2.02 | 9 | 7
Live | 215934999 |  | 11.7 | 21 | 40480 | 33600 | 29400 | 3.94 | 2.44 | 39000 | 3.48 | 2 | 8.5 | 7
Live | 215934971 |  | 11.5 | 20.5 | 39790 | 31200 | 27600 | 3.87 | 2.42 | 38000 | 3.44 | 2.05 | 8.5 | 7
Live | 215940911 |  | 12.5 | 22 | 40940 | 32800 | 28400 | 4.21 | 2.52 | 38000 | 3.58 | 2.04 | 8.5 | 7
Live | 215940910 |  | 12.5 | 22 | 40940 | 32800 | 28400 | 4.21 | 2.52 | 38000 | 3.58 | 2.04 | 8.5 | 7
Live | 215937651 |  | 10.5 | 20 | 52325 | 44000 | 39000 | 3.54 | 2.1 | 53500 | 3 | 1.9 | 8 | 6.5
Live | 215937650 |  | 10.5 | 20 | 52325 | 44000 | 39000 | 3.54 | 2.1 | 53500 | 3 | 1.9 | 8 | 6.5
Live | 215664224 |  | 10 | 18 | 27140 | 19400 | 16200 | 3.37 | 2.18 | 27200 | 3.16 | 1.76 | 8 | 6.5
Live | 215664222 |  | 10 | 18 | 27140 | 19400 | 16200 | 3.37 | 2.18 | 27200 | 3.16 | 1.76 | 8 | 6.5
Live | 215681938 |  | 10 | 18.5 | 55200 | 46500 | 36600 | 3.37 | 2.5 | 50000 | 3.56 | 2 | 9 | 7.5
Live | 215681930 |  | 10 | 19 | 55775 | 46000 | 36400 | 3.37 | 2.52 | 50000 | 3.58 | 2.12 | 9 | 7.5
Live | 215932780 |  | 11 | 19.5 | 39100 | 29600 | 25800 | 3.71 | 2.4 | 33800 | 3.4 | 1.94 | 9 | 7
Live | 215932779 |  | 11 | 19.5 | 39100 | 29600 | 25800 | 3.71 | 2.4 | 33800 | 3.4 | 1.94 | 9 | 7
Live | 215941560 |  | 10.5 | 19 | 50025 | 44500 | 39000 | 3.54 | 2.08 | 52500 | 2.94 | 1.88 | 8 | 6.5
Live | 215941559 |  | 10.5 | 19 | 50025 | 44500 | 39000 | 3.54 | 2.08 | 52500 | 2.94 | 1.88 | 8 | 6.5
Live | 215936749 |  | 12 | 21.5 | 40710 | 32800 | 28600 | 4.04 | 2.5 | 38000 | 3.54 | 2.04 | 8.5 | 7
Live | 215936731 |  | 12.5 | 22 | 40940 | 32600 | 28600 | 4.21 | 2.54 | 38000 | 3.62 | 2.02 | 8.5 | 7
Live | 215678028 |  | 9 | 18.5 | 64400 | 51000 | 41500 | 3.03 | 2.24 | 59500 | 3.18 | 2.02 | 9 | 7
Live | 215678020 |  | 9 | 18.5 | 64400 | 51500 | 42000 | 3.03 | 2.24 | 60000 | 3.18 | 2.02 | 9 | 7
Live | 215940909 |  | 12.5 | 22 | 40940 | 32800 | 28400 | 4.21 | 2.52 | 38000 | 3.58 | 2.04 | 8.5 | 7
Live | 215940901 |  | 12.5 | 22 | 40940 | 32800 | 28400 | 4.21 | 2.52 | 38000 | 3.58 | 2.04 | 8.5 | 7
Live | 215934970 |  | 11.5 | 20.5 | 39790 | 31200 | 27600 | 3.87 | 2.42 | 38000 | 3.44 | 2.05 | 8.5 | 7
Live | 215934969 |  | 11.5 | 20.5 | 39790 | 31200 | 27600 | 3.87 | 2.42 | 38000 | 3.44 | 2.05 | 8.5 | 7
Live | 215937649 |  | 10.5 | 20 | 52325 | 44000 | 39000 | 3.54 | 2.1 | 53500 | 3 | 1.9 | 8 | 6.5
Live | 215937641 |  | 12 | 21 | 53475 | 43500 | 38000 | 4.04 | 2.16 | 53000 | 3.06 | 1.92 | 8 | 6.5
Live | 215681929 |  | 10 | 19 | 55775 | 46000 | 36400 | 3.37 | 2.52 | 50000 | 3.58 | 2.12 | 9 | 7.5
Live | 215681928 |  | 10 | 19 | 55775 | 46000 | 36400 | 3.37 | 2.52 | 50000 | 3.58 | 2.12 | 9 | 7.5
Live | 215932771 |  | 12 | 20.5 | 39560 | 29800 | 26000 | 4.04 | 2.44 | 34200 | 3.46 | 2.08 | 9.5 | 7
Live | 215932770 |  | 12 | 20.5 | 39560 | 29800 | 26000 | 4.04 | 2.44 | 34200 | 3.46 | 2.08 | 9.5 | 7
Live | 215941551 |  | 11 | 20 | 50600 | 43500 | 38500 | 3.71 | 2.12 | 52000 | 3 | 1.88 | 8 | 6.5
Live | 215941550 |  | 11 | 20 | 50600 | 43500 | 38500 | 3.71 | 2.12 | 52000 | 3 | 1.88 | 8 | 6.5
Live | 215678019 |  | 9 | 18.5 | 64400 | 51500 | 42000 | 3.03 | 2.24 | 60000 | 3.18 | 2.02 | 9 | 7
Live | 215678018 |  | 9 | 18.5 | 64400 | 51500 | 42000 | 3.03 | 2.24 | 60000 | 3.18 | 2.02 | 9 | 7
Live | 215936730 |  | 12.5 | 22 | 40940 | 32600 | 28600 | 4.21 | 2.54 | 38000 | 3.62 | 2.02 | 8.5 | 7
Live | 215936729 |  | 12.5 | 22 | 40940 | 32600 | 28600 | 4.21 | 2.54 | 38000 | 3.62 | 2.02 | 8.5 | 7
Live | 215934961 |  | 11 | 20.5 | 39560 | 31400 | 27600 | 3.7 | 2.42 | 38000 | 3.44 | 2.08 | 8.5 | 7
Live | 215934960 |  | 11 | 20.5 | 39560 | 31400 | 27600 | 3.7 | 2.42 | 38000 | 3.44 | 2.08 | 8.5 | 7
Live | 215940900 |  | 12.5 | 22 | 40940 | 32800 | 28400 | 4.21 | 2.52 | 38000 | 3.58 | 2.04 | 8.5 | 7
Live | 215940899 |  | 12.5 | 22 | 40940 | 32800 | 28400 | 4.21 | 2.52 | 38000 | 3.58 | 2.04 | 8.5 | 7
Live | 215937640 |  | 12 | 21 | 53475 | 43500 | 38000 | 4.04 | 2.16 | 53000 | 3.06 | 1.92 | 8 | 6.5
Live | 215937639 |  | 12 | 21 | 53475 | 43500 | 38000 | 4.04 | 2.16 | 53000 | 3.06 | 1.92 | 8 | 6.5
Live | 215681920 |  | 10 | 18.5 | 55200 | 46500 | 36800 | 3.37 | 2.5 | 50000 | 3.54 | 2 | 9 | 7.5
Live | 215681919 |  | 10 | 18.5 | 55200 | 46500 | 36800 | 3.37 | 2.5 | 50000 | 3.54 | 2 | 9 | 7.5
Live | 215932769 |  | 12 | 20.5 | 39560 | 29800 | 26000 | 4.04 | 2.44 | 34200 | 3.46 | 2.08 | 9.5 | 7
Live | 215932761 |  | 11.7 | 20 | 39560 | 30000 | 26200 | 3.94 | 2.42 | 34400 | 3.42 | 1.96 | 9 | 7
Live | 215941549 |  | 11 | 20 | 50600 | 43500 | 38500 | 3.71 | 2.12 | 52000 | 3 | 1.88 | 8 | 6.5
Live | 215941541 |  | 11 | 20 | 51175 | 43500 | 38500 | 3.7 | 2.12 | 52000 | 3.02 | 1.9 | 8 | 6.7
Live | 215678010 |  | 9 | 18.5 | 64400 | 51500 | 42000 | 3.03 | 2.24 | 60000 | 3.16 | 2 | 9 | 7
Live | 215678009 |  | 9 | 18.5 | 64400 | 51500 | 42000 | 3.03 | 2.24 | 60000 | 3.16 | 2 | 9 | 7
Live | 215936721 |  | 12 | 21.5 | 40710 | 33000 | 28800 | 4.04 | 2.5 | 38000 | 3.56 | 2.02 | 8.5 | 7
Live | 215936720 |  | 12 | 21.5 | 40710 | 33000 | 28800 | 4.04 | 2.5 | 38000 | 3.56 | 2.02 | 8.5 | 7
Live | 215937631 |  | 11.5 | 20.5 | 52900 | 43500 | 38000 | 3.88 | 2.14 | 53500 | 3.04 | 1.9 | 8 | 6.5
Live | 215937630 |  | 11.5 | 20.5 | 52900 | 43500 | 38000 | 3.88 | 2.14 | 53500 | 3.04 | 1.9 | 8 | 6.5
Live | 215940891 |  | 12 | 21.5 | 40710 | 32800 | 28600 | 4.04 | 2.5 | 38000 | 3.56 | 2.04 | 8.5 | 7
Live | 215940890 |  | 12 | 21.5 | 40710 | 32800 | 28600 | 4.04 | 2.5 | 38000 | 3.56 | 2.04 | 8.5 | 7
Live | 215934959 |  | 11 | 20.5 | 39560 | 31400 | 27600 | 3.7 | 2.42 | 38000 | 3.44 | 2.08 | 8.5 | 7
Live | 215934951 |  | 12.5 | 22 | 40940 | 32600 | 28600 | 4.21 | 2.54 | 38000 | 3.6 | 2.02 | 8.5 | 7
Live | 215681918 |  | 10 | 18.5 | 55200 | 46500 | 36800 | 3.37 | 2.5 | 50000 | 3.54 | 2 | 9 | 7.5
Live | 215681910 |  | 10 | 18.5 | 55200 | 46500 | 36600 | 3.37 | 2.5 | 50000 | 3.54 | 2 | 9 | 7.5
Live | 215932760 |  | 11.7 | 20 | 39560 | 30000 | 26200 | 3.94 | 2.42 | 34400 | 3.42 | 1.96 | 9 | 7
Live | 215932759 |  | 11.7 | 20 | 39560 | 30000 | 26200 | 3.94 | 2.42 | 34400 | 3.42 | 1.96 | 9 | 7
Live | 215941540 |  | 11 | 20 | 51175 | 43500 | 38500 | 3.7 | 2.12 | 52000 | 3.02 | 1.9 | 8 | 6.7
Live | 215941539 |  | 11 | 20 | 51175 | 43500 | 38500 | 3.7 | 2.12 | 52000 | 3.02 | 1.9 | 8 | 6.7
Live | 215678008 |  | 9 | 18.5 | 64400 | 51500 | 42000 | 3.03 | 2.24 | 60000 | 3.16 | 2 | 9 | 7
Live | 215678000 |  | 9 | 18.5 | 64400 | 51500 | 42000 | 3.03 | 2.24 | 60000 | 3.18 | 2.02 | 9 | 7
Live | 215936719 |  | 12 | 21.5 | 40710 | 33000 | 28800 | 4.04 | 2.5 | 38000 | 3.56 | 2.02 | 8.5 | 7
Live | 215936711 |  | 12.5 | 22 | 40940 | 32600 | 28600 | 4.21 | 2.54 | 38000 | 3.62 | 2.02 | 8.5 | 7
Live | 215937629 |  | 11.5 | 20.5 | 52900 | 43500 | 38000 | 3.88 | 2.14 | 53500 | 3.04 | 1.9 | 8 | 6.5
Live | 215937621 |  | 12 | 21 | 53475 | 43500 | 38000 | 4.04 | 2.16 | 53000 | 3.06 | 1.92 | 8 | 6.5
Live | 215940889 |  | 12 | 21.5 | 40710 | 32800 | 28600 | 4.04 | 2.5 | 38000 | 3.56 | 2.04 | 8.5 | 7
Live | 215940881 |  | 12 | 21.5 | 40710 | 32800 | 28600 | 4.04 | 2.5 | 38000 | 3.56 | 2.04 | 8.5 | 7
Live | 215934950 |  | 12.5 | 22 | 40940 | 32600 | 28600 | 4.21 | 2.54 | 38000 | 3.6 | 2.02 | 8.5 | 7
Live | 215934949 |  | 12.5 | 22 | 40940 | 32600 | 28600 | 4.21 | 2.54 | 38000 | 3.6 | 2.02 | 8.5 | 7
Live | 215681909 |  | 10 | 18.5 | 55200 | 46500 | 36600 | 3.37 | 2.5 | 50000 | 3.54 | 2 | 9 | 7.5
Live | 215681908 |  | 10 | 18.5 | 55200 | 46500 | 36600 | 3.37 | 2.5 | 50000 | 3.54 | 2 | 9 | 7.5
Live | 215941531 |  | 10.5 | 19.5 | 51175 | 43500 | 38500 | 3.54 | 2.12 | 52000 | 3 | 1.9 | 8.1 | 6.85
Live | 215941530 |  | 10.5 | 19.5 | 51175 | 43500 | 38500 | 3.54 | 2.12 | 52000 | 3 | 1.9 | 8.1 | 6.85
Live | 215932751 |  | 11.5 | 20 | 39330 | 30400 | 26600 | 3.88 | 2.36 | 34800 | 3.35 | 1.92 | 9 | 7
Live | 215932750 |  | 11.5 | 20 | 39330 | 30400 | 26600 | 3.88 | 2.36 | 34800 | 3.35 | 1.92 | 9 | 7
Live | 215936710 |  | 12.5 | 22 | 40940 | 32600 | 28600 | 4.21 | 2.54 | 38000 | 3.62 | 2.02 | 8.5 | 7
Live | 215936709 |  | 12.5 | 22 | 40940 | 32600 | 28600 | 4.21 | 2.54 | 38000 | 3.62 | 2.02 | 8.5 | 7
Live | 215677999 |  | 9 | 18.5 | 64400 | 51500 | 42000 | 3.03 | 2.24 | 60000 | 3.18 | 2.02 | 9 | 7
Live | 215677998 |  | 9 | 18.5 | 64400 | 51500 | 42000 | 3.03 | 2.24 | 60000 | 3.18 | 2.02 | 9 | 7
Live | 215937620 |  | 12 | 21 | 53475 | 43500 | 38000 | 4.04 | 2.16 | 53000 | 3.06 | 1.92 | 8 | 6.5
Live | 215937619 |  | 12 | 21 | 53475 | 43500 | 38000 | 4.04 | 2.16 | 53000 | 3.06 | 1.92 | 8 | 6.5
Live | 215940880 |  | 12 | 21.5 | 40710 | 32800 | 28600 | 4.04 | 2.5 | 38000 | 3.56 | 2.04 | 8.5 | 7
Live | 215940879 |  | 12 | 21.5 | 40710 | 32800 | 28600 | 4.04 | 2.5 | 38000 | 3.56 | 2.04 | 8.5 | 7
Live | 215941529 |  | 10.5 | 19.5 | 51175 | 43500 | 38500 | 3.54 | 2.12 | 52000 | 3 | 1.9 | 8.1 | 6.85
Live | 215941521 |  | 11.5 | 21 | 52900 | 43500 | 38000 | 3.88 | 2.16 | 53000 | 3.06 | 1.92 | 8 | 6.5
Live | 215681900 |  | 10 | 19 | 55200 | 46500 | 36800 | 3.37 | 2.5 | 50000 | 3.54 | 2 | 9 | 7.5
Live | 215681899 |  | 10 | 19 | 55200 | 46500 | 36800 | 3.37 | 2.5 | 50000 | 3.54 | 2 | 9 | 7.5
Live | 215936701 |  | 12.5 | 21.5 | 40940 | 32800 | 28600 | 4.21 | 2.54 | 38000 | 3.6 | 2.02 | 8.5 | 7
Live | 215936700 |  | 12.5 | 21.5 | 40940 | 32800 | 28600 | 4.21 | 2.54 | 38000 | 3.6 | 2.02 | 8.5 | 7
Live | 215934941 |  | 12 | 21.5 | 40710 | 33000 | 28800 | 4.04 | 2.5 | 38500 | 3.54 | 2.02 | 8.5 | 7
Live | 215934940 |  | 12 | 21.5 | 40710 | 33000 | 28800 | 4.04 | 2.5 | 38500 | 3.54 | 2.02 | 8.5 | 7
Live | 215932749 |  | 11.5 | 20 | 39330 | 30400 | 26600 | 3.88 | 2.36 | 34800 | 3.35 | 1.92 | 9 | 7
Live | 215932741 |  | 12 | 20.5 | 39560 | 30000 | 26000 | 4.04 | 2.44 | 34200 | 3.46 | 2.06 | 9.5 | 7
Live | 215677990 |  | 9 | 18.5 | 64400 | 51500 | 42000 | 3.03 | 2.22 | 60000 | 3.16 | 2.02 | 9 | 7
Live | 215677989 |  | 9 | 18.5 | 64400 | 51500 | 42000 | 3.03 | 2.22 | 60000 | 3.16 | 2.02 | 9 | 7
Live | 215937611 |  | 12 | 21 | 53475 | 43500 | 38000 | 4.04 | 2.16 | 53000 | 3.06 | 1.92 | 8 | 6.5
Live | 215937610 |  | 12 | 21 | 53475 | 43500 | 38000 | 4.04 | 2.16 | 53000 | 3.06 | 1.92 | 8 | 6.5
Live | 215940871 |  | 12.5 | 22 | 40940 | 32600 | 28600 | 4.21 | 2.54 | 38000 | 3.62 | 2.02 | 8.5 | 7
Live | 215940870 |  | 12.5 | 22 | 40940 | 32600 | 28600 | 4.21 | 2.54 | 38000 | 3.62 | 2.02 | 8.5 | 7
Live | 215941520 |  | 11.5 | 21 | 52900 | 43500 | 38000 | 3.88 | 2.16 | 53000 | 3.06 | 1.92 | 8 | 6.5
Live | 215941519 |  | 11.5 | 21 | 52900 | 43500 | 38000 | 3.88 | 2.16 | 53000 | 3.06 | 1.92 | 8 | 6.5
Live | 215681898 |  | 10 | 19 | 55200 | 46500 | 36800 | 3.37 | 2.5 | 50000 | 3.54 | 2 | 9 | 7.5
Live | 215681890 |  | 10.5 | 19 | 55200 | 46500 | 36800 | 3.54 | 2.5 | 50000 | 3.54 | 2 | 9 | 7.5
Live | 215936699 |  | 12.5 | 21.5 | 40940 | 32800 | 28600 | 4.21 | 2.54 | 38000 | 3.6 | 2.02 | 8.5 | 7
Live | 215936691 |  | 12 | 21.5 | 40710 | 33200 | 29000 | 4.04 | 2.48 | 38500 | 3.52 | 2.02 | 8.5 | 7
Live | 215934939 |  | 12 | 21.5 | 40710 | 33000 | 28800 | 4.04 | 2.5 | 38500 | 3.54 | 2.02 | 8.5 | 7
Live | 215934931 |  | 12.5 | 22 | 40940 | 32600 | 28600 | 4.21 | 2.54 | 38000 | 3.6 | 2.02 | 8.5 | 7
Live | 215677988 |  | 9 | 18.5 | 64400 | 51500 | 42000 | 3.03 | 2.22 | 60000 | 3.16 | 2.02 | 9 | 7
Live | 215677980 |  | 8 | 17.5 | 63250 | 52000 | 43000 | 2.69 | 2.16 | 61000 | 3.08 | 1.88 | 8.5 | 7
Live | 215932740 |  | 12 | 20.5 | 39560 | 30000 | 26000 | 4.04 | 2.44 | 34200 | 3.46 | 2.06 | 9.5 | 7
Live | 215932739 |  | 12 | 20.5 | 39560 | 30000 | 26000 | 4.04 | 2.44 | 34200 | 3.46 | 2.06 | 9.5 | 7
Live | 215940869 |  | 12.5 | 22 | 40940 | 32600 | 28600 | 4.21 | 2.54 | 38000 | 3.62 | 2.02 | 8.5 | 7
Live | 215940861 |  | 12 | 21.5 | 40940 | 32800 | 28600 | 4.04 | 2.54 | 38000 | 3.6 | 2.02 | 8.5 | 7
Live | 215941511 |  | 11.5 | 21 | 52900 | 43500 | 38000 | 3.88 | 2.14 | 53000 | 3.04 | 1.92 | 8 | 6.5
Live | 215941510 |  | 11.5 | 21 | 52900 | 43500 | 38000 | 3.88 | 2.14 | 53000 | 3.04 | 1.92 | 8 | 6.5
Live | 215937609 |  | 12 | 21 | 53475 | 43500 | 38000 | 4.04 | 2.16 | 53000 | 3.06 | 1.92 | 8 | 6.5
Live | 215937601 |  | 12 | 21 | 53475 | 43500 | 38000 | 4.04 | 2.16 | 53000 | 3.06 | 1.92 | 8 | 6.5
Live | 215681889 |  | 10.5 | 19 | 55200 | 46500 | 36800 | 3.54 | 2.5 | 50000 | 3.54 | 2 | 9 | 7.5
Live | 215681888 |  | 10.5 | 19 | 55200 | 46500 | 36800 | 3.54 | 2.5 | 50000 | 3.54 | 2 | 9 | 7.5
Live | 215936690 |  | 12 | 21.5 | 40710 | 33200 | 29000 | 4.04 | 2.48 | 38500 | 3.52 | 2.02 | 8.5 | 7
Live | 215936689 |  | 12 | 21.5 | 40710 | 33200 | 29000 | 4.04 | 2.48 | 38500 | 3.52 | 2.02 | 8.5 | 7
Live | 215677979 |  | 8 | 17.5 | 63250 | 52000 | 43000 | 2.69 | 2.16 | 61000 | 3.08 | 1.88 | 8.5 | 7
Live | 215677978 |  | 8 | 17.5 | 63250 | 52000 | 43000 | 2.69 | 2.16 | 61000 | 3.08 | 1.88 | 8.5 | 7
Live | 215934930 |  | 12.5 | 22 | 40940 | 32600 | 28600 | 4.21 | 2.54 | 38000 | 3.6 | 2.02 | 8.5 | 7
Live | 215934929 |  | 12.5 | 22 | 40940 | 32600 | 28600 | 4.21 | 2.54 | 38000 | 3.6 | 2.02 | 8.5 | 7
Live | 215932731 |  | 12 | 20.5 | 39560 | 29800 | 26000 | 4.04 | 2.44 | 34200 | 3.46 | 2.06 | 9.5 | 7
Live | 215932730 |  | 12 | 20.5 | 39560 | 29800 | 26000 | 4.04 | 2.44 | 34200 | 3.46 | 2.06 | 9.5 | 7
Live | 215940860 |  | 12 | 21.5 | 40940 | 32800 | 28600 | 4.04 | 2.54 | 38000 | 3.6 | 2.02 | 8.5 | 7
Live | 215940859 |  | 12 | 21.5 | 40940 | 32800 | 28600 | 4.04 | 2.54 | 38000 | 3.6 | 2.02 | 8.5 | 7
Live | 215941509 |  | 11.5 | 21 | 52900 | 43500 | 38000 | 3.88 | 2.14 | 53000 | 3.04 | 1.92 | 8 | 6.5
Live | 215941501 |  | 11.5 | 20.5 | 52900 | 43500 | 38000 | 3.88 | 2.14 | 53500 | 3.04 | 1.9 | 8 | 6.5
Live | 215937600 |  | 12 | 21 | 53475 | 43500 | 38000 | 4.04 | 2.16 | 53000 | 3.06 | 1.92 | 8 | 6.5
Live | 215937599 |  | 12 | 21 | 53475 | 43500 | 38000 | 4.04 | 2.16 | 53000 | 3.06 | 1.92 | 8 | 6.5
Live | 215936681 |  | 12 | 21 | 40710 | 33200 | 29000 | 4.04 | 2.5 | 38500 | 3.54 | 2 | 8.5 | 7
Live | 215936680 |  | 12 | 21 | 40710 | 33200 | 29000 | 4.04 | 2.5 | 38500 | 3.54 | 2 | 8.5 | 7
Live | 215677970 |  | 9 | 18.5 | 64975 | 51000 | 41500 | 3.03 | 2.26 | 59500 | 3.2 | 2.02 | 9 | 7
Live | 215677969 |  | 9 | 18.5 | 64975 | 51000 | 41500 | 3.03 | 2.26 | 59500 | 3.2 | 2.02 | 9 | 7
Live | 215681880 |  | 10 | 19 | 55200 | 46500 | 36800 | 3.37 | 2.5 | 50000 | 3.54 | 2 | 9 | 7.5
Live | 215681879 |  | 10 | 19 | 55200 | 46500 | 36800 | 3.37 | 2.5 | 50000 | 3.54 | 2 | 9 | 7.5
Live | 215934921 |  | 12 | 21.5 | 40940 | 32800 | 28600 | 4.04 | 2.54 | 38000 | 3.6 | 2.02 | 8.5 | 7
Live | 215934920 |  | 12 | 21.5 | 40940 | 32800 | 28600 | 4.04 | 2.54 | 38000 | 3.6 | 2.02 | 8.5 | 7
Live | 215932729 |  | 12 | 20.5 | 39560 | 29800 | 26000 | 4.04 | 2.44 | 34200 | 3.46 | 2.06 | 9.5 | 7
Live | 215932721 |  | 11.7 | 20.5 | 39560 | 30200 | 26200 | 3.94 | 2.4 | 34400 | 3.42 | 1.96 | 9 | 7
Live | 215940851 |  | 12 | 21 | 40710 | 33200 | 29000 | 4.04 | 2.48 | 38500 | 3.52 | 2 | 8.5 | 7
Live | 215940850 |  | 12 | 21 | 40710 | 33200 | 29000 | 4.04 | 2.48 | 38500 | 3.52 | 2 | 8.5 | 7
Live | 215941500 |  | 11.5 | 20.5 | 52900 | 43500 | 38000 | 3.88 | 2.14 | 53500 | 3.04 | 1.9 | 8 | 6.5
Live | 215941499 |  | 11.5 | 20.5 | 52900 | 43500 | 38000 | 3.88 | 2.14 | 53500 | 3.04 | 1.9 | 8 | 6.5
Live | 215937591 |  | 11.5 | 20.5 | 52900 | 43500 | 38500 | 3.88 | 2.14 | 53500 | 3.02 | 1.9 | 8 | 6.5
Live | 215937590 |  | 11.5 | 20.5 | 52900 | 43500 | 38500 | 3.88 | 2.14 | 53500 | 3.02 | 1.9 | 8 | 6.5
Live | 215681878 |  | 10 | 19 | 55200 | 46500 | 36800 | 3.37 | 2.5 | 50000 | 3.54 | 2 | 9 | 7.5
Live | 215681870 |  | 10 | 18.5 | 54625 | 47000 | 37200 | 3.37 | 2.46 | 50000 | 3.48 | 1.98 | 9 | 7
Live | 215936679 |  | 12 | 21 | 40710 | 33200 | 29000 | 4.04 | 2.5 | 38500 | 3.54 | 2 | 8.5 | 7
Live | 215936671 |  | 12.5 | 22 | 40940 | 32600 | 28400 | 4.21 | 2.56 | 38000 | 3.62 | 2.14 | 9 | 7
Live | 215677968 |  | 9 | 18.5 | 64975 | 51000 | 41500 | 3.03 | 2.26 | 59500 | 3.2 | 2.02 | 9 | 7
Live | 215677960 |  | 8.5 | 18 | 64400 | 51500 | 42000 | 2.86 | 2.22 | 60000 | 3.16 | 2.02 | 8.5 | 7
Live | 215934919 |  | 12 | 21.5 | 40940 | 32800 | 28600 | 4.04 | 2.54 | 38000 | 3.6 | 2.02 | 8.5 | 7
Live | 215934911 |  | 12 | 21.5 | 40710 | 33200 | 29000 | 4.04 | 2.48 | 38500 | 3.52 | 2.02 | 8.5 | 7
Live | 215932720 |  | 11.7 | 20.5 | 39560 | 30200 | 26200 | 3.94 | 2.4 | 34400 | 3.42 | 1.96 | 9 | 7
Live | 215932719 |  | 11.7 | 20.5 | 39560 | 30200 | 26200 | 3.94 | 2.4 | 34400 | 3.42 | 1.96 | 9 | 7
Live | 215941491 |  | 11.5 | 20.5 | 52900 | 43500 | 38000 | 3.88 | 2.14 | 53500 | 3.04 | 1.9 | 8 | 6.5
Live | 215941490 |  | 11.5 | 20.5 | 52900 | 43500 | 38000 | 3.88 | 2.14 | 53500 | 3.04 | 1.9 | 8 | 6.5
Live | 215937589 |  | 11.5 | 20.5 | 52900 | 43500 | 38500 | 3.88 | 2.14 | 53500 | 3.02 | 1.9 | 8 | 6.5
Live | 215937571 |  | 11.5 | 20.5 | 52325 | 43000 | 38000 | 3.87 | 2.16 | 52500 | 3.04 | 1.95 | 8.1 | 6.8
Live | 215940849 |  | 12 | 21 | 40710 | 33200 | 29000 | 4.04 | 2.48 | 38500 | 3.52 | 2 | 8.5 | 7
Live | 215940841 |  | 11.7 | 21 | 40480 | 33400 | 29200 | 3.94 | 2.46 | 38500 | 3.48 | 2 | 8.5 | 7
Live | 215681869 |  | 10 | 18.5 | 54625 | 47000 | 37200 | 3.37 | 2.46 | 50000 | 3.48 | 1.98 | 9 | 7
Live | 215681868 |  | 10 | 18.5 | 54625 | 47000 | 37200 | 3.37 | 2.46 | 50000 | 3.48 | 1.98 | 9 | 7
Live | 215677959 |  | 8.5 | 18 | 64400 | 51500 | 42000 | 2.86 | 2.22 | 60000 | 3.16 | 2.02 | 8.5 | 7
Live | 215677958 |  | 8.5 | 18 | 64400 | 51500 | 42000 | 2.86 | 2.22 | 60000 | 3.16 | 2.02 | 8.5 | 7
Live | 215936670 |  | 12.5 | 22 | 40940 | 32600 | 28400 | 4.21 | 2.56 | 38000 | 3.62 | 2.14 | 9 | 7
Live | 215936669 |  | 12.5 | 22 | 40940 | 32600 | 28400 | 4.21 | 2.56 | 38000 | 3.62 | 2.14 | 9 | 7
Live | 215932711 |  | 11.7 | 20.5 | 39560 | 30000 | 26200 | 3.94 | 2.42 | 34400 | 3.42 | 1.96 | 9 | 7
Live | 215932710 |  | 11.7 | 20.5 | 39560 | 30000 | 26200 | 3.94 | 2.42 | 34400 | 3.42 | 1.96 | 9 | 7
Live | 215937570 |  | 11.5 | 20.5 | 52325 | 43000 | 38000 | 3.87 | 2.16 | 52500 | 3.04 | 1.95 | 8.1 | 6.8
Live | 215937569 |  | 11.5 | 20.5 | 52325 | 43000 | 38000 | 3.87 | 2.16 | 52500 | 3.04 | 1.95 | 8.1 | 6.8
Live | 215934910 |  | 12 | 21.5 | 40710 | 33200 | 29000 | 4.04 | 2.48 | 38500 | 3.52 | 2.02 | 8.5 | 7
Live | 215934909 |  | 12 | 21.5 | 40710 | 33200 | 29000 | 4.04 | 2.48 | 38500 | 3.52 | 2.02 | 8.5 | 7
Live | 215941489 |  | 11.5 | 20.5 | 52900 | 43500 | 38000 | 3.88 | 2.14 | 53500 | 3.04 | 1.9 | 8 | 6.5
Live | 215941481 |  | 11.5 | 20.5 | 52325 | 43000 | 38000 | 3.87 | 2.16 | 52500 | 3.04 | 1.95 | 8.1 | 6.8
Live | 215940840 |  | 11.7 | 21 | 40480 | 33400 | 29200 | 3.94 | 2.46 | 38500 | 3.48 | 2 | 8.5 | 7
Live | 215940839 |  | 11.7 | 21 | 40480 | 33400 | 29200 | 3.94 | 2.46 | 38500 | 3.48 | 2 | 8.5 | 7
Live | 215681860 |  | 10 | 18.5 | 55200 | 46500 | 36600 | 3.37 | 2.5 | 50000 | 3.56 | 2 | 9 | 7.5
Live | 215681859 |  | 10 | 18.5 | 55200 | 46500 | 36600 | 3.37 | 2.5 | 50000 | 3.56 | 2 | 9 | 7.5
Live | 215936661 |  | 12 | 21.5 | 40940 | 32800 | 28600 | 4.04 | 2.52 | 38000 | 3.58 | 2.04 | 8.5 | 7
Live | 215936660 |  | 12 | 21.5 | 40940 | 32800 | 28600 | 4.04 | 2.52 | 38000 | 3.58 | 2.04 | 8.5 | 7
Live | 215677950 |  | 9 | 19 | 64975 | 51000 | 41500 | 3.03 | 2.26 | 59500 | 3.2 | 2.02 | 9 | 7
Live | 215677949 |  | 9 | 19 | 64975 | 51000 | 41500 | 3.03 | 2.26 | 59500 | 3.2 | 2.02 | 9 | 7
Live | 215932709 |  | 11.7 | 20.5 | 39560 | 30000 | 26200 | 3.94 | 2.42 | 34400 | 3.42 | 1.96 | 9 | 7
Live | 215932701 |  | 11.7 | 20 | 39330 | 30400 | 26400 | 3.95 | 2.38 | 34800 | 3.38 | 1.94 | 9 | 7
Live | 215941480 |  | 11.5 | 20.5 | 52325 | 43000 | 38000 | 3.87 | 2.16 | 52500 | 3.04 | 1.95 | 8.1 | 6.8
Live | 215941479 |  | 11.5 | 20.5 | 52325 | 43000 | 38000 | 3.87 | 2.16 | 52500 | 3.04 | 1.95 | 8.1 | 6.8
Live | 215934901 |  | 12 | 21 | 40710 | 33200 | 29000 | 4.04 | 2.48 | 38500 | 3.54 | 2.02 | 8.5 | 7
Live | 215934900 |  | 12 | 21 | 40710 | 33200 | 29000 | 4.04 | 2.48 | 38500 | 3.54 | 2.02 | 8.5 | 7
Live | 215940831 |  | 12.5 | 22 | 40940 | 32600 | 28600 | 4.21 | 2.54 | 38000 | 3.6 | 2.02 | 8.5 | 7
Live | 215940830 |  | 12.5 | 22 | 40940 | 32600 | 28600 | 4.21 | 2.54 | 38000 | 3.6 | 2.02 | 8.5 | 7
Live | 215937561 |  | 11.5 | 20.5 | 52325 | 43500 | 38000 | 3.87 | 2.14 | 52500 | 3.04 | 1.9 | 8.1 | 6.8
Live | 215937560 |  | 11.5 | 20.5 | 52325 | 43500 | 38000 | 3.87 | 2.14 | 52500 | 3.04 | 1.9 | 8.1 | 6.8
Live | 215681858 |  | 10 | 18.5 | 55200 | 46500 | 36600 | 3.37 | 2.5 | 50000 | 3.56 | 2 | 9 | 7.5
Live | 215681850 |  | 10 | 19 | 55775 | 46000 | 36400 | 3.37 | 2.52 | 50000 | 3.58 | 2.12 | 9 | 7.5
Live | 215932700 |  | 11.7 | 20 | 39330 | 30400 | 26400 | 3.95 | 2.38 | 34800 | 3.38 | 1.94 | 9 | 7
Live | 215932699 |  | 11.7 | 20 | 39330 | 30400 | 26400 | 3.95 | 2.38 | 34800 | 3.38 | 1.94 | 9 | 7
Live | 215936659 |  | 12 | 21.5 | 40940 | 32800 | 28600 | 4.04 | 2.52 | 38000 | 3.58 | 2.04 | 8.5 | 7
Live | 215936651 |  | 12 | 21.5 | 40710 | 33400 | 29000 | 4.04 | 2.46 | 38500 | 3.5 | 2.02 | 8.5 | 7
Live | 215941471 |  | 11.5 | 20.5 | 52325 | 43500 | 38000 | 3.87 | 2.14 | 52500 | 3.04 | 1.9 | 8.1 | 6.8
Live | 215941470 |  | 11.5 | 20.5 | 52325 | 43500 | 38000 | 3.87 | 2.14 | 52500 | 3.04 | 1.9 | 8.1 | 6.8
Live | 215677948 |  | 9 | 19 | 64975 | 51000 | 41500 | 3.03 | 2.26 | 59500 | 3.2 | 2.02 | 9 | 7
Live | 215677940 |  | 9 | 19 | 64975 | 51000 | 41500 | 3.03 | 2.26 | 59500 | 3.2 | 2.02 | 9 | 7
Live | 215940829 |  | 12.5 | 22 | 40940 | 32600 | 28600 | 4.21 | 2.54 | 38000 | 3.6 | 2.02 | 8.5 | 7
Live | 215940821 |  | 12.5 | 22 | 41170 | 32600 | 28400 | 4.22 | 2.54 | 38000 | 3.62 | 2.02 | 8.5 | 7
Live | 215934899 |  | 12 | 21 | 40710 | 33200 | 29000 | 4.04 | 2.48 | 38500 | 3.54 | 2.02 | 8.5 | 7
Live | 215934891 |  | 12.5 | 22 | 40940 | 32600 | 28400 | 4.21 | 2.56 | 38000 | 3.62 | 2.02 | 8.5 | 7
Live | 215941469 |  | 11.5 | 20.5 | 52325 | 43500 | 38000 | 3.87 | 2.14 | 52500 | 3.04 | 1.9 | 8.1 | 6.8
Live | 215941461 |  | 11 | 20.5 | 52325 | 43500 | 38000 | 3.7 | 2.14 | 52500 | 3.04 | 1.9 | 8 | 6.5
Live | 215932691 |  | 11 | 19.5 | 39100 | 30800 | 26800 | 3.71 | 2.32 | 35200 | 3.3 | 1.92 | 9 | 7
Live | 215932690 |  | 11 | 19.5 | 39100 | 30800 | 26800 | 3.71 | 2.32 | 35200 | 3.3 | 1.92 | 9 | 7
Live | 215937559 |  | 11.5 | 20.5 | 52325 | 43500 | 38000 | 3.87 | 2.14 | 52500 | 3.04 | 1.9 | 8.1 | 6.8
Live | 215937551 |  | 11 | 20.5 | 52325 | 43500 | 38000 | 3.7 | 2.14 | 52500 | 3.04 | 1.9 | 8 | 6.5
Live | 215681849 |  | 10 | 19 | 55775 | 46000 | 36400 | 3.37 | 2.52 | 50000 | 3.58 | 2.12 | 9 | 7.5
Live | 215681848 |  | 10 | 19 | 55775 | 46000 | 36400 | 3.37 | 2.52 | 50000 | 3.58 | 2.12 | 9 | 7.5
Live | 215934890 |  | 12.5 | 22 | 40940 | 32600 | 28400 | 4.21 | 2.56 | 38000 | 3.62 | 2.02 | 8.5 | 7
Live | 215934889 |  | 12.5 | 22 | 40940 | 32600 | 28400 | 4.21 | 2.56 | 38000 | 3.62 | 2.02 | 8.5 | 7
Live | 215936650 |  | 12 | 21.5 | 40710 | 33400 | 29000 | 4.04 | 2.46 | 38500 | 3.5 | 2.02 | 8.5 | 7
Live | 215936649 |  | 12 | 21.5 | 40710 | 33400 | 29000 | 4.04 | 2.46 | 38500 | 3.5 | 2.02 | 8.5 | 7
Live | 215677939 |  | 9 | 19 | 64975 | 51000 | 41500 | 3.03 | 2.26 | 59500 | 3.2 | 2.02 | 9 | 7
Live | 215677938 |  | 9 | 19 | 64975 | 51000 | 41500 | 3.03 | 2.26 | 59500 | 3.2 | 2.02 | 9 | 7
Live | 215940820 |  | 12.5 | 22 | 41170 | 32600 | 28400 | 4.22 | 2.54 | 38000 | 3.62 | 2.02 | 8.5 | 7
Live | 215940819 |  | 12.5 | 22 | 41170 | 32600 | 28400 | 4.22 | 2.54 | 38000 | 3.62 | 2.02 | 8.5 | 7
Live | 215941460 |  | 11 | 20.5 | 52325 | 43500 | 38000 | 3.7 | 2.14 | 52500 | 3.04 | 1.9 | 8 | 6.5
Live | 215941459 |  | 11 | 20.5 | 52325 | 43500 | 38000 | 3.7 | 2.14 | 52500 | 3.04 | 1.9 | 8 | 6.5
Live | 215937550 |  | 11 | 20.5 | 52325 | 43500 | 38000 | 3.7 | 2.14 | 52500 | 3.04 | 1.9 | 8 | 6.5
Live | 215937549 |  | 11 | 20.5 | 52325 | 43500 | 38000 | 3.7 | 2.14 | 52500 | 3.04 | 1.9 | 8 | 6.5
Live | 215936641 |  | 12.5 | 22 | 40940 | 32600 | 28400 | 4.21 | 2.54 | 38000 | 3.62 | 2.02 | 8.5 | 7
Live | 215936640 |  | 12.5 | 22 | 40940 | 32600 | 28400 | 4.21 | 2.54 | 38000 | 3.62 | 2.02 | 8.5 | 7
Live | 215932689 |  | 11 | 19.5 | 39100 | 30800 | 26800 | 3.71 | 2.32 | 35200 | 3.3 | 1.92 | 9 | 7
Live | 215932651 |  | 12 | 20.5 | 39100 | 29800 | 26000 | 4.05 | 2.42 | 34000 | 3.44 | 2.06 | 9.5 | 7
Live | 215681840 |  | 10 | 18.5 | 55200 | 46500 | 36800 | 3.37 | 2.5 | 50000 | 3.54 | 2 | 9 | 7.5
Live | 215681839 |  | 10 | 18.5 | 55200 | 46500 | 36800 | 3.37 | 2.5 | 50000 | 3.54 | 2 | 9 | 7.5
Live | 215934881 |  | 12 | 21.5 | 40940 | 32800 | 28600 | 4.04 | 2.52 | 38000 | 3.58 | 2.04 | 8.5 | 7
Live | 215934880 |  | 12 | 21.5 | 40940 | 32800 | 28600 | 4.04 | 2.52 | 38000 | 3.58 | 2.04 | 8.5 | 7
Live | 215677930 |  | 9 | 19 | 64975 | 51000 | 41500 | 3.03 | 2.26 | 59500 | 3.2 | 2.02 | 9 | 7
Live | 215677929 |  | 9 | 19 | 64975 | 51000 | 41500 | 3.03 | 2.26 | 59500 | 3.2 | 2.02 | 9 | 7
Live | 215940811 |  | 12 | 21.5 | 40940 | 32800 | 28600 | 4.04 | 2.54 | 38000 | 3.6 | 2.02 | 8.5 | 7
Live | 215940810 |  | 12 | 21.5 | 40940 | 32800 | 28600 | 4.04 | 2.54 | 38000 | 3.6 | 2.02 | 8.5 | 7
Live | 215941451 |  | 11 | 20.5 | 52325 | 43500 | 38000 | 3.7 | 2.14 | 52500 | 3.04 | 1.9 | 8 | 6.5
Live | 215941450 |  | 11 | 20.5 | 52325 | 43500 | 38000 | 3.7 | 2.14 | 52500 | 3.04 | 1.9 | 8 | 6.5
Live | 215937541 |  | 11.5 | 20.5 | 52325 | 43500 | 38000 | 3.87 | 2.14 | 52500 | 3.04 | 1.9 | 8.1 | 6.8
Live | 215937540 |  | 11.5 | 20.5 | 52325 | 43500 | 38000 | 3.87 | 2.14 | 52500 | 3.04 | 1.9 | 8.1 | 6.8
Live | 215936639 |  | 12.5 | 22 | 40940 | 32600 | 28400 | 4.21 | 2.54 | 38000 | 3.62 | 2.02 | 8.5 | 7
Live | 215936631 |  | 12.5 | 22 | 40940 | 32600 | 28400 | 4.21 | 2.56 | 38000 | 3.62 | 2.02 | 8.5 | 7
Live | 215681838 |  | 10 | 18.5 | 55200 | 46500 | 36800 | 3.37 | 2.5 | 50000 | 3.54 | 2 | 9 | 7.5
Live | 215681830 |  | 10 | 18.5 | 55200 | 46500 | 36600 | 3.37 | 2.5 | 50000 | 3.54 | 2 | 9 | 7.5
Live | 215932650 |  | 12 | 20.5 | 39100 | 29800 | 26000 | 4.05 | 2.42 | 34000 | 3.44 | 2.06 | 9.5 | 7
Live | 215932649 |  | 12 | 20.5 | 39100 | 29800 | 26000 | 4.05 | 2.42 | 34000 | 3.44 | 2.06 | 9.5 | 7
Live | 215934879 |  | 12 | 21.5 | 40940 | 32800 | 28600 | 4.04 | 2.52 | 38000 | 3.58 | 2.04 | 8.5 | 7
Live | 215934871 |  | 12 | 21.5 | 40710 | 33200 | 29000 | 4.04 | 2.48 | 38500 | 3.52 | 2.02 | 8.5 | 7
Live | 215677928 |  | 9 | 19 | 64975 | 51000 | 41500 | 3.03 | 2.26 | 59500 | 3.2 | 2.02 | 9 | 7
Live | 215677920 |  | 8.5 | 18.5 | 63825 | 51500 | 42000 | 2.86 | 2.22 | 60000 | 3.14 | 2 | 9 | 7
Live | 215662830 |  | 10.5 | 17.5 | 26910 | 20000 | 16600 | 3.54 | 2.42 | 24400 | 3.08 | 2.04 | 9 | 7
Live | 215662828 |  | 10.5 | 17.5 | 26910 | 20000 | 16600 | 3.54 | 2.42 | 24400 | 3.08 | 2.04 | 9 | 7
Live | 215940809 |  | 12 | 21.5 | 40940 | 32800 | 28600 | 4.04 | 2.54 | 38000 | 3.6 | 2.02 | 8.5 | 7
Live | 215940801 |  | 12.5 | 22 | 40940 | 32800 | 28400 | 4.21 | 2.52 | 38500 | 3.58 | 2.04 | 8.5 | 7
Live | 215936630 |  | 12.5 | 22 | 40940 | 32600 | 28400 | 4.21 | 2.56 | 38000 | 3.62 | 2.02 | 8.5 | 7
Live | 215936629 |  | 12.5 | 22 | 40940 | 32600 | 28400 | 4.21 | 2.56 | 38000 | 3.62 | 2.02 | 8.5 | 7
Live | 215941449 |  | 11 | 20.5 | 52325 | 43500 | 38000 | 3.7 | 2.14 | 52500 | 3.04 | 1.9 | 8 | 6.5
Live | 215941441 |  | 11.5 | 20.5 | 52325 | 43500 | 38000 | 3.87 | 2.14 | 53000 | 3.04 | 1.9 | 8 | 6.5
Live | 215934870 |  | 12 | 21.5 | 40710 | 33200 | 29000 | 4.04 | 2.48 | 38500 | 3.52 | 2.02 | 8.5 | 7
Live | 215934869 |  | 12 | 21.5 | 40710 | 33200 | 29000 | 4.04 | 2.48 | 38500 | 3.52 | 2.02 | 8.5 | 7
Live | 215932641 |  | 12 | 20.5 | 39100 | 29800 | 25800 | 4.05 | 2.42 | 34000 | 3.44 | 2.06 | 9.5 | 7
Live | 215932640 |  | 12 | 20.5 | 39100 | 29800 | 25800 | 4.05 | 2.42 | 34000 | 3.44 | 2.06 | 9.5 | 7
Live | 215937539 |  | 11.5 | 20.5 | 52325 | 43500 | 38000 | 3.87 | 2.14 | 52500 | 3.04 | 1.9 | 8.1 | 6.8
Live | 215937531 |  | 11 | 20.5 | 51750 | 43500 | 38000 | 3.71 | 2.14 | 52500 | 3.04 | 1.9 | 8 | 6.5
Live | 215681829 |  | 10 | 18.5 | 55200 | 46500 | 36600 | 3.37 | 2.5 | 50000 | 3.54 | 2 | 9 | 7.5
Live | 215681828 |  | 10 | 18.5 | 55200 | 46500 | 36600 | 3.37 | 2.5 | 50000 | 3.54 | 2 | 9 | 7.5
Live | 215677919 |  | 8.5 | 18.5 | 63825 | 51500 | 42000 | 2.86 | 2.22 | 60000 | 3.14 | 2 | 9 | 7
Live | 215677918 |  | 8.5 | 18.5 | 63825 | 51500 | 42000 | 2.86 | 2.22 | 60000 | 3.14 | 2 | 9 | 7
Live | 215940800 |  | 12.5 | 22 | 40940 | 32800 | 28400 | 4.21 | 2.52 | 38500 | 3.58 | 2.04 | 8.5 | 7
Live | 215940799 |  | 12.5 | 22 | 40940 | 32800 | 28400 | 4.21 | 2.52 | 38500 | 3.58 | 2.04 | 8.5 | 7
Live | 215662826 |  | 10.5 | 17.5 | 26910 | 20000 | 16600 | 3.54 | 2.42 | 24400 | 3.08 | 2.04 | 9 | 7
Live | 215936621 |  | 12 | 22 | 40940 | 33000 | 28600 | 4.04 | 2.5 | 38000 | 3.54 | 2.02 | 8.5 | 7
Live | 215936620 |  | 12 | 22 | 40940 | 33000 | 28600 | 4.04 | 2.5 | 38000 | 3.54 | 2.02 | 8.5 | 7
Live | 215941440 |  | 11.5 | 20.5 | 52325 | 43500 | 38000 | 3.87 | 2.14 | 53000 | 3.04 | 1.9 | 8 | 6.5
Live | 215941439 |  | 11.5 | 20.5 | 52325 | 43500 | 38000 | 3.87 | 2.14 | 53000 | 3.04 | 1.9 | 8 | 6.5
Live | 215934861 |  | 12.5 | 22 | 40940 | 32600 | 28400 | 4.21 | 2.54 | 38000 | 3.62 | 2.02 | 8.5 | 7
Live | 215934860 |  | 12.5 | 22 | 40940 | 32600 | 28400 | 4.21 | 2.54 | 38000 | 3.62 | 2.02 | 8.5 | 7
Live | 215932639 |  | 12 | 20.5 | 39100 | 29800 | 25800 | 4.05 | 2.42 | 34000 | 3.44 | 2.06 | 9.5 | 7
Live | 215932631 |  | 11.7 | 20.5 | 39100 | 29800 | 26000 | 3.94 | 2.42 | 34200 | 3.42 | 2.06 | 9.5 | 7
Live | 215681820 |  | 10 | 19 | 55200 | 46500 | 36800 | 3.37 | 2.5 | 50000 | 3.54 | 2 | 9 | 7.5
Live | 215681819 |  | 10 | 19 | 55200 | 46500 | 36800 | 3.37 | 2.5 | 50000 | 3.54 | 2 | 9 | 7.5
Live | 215677890 |  | 9 | 18 | 62675 | 50500 | 41500 | 3.03 | 2.2 | 58500 | 3.12 | 1.92 | 8.5 | 7
Live | 215677889 |  | 9 | 18 | 62675 | 50500 | 41500 | 3.03 | 2.2 | 58500 | 3.12 | 1.92 | 8.5 | 7
Live | 215940791 |  | 12.5 | 22 | 40710 | 32800 | 28400 | 4.22 | 2.52 | 38000 | 3.58 | 2.04 | 8.5 | 7
Live | 215940790 |  | 12.5 | 22 | 40710 | 32800 | 28400 | 4.22 | 2.52 | 38000 | 3.58 | 2.04 | 8.5 | 7
Live | 215936619 |  | 12 | 22 | 40940 | 33000 | 28600 | 4.04 | 2.5 | 38000 | 3.54 | 2.02 | 8.5 | 7
Live | 215936611 |  | 12 | 21.5 | 40940 | 32800 | 28600 | 4.04 | 2.52 | 38000 | 3.58 | 2.04 | 8.5 | 7
Live | 215937530 |  | 11 | 20.5 | 51750 | 43500 | 38000 | 3.71 | 2.14 | 52500 | 3.04 | 1.9 | 8 | 6.5
Live | 215937529 |  | 11 | 20.5 | 51750 | 43500 | 38000 | 3.71 | 2.14 | 52500 | 3.04 | 1.9 | 8 | 6.5
Live | 215934859 |  | 12.5 | 22 | 40940 | 32600 | 28400 | 4.21 | 2.54 | 38000 | 3.62 | 2.02 | 8.5 | 7
Live | 215934851 |  | 12.5 | 22 | 40940 | 32600 | 28400 | 4.21 | 2.54 | 38000 | 3.62 | 2.02 | 8.5 | 7
Live | 215941431 |  | 11 | 20.5 | 52325 | 43500 | 38500 | 3.7 | 2.14 | 53000 | 3.02 | 1.9 | 8 | 6.5
Live | 215941430 |  | 11 | 20.5 | 52325 | 43500 | 38500 | 3.7 | 2.14 | 53000 | 3.02 | 1.9 | 8 | 6.5
Live | 215932630 |  | 11.7 | 20.5 | 39100 | 29800 | 26000 | 3.94 | 2.42 | 34200 | 3.42 | 2.06 | 9.5 | 7
Live | 215932629 |  | 11.7 | 20.5 | 39100 | 29800 | 26000 | 3.94 | 2.42 | 34200 | 3.42 | 2.06 | 9.5 | 7
Live | 215681818 |  | 10 | 19 | 55200 | 46500 | 36800 | 3.37 | 2.5 | 50000 | 3.54 | 2 | 9 | 7.5
Live | 215681810 |  | 10 | 18.5 | 54050 | 45500 | 36400 | 3.37 | 2.44 | 50000 | 3.46 | 2 | 9 | 7
Live | 215677888 |  | 9 | 18 | 62675 | 50500 | 41500 | 3.03 | 2.2 | 58500 | 3.12 | 1.92 | 8.5 | 7
Live | 215677880 |  | 9 | 18.5 | 63250 | 51000 | 41500 | 3.03 | 2.22 | 59000 | 3.14 | 2.02 | 9 | 7
Live | 215940789 |  | 12.5 | 22 | 40710 | 32800 | 28400 | 4.22 | 2.52 | 38000 | 3.58 | 2.04 | 8.5 | 7
Live | 215940781 |  | 12 | 21.5 | 40710 | 32800 | 28600 | 4.04 | 2.5 | 38000 | 3.56 | 2.04 | 8.5 | 7
Live | 215934850 |  | 12.5 | 22 | 40940 | 32600 | 28400 | 4.21 | 2.54 | 38000 | 3.62 | 2.02 | 8.5 | 7
Live | 215934849 |  | 12.5 | 22 | 40940 | 32600 | 28400 | 4.21 | 2.54 | 38000 | 3.62 | 2.02 | 8.5 | 7
Live | 215936610 |  | 12 | 21.5 | 40940 | 32800 | 28600 | 4.04 | 2.52 | 38000 | 3.58 | 2.04 | 8.5 | 7
Live | 215936609 |  | 12 | 21.5 | 40940 | 32800 | 28600 | 4.04 | 2.52 | 38000 | 3.58 | 2.04 | 8.5 | 7
Live | 215937521 |  | 10.5 | 19.5 | 51175 | 44000 | 39000 | 3.54 | 2.1 | 53000 | 3 | 1.9 | 8 | 6.5
Live | 215937520 |  | 10.5 | 19.5 | 51175 | 44000 | 39000 | 3.54 | 2.1 | 53000 | 3 | 1.9 | 8 | 6.5
Live | 215677879 |  | 9 | 18.5 | 63250 | 51000 | 41500 | 3.03 | 2.22 | 59000 | 3.14 | 2.02 | 9 | 7
Live | 215677878 |  | 9 | 18.5 | 63250 | 51000 | 41500 | 3.03 | 2.22 | 59000 | 3.14 | 2.02 | 9 | 7
Live | 215941429 |  | 11 | 20.5 | 52325 | 43500 | 38500 | 3.7 | 2.14 | 53000 | 3.02 | 1.9 | 8 | 6.5
Live | 215941421 |  | 11 | 19.5 | 51175 | 44500 | 39000 | 3.7 | 2.1 | 53500 | 2.96 | 1.88 | 8 | 6.5
Live | 215932621 |  | 12 | 20.5 | 39100 | 29800 | 25800 | 4.05 | 2.42 | 34000 | 3.44 | 2.06 | 9.5 | 7
Live | 215932620 |  | 12 | 20.5 | 39100 | 29800 | 25800 | 4.05 | 2.42 | 34000 | 3.44 | 2.06 | 9.5 | 7
Live | 215681809 |  | 10 | 18.5 | 54050 | 45500 | 36400 | 3.37 | 2.44 | 50000 | 3.46 | 2 | 9 | 7
Live | 215681808 |  | 10 | 18.5 | 54050 | 45500 | 36400 | 3.37 | 2.44 | 50000 | 3.46 | 2 | 9 | 7
Live | 215940780 |  | 12 | 21.5 | 40710 | 32800 | 28600 | 4.04 | 2.5 | 38000 | 3.56 | 2.04 | 8.5 | 7
Live | 215940779 |  | 12 | 21.5 | 40710 | 32800 | 28600 | 4.04 | 2.5 | 38000 | 3.56 | 2.04 | 8.5 | 7
Live | 215934841 |  | 12 | 22 | 40940 | 32800 | 28600 | 4.04 | 2.52 | 38000 | 3.58 | 2.02 | 8.5 | 7
Live | 215934840 |  | 12 | 22 | 40940 | 32800 | 28600 | 4.04 | 2.52 | 38000 | 3.58 | 2.02 | 8.5 | 7
Live | 215936601 |  | 12 | 21.5 | 40710 | 33000 | 28800 | 4.04 | 2.5 | 38000 | 3.56 | 2.02 | 8.5 | 7
Live | 215936600 |  | 12 | 21.5 | 40710 | 33000 | 28800 | 4.04 | 2.5 | 38000 | 3.56 | 2.02 | 8.5 | 7
Live | 215937519 |  | 10.5 | 19.5 | 51175 | 44000 | 39000 | 3.54 | 2.1 | 53000 | 3 | 1.9 | 8 | 6.5
Live | 215937511 |  | 11.5 | 20.5 | 52325 | 43000 | 38000 | 3.87 | 2.16 | 52500 | 3.06 | 1.9 | 8 | 6.7
Live | 215677870 |  | 9 | 18.5 | 63250 | 51000 | 41500 | 3.03 | 2.2 | 59500 | 3.12 | 1.9 | 8.5 | 7
Live | 215677869 |  | 9 | 18.5 | 63250 | 51000 | 41500 | 3.03 | 2.2 | 59500 | 3.12 | 1.9 | 8.5 | 7
Live | 215941420 |  | 11 | 19.5 | 51175 | 44500 | 39000 | 3.7 | 2.1 | 53500 | 2.96 | 1.88 | 8 | 6.5
Live | 215941419 |  | 11 | 19.5 | 51175 | 44500 | 39000 | 3.7 | 2.1 | 53500 | 2.96 | 1.88 | 8 | 6.5
Live | 215681800 |  | 9.5 | 18 | 53475 | 46500 | 37000 | 3.2 | 2.4 | 50000 | 3.4 | 2 | 9 | 7
Live | 215681799 |  | 9.5 | 18 | 53475 | 46500 | 37000 | 3.2 | 2.4 | 50000 | 3.4 | 2 | 9 | 7
Live | 215940771 |  | 12 | 21.5 | 40710 | 32800 | 28600 | 4.04 | 2.5 | 38000 | 3.56 | 2.04 | 8.5 | 7
Live | 215940770 |  | 12 | 21.5 | 40710 | 32800 | 28600 | 4.04 | 2.5 | 38000 | 3.56 | 2.04 | 8.5 | 7
Live | 215932619 |  | 12 | 20.5 | 39100 | 29800 | 25800 | 4.05 | 2.42 | 34000 | 3.44 | 2.06 | 9.5 | 7
Live | 215932611 |  | 11.7 | 20 | 39100 | 29800 | 26000 | 3.94 | 2.4 | 34200 | 3.42 | 2.06 | 9.5 | 7
Live | 215936599 |  | 12 | 21.5 | 40710 | 33000 | 28800 | 4.04 | 2.5 | 38000 | 3.56 | 2.02 | 8.5 | 7
Live | 215936591 |  | 11.7 | 21 | 40480 | 33600 | 29400 | 3.94 | 2.44 | 39000 | 3.48 | 2 | 8.5 | 7
Live | 215934839 |  | 12 | 22 | 40940 | 32800 | 28600 | 4.04 | 2.52 | 38000 | 3.58 | 2.02 | 8.5 | 7
Live | 215934831 |  | 12 | 21.5 | 40940 | 32800 | 28600 | 4.04 | 2.52 | 38000 | 3.58 | 2.02 | 8.5 | 7
Live | 215937510 |  | 11.5 | 20.5 | 52325 | 43000 | 38000 | 3.87 | 2.16 | 52500 | 3.06 | 1.9 | 8 | 6.7
Live | 215937509 |  | 11.5 | 20.5 | 52325 | 43000 | 38000 | 3.87 | 2.16 | 52500 | 3.06 | 1.9 | 8 | 6.7
Live | 215677868 |  | 9 | 18.5 | 63250 | 51000 | 41500 | 3.03 | 2.2 | 59500 | 3.12 | 1.9 | 8.5 | 7
Live | 215677860 |  | 9 | 18.5 | 63250 | 51000 | 41500 | 3.03 | 2.2 | 59500 | 3.12 | 1.9 | 8.5 | 7
Live | 215941411 |  | 11.5 | 20.5 | 52325 | 43500 | 38500 | 3.87 | 2.14 | 53000 | 3.02 | 1.9 | 8 | 6.5
Live | 215941410 |  | 11.5 | 20.5 | 52325 | 43500 | 38500 | 3.87 | 2.14 | 53000 | 3.02 | 1.9 | 8 | 6.5
Live | 215681798 |  | 9.5 | 18 | 53475 | 46500 | 37000 | 3.2 | 2.4 | 50000 | 3.4 | 2 | 9 | 7
Live | 215681790 |  | 9.5 | 18 | 54050 | 45500 | 36400 | 3.2 | 2.44 | 50000 | 3.48 | 2 | 9 | 7
Live | 215932610 |  | 11.7 | 20 | 39100 | 29800 | 26000 | 3.94 | 2.4 | 34200 | 3.42 | 2.06 | 9.5 | 7
Live | 215932609 |  | 11.7 | 20 | 39100 | 29800 | 26000 | 3.94 | 2.4 | 34200 | 3.42 | 2.06 | 9.5 | 7
Live | 215940769 |  | 12 | 21.5 | 40710 | 32800 | 28600 | 4.04 | 2.5 | 38000 | 3.56 | 2.04 | 8.5 | 7
Live | 215940761 |  | 12 | 21.5 | 40250 | 32600 | 28200 | 4.04 | 2.48 | 38000 | 3.54 | 2.02 | 8.5 | 7
Live | 215934830 |  | 12 | 21.5 | 40940 | 32800 | 28600 | 4.04 | 2.52 | 38000 | 3.58 | 2.02 | 8.5 | 7
Live | 215934829 |  | 12 | 21.5 | 40940 | 32800 | 28600 | 4.04 | 2.52 | 38000 | 3.58 | 2.02 | 8.5 | 7
Live | 215936590 |  | 11.7 | 21 | 40480 | 33600 | 29400 | 3.94 | 2.44 | 39000 | 3.48 | 2 | 8.5 | 7
Live | 215936589 |  | 11.7 | 21 | 40480 | 33600 | 29400 | 3.94 | 2.44 | 39000 | 3.48 | 2 | 8.5 | 7
Live | 215937501 |  | 11 | 20.5 | 51750 | 43500 | 38000 | 3.71 | 2.14 | 53000 | 3.04 | 1.9 | 8 | 6.5
Live | 215937500 |  | 11 | 20.5 | 51750 | 43500 | 38000 | 3.71 | 2.14 | 53000 | 3.04 | 1.9 | 8 | 6.5
Live | 215677859 |  | 9 | 18.5 | 63250 | 51000 | 41500 | 3.03 | 2.2 | 59500 | 3.12 | 1.9 | 8.5 | 7
Live | 215677858 |  | 9 | 18.5 | 63250 | 51000 | 41500 | 3.03 | 2.2 | 59500 | 3.12 | 1.9 | 8.5 | 7
Live | 215941409 |  | 11.5 | 20.5 | 52325 | 43500 | 38500 | 3.87 | 2.14 | 53000 | 3.02 | 1.9 | 8 | 6.5
Live | 215941401 |  | 11.5 | 20.5 | 52325 | 43500 | 38000 | 3.87 | 2.14 | 53000 | 3.04 | 1.9 | 8 | 6.5
Live | 215681789 |  | 9.5 | 18 | 54050 | 45500 | 36400 | 3.2 | 2.44 | 50000 | 3.48 | 2 | 9 | 7
Live | 215681788 |  | 9.5 | 18 | 54050 | 45500 | 36400 | 3.2 | 2.44 | 50000 | 3.48 | 2 | 9 | 7
Live | 215932601 |  | 11.5 | 20 | 38870 | 30200 | 26400 | 3.87 | 2.36 | 34600 | 3.36 | 1.92 | 9 | 7
Live | 215932600 |  | 11.5 | 20 | 38870 | 30200 | 26400 | 3.87 | 2.36 | 34600 | 3.36 | 1.92 | 9 | 7
Live | 215940760 |  | 12 | 21.5 | 40250 | 32600 | 28200 | 4.04 | 2.48 | 38000 | 3.54 | 2.02 | 8.5 | 7
Live | 215940759 |  | 12 | 21.5 | 40250 | 32600 | 28200 | 4.04 | 2.48 | 38000 | 3.54 | 2.02 | 8.5 | 7
Live | 215934821 |  | 12 | 21.5 | 40710 | 33000 | 29000 | 4.04 | 2.5 | 38500 | 3.54 | 2.02 | 8.5 | 7
Live | 215934820 |  | 12 | 21.5 | 40710 | 33000 | 29000 | 4.04 | 2.5 | 38500 | 3.54 | 2.02 | 8.5 | 7
Live | 215941400 |  | 11.5 | 20.5 | 52325 | 43500 | 38000 | 3.87 | 2.14 | 53000 | 3.04 | 1.9 | 8 | 6.5
Live | 215941399 |  | 11.5 | 20.5 | 52325 | 43500 | 38000 | 3.87 | 2.14 | 53000 | 3.04 | 1.9 | 8 | 6.5
Live | 215937499 |  | 11 | 20.5 | 51750 | 43500 | 38000 | 3.71 | 2.14 | 53000 | 3.04 | 1.9 | 8 | 6.5
Live | 215937491 |  | 11.5 | 21 | 52325 | 43000 | 38000 | 3.87 | 2.16 | 52500 | 3.06 | 1.95 | 8.1 | 6.8
Live | 215936551 |  | 12.5 | 22 | 40940 | 32800 | 28400 | 4.21 | 2.52 | 38500 | 3.58 | 2.04 | 8.5 | 7
Live | 215936550 |  | 12.5 | 22 | 40940 | 32800 | 28400 | 4.21 | 2.52 | 38500 | 3.58 | 2.04 | 8.5 | 7
Live | 215677850 |  | 9 | 18.5 | 63250 | 51000 | 41500 | 3.03 | 2.2 | 59500 | 3.12 | 1.9 | 8.5 | 7
Live | 215677849 |  | 9 | 18.5 | 63250 | 51000 | 41500 | 3.03 | 2.2 | 59500 | 3.12 | 1.9 | 8.5 | 7
Live | 215681780 |  | 10 | 18.5 | 54050 | 45500 | 36200 | 3.37 | 2.46 | 50000 | 3.5 | 2 | 9 | 7.5
Live | 215681779 |  | 10 | 18.5 | 54050 | 45500 | 36200 | 3.37 | 2.46 | 50000 | 3.5 | 2 | 9 | 7.5
Live | 215932599 |  | 11.5 | 20 | 38870 | 30200 | 26400 | 3.87 | 2.36 | 34600 | 3.36 | 1.92 | 9 | 7
Live | 215932591 |  | 12 | 20.5 | 39100 | 29600 | 25800 | 4.05 | 2.42 | 34000 | 3.44 | 2.04 | 9.5 | 7
Live | 215940751 |  | 12 | 21.5 | 40250 | 32400 | 28200 | 4.04 | 2.48 | 38000 | 3.54 | 2.02 | 8.5 | 7
Live | 215940750 |  | 12 | 21.5 | 40250 | 32400 | 28200 | 4.04 | 2.48 | 38000 | 3.54 | 2.02 | 8.5 | 7
Live | 215941391 |  | 11 | 20.5 | 52325 | 43500 | 38500 | 3.7 | 2.14 | 53000 | 3.02 | 1.95 | 8.1 | 6.8
Live | 215941390 |  | 11 | 20.5 | 52325 | 43500 | 38500 | 3.7 | 2.14 | 53000 | 3.02 | 1.95 | 8.1 | 6.8
Live | 215937490 |  | 11.5 | 21 | 52325 | 43000 | 38000 | 3.87 | 2.16 | 52500 | 3.06 | 1.95 | 8.1 | 6.8
Live | 215937489 |  | 11.5 | 21 | 52325 | 43000 | 38000 | 3.87 | 2.16 | 52500 | 3.06 | 1.95 | 8.1 | 6.8
Live | 215934819 |  | 12 | 21.5 | 40710 | 33000 | 29000 | 4.04 | 2.5 | 38500 | 3.54 | 2.02 | 8.5 | 7
Live | 215934811 |  | 11.7 | 21 | 40480 | 33600 | 29400 | 3.94 | 2.44 | 39000 | 3.48 | 2 | 8.5 | 7
Live | 215936549 |  | 12.5 | 22 | 40940 | 32800 | 28400 | 4.21 | 2.52 | 38500 | 3.58 | 2.04 | 8.5 | 7
Live | 215936541 |  | 12.5 | 22 | 40710 | 32800 | 28400 | 4.22 | 2.52 | 38000 | 3.58 | 2.04 | 8.5 | 7
Live | 215677848 |  | 9 | 18.5 | 63250 | 51000 | 41500 | 3.03 | 2.2 | 59500 | 3.12 | 1.9 | 8.5 | 7
Live | 215677840 |  | 8.5 | 18 | 62675 | 51000 | 42000 | 2.87 | 2.18 | 59500 | 3.1 | 1.9 | 8.5 | 7
Live | 215932590 |  | 12 | 20.5 | 39100 | 29600 | 25800 | 4.05 | 2.42 | 34000 | 3.44 | 2.04 | 9.5 | 7
Live | 215932589 |  | 12 | 20.5 | 39100 | 29600 | 25800 | 4.05 | 2.42 | 34000 | 3.44 | 2.04 | 9.5 | 7
Live | 215681778 |  | 10 | 18.5 | 54050 | 45500 | 36200 | 3.37 | 2.46 | 50000 | 3.5 | 2 | 9 | 7.5
Live | 215681770 |  | 9.5 | 18 | 54050 | 45500 | 36400 | 3.2 | 2.44 | 50000 | 3.46 | 2 | 9 | 7
Live | 215940749 |  | 12 | 21.5 | 40250 | 32400 | 28200 | 4.04 | 2.48 | 38000 | 3.54 | 2.02 | 8.5 | 7
Live | 215940741 |  | 12 | 21 | 40250 | 32600 | 28400 | 4.04 | 2.48 | 38500 | 3.52 | 2.04 | 8.5 | 7
Live | 215941389 |  | 11 | 20.5 | 52325 | 43500 | 38500 | 3.7 | 2.14 | 53000 | 3.02 | 1.95 | 8.1 | 6.8
Live | 215941381 |  | 11.5 | 20.5 | 52325 | 43500 | 38000 | 3.87 | 2.14 | 53000 | 3.04 | 1.9 | 8 | 6.5
Live | 215934810 |  | 11.7 | 21 | 40480 | 33600 | 29400 | 3.94 | 2.44 | 39000 | 3.48 | 2 | 8.5 | 7
Live | 215934809 |  | 11.7 | 21 | 40480 | 33600 | 29400 | 3.94 | 2.44 | 39000 | 3.48 | 2 | 8.5 | 7
Live | 215937481 |  | 11.5 | 21 | 52325 | 43000 | 38000 | 3.87 | 2.16 | 52500 | 3.06 | 1.95 | 8.1 | 6.8
Live | 215937480 |  | 11.5 | 21 | 52325 | 43000 | 38000 | 3.87 | 2.16 | 52500 | 3.06 | 1.95 | 8.1 | 6.8
Live | 215936540 |  | 12.5 | 22 | 40710 | 32800 | 28400 | 4.22 | 2.52 | 38000 | 3.58 | 2.04 | 8.5 | 7
Live | 215936539 |  | 12.5 | 22 | 40710 | 32800 | 28400 | 4.22 | 2.52 | 38000 | 3.58 | 2.04 | 8.5 | 7
Live | 215677839 |  | 8.5 | 18 | 62675 | 51000 | 42000 | 2.87 | 2.18 | 59500 | 3.1 | 1.9 | 8.5 | 7
Live | 215677838 |  | 8.5 | 18 | 62675 | 51000 | 42000 | 2.87 | 2.18 | 59500 | 3.1 | 1.9 | 8.5 | 7
Live | 215681769 |  | 9.5 | 18 | 54050 | 45500 | 36400 | 3.2 | 2.44 | 50000 | 3.46 | 2 | 9 | 7
Live | 215681768 |  | 9.5 | 18 | 54050 | 45500 | 36400 | 3.2 | 2.44 | 50000 | 3.46 | 2 | 9 | 7
Live | 215932581 |  | 11.7 | 20 | 39100 | 30000 | 26000 | 3.94 | 2.4 | 34200 | 3.4 | 1.94 | 9 | 7
Live | 215932580 |  | 11.7 | 20 | 39100 | 30000 | 26000 | 3.94 | 2.4 | 34200 | 3.4 | 1.94 | 9 | 7
Live | 215940740 |  | 12 | 21 | 40250 | 32600 | 28400 | 4.04 | 2.48 | 38500 | 3.52 | 2.04 | 8.5 | 7
Live | 215940739 |  | 12 | 21 | 40250 | 32600 | 28400 | 4.04 | 2.48 | 38500 | 3.52 | 2.04 | 8.5 | 7
Live | 215934771 |  | 11.5 | 20.5 | 39790 | 31200 | 27600 | 3.87 | 2.42 | 38000 | 3.44 | 2.06 | 8.5 | 7
Live | 215934770 |  | 11.5 | 20.5 | 39790 | 31200 | 27600 | 3.87 | 2.42 | 38000 | 3.44 | 2.06 | 8.5 | 7
Live | 215941380 |  | 11.5 | 20.5 | 52325 | 43500 | 38000 | 3.87 | 2.14 | 53000 | 3.04 | 1.9 | 8 | 6.5
Live | 215941379 |  | 11.5 | 20.5 | 52325 | 43500 | 38000 | 3.87 | 2.14 | 53000 | 3.04 | 1.9 | 8 | 6.5
Live | 215937479 |  | 11.5 | 21 | 52325 | 43000 | 38000 | 3.87 | 2.16 | 52500 | 3.06 | 1.95 | 8.1 | 6.8
Live | 215937471 |  | 11.5 | 21 | 52325 | 43000 | 38000 | 3.87 | 2.16 | 52500 | 3.06 | 1.95 | 8.1 | 6.8
Live | 215677830 |  | 8 | 17.5 | 62100 | 52000 | 42500 | 2.7 | 2.14 | 60500 | 3.02 | 1.86 | 8.5 | 7
Live | 215677829 |  | 8 | 17.5 | 62100 | 52000 | 42500 | 2.7 | 2.14 | 60500 | 3.02 | 1.86 | 8.5 | 7
Live | 215936531 |  | 12.5 | 22 | 40710 | 32800 | 28400 | 4.22 | 2.5 | 38000 | 3.56 | 2.04 | 8.5 | 7
Live | 215936530 |  | 12.5 | 22 | 40710 | 32800 | 28400 | 4.22 | 2.5 | 38000 | 3.56 | 2.04 | 8.5 | 7
Live | 215940731 |  | 12 | 21 | 40250 | 32600 | 28400 | 4.04 | 2.48 | 38500 | 3.52 | 2.04 | 8.5 | 7
Live | 215940730 |  | 12 | 21 | 40250 | 32600 | 28400 | 4.04 | 2.48 | 38500 | 3.52 | 2.04 | 8.5 | 7
Live | 215681760 |  | 9.5 | 18 | 54050 | 45500 | 36400 | 3.2 | 2.44 | 50000 | 3.46 | 2 | 9 | 7
Live | 215681759 |  | 9.5 | 18 | 54050 | 45500 | 36400 | 3.2 | 2.44 | 50000 | 3.46 | 2 | 9 | 7
Live | 215932579 |  | 11.7 | 20 | 39100 | 30000 | 26000 | 3.94 | 2.4 | 34200 | 3.4 | 1.94 | 9 | 7
Live | 215932571 |  | 12 | 20.5 | 39100 | 29800 | 25800 | 4.05 | 2.42 | 34000 | 3.44 | 2.06 | 9.5 | 7
Live | 215937470 |  | 11.5 | 21 | 52325 | 43000 | 38000 | 3.87 | 2.16 | 52500 | 3.06 | 1.95 | 8.1 | 6.8
Live | 215937469 |  | 11.5 | 21 | 52325 | 43000 | 38000 | 3.87 | 2.16 | 52500 | 3.06 | 1.95 | 8.1 | 6.8
Live | 215934769 |  | 11.5 | 20.5 | 39790 | 31200 | 27600 | 3.87 | 2.42 | 38000 | 3.44 | 2.06 | 8.5 | 7
Live | 215934761 |  | 11 | 20.5 | 39560 | 31400 | 27600 | 3.7 | 2.42 | 38000 | 3.44 | 2.08 | 8.5 | 7
Live | 215941371 |  | 11 | 20.5 | 52325 | 43500 | 38500 | 3.7 | 2.14 | 53000 | 3.02 | 1.9 | 8 | 6.5
Live | 215941370 |  | 11 | 20.5 | 52325 | 43500 | 38500 | 3.7 | 2.14 | 53000 | 3.02 | 1.9 | 8 | 6.5
Live | 215936529 |  | 12.5 | 22 | 40710 | 32800 | 28400 | 4.22 | 2.5 | 38000 | 3.56 | 2.04 | 8.5 | 7
Live | 215936521 |  | 12.5 | 22 | 40710 | 32800 | 28400 | 4.22 | 2.52 | 38000 | 3.58 | 2.04 | 8.5 | 7
Live | 215677828 |  | 8 | 17.5 | 62100 | 52000 | 42500 | 2.7 | 2.14 | 60500 | 3.02 | 1.86 | 8.5 | 7
Live | 215677820 |  | 9 | 18.5 | 63250 | 50500 | 41500 | 3.03 | 2.22 | 59000 | 3.16 | 2.04 | 8.5 | 7
Live | 215940729 |  | 12 | 21 | 40250 | 32600 | 28400 | 4.04 | 2.48 | 38500 | 3.52 | 2.04 | 8.5 | 7
Live | 215940721 |  | 12.5 | 22 | 40940 | 32800 | 28400 | 4.21 | 2.52 | 38000 | 3.58 | 2.04 | 8.5 | 7
Live | 215681758 |  | 9.5 | 18 | 54050 | 45500 | 36400 | 3.2 | 2.44 | 50000 | 3.46 | 2 | 9 | 7
Live | 215681750 |  | 9.5 | 16.5 | 52325 | 42000 | 33800 | 3.2 | 2.48 | 48000 | 3.52 | 2.08 | 8.5 | 7
Live | 215932570 |  | 12 | 20.5 | 39100 | 29800 | 25800 | 4.05 | 2.42 | 34000 | 3.44 | 2.06 | 9.5 | 7
Live | 215932569 |  | 12 | 20.5 | 39100 | 29800 | 25800 | 4.05 | 2.42 | 34000 | 3.44 | 2.06 | 9.5 | 7
Live | 215941369 |  | 11 | 20.5 | 52325 | 43500 | 38500 | 3.7 | 2.14 | 53000 | 3.02 | 1.9 | 8 | 6.5
Live | 215937461 |  | 11 | 20.5 | 51750 | 43500 | 38500 | 3.71 | 2.14 | 53000 | 3.02 | 1.9 | 8 | 6.5
Live | 215937460 |  | 11 | 20.5 | 51750 | 43500 | 38500 | 3.71 | 2.14 | 53000 | 3.02 | 1.9 | 8 | 6.5
Live | 215934760 |  | 11 | 20.5 | 39560 | 31400 | 27600 | 3.7 | 2.42 | 38000 | 3.44 | 2.08 | 8.5 | 7
Live | 215934759 |  | 11 | 20.5 | 39560 | 31400 | 27600 | 3.7 | 2.42 | 38000 | 3.44 | 2.08 | 8.5 | 7
Live | 215936520 |  | 12.5 | 22 | 40710 | 32800 | 28400 | 4.22 | 2.52 | 38000 | 3.58 | 2.04 | 8.5 | 7
Live | 215936519 |  | 12.5 | 22 | 40710 | 32800 | 28400 | 4.22 | 2.52 | 38000 | 3.58 | 2.04 | 8.5 | 7
Live | 215681749 |  | 9.5 | 16.5 | 52325 | 42000 | 33800 | 3.2 | 2.48 | 48000 | 3.52 | 2.08 | 8.5 | 7
Live | 215681748 |  | 9.5 | 16.5 | 52325 | 42000 | 33800 | 3.2 | 2.48 | 48000 | 3.52 | 2.08 | 8.5 | 7
Live | 215677819 |  | 9 | 18.5 | 63250 | 50500 | 41500 | 3.03 | 2.22 | 59000 | 3.16 | 2.04 | 8.5 | 7
Live | 215677818 |  | 9 | 18.5 | 63250 | 50500 | 41500 | 3.03 | 2.22 | 59000 | 3.16 | 2.04 | 8.5 | 7
Live | 215940720 |  | 12.5 | 22 | 40940 | 32800 | 28400 | 4.21 | 2.52 | 38000 | 3.58 | 2.04 | 8.5 | 7
Live | 215940719 |  | 12.5 | 22 | 40940 | 32800 | 28400 | 4.21 | 2.52 | 38000 | 3.58 | 2.04 | 8.5 | 7
Live | 215932561 |  | 12 | 20.5 | 39100 | 29800 | 25800 | 4.05 | 2.42 | 34000 | 3.44 | 2.04 | 9.5 | 7
Live | 215932560 |  | 12 | 20.5 | 39100 | 29800 | 25800 | 4.05 | 2.42 | 34000 | 3.44 | 2.04 | 9.5 | 7
Live | 215937459 |  | 11 | 20.5 | 51750 | 43500 | 38500 | 3.71 | 2.14 | 53000 | 3.02 | 1.9 | 8 | 6.5
Live | 215937441 |  | 11.5 | 20.5 | 52325 | 43500 | 38000 | 3.87 | 2.14 | 53000 | 3.04 | 1.9 | 8 | 6.5
Live | 215681740 |  | 9.5 | 16.5 | 52325 | 42000 | 33800 | 3.2 | 2.48 | 48000 | 3.52 | 2.08 | 8.5 | 7
Live | 215681739 |  | 9.5 | 16.5 | 52325 | 42000 | 33800 | 3.2 | 2.48 | 48000 | 3.52 | 2.08 | 8.5 | 7
Live | 215936511 |  | 12 | 21.5 | 40710 | 32800 | 28400 | 4.04 | 2.5 | 38000 | 3.56 | 2.04 | 8.5 | 7
Live | 215936510 |  | 12 | 21.5 | 40710 | 32800 | 28400 | 4.04 | 2.5 | 38000 | 3.56 | 2.04 | 8.5 | 7
Live | 215934751 |  | 11 | 20.5 | 39100 | 30400 | 27000 | 3.71 | 2.38 | 38000 | 3.36 | 1.95 | 8.1 | 6.75
Live | 215934750 |  | 11 | 20.5 | 39100 | 30400 | 27000 | 3.71 | 2.38 | 38000 | 3.36 | 1.95 | 8.1 | 6.75
Live | 215940711 |  | 12.5 | 22 | 40940 | 32800 | 28400 | 4.21 | 2.52 | 38000 | 3.58 | 2.04 | 8.5 | 7
Live | 215940710 |  | 12.5 | 22 | 40940 | 32800 | 28400 | 4.21 | 2.52 | 38000 | 3.58 | 2.04 | 8.5 | 7
Live | 215677810 |  | 8.5 | 18 | 62675 | 51000 | 42000 | 2.87 | 2.2 | 59500 | 3.1 | 1.9 | 8.5 | 7
Live | 215677809 |  | 8.5 | 18 | 62675 | 51000 | 42000 | 2.87 | 2.2 | 59500 | 3.1 | 1.9 | 8.5 | 7
Live | 215937440 |  | 11.5 | 20.5 | 52325 | 43500 | 38000 | 3.87 | 2.14 | 53000 | 3.04 | 1.9 | 8 | 6.5
Live | 215932559 |  | 12 | 20.5 | 39100 | 29800 | 25800 | 4.05 | 2.42 | 34000 | 3.44 | 2.04 | 9.5 | 7
Live | 215932551 |  | 12 | 20.5 | 39100 | 29800 | 25800 | 4.05 | 2.42 | 34000 | 3.44 | 2.06 | 9.5 | 7
Live | 215681738 |  | 9.5 | 16.5 | 52325 | 42000 | 33800 | 3.2 | 2.48 | 48000 | 3.52 | 2.08 | 8.5 | 7
Live | 215681730 |  | 9.5 | 16.5 | 52325 | 42000 | 33800 | 3.2 | 2.48 | 48000 | 3.52 | 2.06 | 8.5 | 7
Live | 215934749 |  | 11 | 20.5 | 39100 | 30400 | 27000 | 3.71 | 2.38 | 38000 | 3.36 | 1.95 | 8.1 | 6.75
Live | 215934741 |  | 11 | 20 | 39100 | 30600 | 27000 | 3.71 | 2.36 | 38000 | 3.36 | 2 | 8.1 | 6.5
Live | 215936509 |  | 12 | 21.5 | 40710 | 32800 | 28400 | 4.04 | 2.5 | 38000 | 3.56 | 2.04 | 8.5 | 7
Live | 215936501 |  | 12 | 21 | 40480 | 33200 | 28800 | 4.05 | 2.46 | 38500 | 3.5 | 2.02 | 8.5 | 7
Live | 215940709 |  | 12.5 | 22 | 40940 | 32800 | 28400 | 4.21 | 2.52 | 38000 | 3.58 | 2.04 | 8.5 | 7
Live | 215940701 |  | 12 | 21.5 | 40710 | 32800 | 28600 | 4.04 | 2.5 | 38000 | 3.56 | 2.04 | 8.5 | 7
Live | 215677808 |  | 8.5 | 18 | 62675 | 51000 | 42000 | 2.87 | 2.2 | 59500 | 3.1 | 1.9 | 8.5 | 7
Live | 215677800 |  | 9 | 18.5 | 63825 | 50500 | 41500 | 3.03 | 2.22 | 59000 | 3.16 | 2.02 | 9 | 7
Live | 215932550 |  | 12 | 20.5 | 39100 | 29800 | 25800 | 4.05 | 2.42 | 34000 | 3.44 | 2.06 | 9.5 | 7
Live | 215932549 |  | 12 | 20.5 | 39100 | 29800 | 25800 | 4.05 | 2.42 | 34000 | 3.44 | 2.06 | 9.5 | 7
Live | 215681729 |  | 9.5 | 16.5 | 52325 | 42000 | 33800 | 3.2 | 2.48 | 48000 | 3.52 | 2.06 | 8.5 | 7
Live | 215681728 |  | 9.5 | 16.5 | 52325 | 42000 | 33800 | 3.2 | 2.48 | 48000 | 3.52 | 2.06 | 8.5 | 7
Live | 215934740 |  | 11 | 20 | 39100 | 30600 | 27000 | 3.71 | 2.36 | 38000 | 3.36 | 2 | 8.1 | 6.5
Live | 215934739 |  | 11 | 20 | 39100 | 30600 | 27000 | 3.71 | 2.36 | 38000 | 3.36 | 2 | 8.1 | 6.5
Live | 215940700 |  | 12 | 21.5 | 40710 | 32800 | 28600 | 4.04 | 2.5 | 38000 | 3.56 | 2.04 | 8.5 | 7
Live | 215940699 |  | 12 | 21.5 | 40710 | 32800 | 28600 | 4.04 | 2.5 | 38000 | 3.56 | 2.04 | 8.5 | 7
Live | 215936500 |  | 12 | 21 | 40480 | 33200 | 28800 | 4.05 | 2.46 | 38500 | 3.5 | 2.02 | 8.5 | 7
Live | 215936499 |  | 12 | 21 | 40480 | 33200 | 28800 | 4.05 | 2.46 | 38500 | 3.5 | 2.02 | 8.5 | 7
Live | 215932541 |  | 11.7 | 20.5 | 39100 | 30000 | 26000 | 3.94 | 2.4 | 34200 | 3.4 | 2.04 | 9.5 | 7
Live | 215932540 |  | 11.7 | 20.5 | 39100 | 30000 | 26000 | 3.94 | 2.4 | 34200 | 3.4 | 2.04 | 9.5 | 7
Live | 215677799 |  | 9 | 18.5 | 63825 | 50500 | 41500 | 3.03 | 2.22 | 59000 | 3.16 | 2.02 | 9 | 7
Live | 215677798 |  | 9 | 18.5 | 63825 | 50500 | 41500 | 3.03 | 2.22 | 59000 | 3.16 | 2.02 | 9 | 7
Live | 215681720 |  | 9 | 16 | 51750 | 42500 | 34200 | 3.03 | 2.44 | 48500 | 3.46 | 1.94 | 8.5 | 7
Live | 215681719 |  | 9 | 16 | 51750 | 42500 | 34200 | 3.03 | 2.44 | 48500 | 3.46 | 1.94 | 8.5 | 7
Live | 215932539 |  | 11.7 | 20.5 | 39100 | 30000 | 26000 | 3.94 | 2.4 | 34200 | 3.4 | 2.04 | 9.5 | 7
Live | 215932521 |  | 11 | 20 | 38180 | 30600 | 26600 | 3.71 | 2.38 | 34800 | 3.38 | 2.02 | 9.5 | 7.5
Live | 215934731 |  | 11 | 20 | 39100 | 30600 | 27200 | 3.71 | 2.36 | 38000 | 3.34 | 2 | 8.1 | 6.75
Live | 215934730 |  | 11 | 20 | 39100 | 30600 | 27200 | 3.71 | 2.36 | 38000 | 3.34 | 2 | 8.1 | 6.75
Live | 215940691 |  | 12 | 21.5 | 40710 | 32800 | 28600 | 4.04 | 2.5 | 38000 | 3.56 | 2.04 | 8.5 | 7
Live | 215940690 |  | 12 | 21.5 | 40710 | 32800 | 28600 | 4.04 | 2.5 | 38000 | 3.56 | 2.04 | 8.5 | 7
Live | 215936491 |  | 12.5 | 22 | 40940 | 32600 | 28400 | 4.21 | 2.52 | 38000 | 3.58 | 2.06 | 8.5 | 7
Live | 215936490 |  | 12.5 | 22 | 40940 | 32600 | 28400 | 4.21 | 2.52 | 38000 | 3.58 | 2.06 | 8.5 | 7
Live | 215677790 |  | 9 | 18.5 | 63250 | 51000 | 41500 | 3.03 | 2.22 | 59000 | 3.14 | 2.02 | 9 | 7
Live | 215677789 |  | 9 | 18.5 | 63250 | 51000 | 41500 | 3.03 | 2.22 | 59000 | 3.14 | 2.02 | 9 | 7
Live | 215681718 |  | 9 | 16 | 51750 | 42500 | 34200 | 3.03 | 2.44 | 48500 | 3.46 | 1.94 | 8.5 | 7
Live | 215681710 |  | 9.5 | 16.5 | 52325 | 42000 | 33800 | 3.2 | 2.48 | 48000 | 3.54 | 2.08 | 8.5 | 7
Live | 215932520 |  | 11 | 20 | 38180 | 30600 | 26600 | 3.71 | 2.38 | 34800 | 3.38 | 2.02 | 9.5 | 7.5
Live | 215932519 |  | 11 | 20 | 38180 | 30600 | 26600 | 3.71 | 2.38 | 34800 | 3.38 | 2.02 | 9.5 | 7.5
Live | 215934729 |  | 11 | 20 | 39100 | 30600 | 27200 | 3.71 | 2.36 | 38000 | 3.34 | 2 | 8.1 | 6.75
Live | 215934721 |  | 11 | 20 | 39100 | 30600 | 27200 | 3.71 | 2.36 | 38000 | 3.34 | 2 | 8.1 | 6.5
Live | 215940689 |  | 12 | 21.5 | 40710 | 32800 | 28600 | 4.04 | 2.5 | 38000 | 3.56 | 2.04 | 8.5 | 7
Live | 215940681 |  | 12 | 21 | 39560 | 32000 | 28000 | 4.04 | 2.44 | 38500 | 3.46 | 2.06 | 8.5 | 7
Live | 215936489 |  | 12.5 | 22 | 40940 | 32600 | 28400 | 4.21 | 2.52 | 38000 | 3.58 | 2.06 | 8.5 | 7
Live | 215936481 |  | 12 | 21.5 | 40710 | 32800 | 28600 | 4.04 | 2.5 | 38000 | 3.54 | 2.04 | 8.5 | 7
Live | 215677788 |  | 9 | 18.5 | 63250 | 51000 | 41500 | 3.03 | 2.22 | 59000 | 3.14 | 2.02 | 9 | 7
Live | 215677780 |  | 9 | 18.5 | 63250 | 50500 | 41500 | 3.03 | 2.22 | 59000 | 3.16 | 2.04 | 9 | 7
Live | 215932511 |  | 11 | 19.5 | 37950 | 29800 | 26000 | 3.71 | 2.4 | 34000 | 3.42 | 2.04 | 9.5 | 7.5
Live | 215932510 |  | 11 | 19.5 | 37950 | 29800 | 26000 | 3.71 | 2.4 | 34000 | 3.42 | 2.04 | 9.5 | 7.5
Live | 215681709 |  | 9.5 | 16.5 | 52325 | 42000 | 33800 | 3.2 | 2.48 | 48000 | 3.54 | 2.08 | 8.5 | 7
Live | 215681708 |  | 9.5 | 16.5 | 52325 | 42000 | 33800 | 3.2 | 2.48 | 48000 | 3.54 | 2.08 | 8.5 | 7
Live | 215934720 |  | 11 | 20 | 39100 | 30600 | 27200 | 3.71 | 2.36 | 38000 | 3.34 | 2 | 8.1 | 6.5
Live | 215934719 |  | 11 | 20 | 39100 | 30600 | 27200 | 3.71 | 2.36 | 38000 | 3.34 | 2 | 8.1 | 6.5
Live | 215677779 |  | 9 | 18.5 | 63250 | 50500 | 41500 | 3.03 | 2.22 | 59000 | 3.16 | 2.04 | 9 | 7
Live | 215677778 |  | 9 | 18.5 | 63250 | 50500 | 41500 | 3.03 | 2.22 | 59000 | 3.16 | 2.04 | 9 | 7
Live | 215936480 |  | 12 | 21.5 | 40710 | 32800 | 28600 | 4.04 | 2.5 | 38000 | 3.54 | 2.04 | 8.5 | 7
Live | 215936479 |  | 12 | 21.5 | 40710 | 32800 | 28600 | 4.04 | 2.5 | 38000 | 3.54 | 2.04 | 8.5 | 7
Live | 215932509 |  | 11 | 19.5 | 37950 | 29800 | 26000 | 3.71 | 2.4 | 34000 | 3.42 | 2.04 | 9.5 | 7.5
Live | 215932501 |  | 11.5 | 20 | 38410 | 30200 | 26400 | 3.88 | 2.42 | 34600 | 3.44 | 2.02 | 9.5 | 7.5
Live | 215681700 |  | 9.5 | 17 | 52325 | 42000 | 33600 | 3.2 | 2.52 | 48000 | 3.56 | 2.06 | 8.5 | 7
Live | 215681699 |  | 9.5 | 17 | 52325 | 42000 | 33600 | 3.2 | 2.52 | 48000 | 3.56 | 2.06 | 8.5 | 7
Live | 215934711 |  | 11.7 | 21 | 40480 | 32000 | 28000 | 3.94 | 2.5 | 38000 | 3.54 | 2.06 | 8.5 | 7
Live | 215934710 |  | 11.7 | 21 | 40480 | 32000 | 28000 | 3.94 | 2.5 | 38000 | 3.54 | 2.06 | 8.5 | 7
Live | 215932500 |  | 11.5 | 20 | 38410 | 30200 | 26400 | 3.88 | 2.42 | 34600 | 3.44 | 2.02 | 9.5 | 7.5
Live | 215932499 |  | 11.5 | 20 | 38410 | 30200 | 26400 | 3.88 | 2.42 | 34600 | 3.44 | 2.02 | 9.5 | 7.5
Live | 215677770 |  | 8.5 | 18 | 62675 | 51500 | 42000 | 2.87 | 2.18 | 59500 | 3.1 | 1.88 | 8.5 | 7
Live | 215677769 |  | 8.5 | 18 | 62675 | 51500 | 42000 | 2.87 | 2.18 | 59500 | 3.1 | 1.88 | 8.5 | 7
Live | 215936471 |  | 12.5 | 22 | 40940 | 32600 | 28400 | 4.21 | 2.52 | 38000 | 3.58 | 2.04 | 8.5 | 7
Live | 215936470 |  | 12.5 | 22 | 40940 | 32600 | 28400 | 4.21 | 2.52 | 38000 | 3.58 | 2.04 | 8.5 | 7
Live | 215681698 |  | 9.5 | 17 | 52325 | 42000 | 33600 | 3.2 | 2.52 | 48000 | 3.56 | 2.06 | 8.5 | 7
Live | 215681690 |  | 9.5 | 17 | 52325 | 42000 | 33800 | 3.2 | 2.48 | 48000 | 3.52 | 2.08 | 8.5 | 7
Live | 215934709 |  | 11.7 | 21 | 40480 | 32000 | 28000 | 3.94 | 2.5 | 38000 | 3.54 | 2.06 | 8.5 | 7
Live | 215934701 |  | 11.5 | 19.5 | 38870 | 29200 | 26600 | 3.87 | 2.3 | 37200 | 3.26 | 2.02 | 8.1 | 6.85
Live | 215932491 |  | 11 | 19.5 | 38180 | 30800 | 26800 | 3.71 | 2.36 | 35000 | 3.36 | 2.02 | 9.5 | 7.5
Live | 215932490 |  | 11 | 19.5 | 38180 | 30800 | 26800 | 3.71 | 2.36 | 35000 | 3.36 | 2.02 | 9.5 | 7.5
Live | 215677768 |  | 8.5 | 18 | 62675 | 51500 | 42000 | 2.87 | 2.18 | 59500 | 3.1 | 1.88 | 8.5 | 7
Live | 215677740 |  | 9.5 | 18.5 | 66125 | 56000 | 44500 | 3.2 | 2.42 | 64000 | 3.44 | 2.1 | 9 | 7
Live | 215936469 |  | 12.5 | 22 | 40940 | 32600 | 28400 | 4.21 | 2.52 | 38000 | 3.58 | 2.04 | 8.5 | 7
Live | 215936461 |  | 12.5 | 22 | 40940 | 32800 | 28400 | 4.21 | 2.52 | 38000 | 3.58 | 2.04 | 8.5 | 7
Live | 215681689 |  | 9.5 | 17 | 52325 | 42000 | 33800 | 3.2 | 2.48 | 48000 | 3.52 | 2.08 | 8.5 | 7
Live | 215681688 |  | 9.5 | 17 | 52325 | 42000 | 33800 | 3.2 | 2.48 | 48000 | 3.52 | 2.08 | 8.5 | 7
Live | 215934700 |  | 11.5 | 19.5 | 38870 | 29200 | 26600 | 3.87 | 2.3 | 37200 | 3.26 | 2.02 | 8.1 | 6.85
Live | 215934699 |  | 11.5 | 19.5 | 38870 | 29200 | 26600 | 3.87 | 2.3 | 37200 | 3.26 | 2.02 | 8.1 | 6.85
Live | 215932489 |  | 11 | 19.5 | 38180 | 30800 | 26800 | 3.71 | 2.36 | 35000 | 3.36 | 2.02 | 9.5 | 7.5
Live | 215932481 |  | 11 | 19.5 | 38180 | 30600 | 26800 | 3.71 | 2.38 | 35000 | 3.36 | 2.02 | 9.5 | 7.5
Live | 215677739 |  | 9.5 | 18.5 | 66125 | 56000 | 44500 | 3.2 | 2.42 | 64000 | 3.44 | 2.1 | 9 | 7
Live | 215677738 |  | 9.5 | 18.5 | 66125 | 56000 | 44500 | 3.2 | 2.42 | 64000 | 3.44 | 2.1 | 9 | 7
Live | 215936460 |  | 12.5 | 22 | 40940 | 32800 | 28400 | 4.21 | 2.52 | 38000 | 3.58 | 2.04 | 8.5 | 7
Live | 215936459 |  | 12.5 | 22 | 40940 | 32800 | 28400 | 4.21 | 2.52 | 38000 | 3.58 | 2.04 | 8.5 | 7
Live | 215681680 |  | 9.5 | 16.5 | 52325 | 42000 | 33800 | 3.2 | 2.48 | 48000 | 3.52 | 2.08 | 8.5 | 7
Live | 215681679 |  | 9.5 | 16.5 | 52325 | 42000 | 33800 | 3.2 | 2.48 | 48000 | 3.52 | 2.08 | 8.5 | 7
Live | 215934691 |  | 11.5 | 21 | 40250 | 32200 | 28000 | 3.88 | 2.48 | 38000 | 3.52 | 2.06 | 8.5 | 7
Live | 215934690 |  | 11.5 | 21 | 40250 | 32200 | 28000 | 3.88 | 2.48 | 38000 | 3.52 | 2.06 | 8.5 | 7
Live | 215932480 |  | 11 | 19.5 | 38180 | 30600 | 26800 | 3.71 | 2.38 | 35000 | 3.36 | 2.02 | 9.5 | 7.5
Live | 215932479 |  | 11 | 19.5 | 38180 | 30600 | 26800 | 3.71 | 2.38 | 35000 | 3.36 | 2.02 | 9.5 | 7.5
Live | 215936451 |  | 12.5 | 22 | 40940 | 32600 | 28400 | 4.21 | 2.52 | 38000 | 3.58 | 2.04 | 8.5 | 7
Live | 215936450 |  | 12.5 | 22 | 40940 | 32600 | 28400 | 4.21 | 2.52 | 38000 | 3.58 | 2.04 | 8.5 | 7
Live | 215677730 |  | 9.5 | 18.5 | 66125 | 56000 | 44500 | 3.2 | 2.42 | 64000 | 3.42 | 2.08 | 9 | 7
Live | 215677729 |  | 9.5 | 18.5 | 66125 | 56000 | 44500 | 3.2 | 2.42 | 64000 | 3.42 | 2.08 | 9 | 7
Live | 215681678 |  | 9.5 | 16.5 | 52325 | 42000 | 33800 | 3.2 | 2.48 | 48000 | 3.52 | 2.08 | 8.5 | 7
Live | 215681670 |  | 9.5 | 16.5 | 52325 | 42000 | 33800 | 3.2 | 2.48 | 48000 | 3.52 | 2.06 | 8.5 | 7
Live | 215934689 |  | 11.5 | 21 | 40250 | 32200 | 28000 | 3.88 | 2.48 | 38000 | 3.52 | 2.06 | 8.5 | 7
Live | 215932471 |  | 11 | 19.5 | 37950 | 29800 | 26000 | 3.71 | 2.4 | 34000 | 3.4 | 2.04 | 9.5 | 7.5
Live | 215932470 |  | 11 | 19.5 | 37950 | 29800 | 26000 | 3.71 | 2.4 | 34000 | 3.4 | 2.04 | 9.5 | 7.5
Live | 215936449 |  | 12.5 | 22 | 40940 | 32600 | 28400 | 4.21 | 2.52 | 38000 | 3.58 | 2.04 | 8.5 | 7
Live | 215936441 |  | 12 | 21.5 | 40710 | 32800 | 28600 | 4.04 | 2.5 | 38000 | 3.54 | 2.04 | 8.5 | 7
Live | 215677728 |  | 9.5 | 18.5 | 66125 | 56000 | 44500 | 3.2 | 2.42 | 64000 | 3.42 | 2.08 | 9 | 7
Live | 215677720 |  | 9.5 | 18.5 | 66125 | 56000 | 44500 | 3.2 | 2.42 | 64000 | 3.42 | 2.08 | 9 | 7
Live | 215681669 |  | 9.5 | 16.5 | 52325 | 42000 | 33800 | 3.2 | 2.48 | 48000 | 3.52 | 2.06 | 8.5 | 7
Live | 215681668 |  | 9.5 | 16.5 | 52325 | 42000 | 33800 | 3.2 | 2.48 | 48000 | 3.52 | 2.06 | 8.5 | 7
Live | 215932469 |  | 11 | 19.5 | 37950 | 29800 | 26000 | 3.71 | 2.4 | 34000 | 3.4 | 2.04 | 9.5 | 7.5
Live | 215932461 |  | 11 | 19.5 | 38180 | 30600 | 26800 | 3.71 | 2.38 | 35000 | 3.36 | 2.02 | 9.5 | 7.5
Live | 215936440 |  | 12 | 21.5 | 40710 | 32800 | 28600 | 4.04 | 2.5 | 38000 | 3.54 | 2.04 | 8.5 | 7
Live | 215936439 |  | 12 | 21.5 | 40710 | 32800 | 28600 | 4.04 | 2.5 | 38000 | 3.54 | 2.04 | 8.5 | 7
Live | 215677719 |  | 9.5 | 18.5 | 66125 | 56000 | 44500 | 3.2 | 2.42 | 64000 | 3.42 | 2.08 | 9 | 7
Live | 215677718 |  | 9.5 | 18.5 | 66125 | 56000 | 44500 | 3.2 | 2.42 | 64000 | 3.42 | 2.08 | 9 | 7
Live | 215681660 |  | 9 | 16 | 51750 | 43000 | 34200 | 3.03 | 2.46 | 49500 | 3.5 | 2.06 | 8.5 | 7
Live | 215681659 |  | 9 | 16 | 51750 | 43000 | 34200 | 3.03 | 2.46 | 49500 | 3.5 | 2.06 | 8.5 | 7
Live | 215934671 |  | 11.5 | 20.5 | 40020 | 31800 | 28000 | 3.87 | 2.46 | 38000 | 3.48 | 2.08 | 8.5 | 7
Live | 215934670 |  | 11.5 | 20.5 | 40020 | 31800 | 28000 | 3.87 | 2.46 | 38000 | 3.48 | 2.08 | 8.5 | 7
Live | 215932460 |  | 11 | 19.5 | 38180 | 30600 | 26800 | 3.71 | 2.38 | 35000 | 3.36 | 2.02 | 9.5 | 7.5
Live | 215932459 |  | 11 | 19.5 | 38180 | 30600 | 26800 | 3.71 | 2.38 | 35000 | 3.36 | 2.02 | 9.5 | 7.5
Live | 215936421 |  | 12 | 21.5 | 40250 | 32600 | 28200 | 4.04 | 2.48 | 38000 | 3.54 | 2.02 | 8.5 | 7
Live | 215936420 |  | 12 | 21.5 | 40250 | 32600 | 28200 | 4.04 | 2.48 | 38000 | 3.54 | 2.02 | 8.5 | 7
Live | 215677710 |  | 9.5 | 18.5 | 66125 | 56000 | 44500 | 3.2 | 2.42 | 64000 | 3.42 | 2.08 | 9 | 7
Live | 215677709 |  | 9.5 | 18.5 | 66125 | 56000 | 44500 | 3.2 | 2.42 | 64000 | 3.42 | 2.08 | 9 | 7
Live | 215681658 |  | 9 | 16 | 51750 | 43000 | 34200 | 3.03 | 2.46 | 49500 | 3.5 | 2.06 | 8.5 | 7
Live | 215681650 |  | 9 | 16 | 51750 | 43000 | 34200 | 3.03 | 2.46 | 49500 | 3.5 | 2.04 | 8.5 | 7
Live | 215934669 |  | 11.5 | 20.5 | 40020 | 31800 | 28000 | 3.87 | 2.46 | 38000 | 3.48 | 2.08 | 8.5 | 7
Live | 215934661 |  | 11 | 20 | 39100 | 30600 | 27200 | 3.71 | 2.36 | 38000 | 3.34 | 2 | 8.1 | 6.75
Live | 215932451 |  | 11.7 | 20.5 | 38410 | 30200 | 26200 | 3.95 | 2.44 | 34400 | 3.46 | 2.04 | 9.5 | 7.5
Live | 215932450 |  | 11.7 | 20.5 | 38410 | 30200 | 26200 | 3.95 | 2.44 | 34400 | 3.46 | 2.04 | 9.5 | 7.5
Live | 215677708 |  | 9.5 | 18.5 | 66125 | 56000 | 44500 | 3.2 | 2.42 | 64000 | 3.42 | 2.08 | 9 | 7
Live | 215677700 |  | 9 | 18.5 | 66125 | 56500 | 45000 | 3.03 | 2.4 | 64000 | 3.42 | 2.06 | 9 | 7
Live | 215936419 |  | 12 | 21.5 | 40250 | 32600 | 28200 | 4.04 | 2.48 | 38000 | 3.54 | 2.02 | 8.5 | 7
Live | 215936411 |  | 12 | 21.5 | 40250 | 32400 | 28200 | 4.04 | 2.48 | 38000 | 3.54 | 2.02 | 8.5 | 7
Live | 215681649 |  | 9 | 16 | 51750 | 43000 | 34200 | 3.03 | 2.46 | 49500 | 3.5 | 2.04 | 8.5 | 7
Live | 215681648 |  | 9 | 16 | 51750 | 43000 | 34200 | 3.03 | 2.46 | 49500 | 3.5 | 2.04 | 8.5 | 7
Live | 215934660 |  | 11 | 20 | 39100 | 30600 | 27200 | 3.71 | 2.36 | 38000 | 3.34 | 2 | 8.1 | 6.75
Live | 215934659 |  | 11 | 20 | 39100 | 30600 | 27200 | 3.71 | 2.36 | 38000 | 3.34 | 2 | 8.1 | 6.75
Live | 215932449 |  | 11.7 | 20.5 | 38410 | 30200 | 26200 | 3.95 | 2.44 | 34400 | 3.46 | 2.04 | 9.5 | 7.5
Live | 215932441 |  | 11.7 | 20 | 38410 | 30200 | 26400 | 3.95 | 2.44 | 34600 | 3.46 | 2.04 | 9.5 | 7.5
Live | 215936410 |  | 12 | 21.5 | 40250 | 32400 | 28200 | 4.04 | 2.48 | 38000 | 3.54 | 2.02 | 8.5 | 7
Live | 215936409 |  | 12 | 21.5 | 40250 | 32400 | 28200 | 4.04 | 2.48 | 38000 | 3.54 | 2.02 | 8.5 | 7
Live | 215677699 |  | 9 | 18.5 | 66125 | 56500 | 45000 | 3.03 | 2.4 | 64000 | 3.42 | 2.06 | 9 | 7
Live | 215677698 |  | 9 | 18.5 | 66125 | 56500 | 45000 | 3.03 | 2.4 | 64000 | 3.42 | 2.06 | 9 | 7
Live | 215934651 |  | 11 | 20 | 39100 | 30600 | 27200 | 3.71 | 2.36 | 38000 | 3.34 | 2 | 8.1 | 6.5
Live | 215934650 |  | 11 | 20 | 39100 | 30600 | 27200 | 3.71 | 2.36 | 38000 | 3.34 | 2 | 8.1 | 6.5
Live | 215932440 |  | 11.7 | 20 | 38410 | 30200 | 26400 | 3.95 | 2.44 | 34600 | 3.46 | 2.04 | 9.5 | 7.5
Live | 215932439 |  | 11.7 | 20 | 38410 | 30200 | 26400 | 3.95 | 2.44 | 34600 | 3.46 | 2.04 | 9.5 | 7.5
Live | 215681640 |  | 9 | 16 | 51175 | 43000 | 34400 | 3.04 | 2.46 | 49500 | 3.48 | 2.04 | 8.5 | 7
Live | 215681639 |  | 9 | 16 | 51175 | 43000 | 34400 | 3.04 | 2.46 | 49500 | 3.48 | 2.04 | 8.5 | 7
Live | 215932431 |  | 11.5 | 20 | 38410 | 30400 | 26400 | 3.88 | 2.42 | 34600 | 3.41 | 2.04 | 9.5 | 7.5
Live | 215932430 |  | 11.5 | 20 | 38410 | 30400 | 26400 | 3.88 | 2.42 | 34600 | 3.41 | 2.04 | 9.5 | 7.5
Live | 215677690 |  | 8.5 | 18 | 64975 | 57000 | 46000 | 2.86 | 2.36 | 65000 | 3.34 | 2.06 | 9 | 7
Live | 215677689 |  | 8.5 | 18 | 64975 | 57000 | 46000 | 2.86 | 2.36 | 65000 | 3.34 | 2.06 | 9 | 7
Live | 215681638 |  | 9 | 16 | 51175 | 43000 | 34400 | 3.04 | 2.46 | 49500 | 3.48 | 2.04 | 8.5 | 7
Live | 215681630 |  | 9 | 16 | 51175 | 43500 | 34800 | 3.04 | 2.4 | 49500 | 3.42 | 1.92 | 8.5 | 7
Live | 215934649 |  | 11 | 20 | 39100 | 30600 | 27200 | 3.71 | 2.36 | 38000 | 3.34 | 2 | 8.1 | 6.5
Live | 215934641 |  | 11 | 20 | 39100 | 30600 | 27200 | 3.71 | 2.36 | 38000 | 3.34 | 2 | 8.1 | 6.75
Live | 215932429 |  | 11.5 | 20 | 38410 | 30400 | 26400 | 3.88 | 2.42 | 34600 | 3.41 | 2.04 | 9.5 | 7.5
Live | 215932421 |  | 11.5 | 20 | 38410 | 30400 | 26400 | 3.88 | 2.42 | 34600 | 3.41 | 2.04 | 9.5 | 7.5
Live | 215677688 |  | 8.5 | 18 | 64975 | 57000 | 46000 | 2.86 | 2.36 | 65000 | 3.34 | 2.06 | 9 | 7
Live | 215677680 |  | 9 | 18 | 66125 | 56500 | 45000 | 3.03 | 2.4 | 64000 | 3.42 | 2.08 | 9 | 7
Live | 215681629 |  | 9 | 16 | 51175 | 43500 | 34800 | 3.04 | 2.4 | 49500 | 3.42 | 1.92 | 8.5 | 7
Live | 215681628 |  | 9 | 16 | 51175 | 43500 | 34800 | 3.04 | 2.4 | 49500 | 3.42 | 1.92 | 8.5 | 7
Live | 215934640 |  | 11 | 20 | 39100 | 30600 | 27200 | 3.71 | 2.36 | 38000 | 3.34 | 2 | 8.1 | 6.75
Live | 215934639 |  | 11 | 20 | 39100 | 30600 | 27200 | 3.71 | 2.36 | 38000 | 3.34 | 2 | 8.1 | 6.75
Live | 215932420 |  | 11.5 | 20 | 38410 | 30400 | 26400 | 3.88 | 2.42 | 34600 | 3.41 | 2.04 | 9.5 | 7.5
Live | 215932419 |  | 11.5 | 20 | 38410 | 30400 | 26400 | 3.88 | 2.42 | 34600 | 3.41 | 2.04 | 9.5 | 7.5
Live | 215677679 |  | 9 | 18 | 66125 | 56500 | 45000 | 3.03 | 2.4 | 64000 | 3.42 | 2.08 | 9 | 7
Live | 215677678 |  | 9 | 18 | 66125 | 56500 | 45000 | 3.03 | 2.4 | 64000 | 3.42 | 2.08 | 9 | 7
Live | 215681620 |  | 9 | 16.5 | 51750 | 43000 | 34200 | 3.03 | 2.46 | 49500 | 3.5 | 2.06 | 8.5 | 7
Live | 215681619 |  | 9 | 16.5 | 51750 | 43000 | 34200 | 3.03 | 2.46 | 49500 | 3.5 | 2.06 | 8.5 | 7
Live | 215934631 |  | 11 | 20 | 39100 | 30600 | 27200 | 3.71 | 2.36 | 38000 | 3.34 | 2 | 8.1 | 6.5
Live | 215934630 |  | 11 | 20 | 39100 | 30600 | 27200 | 3.71 | 2.36 | 38000 | 3.34 | 2 | 8.1 | 6.5
Live | 215932411 |  | 10.5 | 19.5 | 37950 | 31000 | 27200 | 3.54 | 2.34 | 35400 | 3.3 | 1.9 | 9 | 7
Live | 215932410 |  | 10.5 | 19.5 | 37950 | 31000 | 27200 | 3.54 | 2.34 | 35400 | 3.3 | 1.9 | 9 | 7
Live | 215677670 |  | 9.5 | 19 | 66700 | 56000 | 44500 | 3.2 | 2.44 | 64000 | 3.46 | 2.1 | 9 | 7
Live | 215677669 |  | 9.5 | 19 | 66700 | 56000 | 44500 | 3.2 | 2.44 | 64000 | 3.46 | 2.1 | 9 | 7
Live | 215681618 |  | 9 | 16.5 | 51750 | 43000 | 34200 | 3.03 | 2.46 | 49500 | 3.5 | 2.06 | 8.5 | 7
Live | 215681610 |  | 9.5 | 16.5 | 51750 | 42500 | 34000 | 3.2 | 2.48 | 49000 | 3.52 | 2.06 | 8.5 | 7
Live | 215932409 |  | 10.5 | 19.5 | 37950 | 31000 | 27200 | 3.54 | 2.34 | 35400 | 3.3 | 1.9 | 9 | 7
Live | 215932381 |  | 11 | 19.5 | 38870 | 30000 | 26000 | 3.71 | 2.44 | 34200 | 3.46 | 2.06 | 9.5 | 7.5
Live | 215677668 |  | 9.5 | 19 | 66700 | 56000 | 44500 | 3.2 | 2.44 | 64000 | 3.46 | 2.1 | 9 | 7
Live | 215677660 |  | 9.5 | 19 | 66700 | 56000 | 44500 | 3.2 | 2.44 | 64000 | 3.46 | 2.1 | 9 | 7
Live | 215681609 |  | 9.5 | 16.5 | 51750 | 42500 | 34000 | 3.2 | 2.48 | 49000 | 3.52 | 2.06 | 8.5 | 7
Live | 215681608 |  | 9.5 | 16.5 | 51750 | 42500 | 34000 | 3.2 | 2.48 | 49000 | 3.52 | 2.06 | 8.5 | 7
Live | 215677659 |  | 9.5 | 19 | 66700 | 56000 | 44500 | 3.2 | 2.44 | 64000 | 3.46 | 2.1 | 9 | 7
Live | 215677658 |  | 9.5 | 19 | 66700 | 56000 | 44500 | 3.2 | 2.44 | 64000 | 3.46 | 2.1 | 9 | 7
Live | 215932380 |  | 11 | 19.5 | 38870 | 30000 | 26000 | 3.71 | 2.44 | 34200 | 3.46 | 2.06 | 9.5 | 7.5
Live | 215932379 |  | 11 | 19.5 | 38870 | 30000 | 26000 | 3.71 | 2.44 | 34200 | 3.46 | 2.06 | 9.5 | 7.5
Live | 215681600 |  | 9 | 16 | 51750 | 43000 | 34400 | 3.03 | 2.46 | 49000 | 3.48 | 2.04 | 8.5 | 7
Live | 215681599 |  | 9 | 16 | 51750 | 43000 | 34400 | 3.03 | 2.46 | 49000 | 3.48 | 2.04 | 8.5 | 7
Live | 215932371 |  | 11 | 19.5 | 38870 | 30000 | 26200 | 3.71 | 2.42 | 34200 | 3.44 | 2.06 | 9.5 | 7.5
Live | 215932370 |  | 11 | 19.5 | 38870 | 30000 | 26200 | 3.71 | 2.42 | 34200 | 3.44 | 2.06 | 9.5 | 7.5
Live | 215677630 |  | 9 | 18.5 | 65550 | 56500 | 45000 | 3.03 | 2.4 | 65000 | 3.4 | 2.08 | 9 | 7
Live | 215677629 |  | 9 | 18.5 | 65550 | 56500 | 45000 | 3.03 | 2.4 | 65000 | 3.4 | 2.08 | 9 | 7
Live | 215681598 |  | 9 | 16 | 51750 | 43000 | 34400 | 3.03 | 2.46 | 49000 | 3.48 | 2.04 | 8.5 | 7
Live | 215681590 |  | 9 | 16.5 | 51750 | 43000 | 34200 | 3.03 | 2.46 | 49000 | 3.5 | 2.06 | 8.5 | 7
Live | 215932369 |  | 11 | 19.5 | 38870 | 30000 | 26200 | 3.71 | 2.42 | 34200 | 3.44 | 2.06 | 9.5 | 7.5
Live | 215932361 |  | 11.5 | 20 | 37720 | 30600 | 26600 | 3.88 | 2.4 | 34800 | 3.4 | 2 | 9.5 | 7.5
Live | 215677628 |  | 9 | 18.5 | 65550 | 56500 | 45000 | 3.03 | 2.4 | 65000 | 3.4 | 2.08 | 9 | 7
Live | 215677620 |  | 8.5 | 17.5 | 64400 | 57500 | 46000 | 2.86 | 2.34 | 65000 | 3.32 | 2.06 | 9 | 7
Live | 215681589 |  | 9 | 16.5 | 51750 | 43000 | 34200 | 3.03 | 2.46 | 49000 | 3.5 | 2.06 | 8.5 | 7
Live | 215681588 |  | 9 | 16.5 | 51750 | 43000 | 34200 | 3.03 | 2.46 | 49000 | 3.5 | 2.06 | 8.5 | 7
Live | 215932360 |  | 11.5 | 20 | 37720 | 30600 | 26600 | 3.88 | 2.4 | 34800 | 3.4 | 2 | 9.5 | 7.5
Live | 215932359 |  | 11.5 | 20 | 37720 | 30600 | 26600 | 3.88 | 2.4 | 34800 | 3.4 | 2 | 9.5 | 7.5
Live | 215681580 |  | 9 | 16 | 51175 | 43000 | 34400 | 3.04 | 2.46 | 49500 | 3.48 | 2.04 | 8.5 | 7
Live | 215681579 |  | 9 | 16 | 51175 | 43000 | 34400 | 3.04 | 2.46 | 49500 | 3.48 | 2.04 | 8.5 | 7
Live | 215677619 |  | 8.5 | 17.5 | 64400 | 57500 | 46000 | 2.86 | 2.34 | 65000 | 3.32 | 2.06 | 9 | 7
Live | 215677618 |  | 8.5 | 17.5 | 64400 | 57500 | 46000 | 2.86 | 2.34 | 65000 | 3.32 | 2.06 | 9 | 7
Live | 215681578 |  | 9 | 16 | 51175 | 43000 | 34400 | 3.04 | 2.46 | 49500 | 3.48 | 2.04 | 8.5 | 7
Live | 215681570 |  | 10 | 18.5 | 52900 | 42000 | 33600 | 3.37 | 2.48 | 47500 | 3.52 | 2.06 | 9 | 7
Live | 215677610 |  | 9.5 | 18.5 | 66125 | 56000 | 44500 | 3.2 | 2.42 | 64000 | 3.44 | 2.1 | 9 | 7
Live | 215677609 |  | 9.5 | 18.5 | 66125 | 56000 | 44500 | 3.2 | 2.42 | 64000 | 3.44 | 2.1 | 9 | 7
Live | 215932351 |  | 11 | 19.5 | 37490 | 30800 | 27000 | 3.71 | 2.36 | 35200 | 3.34 | 2 | 9.5 | 7.5
Live | 215932350 |  | 11 | 19.5 | 37490 | 30800 | 27000 | 3.71 | 2.36 | 35200 | 3.34 | 2 | 9.5 | 7.5
Live | 215681569 |  | 10 | 18.5 | 52900 | 42000 | 33600 | 3.37 | 2.48 | 47500 | 3.52 | 2.06 | 9 | 7
Live | 215681568 |  | 10 | 18.5 | 52900 | 42000 | 33600 | 3.37 | 2.48 | 47500 | 3.52 | 2.06 | 9 | 7
Live | 215677608 |  | 9.5 | 18.5 | 66125 | 56000 | 44500 | 3.2 | 2.42 | 64000 | 3.44 | 2.1 | 9 | 7
Live | 215677600 |  | 9 | 18 | 65550 | 56500 | 45000 | 3.03 | 2.4 | 64000 | 3.4 | 2.08 | 9 | 7
Live | 215932349 |  | 11 | 19.5 | 37490 | 30800 | 27000 | 3.71 | 2.36 | 35200 | 3.34 | 2 | 9.5 | 7.5
Live | 215932341 |  | 10.5 | 19.5 | 37260 | 30200 | 26400 | 3.53 | 2.36 | 34200 | 3.36 | 2.02 | 9.5 | 7.5
Live | 215681560 |  | 10 | 18.5 | 52900 | 42000 | 33600 | 3.37 | 2.48 | 47500 | 3.52 | 2.06 | 9 | 7
Live | 215681559 |  | 10 | 18.5 | 52900 | 42000 | 33600 | 3.37 | 2.48 | 47500 | 3.52 | 2.06 | 9 | 7
Live | 215677599 |  | 9 | 18 | 65550 | 56500 | 45000 | 3.03 | 2.4 | 64000 | 3.4 | 2.08 | 9 | 7
Live | 215677598 |  | 9 | 18 | 65550 | 56500 | 45000 | 3.03 | 2.4 | 64000 | 3.4 | 2.08 | 9 | 7
Live | 215932340 |  | 10.5 | 19.5 | 37260 | 30200 | 26400 | 3.53 | 2.36 | 34200 | 3.36 | 2.02 | 9.5 | 7.5
Live | 215932339 |  | 10.5 | 19.5 | 37260 | 30200 | 26400 | 3.53 | 2.36 | 34200 | 3.36 | 2.02 | 9.5 | 7.5
Live | 215681558 |  | 10 | 18.5 | 52900 | 42000 | 33600 | 3.37 | 2.48 | 47500 | 3.52 | 2.06 | 9 | 7
Live | 215681550 |  | 10 | 18 | 52900 | 42000 | 33800 | 3.37 | 2.46 | 48000 | 3.5 | 2.08 | 9 | 7
Live | 215677590 |  | 9.5 | 19 | 66125 | 56000 | 44500 | 3.2 | 2.42 | 64000 | 3.44 | 2.08 | 9 | 7
Live | 215677589 |  | 9.5 | 19 | 66125 | 56000 | 44500 | 3.2 | 2.42 | 64000 | 3.44 | 2.08 | 9 | 7
Live | 215681549 |  | 10 | 18 | 52900 | 42000 | 33800 | 3.37 | 2.46 | 48000 | 3.5 | 2.08 | 9 | 7
Live | 215681548 |  | 10 | 18 | 52900 | 42000 | 33800 | 3.37 | 2.46 | 48000 | 3.5 | 2.08 | 9 | 7
Live | 215932331 |  | 11.5 | 20 | 37720 | 30600 | 26600 | 3.88 | 2.4 | 34800 | 3.4 | 2 | 9.5 | 7.5
Live | 215932330 |  | 11.5 | 20 | 37720 | 30600 | 26600 | 3.88 | 2.4 | 34800 | 3.4 | 2 | 9.5 | 7.5
Live | 215677588 |  | 9.5 | 19 | 66125 | 56000 | 44500 | 3.2 | 2.42 | 64000 | 3.44 | 2.08 | 9 | 7
Live | 215677580 |  | 9.5 | 18 | 63825 | 54500 | 43500 | 3.2 | 2.4 | 60500 | 3.4 | 2.1 | 9 | 7
Live | 215681540 |  | 9.5 | 18 | 52900 | 42000 | 33600 | 3.2 | 2.48 | 47500 | 3.52 | 2.08 | 9 | 7
Live | 215681539 |  | 9.5 | 18 | 52900 | 42000 | 33600 | 3.2 | 2.48 | 47500 | 3.52 | 2.08 | 9 | 7
Live | 215932329 |  | 11.5 | 20 | 37720 | 30600 | 26600 | 3.88 | 2.4 | 34800 | 3.4 | 2 | 9.5 | 7.5
Live | 215932321 |  | 11 | 19.5 | 37720 | 30600 | 26800 | 3.71 | 2.38 | 34800 | 3.38 | 2.02 | 9.5 | 7.5
Live | 215677579 |  | 9.5 | 18 | 63825 | 54500 | 43500 | 3.2 | 2.4 | 60500 | 3.4 | 2.1 | 9 | 7
Live | 215677578 |  | 9.5 | 18 | 63825 | 54500 | 43500 | 3.2 | 2.4 | 60500 | 3.4 | 2.1 | 9 | 7
Live | 215681538 |  | 9.5 | 18 | 52900 | 42000 | 33600 | 3.2 | 2.48 | 47500 | 3.52 | 2.08 | 9 | 7
Live | 215681530 |  | 10 | 18 | 52900 | 41500 | 33400 | 3.37 | 2.5 | 48000 | 3.56 | 2.08 | 9 | 7
Live | 215932320 |  | 11 | 19.5 | 37720 | 30600 | 26800 | 3.71 | 2.38 | 34800 | 3.38 | 2.02 | 9.5 | 7.5
Live | 215932319 |  | 11 | 19.5 | 37720 | 30600 | 26800 | 3.71 | 2.38 | 34800 | 3.38 | 2.02 | 9.5 | 7.5
Live | 215681529 |  | 10 | 18 | 52900 | 41500 | 33400 | 3.37 | 2.5 | 48000 | 3.56 | 2.08 | 9 | 7
Live | 215681528 |  | 10 | 18 | 52900 | 41500 | 33400 | 3.37 | 2.5 | 48000 | 3.56 | 2.08 | 9 | 7
Live | 215677560 |  | 9 | 18.5 | 64975 | 55500 | 44500 | 3.03 | 2.4 | 63000 | 3.4 | 2.08 | 9 | 7
Live | 215677559 |  | 9 | 18.5 | 64975 | 55500 | 44500 | 3.03 | 2.4 | 63000 | 3.4 | 2.08 | 9 | 7
Live | 215932311 |  | 11 | 19.5 | 37260 | 31000 | 27200 | 3.7 | 2.34 | 35400 | 3.3 | 2 | 9.5 | 7.5
Live | 215932310 |  | 11 | 19.5 | 37260 | 31000 | 27200 | 3.7 | 2.34 | 35400 | 3.3 | 2 | 9.5 | 7.5
Live | 215681520 |  | 10 | 18 | 52900 | 42000 | 33800 | 3.37 | 2.46 | 48000 | 3.5 | 2.08 | 9 | 7
Live | 215681519 |  | 10 | 18 | 52900 | 42000 | 33800 | 3.37 | 2.46 | 48000 | 3.5 | 2.08 | 9 | 7
Live | 215932309 |  | 11 | 19.5 | 37260 | 31000 | 27200 | 3.7 | 2.34 | 35400 | 3.3 | 2 | 9.5 | 7.5
Live | 215932301 |  | 11 | 19 | 37490 | 31000 | 27200 | 3.71 | 2.34 | 35200 | 3.32 | 2 | 9.5 | 7.5
Live | 215677558 |  | 9 | 18.5 | 64975 | 55500 | 44500 | 3.03 | 2.4 | 63000 | 3.4 | 2.08 | 9 | 7
Live | 215677550 |  | 9 | 18.5 | 64975 | 55500 | 44500 | 3.03 | 2.38 | 63000 | 3.38 | 2.08 | 9 | 7
Live | 215681518 |  | 10 | 18 | 52900 | 42000 | 33800 | 3.37 | 2.46 | 48000 | 3.5 | 2.08 | 9 | 7
Live | 215681510 |  | 10 | 18 | 52900 | 42000 | 33800 | 3.37 | 2.48 | 47500 | 3.5 | 2.08 | 9 | 7
Live | 215932300 |  | 11 | 19 | 37490 | 31000 | 27200 | 3.71 | 2.34 | 35200 | 3.32 | 2 | 9.5 | 7.5
Live | 215932299 |  | 11 | 19 | 37490 | 31000 | 27200 | 3.71 | 2.34 | 35200 | 3.32 | 2 | 9.5 | 7.5
Live | 215677549 |  | 9 | 18.5 | 64975 | 55500 | 44500 | 3.03 | 2.38 | 63000 | 3.38 | 2.08 | 9 | 7
Live | 215677548 |  | 9 | 18.5 | 64975 | 55500 | 44500 | 3.03 | 2.38 | 63000 | 3.38 | 2.08 | 9 | 7
Live | 215681509 |  | 10 | 18 | 52900 | 42000 | 33800 | 3.37 | 2.48 | 47500 | 3.5 | 2.08 | 9 | 7
Live | 215681508 |  | 10 | 18 | 52900 | 42000 | 33800 | 3.37 | 2.48 | 47500 | 3.5 | 2.08 | 9 | 7
Live | 215932291 |  | 10.5 | 19 | 37260 | 30200 | 26400 | 3.53 | 2.36 | 34400 | 3.36 | 2.04 | 9.5 | 7.5
Live | 215932290 |  | 10.5 | 19 | 37260 | 30200 | 26400 | 3.53 | 2.36 | 34400 | 3.36 | 2.04 | 9.5 | 7.5
Live | 215677540 |  | 9 | 18.5 | 64975 | 55500 | 44500 | 3.03 | 2.38 | 63000 | 3.38 | 2.08 | 9 | 7
Live | 215677539 |  | 9 | 18.5 | 64975 | 55500 | 44500 | 3.03 | 2.38 | 63000 | 3.38 | 2.08 | 9 | 7
Live | 215932289 |  | 10.5 | 19 | 37260 | 30200 | 26400 | 3.53 | 2.36 | 34400 | 3.36 | 2.04 | 9.5 | 7.5
Live | 215932281 |  | 11.5 | 20 | 37720 | 30400 | 26600 | 3.88 | 2.4 | 34600 | 3.4 | 2.02 | 9.5 | 7.5
Live | 215681500 |  | 10 | 18 | 52900 | 42000 | 33800 | 3.37 | 2.46 | 48000 | 3.48 | 2.08 | 9 | 7
Live | 215681499 |  | 10 | 18 | 52900 | 42000 | 33800 | 3.37 | 2.46 | 48000 | 3.48 | 2.08 | 9 | 7
Live | 215677538 |  | 9 | 18.5 | 64975 | 55500 | 44500 | 3.03 | 2.38 | 63000 | 3.38 | 2.08 | 9 | 7
Live | 215677530 |  | 9 | 18.5 | 64975 | 55500 | 44500 | 3.03 | 2.38 | 63000 | 3.38 | 2.08 | 9 | 7
Live | 215932280 |  | 11.5 | 20 | 37720 | 30400 | 26600 | 3.88 | 2.4 | 34600 | 3.4 | 2.02 | 9.5 | 7.5
Live | 215932279 |  | 11.5 | 20 | 37720 | 30400 | 26600 | 3.88 | 2.4 | 34600 | 3.4 | 2.02 | 9.5 | 7.5
Live | 215681498 |  | 10 | 18 | 52900 | 42000 | 33800 | 3.37 | 2.46 | 48000 | 3.48 | 2.08 | 9 | 7
Live | 215681490 |  | 9.5 | 17.5 | 52325 | 42500 | 34200 | 3.2 | 2.42 | 48000 | 3.42 | 2.06 | 9 | 7
Live | 215677529 |  | 9 | 18.5 | 64975 | 55500 | 44500 | 3.03 | 2.38 | 63000 | 3.38 | 2.08 | 9 | 7
Live | 215677528 |  | 9 | 18.5 | 64975 | 55500 | 44500 | 3.03 | 2.38 | 63000 | 3.38 | 2.08 | 9 | 7
Live | 215932271 |  | 11 | 19.5 | 37260 | 31000 | 27200 | 3.7 | 2.34 | 35400 | 3.31 | 2 | 9.5 | 7.5
Live | 215932270 |  | 11 | 19.5 | 37260 | 31000 | 27200 | 3.7 | 2.34 | 35400 | 3.31 | 2 | 9.5 | 7.5
Live | 215681489 |  | 9.5 | 17.5 | 52325 | 42500 | 34200 | 3.2 | 2.42 | 48000 | 3.42 | 2.06 | 9 | 7
Live | 215681488 |  | 9.5 | 17.5 | 52325 | 42500 | 34200 | 3.2 | 2.42 | 48000 | 3.42 | 2.06 | 9 | 7
Live | 215677520 |  | 9 | 18 | 64975 | 56000 | 44500 | 3.03 | 2.38 | 63500 | 3.36 | 2.08 | 9 | 7
Live | 215677519 |  | 9 | 18 | 64975 | 56000 | 44500 | 3.03 | 2.38 | 63500 | 3.36 | 2.08 | 9 | 7
Live | 215932269 |  | 11 | 19.5 | 37260 | 31000 | 27200 | 3.7 | 2.34 | 35400 | 3.31 | 2 | 9.5 | 7.5
Live | 215932261 |  | 11.5 | 20 | 37720 | 30400 | 26600 | 3.88 | 2.4 | 34600 | 3.4 | 2.02 | 9.5 | 7.5
Live | 215677518 |  | 9 | 18 | 64975 | 56000 | 44500 | 3.03 | 2.38 | 63500 | 3.36 | 2.08 | 9 | 7
Live | 215677510 |  | 8.5 | 17.5 | 63825 | 57000 | 45500 | 2.86 | 2.32 | 64000 | 3.3 | 1.94 | 8.5 | 7
Live | 215681480 |  | 9.5 | 17.5 | 52900 | 42000 | 33600 | 3.2 | 2.48 | 47500 | 3.5 | 2.06 | 9 | 7
Live | 215681479 |  | 9.5 | 17.5 | 52900 | 42000 | 33600 | 3.2 | 2.48 | 47500 | 3.5 | 2.06 | 9 | 7
Live | 215932260 |  | 11.5 | 20 | 37720 | 30400 | 26600 | 3.88 | 2.4 | 34600 | 3.4 | 2.02 | 9.5 | 7.5
Live | 215932259 |  | 11.5 | 20 | 37720 | 30400 | 26600 | 3.88 | 2.4 | 34600 | 3.4 | 2.02 | 9.5 | 7.5
Live | 215677509 |  | 8.5 | 17.5 | 63825 | 57000 | 45500 | 2.86 | 2.32 | 64000 | 3.3 | 1.94 | 8.5 | 7
Live | 215677508 |  | 8.5 | 17.5 | 63825 | 57000 | 45500 | 2.86 | 2.32 | 64000 | 3.3 | 1.94 | 8.5 | 7
Live | 215681478 |  | 9.5 | 17.5 | 52900 | 42000 | 33600 | 3.2 | 2.48 | 47500 | 3.5 | 2.06 | 9 | 7
Live | 215681470 |  | 10 | 18 | 52900 | 41500 | 33400 | 3.37 | 2.5 | 47500 | 3.54 | 2.08 | 9 | 7
Live | 215932251 |  | 11 | 20 | 37490 | 30600 | 26800 | 3.71 | 2.38 | 35000 | 3.36 | 2.02 | 9.5 | 7.5
Live | 215932250 |  | 11 | 20 | 37490 | 30600 | 26800 | 3.71 | 2.38 | 35000 | 3.36 | 2.02 | 9.5 | 7.5
Live | 215677500 |  | 9.5 | 18 | 65550 | 55500 | 44000 | 3.2 | 2.4 | 63000 | 3.42 | 2.08 | 9 | 7
Live | 215677499 |  | 9.5 | 18 | 65550 | 55500 | 44000 | 3.2 | 2.4 | 63000 | 3.42 | 2.08 | 9 | 7
Live | 215681469 |  | 10 | 18 | 52900 | 41500 | 33400 | 3.37 | 2.5 | 47500 | 3.54 | 2.08 | 9 | 7
Live | 215681468 |  | 10 | 18 | 52900 | 41500 | 33400 | 3.37 | 2.5 | 47500 | 3.54 | 2.08 | 9 | 7
Live | 215677498 |  | 9.5 | 18 | 65550 | 55500 | 44000 | 3.2 | 2.4 | 63000 | 3.42 | 2.08 | 9 | 7
Live | 215677490 |  | 9 | 18 | 64975 | 56000 | 44500 | 3.03 | 2.38 | 63500 | 3.38 | 2.08 | 9 | 7
Live | 215681460 |  | 9.5 | 17.5 | 52900 | 42000 | 33800 | 3.2 | 2.46 | 48000 | 3.5 | 2.08 | 9 | 7
Live | 215681459 |  | 9.5 | 17.5 | 52900 | 42000 | 33800 | 3.2 | 2.46 | 48000 | 3.5 | 2.08 | 9 | 7
Live | 215932249 |  | 11 | 20 | 37490 | 30600 | 26800 | 3.71 | 2.38 | 35000 | 3.36 | 2.02 | 9.5 | 7.5
Live | 215932241 |  | 11 | 19.5 | 37490 | 30600 | 26800 | 3.71 | 2.38 | 35000 | 3.36 | 2.02 | 9.5 | 7.5
Live | 215677489 |  | 9 | 18 | 64975 | 56000 | 44500 | 3.03 | 2.38 | 63500 | 3.38 | 2.08 | 9 | 7
Live | 215677488 |  | 9 | 18 | 64975 | 56000 | 44500 | 3.03 | 2.38 | 63500 | 3.38 | 2.08 | 9 | 7
Live | 215681458 |  | 9.5 | 17.5 | 52900 | 42000 | 33800 | 3.2 | 2.46 | 48000 | 3.5 | 2.08 | 9 | 7
Live | 215681450 |  | 9.5 | 18 | 52900 | 42000 | 33600 | 3.2 | 2.48 | 47500 | 3.5 | 2.06 | 9 | 7
Live | 215932240 |  | 11 | 19.5 | 37490 | 30600 | 26800 | 3.71 | 2.38 | 35000 | 3.36 | 2.02 | 9.5 | 7.5
Live | 215932239 |  | 11 | 19.5 | 37490 | 30600 | 26800 | 3.71 | 2.38 | 35000 | 3.36 | 2.02 | 9.5 | 7.5
Live | 215677480 |  | 9.5 | 18.5 | 65550 | 55500 | 44000 | 3.2 | 2.42 | 63000 | 3.42 | 2.08 | 9 | 7
Live | 215677479 |  | 9.5 | 18.5 | 65550 | 55500 | 44000 | 3.2 | 2.42 | 63000 | 3.42 | 2.08 | 9 | 7
Live | 215932231 |  | 11 | 19.5 | 37490 | 31000 | 27000 | 3.71 | 2.34 | 35200 | 3.34 | 2 | 9.5 | 7.5
Live | 215932230 |  | 11 | 19.5 | 37490 | 31000 | 27000 | 3.71 | 2.34 | 35200 | 3.34 | 2 | 9.5 | 7.5
Live | 215681449 |  | 9.5 | 18 | 52900 | 42000 | 33600 | 3.2 | 2.48 | 47500 | 3.5 | 2.06 | 9 | 7
Live | 215681448 |  | 9.5 | 18 | 52900 | 42000 | 33600 | 3.2 | 2.48 | 47500 | 3.5 | 2.06 | 9 | 7
Live | 215932229 |  | 11 | 19.5 | 37490 | 31000 | 27000 | 3.71 | 2.34 | 35200 | 3.34 | 2 | 9.5 | 7.5
Live | 215932221 |  | 10.5 | 19 | 37030 | 31400 | 27600 | 3.53 | 2.3 | 35800 | 3.26 | 1.88 | 9 | 7.5
Live | 215677478 |  | 9.5 | 18.5 | 65550 | 55500 | 44000 | 3.2 | 2.42 | 63000 | 3.42 | 2.08 | 9 | 7
Live | 215677470 |  | 9.5 | 18.5 | 65550 | 55500 | 44000 | 3.2 | 2.4 | 63000 | 3.4 | 2.08 | 9 | 7
Live | 215681440 |  | 10 | 18 | 52900 | 42000 | 33800 | 3.37 | 2.46 | 48000 | 3.48 | 2.08 | 9 | 7
Live | 215681439 |  | 10 | 18 | 52900 | 42000 | 33800 | 3.37 | 2.46 | 48000 | 3.48 | 2.08 | 9 | 7
Live | 215932220 |  | 10.5 | 19 | 37030 | 31400 | 27600 | 3.53 | 2.3 | 35800 | 3.26 | 1.88 | 9 | 7.5
Live | 215932219 |  | 10.5 | 19 | 37030 | 31400 | 27600 | 3.53 | 2.3 | 35800 | 3.26 | 1.88 | 9 | 7.5
Live | 215677469 |  | 9.5 | 18.5 | 65550 | 55500 | 44000 | 3.2 | 2.4 | 63000 | 3.4 | 2.08 | 9 | 7
Live | 215677468 |  | 9.5 | 18.5 | 65550 | 55500 | 44000 | 3.2 | 2.4 | 63000 | 3.4 | 2.08 | 9 | 7
Live | 215681438 |  | 10 | 18 | 52900 | 42000 | 33800 | 3.37 | 2.46 | 48000 | 3.48 | 2.08 | 9 | 7
Live | 215681430 |  | 10 | 18 | 51750 | 41500 | 33600 | 3.37 | 2.44 | 47500 | 3.46 | 2.06 | 9 | 7
Live | 215932181 |  | 11 | 19.5 | 38870 | 30000 | 26000 | 3.71 | 2.44 | 34200 | 3.44 | 2.06 | 9.5 | 7.5
Live | 215677460 |  | 9.5 | 18.5 | 65550 | 55500 | 44000 | 3.2 | 2.4 | 63000 | 3.42 | 2.08 | 9 | 7
Live | 215677459 |  | 9.5 | 18.5 | 65550 | 55500 | 44000 | 3.2 | 2.4 | 63000 | 3.42 | 2.08 | 9 | 7
Live | 215681429 |  | 10 | 18 | 51750 | 41500 | 33600 | 3.37 | 2.44 | 47500 | 3.46 | 2.06 | 9 | 7
Live | 215681428 |  | 10 | 18 | 51750 | 41500 | 33600 | 3.37 | 2.44 | 47500 | 3.46 | 2.06 | 9 | 7
Live | 215677458 |  | 9.5 | 18.5 | 65550 | 55500 | 44000 | 3.2 | 2.4 | 63000 | 3.42 | 2.08 | 9 | 7
Live | 215677450 |  | 9 | 18 | 64400 | 56000 | 45000 | 3.03 | 2.36 | 63500 | 3.36 | 2.06 | 9 | 7
Live | 215681420 |  | 10 | 18 | 51750 | 41500 | 33600 | 3.37 | 2.44 | 47500 | 3.46 | 2.06 | 9 | 7
Live | 215681419 |  | 10 | 18 | 51750 | 41500 | 33600 | 3.37 | 2.44 | 47500 | 3.46 | 2.06 | 9 | 7
Live | 215677449 |  | 9 | 18 | 64400 | 56000 | 45000 | 3.03 | 2.36 | 63500 | 3.36 | 2.06 | 9 | 7
Live | 215677448 |  | 9 | 18 | 64400 | 56000 | 45000 | 3.03 | 2.36 | 63500 | 3.36 | 2.06 | 9 | 7
Live | 215681418 |  | 10 | 18 | 51750 | 41500 | 33600 | 3.37 | 2.44 | 47500 | 3.46 | 2.06 | 9 | 7
Live | 215681410 |  | 10 | 18 | 51750 | 42000 | 33600 | 3.37 | 2.44 | 47500 | 3.46 | 2.06 | 9 | 7
Live | 215677420 |  | 9 | 18.5 | 64975 | 56000 | 44500 | 3.03 | 2.4 | 64000 | 3.4 | 2.08 | 9 | 7
Live | 215677419 |  | 9 | 18.5 | 64975 | 56000 | 44500 | 3.03 | 2.4 | 64000 | 3.4 | 2.08 | 9 | 7
Live | 215681409 |  | 10 | 18 | 51750 | 42000 | 33600 | 3.37 | 2.44 | 47500 | 3.46 | 2.06 | 9 | 7
Live | 215681408 |  | 10 | 18 | 51750 | 42000 | 33600 | 3.37 | 2.44 | 47500 | 3.46 | 2.06 | 9 | 7
Live | 215677418 |  | 9 | 18.5 | 64975 | 56000 | 44500 | 3.03 | 2.4 | 64000 | 3.4 | 2.08 | 9 | 7
Live | 215677410 |  | 9 | 18.5 | 64975 | 56000 | 44500 | 3.03 | 2.4 | 64000 | 3.4 | 2.08 | 9 | 7
Live | 215681400 |  | 9.5 | 17.5 | 51750 | 41500 | 33600 | 3.2 | 2.44 | 47500 | 3.48 | 2.06 | 9 | 7
Live | 215681399 |  | 9.5 | 17.5 | 51750 | 41500 | 33600 | 3.2 | 2.44 | 47500 | 3.48 | 2.06 | 9 | 7
Live | 215677409 |  | 9 | 18.5 | 64975 | 56000 | 44500 | 3.03 | 2.4 | 64000 | 3.4 | 2.08 | 9 | 7
Live | 215677408 |  | 9 | 18.5 | 64975 | 56000 | 44500 | 3.03 | 2.4 | 64000 | 3.4 | 2.08 | 9 | 7
Live | 215681398 |  | 9.5 | 17.5 | 51750 | 41500 | 33600 | 3.2 | 2.44 | 47500 | 3.48 | 2.06 | 9 | 7
Live | 215681390 |  | 9.5 | 18 | 52325 | 41500 | 33400 | 3.2 | 2.46 | 47000 | 3.5 | 2.06 | 9 | 7
Live | 215681389 |  | 9.5 | 18 | 52325 | 41500 | 33400 | 3.2 | 2.46 | 47000 | 3.5 | 2.06 | 9 | 7
Live | 215681388 |  | 9.5 | 18 | 52325 | 41500 | 33400 | 3.2 | 2.46 | 47000 | 3.5 | 2.06 | 9 | 7
Live | 215942621 |  | 12.5 | 22 | 41170 | 32400 | 28400 | 4.22 | 2.48 | 37400 | 3.5 | 2.04 | 8.5 | 7
Live | 215942611 |  | 12.5 | 22 | 41400 | 32400 | 28200 | 4.21 | 2.48 | 37400 | 3.52 | 2.04 | 8.5 | 7
Live | 215942601 |  | 12.5 | 22 | 41400 | 32400 | 28200 | 4.21 | 2.48 | 37400 | 3.52 | 2.04 | 8.5 | 7
Live | 215942581 |  | 12.5 | 22 | 41400 | 32400 | 28200 | 4.21 | 2.48 | 37400 | 3.52 | 2.04 | 8.5 | 7
Live | 215681380 |  | 10 | 18 | 51750 | 42000 | 33600 | 3.37 | 2.44 | 47500 | 3.46 | 2.06 | 9 | 7
Live | 215681379 |  | 10 | 18 | 51750 | 42000 | 33600 | 3.37 | 2.44 | 47500 | 3.46 | 2.06 | 9 | 7
Live | 215942571 |  | 12.5 | 22 | 41400 | 32400 | 28200 | 4.21 | 2.48 | 37400 | 3.52 | 2.04 | 8.5 | 7
Live | 215942561 |  | 12.5 | 22 | 41170 | 32400 | 28200 | 4.22 | 2.48 | 37400 | 3.52 | 2.04 | 8.5 | 7
Live | 215681378 |  | 10 | 18 | 51750 | 42000 | 33600 | 3.37 | 2.44 | 47500 | 3.46 | 2.06 | 9 | 7
Live | 215681370 |  | 9.5 | 18 | 50600 | 42500 | 34000 | 3.2 | 2.44 | 48500 | 3.46 | 2.04 | 9 | 7.5
Live | 215939575 |  | 11.7 | 18.5 | 65550 | 46500 | 41500 | 3.94 | 2.46 | 63500 | 3.14 | 2.05 | 7.8 | 6.7
Live | 215942541 |  | 12.5 | 22 | 41400 | 32400 | 28200 | 4.21 | 2.48 | 37400 | 3.52 | 2.04 | 8.5 | 7
Live | 215942531 |  | 12.5 | 22 | 41400 | 32400 | 28200 | 4.21 | 2.48 | 37400 | 3.52 | 2.04 | 8.5 | 7
Live | 215681369 |  | 9.5 | 18 | 50600 | 42500 | 34000 | 3.2 | 2.44 | 48500 | 3.46 | 2.04 | 9 | 7.5
Live | 215932415 |  | 11.5 | 20 | 38410 | 30400 | 26400 | 3.88 | 2.42 | 34600 | 3.41 | 2.04 | 9.5 | 7.5
Live | 215942521 |  | 12.5 | 22 | 41170 | 32400 | 28200 | 4.22 | 2.48 | 37400 | 3.52 | 2.04 | 8.5 | 7
Live | 215942511 |  | 11.7 | 21.5 | 40940 | 32400 | 28200 | 3.95 | 2.52 | 37400 | 3.58 | 2.06 | 8.5 | 7
Live | 215932405 |  | 10.5 | 19.5 | 37950 | 31000 | 27200 | 3.54 | 2.34 | 35400 | 3.3 | 1.9 | 9 | 7
Live | 215932375 |  | 11 | 19.5 | 38870 | 30000 | 26000 | 3.71 | 2.44 | 34200 | 3.46 | 2.06 | 9.5 | 7.5
Live | 215942501 |  | 12.5 | 22 | 41400 | 32400 | 28200 | 4.21 | 2.48 | 37400 | 3.52 | 2.04 | 8.5 | 7
Live | 215942491 |  | 12.5 | 22 | 41170 | 32600 | 28400 | 4.22 | 2.46 | 37400 | 3.5 | 2.02 | 8.5 | 7
Live | 215932365 |  | 11 | 19.5 | 38870 | 30000 | 26200 | 3.71 | 2.42 | 34200 | 3.44 | 2.06 | 9.5 | 7.5
Live | 215932355 |  | 11.5 | 20 | 37720 | 30600 | 26600 | 3.88 | 2.4 | 34800 | 3.4 | 2 | 9.5 | 7.5
Live | 215942481 |  | 12.5 | 22 | 41170 | 32600 | 28400 | 4.22 | 2.46 | 37400 | 3.5 | 2.02 | 8.5 | 7
Live | 215942461 |  | 11.7 | 21 | 40480 | 32000 | 28000 | 3.94 | 2.5 | 37400 | 3.56 | 2 | 8.5 | 7
Live | 215932345 |  | 11 | 19.5 | 37490 | 30800 | 27000 | 3.71 | 2.36 | 35200 | 3.34 | 2 | 9.5 | 7.5
Live | 215932335 |  | 10.5 | 19.5 | 37260 | 30200 | 26400 | 3.53 | 2.36 | 34200 | 3.36 | 2.02 | 9.5 | 7.5
Live | 215932325 |  | 11.5 | 20 | 37720 | 30600 | 26600 | 3.88 | 2.4 | 34800 | 3.4 | 2 | 9.5 | 7.5
Live | 215932315 |  | 11 | 19.5 | 37720 | 30600 | 26800 | 3.71 | 2.38 | 34800 | 3.38 | 2.02 | 9.5 | 7.5
Live | 215942451 |  | 11.7 | 21 | 40480 | 32000 | 28000 | 3.94 | 2.5 | 37400 | 3.54 | 2.06 | 8.5 | 7
Live | 215942441 |  | 12.5 | 22 | 41400 | 32400 | 28200 | 4.21 | 2.48 | 37400 | 3.52 | 2.04 | 8.5 | 7
Live | 215939455 |  | 11.7 | 18.5 | 65550 | 46500 | 41500 | 3.94 | 2.46 | 63500 | 3.12 | 2 | 7.8 | 6.7
Live | 215939445 |  | 11.7 | 18.5 | 65550 | 46500 | 41500 | 3.94 | 2.46 | 63500 | 3.12 | 2 | 7.8 | 6.7
Live | 215932305 |  | 11 | 19.5 | 37260 | 31000 | 27200 | 3.7 | 2.34 | 35400 | 3.3 | 2 | 9.5 | 7.5
Live | 215932295 |  | 11 | 19 | 37490 | 31000 | 27200 | 3.71 | 2.34 | 35200 | 3.32 | 2 | 9.5 | 7.5
Live | 215942431 |  | 12.5 | 22 | 41170 | 32400 | 28200 | 4.22 | 2.48 | 37400 | 3.52 | 2.04 | 8.5 | 7
Live | 215942411 |  | 11.7 | 21 | 40480 | 32000 | 28000 | 3.94 | 2.5 | 37400 | 3.54 | 2.06 | 8.5 | 7
Live | 215932285 |  | 10.5 | 19 | 37260 | 30200 | 26400 | 3.53 | 2.36 | 34400 | 3.36 | 2.04 | 9.5 | 7.5
Live | 215932275 |  | 11.5 | 20 | 37720 | 30400 | 26600 | 3.88 | 2.4 | 34600 | 3.4 | 2.02 | 9.5 | 7.5
Live | 215942401 |  | 11.7 | 21 | 40480 | 32000 | 28000 | 3.94 | 2.5 | 37400 | 3.54 | 2.06 | 8.5 | 7
Live | 215942391 |  | 11.7 | 21 | 40480 | 32000 | 28000 | 3.94 | 2.5 | 37400 | 3.54 | 2.06 | 8.5 | 7
Live | 215932265 |  | 11 | 19.5 | 37260 | 31000 | 27200 | 3.7 | 2.34 | 35400 | 3.31 | 2 | 9.5 | 7.5
Live | 215932255 |  | 11.5 | 20 | 37720 | 30400 | 26600 | 3.88 | 2.4 | 34600 | 3.4 | 2.02 | 9.5 | 7.5
Live | 215942381 |  | 11.7 | 21 | 40480 | 32000 | 28000 | 3.94 | 2.5 | 37400 | 3.54 | 2.06 | 8.5 | 7
Live | 215942371 |  | 11.7 | 21 | 40480 | 32000 | 28000 | 3.94 | 2.5 | 37400 | 3.56 | 2.06 | 8.5 | 7
Live | 215932245 |  | 11 | 20 | 37490 | 30600 | 26800 | 3.71 | 2.38 | 35000 | 3.36 | 2.02 | 9.5 | 7.5
Live | 215932235 |  | 11 | 19.5 | 37490 | 30600 | 26800 | 3.71 | 2.38 | 35000 | 3.36 | 2.02 | 9.5 | 7.5
Live | 215942361 |  | 11.7 | 21 | 40480 | 32000 | 28000 | 3.94 | 2.5 | 37400 | 3.54 | 2.06 | 8.5 | 7
Live | 215932225 |  | 11 | 19.5 | 37490 | 31000 | 27000 | 3.71 | 2.34 | 35200 | 3.34 | 2 | 9.5 | 7.5
Live | 215932215 |  | 10.5 | 19 | 37030 | 31400 | 27600 | 3.53 | 2.3 | 35800 | 3.26 | 1.88 | 9 | 7.5
Live | 215939335 |  | 11.7 | 18.5 | 64400 | 46000 | 41000 | 3.94 | 2.46 | 61500 | 3.1 | 2.05 | 7.8 | 6.75
Live | 215940925 |  | 12.5 | 22 | 41400 | 32200 | 28400 | 4.21 | 2.5 | 37600 | 3.54 | 2.04 | 8.5 | 7
Live | 215932175 |  | 11 | 19.5 | 38870 | 30000 | 26000 | 3.71 | 2.44 | 34200 | 3.44 | 2.06 | 9.5 | 7.5
Live | 215932165 |  | 11 | 19.5 | 38640 | 30000 | 26200 | 3.71 | 2.42 | 34200 | 3.44 | 2.06 | 9.5 | 7.5
Live | 215940905 |  | 12.5 | 22 | 40940 | 32800 | 28400 | 4.21 | 2.52 | 38000 | 3.58 | 2.04 | 8.5 | 7
Live | 215940895 |  | 12.5 | 22 | 40940 | 32800 | 28400 | 4.21 | 2.52 | 38000 | 3.58 | 2.04 | 8.5 | 7
Live | 215932155 |  | 10.5 | 19 | 38180 | 30400 | 26400 | 3.54 | 2.4 | 34400 | 3.39 | 2.06 | 9.5 | 7.5
Live | 215932145 |  | 10.5 | 17.5 | 37030 | 30000 | 26200 | 3.53 | 2.34 | 34000 | 3.32 | 1.96 | 9 | 7
Live | 215940885 |  | 12 | 21.5 | 40710 | 32800 | 28600 | 4.04 | 2.5 | 38000 | 3.56 | 2.04 | 8.5 | 7
Live | 215940875 |  | 12 | 21.5 | 40710 | 32800 | 28600 | 4.04 | 2.5 | 38000 | 3.56 | 2.04 | 8.5 | 7
Live | 215932135 |  | 10.5 | 19 | 38180 | 30400 | 26400 | 3.54 | 2.4 | 34600 | 3.4 | 2.04 | 9.5 | 7.5
Live | 215932125 |  | 10.5 | 19 | 37030 | 31200 | 27200 | 3.53 | 2.32 | 35400 | 3.3 | 1.98 | 9.5 | 7.5
Live | 215940865 |  | 12.5 | 22 | 40940 | 32600 | 28600 | 4.21 | 2.54 | 38000 | 3.62 | 2.02 | 8.5 | 7
Live | 215940855 |  | 12 | 21.5 | 40940 | 32800 | 28600 | 4.04 | 2.54 | 38000 | 3.6 | 2.02 | 8.5 | 7
Live | 215670617 |  | 11.5 | 19.5 | 40710 | 29400 | 24400 | 3.87 | 2.34 | 34000 | 3.32 | 2.04 | 9.5 | 7
Live | 215682374 |  | 10 | 19 | 55200 | 46000 | 36600 | 3.37 | 2.48 | 50000 | 3.52 | 2 | 9 | 7.5
Live | 215682364 |  | 10.5 | 19 | 55200 | 46500 | 36600 | 3.54 | 2.5 | 50000 | 3.56 | 2 | 9 | 7.5
Live | 215932115 |  | 10.5 | 19 | 36800 | 30400 | 26600 | 3.54 | 2.34 | 34600 | 3.32 | 2.02 | 9.5 | 7.5
Live | 215932105 |  | 10.5 | 17.5 | 35650 | 30400 | 26400 | 3.54 | 2.28 | 34200 | 3.24 | 1.92 | 9 | 7
Live | 215939255 |  | 11.7 | 18.5 | 64400 | 46000 | 41000 | 3.94 | 2.46 | 61500 | 3.12 | 2.05 | 7.8 | 6.7
Live | 215940825 |  | 12.5 | 22 | 40940 | 32600 | 28600 | 4.21 | 2.54 | 38000 | 3.6 | 2.02 | 8.5 | 7
Live | 215940815 |  | 12.5 | 22 | 41170 | 32600 | 28400 | 4.22 | 2.54 | 38000 | 3.62 | 2.02 | 8.5 | 7
Live | 215670607 |  | 10 | 18.5 | 38410 | 31000 | 25600 | 3.37 | 2.16 | 35800 | 3.06 | 1.86 | 9 | 7
Live | 215670597 |  | 10 | 17 | 39790 | 30000 | 24800 | 3.37 | 2.28 | 34600 | 3.22 | 1.92 | 8.5 | 7
Live | 215932095 |  | 10.5 | 19 | 36800 | 31400 | 27400 | 3.54 | 2.3 | 35600 | 3.26 | 1.98 | 9.5 | 7.5
Live | 215932085 |  | 10.5 | 19 | 36800 | 30400 | 26600 | 3.54 | 2.34 | 34600 | 3.32 | 2 | 9.5 | 7.5
Live | 215940805 |  | 12 | 21.5 | 40940 | 32800 | 28600 | 4.04 | 2.54 | 38000 | 3.6 | 2.02 | 8.5 | 7
Live | 215940795 |  | 12.5 | 22 | 40940 | 32800 | 28400 | 4.21 | 2.52 | 38500 | 3.58 | 2.04 | 8.5 | 7
Live | 215682354 |  | 10 | 19 | 55200 | 46500 | 36800 | 3.37 | 2.5 | 50000 | 3.54 | 2 | 9 | 7.5
Live | 215682334 |  | 10 | 18.5 | 55200 | 46500 | 36600 | 3.37 | 2.5 | 50000 | 3.56 | 2 | 9 | 7.5
Live | 215670587 |  | 10 | 17 | 39790 | 30000 | 24800 | 3.37 | 2.28 | 34600 | 3.22 | 1.92 | 8.5 | 7
Live | 215670577 |  | 9.5 | 17 | 39560 | 30200 | 25000 | 3.2 | 2.26 | 34800 | 3.2 | 1.78 | 8.5 | 7
Live | 215682324 |  | 10 | 19 | 55775 | 46000 | 36400 | 3.37 | 2.52 | 50000 | 3.58 | 2.12 | 9 | 7.5
Live | 215682314 |  | 10 | 18.5 | 55200 | 46500 | 36800 | 3.37 | 2.5 | 50000 | 3.54 | 2 | 9 | 7.5
Live | 215940785 |  | 12.5 | 22 | 40710 | 32800 | 28400 | 4.22 | 2.52 | 38000 | 3.58 | 2.04 | 8.5 | 7
Live | 215940775 |  | 12 | 21.5 | 40710 | 32800 | 28600 | 4.04 | 2.5 | 38000 | 3.56 | 2.04 | 8.5 | 7
Live | 215932075 |  | 11 | 19.5 | 37030 | 31000 | 27000 | 3.7 | 2.34 | 35200 | 3.32 | 2 | 9.5 | 7.5
Live | 215932065 |  | 10.5 | 19 | 37030 | 31200 | 27200 | 3.53 | 2.32 | 35400 | 3.3 | 2 | 9.5 | 7.5
Live | 215670567 |  | 9.5 | 16.5 | 39330 | 30200 | 25200 | 3.2 | 2.24 | 34800 | 3.18 | 1.78 | 8.5 | 7
Live | 215670557 |  | 9 | 15.5 | 37950 | 30200 | 25200 | 3.03 | 2.16 | 35000 | 3.06 | 1.78 | 8.5 | 6.5
Live | 215682304 |  | 10 | 18.5 | 55200 | 46500 | 36600 | 3.37 | 2.5 | 50000 | 3.56 | 2 | 9 | 7.5
Live | 215682294 |  | 10 | 19 | 55200 | 46500 | 36800 | 3.37 | 2.5 | 50000 | 3.54 | 2 | 9 | 7.5
Live | 215940765 |  | 12 | 21.5 | 40710 | 32800 | 28600 | 4.04 | 2.5 | 38000 | 3.56 | 2.04 | 8.5 | 7
Live | 215940755 |  | 12 | 21.5 | 40250 | 32600 | 28200 | 4.04 | 2.48 | 38000 | 3.54 | 2.02 | 8.5 | 7
Live | 215932055 |  | 10 | 19 | 36800 | 31800 | 27800 | 3.37 | 2.28 | 36000 | 3.22 | 1.88 | 9 | 7.5
Live | 215932025 |  | 10.5 | 19 | 36570 | 30600 | 26600 | 3.54 | 2.32 | 34600 | 3.3 | 2 | 9.5 | 7.5
Live | 215670547 |  | 10 | 17 | 39790 | 30000 | 24800 | 3.37 | 2.28 | 34600 | 3.22 | 1.8 | 8.5 | 7
Live | 215670537 |  | 10 | 17 | 39790 | 30000 | 24800 | 3.37 | 2.28 | 34600 | 3.22 | 1.92 | 8.5 | 7
Live | 215682284 |  | 10.5 | 19 | 55200 | 46000 | 36600 | 3.54 | 2.5 | 50000 | 3.54 | 2 | 9 | 7.5
Live | 215682274 |  | 10.5 | 19 | 55200 | 46000 | 36600 | 3.54 | 2.5 | 50000 | 3.54 | 2 | 9 | 7.5
Live | 215940745 |  | 12 | 21.5 | 40250 | 32400 | 28200 | 4.04 | 2.48 | 38000 | 3.54 | 2.02 | 8.5 | 7
Live | 215940735 |  | 12 | 21 | 40250 | 32600 | 28400 | 4.04 | 2.48 | 38500 | 3.52 | 2.04 | 8.5 | 7
Live | 215932015 |  | 10 | 17.5 | 35420 | 30400 | 26600 | 3.37 | 2.26 | 34400 | 3.22 | 1.9 | 9 | 7
Live | 215932005 |  | 10.5 | 18.5 | 36570 | 30600 | 26600 | 3.54 | 2.32 | 34600 | 3.3 | 1.9 | 9 | 7.5
Live | 215670527 |  | 10 | 17 | 39790 | 30000 | 24800 | 3.37 | 2.26 | 34600 | 3.22 | 1.8 | 8.5 | 7
Live | 215670517 |  | 9.5 | 16.5 | 39560 | 30200 | 25000 | 3.2 | 2.24 | 34800 | 3.18 | 1.78 | 8.5 | 7
Live | 215940725 |  | 12 | 21 | 40250 | 32600 | 28400 | 4.04 | 2.48 | 38500 | 3.52 | 2.04 | 8.5 | 7
Live | 215940715 |  | 12.5 | 22 | 40940 | 32800 | 28400 | 4.21 | 2.52 | 38000 | 3.58 | 2.04 | 8.5 | 7
Live | 215682264 |  | 10 | 19 | 55200 | 46000 | 36600 | 3.37 | 2.48 | 50000 | 3.52 | 2 | 9 | 7.5
Live | 215682254 |  | 10 | 18.5 | 55200 | 46000 | 36600 | 3.37 | 2.5 | 50000 | 3.54 | 2 | 9 | 7.5
Live | 215939135 |  | 11.7 | 18.5 | 64975 | 46000 | 41500 | 3.94 | 2.46 | 62500 | 3.12 | 2.05 | 7.8 | 6.7
Live | 215939125 |  | 11.7 | 18.5 | 64975 | 46000 | 41500 | 3.94 | 2.46 | 62500 | 3.12 | 2.05 | 7.8 | 6.7
Live | 215931995 |  | 10 | 17 | 35420 | 30400 | 26600 | 3.37 | 2.26 | 34400 | 3.2 | 1.9 | 9 | 7
Live | 215931985 |  | 11 | 19.5 | 38640 | 30200 | 26200 | 3.71 | 2.42 | 34400 | 3.44 | 2.05 | 9.5 | 7.5
Live | 215670507 |  | 9.5 | 16 | 39560 | 30200 | 25000 | 3.2 | 2.24 | 34800 | 3.2 | 1.78 | 8.5 | 7
Live | 215670497 |  | 9.5 | 16.5 | 39330 | 30200 | 25200 | 3.2 | 2.24 | 34800 | 3.16 | 1.8 | 8.5 | 7
Live | 215682244 |  | 10 | 19 | 55200 | 46000 | 36200 | 3.37 | 2.52 | 50000 | 3.58 | 2.12 | 9 | 7.5
Live | 215682234 |  | 10 | 19 | 55200 | 46000 | 36600 | 3.37 | 2.48 | 50000 | 3.52 | 2 | 9 | 7.5
Live | 215940705 |  | 12.5 | 22 | 40940 | 32800 | 28400 | 4.21 | 2.52 | 38000 | 3.58 | 2.04 | 8.5 | 7
Live | 215940695 |  | 12 | 21.5 | 40710 | 32800 | 28600 | 4.04 | 2.5 | 38000 | 3.56 | 2.04 | 8.5 | 7
Live | 215931975 |  | 10.5 | 18 | 37260 | 29800 | 26000 | 3.53 | 2.36 | 33800 | 3.34 | 1.96 | 9 | 7
Live | 215931965 |  | 10.5 | 19 | 38410 | 30200 | 26200 | 3.54 | 2.42 | 34400 | 3.42 | 2.04 | 9.5 | 7.5
Live | 215670487 |  | 10 | 17 | 39790 | 29800 | 24800 | 3.37 | 2.28 | 34600 | 3.24 | 1.92 | 8.5 | 7
Live | 215670477 |  | 9.5 | 16.5 | 39560 | 30200 | 25000 | 3.2 | 2.24 | 34800 | 3.18 | 1.78 | 8.5 | 7
Live | 215682224 |  | 10 | 18.5 | 54050 | 45500 | 36400 | 3.37 | 2.46 | 50000 | 3.5 | 2 | 9 | 7
Live | 215682214 |  | 10 | 19 | 54050 | 45500 | 36400 | 3.37 | 2.46 | 50000 | 3.5 | 1.98 | 9 | 7.5
Live | 215940685 |  | 12 | 21.5 | 40710 | 32800 | 28600 | 4.04 | 2.5 | 38000 | 3.56 | 2.04 | 8.5 | 7
Live | 215940675 |  | 12 | 21 | 39560 | 32000 | 28000 | 4.04 | 2.44 | 38500 | 3.46 | 2.06 | 8.5 | 7
Live | 215931955 |  | 10 | 18.5 | 36110 | 30800 | 26800 | 3.37 | 2.34 | 35000 | 3.32 | 2 | 9.5 | 7.5
Live | 215931945 |  | 10 | 17 | 35190 | 30800 | 26800 | 3.37 | 2.28 | 34800 | 3.24 | 1.9 | 9 | 7.5
Live | 215670467 |  | 10 | 17 | 39790 | 29800 | 24800 | 3.37 | 2.28 | 34600 | 3.24 | 1.92 | 8.5 | 7
Live | 215670457 |  | 10 | 17 | 39790 | 29800 | 24800 | 3.37 | 2.28 | 34600 | 3.24 | 1.92 | 8.5 | 7
Live | 215682204 |  | 10 | 18.5 | 54050 | 46000 | 36400 | 3.37 | 2.46 | 50000 | 3.48 | 2 | 9 | 7
Live | 215682194 |  | 9.5 | 18 | 54050 | 45500 | 36400 | 3.2 | 2.46 | 50000 | 3.5 | 2 | 9 | 7
Live | 215940665 |  | 11.7 | 20.5 | 39560 | 32200 | 28200 | 3.94 | 2.42 | 38500 | 3.44 | 2.04 | 8.5 | 7
Live | 215940635 |  | 12 | 21 | 39560 | 32000 | 28000 | 4.04 | 2.42 | 38500 | 3.44 | 2.04 | 8.5 | 7
Live | 215939055 |  | 11.7 | 18.5 | 65550 | 46500 | 41500 | 3.94 | 2.46 | 63500 | 3.14 | 2.05 | 7.8 | 6.7
Live | 215931935 |  | 10 | 18.5 | 36110 | 31000 | 27000 | 3.37 | 2.34 | 35000 | 3.32 | 1.98 | 9.5 | 7.5
Live | 215931925 |  | 10 | 17 | 34960 | 30800 | 26800 | 3.37 | 2.28 | 35000 | 3.24 | 1.9 | 9 | 7.5
Live | 215670447 |  | 10 | 17 | 39790 | 29800 | 24800 | 3.37 | 2.28 | 34600 | 3.24 | 1.92 | 8.5 | 7
Live | 215670437 |  | 9.5 | 17 | 39790 | 30000 | 24800 | 3.2 | 2.26 | 34600 | 3.22 | 1.8 | 8.5 | 7
Live | 215940625 |  | 12 | 21 | 39790 | 32000 | 28000 | 4.05 | 2.44 | 38500 | 3.46 | 2.04 | 8.5 | 7
Live | 215940615 |  | 11.7 | 20.5 | 39560 | 32200 | 28200 | 3.94 | 2.42 | 38500 | 3.44 | 2.04 | 8.5 | 7
Live | 215682184 |  | 10 | 18.5 | 54625 | 45500 | 36000 | 3.37 | 2.48 | 50000 | 3.52 | 2.02 | 9 | 7.5
Live | 215682174 |  | 10 | 18.5 | 54050 | 46000 | 36400 | 3.37 | 2.46 | 50000 | 3.48 | 2 | 9 | 7
Live | 215931496 |  | 12.5 | 21.5 | 39560 | 29800 | 25800 | 4.22 | 2.5 | 34200 | 3.54 | 2.06 | 9.5 | 7.5
Live | 217105720 |  | 12 | 18.5 | 58650 | 47500 | 45000 | 4.04 | 2.32 | 51500 | 3.1 | 1.92 | 8 | 7
Live | 215670427 |  | 9.5 | 17 | 39790 | 30000 | 24800 | 3.2 | 2.26 | 34600 | 3.22 | 1.8 | 8.5 | 7
Live | 215670417 |  | 9.5 | 17 | 39560 | 30000 | 25000 | 3.2 | 2.26 | 34800 | 3.2 | 1.8 | 8.5 | 7
Live | 215940585 |  | 12 | 22 | 40940 | 33000 | 28600 | 4.04 | 2.5 | 38000 | 3.54 | 2.02 | 8.5 | 7
Live | 215940575 |  | 12.5 | 22 | 40940 | 32800 | 28600 | 4.21 | 2.52 | 38000 | 3.58 | 2.04 | 8.5 | 7
Live | 215682164 |  | 10 | 18.5 | 54050 | 45500 | 36400 | 3.37 | 2.44 | 50000 | 3.46 | 2 | 9 | 7
Live | 215682154 |  | 10 | 18.5 | 54050 | 46000 | 36600 | 3.37 | 2.44 | 50000 | 3.46 | 1.98 | 9 | 7
Live | 217105719 |  | 11.5 | 18.5 | 58075 | 47500 | 44500 | 3.88 | 2.32 | 51000 | 3.02 | 1.92 | 8 | 7
Live | 215940565 |  | 12 | 21 | 39560 | 32000 | 28000 | 4.04 | 2.44 | 38500 | 3.46 | 2.06 | 8.5 | 7
Live | 215940555 |  | 11.7 | 20.5 | 39560 | 32200 | 28200 | 3.94 | 2.42 | 38500 | 3.44 | 2.04 | 8.5 | 7
Live | 215670407 |  | 9.5 | 16.5 | 39560 | 30200 | 25000 | 3.2 | 2.24 | 34800 | 3.18 | 1.78 | 8.5 | 7
Live | 215670397 |  | 9 | 16.5 | 39330 | 30400 | 25200 | 3.03 | 2.22 | 35000 | 3.16 | 1.78 | 8.5 | 7
Live | 215682134 |  | 9.5 | 18 | 54050 | 45500 | 36400 | 3.2 | 2.44 | 50000 | 3.48 | 2.02 | 9 | 7
Live | 215682124 |  | 10 | 18.5 | 54050 | 45500 | 36200 | 3.37 | 2.46 | 50000 | 3.5 | 2.02 | 9 | 7
Live | 215940525 |  | 12 | 21 | 39560 | 32000 | 28000 | 4.04 | 2.42 | 38500 | 3.44 | 2.04 | 8.5 | 7
Live | 215940515 |  | 12 | 21 | 39790 | 32000 | 28000 | 4.05 | 2.44 | 38500 | 3.46 | 2.06 | 8.5 | 7
Live | 217105717 |  | 11.5 | 18 | 58075 | 47500 | 44500 | 3.88 | 2.32 | 51000 | 3.02 | 1.92 | 8 | 7
Live | 217105716 |  | 11.5 | 18 | 58075 | 47500 | 44500 | 3.88 | 2.32 | 51000 | 3.02 | 1.92 | 8 | 7
Live | 215670367 |  | 9.5 | 17 | 39330 | 30400 | 25200 | 3.2 | 2.26 | 35400 | 3.2 | 1.9 | 8.5 | 7
Live | 215670357 |  | 9.5 | 17 | 39330 | 30400 | 25200 | 3.2 | 2.26 | 35400 | 3.2 | 1.9 | 8.5 | 7
Live | 215682114 |  | 9.5 | 18 | 54050 | 45500 | 36400 | 3.2 | 2.44 | 50000 | 3.46 | 2 | 9 | 7
Live | 215682104 |  | 9.5 | 18 | 54050 | 45500 | 36400 | 3.2 | 2.44 | 50000 | 3.46 | 2.02 | 9 | 7
Live | 215940505 |  | 11.7 | 20.5 | 39560 | 32200 | 28200 | 3.94 | 2.42 | 38500 | 3.44 | 2.04 | 8.5 | 7
Live | 215940495 |  | 12.5 | 22 | 40940 | 32800 | 28400 | 4.21 | 2.52 | 38000 | 3.58 | 2.04 | 8.5 | 7
Live | 217105714 |  | 11 | 17.5 | 55775 | 50000 | 51000 | 3.71 | 2.36 | 52000 | 2.74 | 1.92 | 9.5 | 8
Live | 215670347 |  | 9.5 | 16.5 | 39100 | 30600 | 25400 | 3.2 | 2.24 | 35600 | 3.18 | 1.78 | 8.5 | 7
Live | 215670337 |  | 9 | 16 | 38870 | 30800 | 25400 | 3.03 | 2.22 | 35600 | 3.16 | 1.78 | 8.5 | 7
Live | 215938935 |  | 11.7 | 18.5 | 64400 | 46000 | 41000 | 3.94 | 2.46 | 61500 | 3.1 | 2.05 | 7.8 | 6.75
Live | 215940485 |  | 12.5 | 22 | 40940 | 32800 | 28400 | 4.21 | 2.52 | 38000 | 3.58 | 2.04 | 8.5 | 7
Live | 215940475 |  | 12 | 21.5 | 40710 | 32800 | 28600 | 4.04 | 2.5 | 38000 | 3.56 | 2.04 | 8.5 | 7
Live | 217105713 |  | 11 | 17 | 54625 | 50000 | 51000 | 3.71 | 2.36 | 52000 | 2.66 | 1.92 | 11.5 | 9
Live | 217105712 |  | 11.5 | 18.5 | 56350 | 50500 | 51500 | 3.88 | 2.36 | 52500 | 2.78 | 2.02 | 10 | 8
Live | 215682094 |  | 10 | 18.5 | 54050 | 46000 | 36600 | 3.37 | 2.44 | 50000 | 3.46 | 1.98 | 9 | 7
Live | 215682084 |  | 10.5 | 19.5 | 55775 | 46500 | 36600 | 3.54 | 2.52 | 50000 | 3.58 | 2.12 | 9.5 | 7.5
Live | 215670327 |  | 9 | 15.5 | 37490 | 30800 | 25600 | 3.04 | 2.16 | 36000 | 3.06 | 1.78 | 8.5 | 6.5
Live | 215670317 |  | 9.5 | 17 | 39330 | 30400 | 25200 | 3.2 | 2.26 | 35400 | 3.2 | 1.88 | 8.5 | 7
Live | 215940465 |  | 12 | 21.5 | 40710 | 32800 | 28600 | 4.04 | 2.5 | 38000 | 3.56 | 2.04 | 8.5 | 7
Live | 215940455 |  | 12.5 | 22 | 40940 | 32600 | 28600 | 4.21 | 2.54 | 38000 | 3.6 | 2.02 | 8.5 | 7
Live | 217105711 |  | 11 | 18 | 54050 | 49500 | 51000 | 3.71 | 2.36 | 51500 | 2.58 | 2 | 10.5 | 8.5
Live | 215588565 |  | 11 | 19 | 57500 | 51000 | 53000 | 3.7 | 2.3 | 53000 | 3.06 | 1.92 | 10.5 | 8.5
Live | 215682074 |  | 10.5 | 19.5 | 55775 | 46500 | 36600 | 3.54 | 2.52 | 50000 | 3.58 | 2.12 | 9.5 | 7.5
Live | 215682064 |  | 10.5 | 19 | 55775 | 46500 | 36800 | 3.54 | 2.52 | 50000 | 3.58 | 2.1 | 9.5 | 7.5
Live | 215670307 |  | 9.5 | 17 | 39330 | 30400 | 25200 | 3.2 | 2.26 | 35400 | 3.2 | 1.9 | 8.5 | 7
Live | 215670297 |  | 9.5 | 16.5 | 39330 | 30400 | 25200 | 3.2 | 2.26 | 35400 | 3.2 | 1.88 | 8.5 | 7
Live | 215940445 |  | 12 | 21.5 | 40940 | 32800 | 28600 | 4.04 | 2.54 | 38000 | 3.58 | 2.04 | 8.5 | 7
Live | 215940415 |  | 12.5 | 22 | 40940 | 32600 | 28600 | 4.21 | 2.54 | 38000 | 3.6 | 2.02 | 8.5 | 7
Live | 215588560 |  | 12 | 19.5 | 60950 | 48000 | 46500 | 4.04 | 2.32 | 53500 | 3.36 | 1.95 | 8.5 | 7
Live | 215588558 |  | 12 | 19.5 | 60950 | 48000 | 46500 | 4.04 | 2.32 | 53500 | 3.34 | 1.95 | 8.5 | 7
Live | 215682054 |  | 10 | 19 | 55775 | 46500 | 36600 | 3.37 | 2.54 | 50000 | 3.58 | 2.12 | 9 | 7.5
Live | 215682044 |  | 10.5 | 19 | 56350 | 46500 | 36400 | 3.54 | 2.54 | 50000 | 3.62 | 2.12 | 9 | 7.5
Live | 215670287 |  | 9 | 16.5 | 39100 | 30600 | 25400 | 3.03 | 2.24 | 35600 | 3.16 | 1.76 | 8.5 | 7
Live | 215670277 |  | 9.5 | 16.5 | 39100 | 30600 | 25400 | 3.2 | 2.24 | 35600 | 3.16 | 1.76 | 8.5 | 7
Live | 215940405 |  | 12.5 | 22 | 40940 | 32600 | 28600 | 4.21 | 2.54 | 38000 | 3.6 | 2.02 | 8.5 | 7
Live | 215940395 |  | 12 | 21.5 | 40940 | 32800 | 28600 | 4.04 | 2.54 | 38000 | 3.58 | 2.04 | 8.5 | 7
Live | 215588556 |  | 12 | 19.5 | 60375 | 48000 | 46500 | 4.04 | 2.32 | 53500 | 3.34 | 1.95 | 8.5 | 7
Live | 215588554 |  | 12 | 19.5 | 60950 | 48000 | 46000 | 4.04 | 2.34 | 53000 | 3.38 | 1.85 | 8.1 | 7
Live | 215670267 |  | 9 | 16.5 | 38870 | 30800 | 25400 | 3.03 | 2.22 | 35600 | 3.14 | 1.78 | 8.5 | 7
Live | 215670257 |  | 9.5 | 16.5 | 39330 | 30400 | 25200 | 3.2 | 2.26 | 35400 | 3.22 | 1.9 | 8.5 | 7
Live | 215682034 |  | 10.5 | 19 | 55775 | 46500 | 36800 | 3.54 | 2.52 | 50000 | 3.58 | 2.1 | 9.5 | 7.5
Live | 215682024 |  | 10.5 | 19 | 55200 | 46000 | 36600 | 3.54 | 2.5 | 50000 | 3.54 | 2 | 9 | 7.5
Live | 215938855 |  | 11.7 | 18.5 | 64400 | 46000 | 41000 | 3.94 | 2.46 | 61500 | 3.12 | 2.05 | 7.8 | 6.7
Live | 215940385 |  | 12.5 | 22 | 40940 | 32600 | 28600 | 4.21 | 2.54 | 38000 | 3.6 | 2.02 | 8.5 | 7
Live | 215940375 |  | 12 | 21.5 | 40940 | 33000 | 28600 | 4.04 | 2.5 | 38000 | 3.56 | 2.04 | 8.5 | 7
Live | 215588552 |  | 12.5 | 20 | 61525 | 47500 | 45500 | 4.21 | 2.36 | 53000 | 3.42 | 1.85 | 8.1 | 7
Live | 215588550 |  | 12 | 19.5 | 60375 | 48000 | 46500 | 4.04 | 2.32 | 53500 | 3.34 | 1.95 | 8.5 | 7
Live | 215670247 |  | 9.5 | 16.5 | 39330 | 30400 | 25200 | 3.2 | 2.26 | 35400 | 3.2 | 1.88 | 8.5 | 7
Live | 215670237 |  | 9.5 | 16.5 | 39100 | 30600 | 25400 | 3.2 | 2.24 | 35600 | 3.16 | 1.76 | 8.5 | 7
Live | 215682014 |  | 10 | 19 | 55200 | 46000 | 36600 | 3.37 | 2.5 | 50000 | 3.54 | 2 | 9 | 7.5
Live | 215682004 |  | 10 | 19 | 55200 | 46000 | 36600 | 3.37 | 2.48 | 50000 | 3.52 | 2 | 9 | 7.5
Live | 215940345 |  | 12.5 | 22 | 40940 | 32600 | 28600 | 4.21 | 2.54 | 38000 | 3.6 | 2.02 | 8.5 | 7
Live | 215940335 |  | 12.5 | 22 | 40940 | 33000 | 28600 | 4.21 | 2.52 | 38000 | 3.58 | 2.04 | 8.5 | 7
Live | 215588546 |  | 12.5 | 19.5 | 59800 | 47000 | 44500 | 4.21 | 2.36 | 51500 | 3.22 | 1.95 | 8.1 | 7
Live | 215588544 |  | 12.5 | 19.5 | 59800 | 47500 | 44500 | 4.21 | 2.36 | 52000 | 3.26 | 1.9 | 8.1 | 7
Live | 215670227 |  | 9.5 | 17 | 39330 | 30400 | 25200 | 3.2 | 2.26 | 35400 | 3.22 | 1.9 | 8.5 | 7
Live | 215670217 |  | 9.5 | 17 | 39330 | 30400 | 25200 | 3.2 | 2.26 | 35400 | 3.2 | 1.9 | 8.5 | 7
Live | 215681994 |  | 10 | 18.5 | 55200 | 46000 | 36600 | 3.37 | 2.5 | 50000 | 3.54 | 2 | 9 | 7.5
Live | 215681984 |  | 10 | 19 | 55200 | 46000 | 36200 | 3.37 | 2.52 | 50000 | 3.58 | 2.12 | 9 | 7.5
Live | 215940325 |  | 12 | 21.5 | 40940 | 33000 | 28600 | 4.04 | 2.5 | 38000 | 3.56 | 2.04 | 8.5 | 7
Live | 215940315 |  | 12.5 | 22 | 40940 | 32600 | 28600 | 4.21 | 2.54 | 38000 | 3.6 | 2.02 | 8.5 | 7
Live | 215588542 |  | 12 | 19 | 59800 | 48000 | 46500 | 4.05 | 2.32 | 52500 | 3.24 | 1.9 | 8.1 | 7
Live | 215588540 |  | 11.5 | 19 | 59800 | 48000 | 46500 | 3.88 | 2.3 | 52500 | 3.22 | 1.85 | 8.1 | 7
Live | 215670207 |  | 9.5 | 17 | 39330 | 30400 | 25200 | 3.2 | 2.26 | 35400 | 3.22 | 1.9 | 8.5 | 7
Live | 215670197 |  | 9.5 | 17 | 39330 | 30400 | 25200 | 3.2 | 2.26 | 35400 | 3.2 | 1.88 | 8.5 | 7
Live | 215681974 |  | 10 | 19 | 55200 | 46000 | 36600 | 3.37 | 2.48 | 50000 | 3.52 | 2 | 9 | 7.5
Live | 215681964 |  | 10.5 | 19 | 55200 | 46500 | 36800 | 3.54 | 2.5 | 50000 | 3.54 | 2 | 9 | 7.5
Live | 215940305 |  | 12 | 21.5 | 40940 | 32800 | 28600 | 4.04 | 2.54 | 38000 | 3.58 | 2.04 | 8.5 | 7
Live | 215940275 |  | 12.5 | 22 | 40940 | 32600 | 28600 | 4.21 | 2.54 | 38000 | 3.6 | 2.02 | 8.5 | 7
Live | 215670187 |  | 9.5 | 17 | 39330 | 30400 | 25200 | 3.2 | 2.26 | 35400 | 3.2 | 1.88 | 8.5 | 7
Live | 215670177 |  | 9.5 | 16.5 | 39100 | 30600 | 25400 | 3.2 | 2.24 | 35600 | 3.18 | 1.78 | 8.5 | 7
Live | 215588538 |  | 11.5 | 19 | 59225 | 48000 | 46500 | 3.87 | 2.3 | 53000 | 3.2 | 1.85 | 8.1 | 7
Live | 215588536 |  | 12 | 19 | 59800 | 48000 | 46500 | 4.05 | 2.32 | 52500 | 3.24 | 1.9 | 8.1 | 7
Live | 215681954 |  | 10 | 19 | 55200 | 46500 | 36800 | 3.37 | 2.5 | 50000 | 3.54 | 2 | 9 | 7.5
Live | 215681934 |  | 10 | 18.5 | 55200 | 46500 | 36600 | 3.37 | 2.5 | 50000 | 3.56 | 2 | 9 | 7.5
Live | 215940265 |  | 12.5 | 22 | 40940 | 32600 | 28600 | 4.21 | 2.54 | 38000 | 3.6 | 2.02 | 8.5 | 7
Live | 215940255 |  | 12 | 21.5 | 40940 | 32800 | 28600 | 4.04 | 2.54 | 38000 | 3.58 | 2.04 | 8.5 | 7
Live | 215588534 |  | 12 | 19.5 | 60375 | 47500 | 45500 | 4.04 | 2.34 | 52000 | 3.28 | 1.9 | 8.1 | 7
Live | 215588532 |  | 11.5 | 19 | 59225 | 48000 | 46500 | 3.87 | 2.3 | 53000 | 3.2 | 1.85 | 8.1 | 7
Live | 215670167 |  | 9.5 | 16.5 | 39100 | 30600 | 25400 | 3.2 | 2.24 | 35600 | 3.16 | 1.76 | 8.5 | 7
Live | 215670157 |  | 9 | 16.5 | 38870 | 30800 | 25600 | 3.03 | 2.22 | 35600 | 3.14 | 1.78 | 8.5 | 7
Live | 215681924 |  | 10 | 19 | 55775 | 46000 | 36400 | 3.37 | 2.52 | 50000 | 3.58 | 2.12 | 9 | 7.5
Live | 215681914 |  | 10 | 18.5 | 55200 | 46500 | 36800 | 3.37 | 2.5 | 50000 | 3.54 | 2 | 9 | 7.5
Live | 215938735 |  | 11.7 | 18.5 | 64975 | 46000 | 41500 | 3.94 | 2.46 | 62500 | 3.12 | 2.05 | 7.8 | 6.7
Live | 215938725 |  | 11.7 | 18.5 | 64975 | 46000 | 41500 | 3.94 | 2.46 | 62500 | 3.12 | 2.05 | 7.8 | 6.7
Live | 215940245 |  | 11.7 | 19.5 | 39330 | 29800 | 26000 | 3.95 | 2.46 | 34200 | 3.48 | 1.94 | 9 | 7
Live | 215940235 |  | 11.7 | 19.5 | 39330 | 29800 | 26000 | 3.95 | 2.46 | 34200 | 3.48 | 1.94 | 9 | 7
Live | 215588528 |  | 12 | 19 | 59225 | 47000 | 44500 | 4.05 | 2.34 | 51000 | 3.14 | 1.9 | 8 | 7
Live | 215588526 |  | 12 | 19 | 59225 | 47000 | 44500 | 4.05 | 2.34 | 51500 | 3.18 | 1.9 | 8 | 7
Live | 215681904 |  | 10 | 18.5 | 55200 | 46500 | 36600 | 3.37 | 2.5 | 50000 | 3.54 | 2 | 9 | 7.5
Live | 215681894 |  | 10 | 19 | 55200 | 46500 | 36800 | 3.37 | 2.5 | 50000 | 3.54 | 2 | 9 | 7.5
Live | 215669733 |  | 10.5 | 18.5 | 40250 | 29800 | 24800 | 3.54 | 2.26 | 34400 | 3.22 | 1.92 | 9 | 7
Live | 215669723 |  | 10.5 | 18.5 | 40250 | 29800 | 24800 | 3.54 | 2.26 | 34400 | 3.22 | 1.92 | 9 | 7
Live | 215588524 |  | 12 | 19 | 59800 | 48000 | 46500 | 4.05 | 2.32 | 52500 | 3.24 | 1.9 | 8.1 | 7
Live | 215588522 |  | 11.5 | 19 | 59800 | 48000 | 46500 | 3.88 | 2.3 | 52500 | 3.22 | 1.85 | 8.1 | 7
Live | 215940225 |  | 11.7 | 19.5 | 39330 | 30000 | 26000 | 3.95 | 2.44 | 34200 | 3.46 | 1.96 | 9 | 7
Live | 215940195 |  | 11.7 | 19.5 | 39330 | 30000 | 26000 | 3.95 | 2.44 | 34200 | 3.48 | 1.94 | 9 | 7
Live | 215681884 |  | 10.5 | 19 | 55200 | 46500 | 36800 | 3.54 | 2.5 | 50000 | 3.54 | 2 | 9 | 7.5
Live | 215681874 |  | 10 | 19 | 55200 | 46500 | 36800 | 3.37 | 2.5 | 50000 | 3.54 | 2 | 9 | 7.5
Live | 215669713 |  | 10.5 | 18.5 | 40020 | 29800 | 24800 | 3.54 | 2.26 | 34400 | 3.22 | 1.92 | 9 | 7
Live | 215669703 |  | 10.5 | 18.5 | 40250 | 29800 | 24800 | 3.54 | 2.26 | 34400 | 3.22 | 1.92 | 9 | 7
Live | 215931915 |  | 11 | 18 | 64975 | 47000 | 46000 | 3.7 | 2.3 | 61000 | 3.02 | 1.95 | 8.1 | 6.75
Live | 215931905 |  | 11 | 18 | 64975 | 47500 | 46000 | 3.7 | 2.3 | 61000 | 3 | 1.95 | 8.1 | 6.75
Live | 215588520 |  | 11.5 | 19 | 59225 | 48000 | 46500 | 3.87 | 2.3 | 53000 | 3.22 | 1.85 | 8.1 | 7
Live | 215588518 |  | 12 | 19 | 59800 | 48000 | 46500 | 4.05 | 2.32 | 52500 | 3.24 | 1.85 | 8.1 | 7
Live | 215940185 |  | 11.7 | 19.5 | 39330 | 29800 | 26000 | 3.95 | 2.46 | 34200 | 3.48 | 1.94 | 9 | 7
Live | 215940175 |  | 11.7 | 19.5 | 39330 | 30000 | 26000 | 3.95 | 2.44 | 34200 | 3.46 | 1.96 | 9 | 7
Live | 215681854 |  | 10 | 18.5 | 55200 | 46500 | 36600 | 3.37 | 2.5 | 50000 | 3.56 | 2 | 9 | 7.5
Live | 215681844 |  | 10 | 19 | 55775 | 46000 | 36400 | 3.37 | 2.52 | 50000 | 3.58 | 2.12 | 9 | 7.5
Live | 215669693 |  | 10.5 | 18 | 40020 | 29800 | 24800 | 3.54 | 2.26 | 34400 | 3.2 | 1.92 | 9 | 7
Live | 215669683 |  | 10 | 18 | 39790 | 30000 | 25000 | 3.37 | 2.24 | 34600 | 3.18 | 1.9 | 9 | 7
Live | 215588516 |  | 12 | 19.5 | 60375 | 47500 | 45500 | 4.04 | 2.34 | 52000 | 3.28 | 1.9 | 8.1 | 7
Live | 215588514 |  | 11.5 | 19 | 59225 | 48000 | 46500 | 3.87 | 2.3 | 53000 | 3.22 | 1.85 | 8.1 | 7
Live | 215931895 |  | 11 | 17.5 | 64400 | 47500 | 46000 | 3.71 | 2.3 | 61000 | 3 | 1.95 | 8.1 | 6.75
Live | 215931885 |  | 11 | 18 | 64975 | 47500 | 46000 | 3.7 | 2.3 | 61000 | 3 | 1.95 | 8.1 | 6.75
Live | 215940165 |  | 11.7 | 19.5 | 38870 | 30400 | 26400 | 3.94 | 2.44 | 34600 | 3.46 | 1.92 | 9 | 7
Live | 215940155 |  | 11.7 | 19.5 | 38870 | 30400 | 26400 | 3.94 | 2.44 | 34600 | 3.48 | 1.92 | 9 | 7
Live | 215681834 |  | 10 | 18.5 | 55200 | 46500 | 36800 | 3.37 | 2.5 | 50000 | 3.54 | 2 | 9 | 7.5
Live | 215681824 |  | 10 | 18.5 | 55200 | 46500 | 36600 | 3.37 | 2.5 | 50000 | 3.54 | 2 | 9 | 7.5
Live | 215669673 |  | 10 | 18.5 | 40250 | 29800 | 24600 | 3.37 | 2.28 | 34400 | 3.22 | 1.92 | 9 | 7
Live | 215669663 |  | 10 | 18 | 40020 | 29800 | 24800 | 3.37 | 2.26 | 34400 | 3.2 | 1.92 | 9 | 7
Live | 215931875 |  | 11 | 17.5 | 64400 | 47500 | 46000 | 3.71 | 2.28 | 61000 | 2.98 | 1.95 | 8.1 | 6.75
Live | 215931865 |  | 10.5 | 17 | 63825 | 49000 | 47000 | 3.54 | 2.26 | 61500 | 2.9 | 1.95 | 8.1 | 6.8
Live | 215588510 |  | 11.5 | 18 | 57500 | 47000 | 44000 | 3.87 | 2.32 | 49500 | 2.96 | 1.92 | 8 | 7
Live | 215588508 |  | 11.5 | 18.5 | 58075 | 47000 | 44000 | 3.88 | 2.32 | 50000 | 2.98 | 1.92 | 8 | 7
Live | 215940145 |  | 11.5 | 19.5 | 38870 | 30400 | 26600 | 3.87 | 2.44 | 34800 | 3.46 | 1.94 | 9 | 7
Live | 215940115 |  | 11.7 | 19.5 | 38870 | 30400 | 26400 | 3.94 | 2.44 | 34600 | 3.46 | 1.92 | 9 | 7
Live | 215681814 |  | 10 | 19 | 55200 | 46500 | 36800 | 3.37 | 2.5 | 50000 | 3.54 | 2 | 9 | 7.5
Live | 215681804 |  | 10 | 18.5 | 54050 | 45500 | 36400 | 3.37 | 2.44 | 50000 | 3.46 | 2 | 9 | 7
Live | 215669653 |  | 10.5 | 18.5 | 40250 | 29800 | 24600 | 3.54 | 2.28 | 34400 | 3.22 | 1.92 | 9 | 7
Live | 215669643 |  | 10.5 | 18.5 | 40250 | 29800 | 24600 | 3.54 | 2.28 | 34400 | 3.22 | 1.92 | 9 | 7
Live | 215588506 |  | 12 | 19.5 | 60950 | 48000 | 46500 | 4.04 | 2.32 | 53500 | 3.36 | 1.95 | 8.5 | 7
Live | 215588504 |  | 12 | 19.5 | 60375 | 48000 | 46500 | 4.04 | 2.32 | 53500 | 3.36 | 1.95 | 8.5 | 7
Live | 215931855 |  | 11.5 | 18 | 64975 | 47000 | 45500 | 3.88 | 2.32 | 61000 | 3.02 | 2 | 8.1 | 6.75
Live | 215931845 |  | 11 | 17.5 | 64400 | 47500 | 46000 | 3.71 | 2.28 | 61000 | 2.98 | 1.95 | 8.1 | 6.75
Live | 215940105 |  | 11.7 | 19.5 | 38870 | 30400 | 26400 | 3.94 | 2.44 | 34600 | 3.48 | 1.92 | 9 | 7
Live | 215940095 |  | 11.5 | 19.5 | 38870 | 30400 | 26600 | 3.87 | 2.44 | 34800 | 3.46 | 1.94 | 9 | 7
Live | 215681784 |  | 9.5 | 18 | 54050 | 45500 | 36400 | 3.2 | 2.44 | 50000 | 3.48 | 2 | 9 | 7
Live | 215681774 |  | 10 | 18.5 | 54050 | 45500 | 36200 | 3.37 | 2.46 | 50000 | 3.5 | 2 | 9 | 7.5
Live | 215669633 |  | 10.5 | 18.5 | 40250 | 29800 | 24600 | 3.54 | 2.28 | 34400 | 3.22 | 1.92 | 9 | 7
Live | 215669623 |  | 10 | 18.5 | 40020 | 29800 | 24800 | 3.37 | 2.26 | 34400 | 3.2 | 1.92 | 9 | 7
Live | 215588502 |  | 12 | 19.5 | 60375 | 48000 | 46500 | 4.04 | 2.32 | 53500 | 3.34 | 1.95 | 8.5 | 7
Live | 215588500 |  | 12 | 19 | 60950 | 48000 | 46000 | 4.04 | 2.34 | 53000 | 3.38 | 1.85 | 8.1 | 7
Live | 215931835 |  | 11.5 | 18 | 64975 | 47000 | 46000 | 3.88 | 2.3 | 61000 | 3.02 | 2 | 8.1 | 6.75
Live | 215931825 |  | 11.5 | 18 | 64975 | 47000 | 45500 | 3.88 | 2.32 | 61000 | 3.02 | 2 | 8.1 | 6.75
Live | 215940085 |  | 11.5 | 19 | 38640 | 30400 | 26600 | 3.88 | 2.44 | 34600 | 3.46 | 1.94 | 9 | 7
Live | 215940075 |  | 11.5 | 19 | 38640 | 30400 | 26600 | 3.88 | 2.44 | 34600 | 3.46 | 1.94 | 9 | 7
Live | 215681764 |  | 9.5 | 18 | 54050 | 45500 | 36400 | 3.2 | 2.44 | 50000 | 3.46 | 2 | 9 | 7
Live | 215681754 |  | 9.5 | 18 | 54050 | 45500 | 36400 | 3.2 | 2.44 | 50000 | 3.46 | 2 | 9 | 7
Live | 215669603 |  | 10.5 | 18.5 | 40020 | 29800 | 24800 | 3.54 | 2.26 | 34400 | 3.22 | 1.92 | 9 | 7
Live | 215669593 |  | 10 | 18 | 39790 | 30000 | 25000 | 3.37 | 2.24 | 34600 | 3.18 | 1.9 | 9 | 7
Live | 215588498 |  | 12.5 | 20 | 61525 | 47500 | 45500 | 4.21 | 2.36 | 53000 | 3.42 | 1.85 | 8.1 | 7
Live | 215588496 |  | 12 | 19.5 | 60375 | 48000 | 46500 | 4.04 | 2.32 | 53500 | 3.34 | 1.95 | 8.5 | 7
Live | 215931815 |  | 11 | 17.5 | 64400 | 47500 | 46500 | 3.71 | 2.26 | 61000 | 2.96 | 1.95 | 8.1 | 6.75
Live | 215931785 |  | 11.5 | 18.5 | 65550 | 47500 | 46500 | 3.87 | 2.36 | 60500 | 3.04 | 2.02 | 8.5 | 7
Live | 215681744 |  | 9.5 | 16.5 | 52325 | 42000 | 33800 | 3.2 | 2.48 | 48000 | 3.52 | 2.08 | 8.5 | 7
Live | 215681734 |  | 9.5 | 16.5 | 52325 | 42000 | 33800 | 3.2 | 2.48 | 48000 | 3.52 | 2.08 | 8.5 | 7
Live | 215940065 |  | 11.5 | 19 | 38640 | 30600 | 26600 | 3.88 | 2.42 | 34800 | 3.45 | 1.92 | 9 | 7
Live | 215940035 |  | 11.7 | 19.5 | 38640 | 30400 | 26600 | 3.95 | 2.44 | 34800 | 3.45 | 1.94 | 9 | 7
Live | 215669583 |  | 10 | 18 | 39790 | 30200 | 25000 | 3.37 | 2.22 | 34600 | 3.16 | 1.9 | 9 | 7
Live | 215669573 |  | 10.5 | 18.5 | 40020 | 29800 | 24800 | 3.54 | 2.26 | 34400 | 3.22 | 1.92 | 9 | 7
Live | 215588494 |  | 12 | 19 | 59800 | 48000 | 46500 | 4.05 | 2.32 | 52500 | 3.24 | 1.9 | 8.1 | 7
Live | 215588492 |  | 11.5 | 19 | 59800 | 48000 | 46500 | 3.88 | 2.3 | 53000 | 3.22 | 1.85 | 8.1 | 7
Live | 215931775 |  | 11.5 | 18.5 | 65550 | 48000 | 46500 | 3.87 | 2.34 | 60500 | 3.02 | 2.02 | 8.5 | 7
Live | 215931765 |  | 11 | 18.5 | 65550 | 48000 | 46500 | 3.71 | 2.34 | 60500 | 3.02 | 2.02 | 8.5 | 7
Live | 215681724 |  | 9.5 | 16.5 | 52325 | 42000 | 33800 | 3.2 | 2.48 | 48000 | 3.52 | 2.06 | 8.5 | 7
Live | 215681704 |  | 9.5 | 16.5 | 52325 | 42000 | 33800 | 3.2 | 2.48 | 48000 | 3.54 | 2.08 | 8.5 | 7
Live | 215940025 |  | 11.7 | 19.5 | 38640 | 30400 | 26600 | 3.95 | 2.44 | 34600 | 3.46 | 1.92 | 9 | 7
Live | 215940015 |  | 11.5 | 19 | 38640 | 30600 | 26600 | 3.88 | 2.42 | 34800 | 3.45 | 1.92 | 9 | 7
Live | 215669563 |  | 10 | 18 | 40020 | 29800 | 24800 | 3.37 | 2.26 | 34400 | 3.2 | 1.92 | 9 | 7
Live | 215669553 |  | 10 | 18 | 39790 | 30000 | 25000 | 3.37 | 2.24 | 34600 | 3.16 | 1.9 | 9 | 7
Live | 215588490 |  | 11.5 | 19 | 59225 | 48000 | 47000 | 3.87 | 2.3 | 53000 | 3.2 | 1.85 | 8.1 | 7
Live | 215588488 |  | 11.7 | 19 | 59800 | 48000 | 46500 | 3.95 | 2.32 | 52500 | 3.24 | 1.9 | 8.1 | 7
Live | 215681694 |  | 9.5 | 17 | 52325 | 42000 | 33600 | 3.2 | 2.52 | 48000 | 3.56 | 2.06 | 8.5 | 7
Live | 215681684 |  | 9.5 | 17 | 52325 | 42000 | 33800 | 3.2 | 2.48 | 48000 | 3.52 | 2.08 | 8.5 | 7
Live | 215931755 |  | 11.5 | 18.5 | 65550 | 48000 | 46500 | 3.87 | 2.34 | 60500 | 3.02 | 2.02 | 8.5 | 7
Live | 215931745 |  | 11 | 18.5 | 64975 | 48000 | 46500 | 3.7 | 2.32 | 60500 | 3 | 2.02 | 8.5 | 7
Live | 215940005 |  | 11 | 19 | 38410 | 30600 | 26600 | 3.7 | 2.42 | 34800 | 3.42 | 1.92 | 9 | 7
Live | 215939995 |  | 11 | 19 | 38410 | 30600 | 26600 | 3.7 | 2.42 | 34800 | 3.42 | 1.92 | 9 | 7
Live | 215669543 |  | 10 | 18 | 39790 | 30000 | 25000 | 3.37 | 2.24 | 34600 | 3.18 | 1.9 | 9 | 7
Live | 215669533 |  | 10 | 18 | 39560 | 30200 | 25200 | 3.37 | 2.22 | 34600 | 3.16 | 1.9 | 9 | 7
Live | 215588486 |  | 12 | 19.5 | 60375 | 47500 | 45500 | 4.04 | 2.34 | 52000 | 3.28 | 1.9 | 8.1 | 7
Live | 215588484 |  | 11.5 | 19 | 59225 | 48000 | 47000 | 3.87 | 2.3 | 53000 | 3.2 | 1.85 | 8.1 | 7
Live | 215681674 |  | 9.5 | 16.5 | 52325 | 42000 | 33800 | 3.2 | 2.48 | 48000 | 3.52 | 2.08 | 8.5 | 7
Live | 215681664 |  | 9.5 | 16.5 | 52325 | 42000 | 33800 | 3.2 | 2.48 | 48000 | 3.52 | 2.06 | 8.5 | 7
Live | 215931735 |  | 10.5 | 18 | 64400 | 49000 | 47500 | 3.54 | 2.26 | 61000 | 2.92 | 2 | 8.5 | 7
Live | 215931725 |  | 11 | 18.5 | 64975 | 48000 | 46500 | 3.7 | 2.32 | 60500 | 3.02 | 2.02 | 8.5 | 7
Live | 215939985 |  | 11 | 19 | 38180 | 30800 | 26800 | 3.71 | 2.4 | 35000 | 3.4 | 1.92 | 9 | 7
Live | 215939955 |  | 11.5 | 19 | 38410 | 30600 | 26600 | 3.88 | 2.42 | 34800 | 3.42 | 1.92 | 9 | 7
Live | 215684102 |  | 9.5 | 16.5 | 39100 | 30600 | 25200 | 3.2 | 2.24 | 35600 | 3.18 | 1.78 | 8.5 | 7
Live | 215684100 |  | 9.5 | 16.5 | 39100 | 30600 | 25200 | 3.2 | 2.24 | 35600 | 3.18 | 1.78 | 8.5 | 7
Live | 215588480 |  | 12 | 19 | 59225 | 47000 | 44500 | 4.05 | 2.34 | 51000 | 3.14 | 1.9 | 8 | 7
Live | 215588478 |  | 12 | 19 | 59225 | 47000 | 44500 | 4.05 | 2.34 | 51500 | 3.16 | 1.9 | 8 | 7
Live | 215681654 |  | 9 | 16 | 51750 | 43000 | 34200 | 3.03 | 2.46 | 49500 | 3.5 | 2.06 | 8.5 | 7
Live | 215681644 |  | 9 | 16 | 51750 | 43000 | 34200 | 3.03 | 2.46 | 49500 | 3.5 | 2.04 | 8.5 | 7
Live | 215669523 |  | 10 | 18 | 40250 | 29800 | 24800 | 3.37 | 2.26 | 34400 | 3.22 | 1.92 | 9 | 7
Live | 215669513 |  | 10 | 18 | 40020 | 29800 | 24800 | 3.37 | 2.26 | 34400 | 3.2 | 1.92 | 9 | 7
Live | 215931715 |  | 11.7 | 19 | 65550 | 47500 | 46000 | 3.94 | 2.36 | 60500 | 3.06 | 2.04 | 8.5 | 7
Live | 215931705 |  | 11.5 | 19 | 65550 | 47500 | 46500 | 3.87 | 2.36 | 60500 | 3.04 | 2.02 | 8.5 | 7
Live | 215684098 |  | 9.5 | 16.5 | 38870 | 30800 | 25400 | 3.2 | 2.22 | 35600 | 3.14 | 1.78 | 8.5 | 7
Live | 215684096 |  | 9 | 16.5 | 38640 | 30800 | 25600 | 3.04 | 2.2 | 35800 | 3.12 | 1.76 | 8.5 | 7
Live | 215939945 |  | 11.5 | 19 | 38410 | 30600 | 26600 | 3.88 | 2.42 | 34800 | 3.42 | 1.92 | 9 | 7
Live | 215939935 |  | 11 | 19 | 38180 | 30800 | 26800 | 3.71 | 2.4 | 35000 | 3.4 | 1.92 | 9 | 7
Live | 215681634 |  | 9 | 16 | 51175 | 43000 | 34400 | 3.04 | 2.46 | 49500 | 3.48 | 2.04 | 8.5 | 7
Live | 215681614 |  | 9 | 16.5 | 51750 | 43000 | 34200 | 3.03 | 2.46 | 49500 | 3.5 | 2.06 | 8.5 | 7
Live | 215588474 |  | 12 | 19 | 59225 | 47000 | 44500 | 4.05 | 2.34 | 51000 | 3.14 | 1.9 | 8 | 7
Live | 215588472 |  | 12 | 19 | 59225 | 47000 | 44500 | 4.05 | 2.34 | 51500 | 3.16 | 1.9 | 8 | 7
Live | 215669503 |  | 10 | 17.5 | 39790 | 30000 | 25000 | 3.37 | 2.24 | 34600 | 3.18 | 1.9 | 9 | 7
Live | 215669493 |  | 10.5 | 18.5 | 40250 | 29800 | 24800 | 3.54 | 2.26 | 34400 | 3.22 | 1.92 | 9 | 7
Live | 215684094 |  | 9 | 15.2 | 37490 | 31000 | 25600 | 3.04 | 2.14 | 36000 | 3.02 | 1.76 | 8.5 | 6.5
Live | 215684092 |  | 9.5 | 16.5 | 39100 | 30600 | 25200 | 3.2 | 2.24 | 35600 | 3.18 | 1.78 | 8.5 | 7
Live | 215931695 |  | 11.5 | 19 | 65550 | 47500 | 46500 | 3.87 | 2.36 | 60500 | 3.06 | 2.04 | 8.5 | 7
Live | 215931685 |  | 11 | 18.5 | 64975 | 48000 | 47000 | 3.7 | 2.32 | 60500 | 3 | 2.02 | 8.5 | 7
Live | 215681604 |  | 9.5 | 16.5 | 51750 | 42500 | 34000 | 3.2 | 2.48 | 49000 | 3.52 | 2.06 | 8.5 | 7
Live | 215681594 |  | 9 | 16 | 51750 | 43000 | 34400 | 3.03 | 2.46 | 49000 | 3.48 | 2.04 | 8.5 | 7
Live | 215939925 |  | 12 | 20.5 | 39560 | 29800 | 26000 | 4.04 | 2.44 | 34200 | 3.46 | 2.08 | 9.5 | 7
Live | 215939915 |  | 12 | 20.5 | 39560 | 29800 | 26000 | 4.04 | 2.44 | 34200 | 3.46 | 2.06 | 9.5 | 7
Live | 215588468 |  | 11.5 | 18 | 57500 | 47000 | 44000 | 3.87 | 2.32 | 49500 | 2.96 | 1.92 | 8 | 7
Live | 215588466 |  | 11.5 | 18.5 | 58075 | 47000 | 44000 | 3.88 | 2.32 | 50000 | 2.98 | 1.92 | 8 | 7
Live | 215669483 |  | 10 | 18.5 | 40020 | 29800 | 24800 | 3.37 | 2.26 | 34400 | 3.2 | 1.92 | 9 | 7
Live | 215669473 |  | 10 | 18.5 | 40020 | 29800 | 24800 | 3.37 | 2.26 | 34400 | 3.2 | 1.92 | 9 | 7
Live | 215684090 |  | 9.5 | 16.5 | 39100 | 30600 | 25200 | 3.2 | 2.24 | 35600 | 3.18 | 1.78 | 8.5 | 7
Live | 215684088 |  | 9.5 | 16.5 | 39100 | 30600 | 25200 | 3.2 | 2.24 | 35600 | 3.16 | 1.78 | 8.5 | 7
Live | 215681584 |  | 9 | 16.5 | 51750 | 43000 | 34200 | 3.03 | 2.46 | 49000 | 3.5 | 2.06 | 8.5 | 7
Live | 215681574 |  | 9 | 16 | 51175 | 43000 | 34400 | 3.04 | 2.46 | 49500 | 3.48 | 2.04 | 8.5 | 7
Live | 215931655 |  | 11 | 18 | 64400 | 46500 | 45500 | 3.71 | 2.32 | 61000 | 2.94 | 2.1 | 8.5 | 7
Live | 215931645 |  | 11 | 18.5 | 64400 | 47500 | 46000 | 3.71 | 2.34 | 60500 | 2.96 | 2.06 | 8.5 | 7
Live | 215588464 |  | 11.5 | 18.5 | 57500 | 50500 | 53000 | 3.87 | 2.36 | 52500 | 3.06 | 1.94 | 10.5 | 8
Live | 215588462 |  | 11 | 18.5 | 56925 | 50500 | 53500 | 3.71 | 2.34 | 52500 | 3.06 | 1.9 | 10.5 | 8
Live | 215939905 |  | 12 | 20.5 | 39560 | 30000 | 26000 | 4.04 | 2.42 | 34400 | 3.44 | 2.06 | 9.5 | 7
Live | 215939895 |  | 12 | 20.5 | 39560 | 30000 | 26000 | 4.04 | 2.42 | 34400 | 3.44 | 2.06 | 9.5 | 7
Live | 215669463 |  | 10 | 18 | 39790 | 30000 | 25000 | 3.37 | 2.24 | 34600 | 3.18 | 1.9 | 9 | 7
Live | 215669453 |  | 9.5 | 17.5 | 39560 | 30200 | 25200 | 3.2 | 2.22 | 34600 | 3.14 | 1.9 | 9 | 7
Live | 215684086 |  | 9 | 16.5 | 38870 | 30800 | 25400 | 3.03 | 2.22 | 35800 | 3.14 | 1.78 | 8.5 | 7
Live | 215684084 |  | 9 | 16 | 38640 | 30800 | 25600 | 3.04 | 2.2 | 35800 | 3.12 | 1.76 | 8.5 | 7
Live | 215681564 |  | 10 | 18.5 | 52900 | 42000 | 33600 | 3.37 | 2.48 | 47500 | 3.52 | 2.06 | 9 | 7
Live | 215681554 |  | 10 | 18.5 | 52900 | 42000 | 33600 | 3.37 | 2.48 | 47500 | 3.52 | 2.06 | 9 | 7
Live | 215931635 |  | 11 | 18.5 | 63825 | 48000 | 46000 | 3.7 | 2.32 | 60500 | 2.94 | 2.06 | 8.5 | 7
Live | 215931625 |  | 11 | 18.5 | 63825 | 47000 | 46000 | 3.7 | 2.26 | 60500 | 2.94 | 2.06 | 8.5 | 7
Live | 215939885 |  | 12 | 20.5 | 39560 | 30000 | 26000 | 4.04 | 2.44 | 34200 | 3.44 | 2.06 | 9.5 | 7
Live | 215939875 |  | 11.7 | 20 | 39560 | 30000 | 26200 | 3.94 | 2.42 | 34400 | 3.42 | 1.96 | 9 | 7
Live | 215588460 |  | 11 | 18.5 | 56925 | 50500 | 53500 | 3.71 | 2.34 | 52500 | 3.04 | 1.9 | 10.5 | 8
Live | 215588456 |  | 11.5 | 18.5 | 57500 | 50500 | 53000 | 3.87 | 2.36 | 52500 | 3.08 | 1.84 | 10 | 8
Live | 215669413 |  | 10.5 | 18.5 | 39560 | 29800 | 24800 | 3.53 | 2.24 | 34200 | 3.18 | 1.9 | 9 | 7
Live | 215669403 |  | 10.5 | 18 | 39560 | 29800 | 24800 | 3.53 | 2.24 | 34200 | 3.18 | 1.9 | 9 | 7
Live | 215684082 |  | 9.5 | 16.5 | 39100 | 30600 | 25200 | 3.2 | 2.24 | 35600 | 3.18 | 1.78 | 8.5 | 7
Live | 215684080 |  | 9.5 | 16 | 39100 | 30600 | 25400 | 3.2 | 2.24 | 35600 | 3.16 | 1.78 | 8.5 | 7
Live | 215681544 |  | 10 | 18 | 52900 | 42000 | 33800 | 3.37 | 2.46 | 48000 | 3.5 | 2.08 | 9 | 7
Live | 215681534 |  | 9.5 | 18 | 52900 | 42000 | 33600 | 3.2 | 2.48 | 47500 | 3.52 | 2.08 | 9 | 7
Live | 215931615 |  | 11 | 18.5 | 63825 | 48000 | 46000 | 3.7 | 2.32 | 60500 | 2.94 | 2.06 | 8.5 | 7
Live | 215931605 |  | 11 | 18 | 63825 | 47500 | 46000 | 3.7 | 2.26 | 60500 | 2.92 | 1.95 | 8.1 | 6.8
Live | 215939845 |  | 12 | 20.5 | 39560 | 30000 | 26000 | 4.04 | 2.42 | 34400 | 3.44 | 2.06 | 9.5 | 7
Live | 215939835 |  | 12 | 20.5 | 39560 | 30000 | 26000 | 4.04 | 2.44 | 34200 | 3.44 | 2.06 | 9.5 | 7
Live | 215588454 |  | 11.7 | 19 | 57500 | 50000 | 52500 | 3.95 | 2.38 | 52000 | 3.12 | 1.88 | 10 | 8
Live | 215588452 |  | 11.5 | 18.5 | 56925 | 50000 | 50500 | 3.88 | 2.4 | 51500 | 2.88 | 2 | 10 | 8
Live | 215669393 |  | 10 | 18.5 | 39560 | 29800 | 24800 | 3.37 | 2.24 | 34200 | 3.18 | 1.9 | 9 | 7
Live | 215669383 |  | 10.5 | 18 | 39560 | 29800 | 24800 | 3.53 | 2.24 | 34200 | 3.18 | 1.9 | 9 | 7
Live | 215684078 |  | 9 | 16 | 38870 | 30800 | 25400 | 3.03 | 2.22 | 35600 | 3.14 | 1.78 | 8.5 | 7
Live | 215684076 |  | 9.5 | 16.5 | 39100 | 30600 | 25200 | 3.2 | 2.24 | 35600 | 3.18 | 1.78 | 8.5 | 7
Live | 215681524 |  | 10 | 18 | 52900 | 41500 | 33400 | 3.37 | 2.5 | 48000 | 3.56 | 2.08 | 9 | 7
Live | 215681514 |  | 10 | 18 | 52900 | 42000 | 33800 | 3.37 | 2.46 | 48000 | 3.5 | 2.08 | 9 | 7
Live | 215939825 |  | 11.7 | 20 | 39560 | 30000 | 26200 | 3.94 | 2.42 | 34400 | 3.42 | 1.95 | 9 | 7.05
Live | 215939815 |  | 12 | 20.5 | 39100 | 29800 | 26000 | 4.05 | 2.42 | 34000 | 3.44 | 2.06 | 9.5 | 7
Live | 215931595 |  | 10.5 | 17.5 | 63250 | 48000 | 47000 | 3.54 | 2.2 | 61000 | 2.84 | 1.95 | 8.1 | 6.85
Live | 215931585 |  | 11.5 | 18.5 | 64400 | 47000 | 45500 | 3.88 | 2.3 | 60500 | 2.98 | 2.08 | 8.5 | 7
Live | 215588450 |  | 11.5 | 18.5 | 56925 | 50000 | 51000 | 3.88 | 2.4 | 52000 | 2.9 | 1.98 | 10 | 8
Live | 215588448 |  | 11 | 18.5 | 56925 | 50500 | 53500 | 3.71 | 2.34 | 52500 | 3.04 | 1.9 | 10.5 | 8
Live | 215669373 |  | 10 | 18 | 39560 | 29800 | 24800 | 3.37 | 2.24 | 34200 | 3.18 | 1.9 | 9 | 7
Live | 215669363 |  | 10 | 18 | 39330 | 30000 | 25000 | 3.37 | 2.22 | 34400 | 3.14 | 1.9 | 9 | 7
Live | 215684074 |  | 9.5 | 16.5 | 39100 | 30600 | 25200 | 3.2 | 2.24 | 35600 | 3.18 | 1.78 | 8.5 | 7
Live | 215684072 |  | 9.5 | 16.5 | 39100 | 30600 | 25200 | 3.2 | 2.24 | 35600 | 3.18 | 1.78 | 8.5 | 7
Live | 215939805 |  | 12 | 20.5 | 39100 | 29800 | 25800 | 4.05 | 2.42 | 34000 | 3.44 | 2.06 | 9.5 | 7
Live | 215939795 |  | 11.7 | 20 | 39100 | 29800 | 26000 | 3.94 | 2.4 | 34200 | 3.42 | 2.06 | 9.5 | 7
Live | 215931575 |  | 11 | 18 | 63825 | 47000 | 46000 | 3.7 | 2.26 | 60500 | 2.94 | 1.95 | 8.1 | 6.8
Live | 215931565 |  | 11.5 | 18.5 | 64400 | 47000 | 45500 | 3.88 | 2.3 | 60500 | 2.98 | 2.08 | 8.5 | 7
Live | 215681504 |  | 10 | 18 | 52900 | 42000 | 33800 | 3.37 | 2.48 | 47500 | 3.5 | 2.08 | 9 | 7
Live | 215681494 |  | 10 | 18 | 52900 | 42000 | 33800 | 3.37 | 2.46 | 48000 | 3.48 | 2.08 | 9 | 7
Live | 215588444 |  | 11.5 | 18 | 55775 | 49500 | 50500 | 3.87 | 2.4 | 51500 | 2.78 | 1.96 | 11.5 | 9
Live | 215588442 |  | 11.5 | 18 | 55775 | 49500 | 51000 | 3.87 | 2.4 | 51500 | 2.82 | 1.98 | 11.5 | 8.5
Live | 215669353 |  | 10 | 18 | 39560 | 29600 | 24600 | 3.37 | 2.24 | 34200 | 3.18 | 1.92 | 9 | 7
Live | 215669343 |  | 10 | 18 | 39560 | 29800 | 24800 | 3.37 | 2.24 | 34200 | 3.18 | 1.9 | 9 | 7
Live | 215684070 |  | 9.5 | 16.5 | 39100 | 30600 | 25400 | 3.2 | 2.24 | 35600 | 3.16 | 1.76 | 8.5 | 7
Live | 215684068 |  | 9.5 | 16.5 | 39100 | 30600 | 25400 | 3.2 | 2.24 | 35600 | 3.16 | 1.76 | 8.5 | 7
Live | 215939785 |  | 11.7 | 20 | 39100 | 29800 | 26000 | 3.94 | 2.4 | 34200 | 3.42 | 2.06 | 9.5 | 7
Live | 215939775 |  | 11.7 | 20 | 38410 | 30200 | 26200 | 3.95 | 2.44 | 34400 | 3.44 | 2.04 | 9.5 | 7.5
Live | 215931555 |  | 11.5 | 18.5 | 64400 | 47000 | 45500 | 3.88 | 2.28 | 60500 | 2.96 | 2.06 | 8.5 | 7
Live | 215931545 |  | 11.5 | 18.5 | 64400 | 47000 | 45500 | 3.88 | 2.28 | 60500 | 2.98 | 2.06 | 8.5 | 7
Live | 215681474 |  | 9.5 | 17.5 | 52900 | 42000 | 33600 | 3.2 | 2.48 | 47500 | 3.5 | 2.06 | 9 | 7
Live | 215681464 |  | 10 | 18 | 52900 | 41500 | 33400 | 3.37 | 2.5 | 47500 | 3.54 | 2.08 | 9 | 7
Live | 215588438 |  | 12 | 19 | 56925 | 50000 | 51500 | 4.05 | 2.38 | 52000 | 2.9 | 2 | 10 | 8.5
Live | 215588436 |  | 12 | 19 | 57500 | 50000 | 51500 | 4.04 | 2.38 | 52000 | 2.94 | 1.96 | 10 | 8.5
Live | 215669333 |  | 10.5 | 18.5 | 39560 | 29600 | 24600 | 3.53 | 2.24 | 34200 | 3.18 | 1.92 | 9 | 7
Live | 215669323 |  | 10.5 | 18.5 | 39560 | 29600 | 24600 | 3.53 | 2.24 | 34200 | 3.18 | 1.92 | 9 | 7
Live | 215684066 |  | 9.5 | 16.5 | 38870 | 30800 | 25400 | 3.2 | 2.22 | 35600 | 3.14 | 1.78 | 8.5 | 7
Live | 215684064 |  | 9 | 16.5 | 38870 | 30800 | 25400 | 3.03 | 2.22 | 35800 | 3.14 | 1.78 | 8.5 | 7
Live | 215939765 |  | 11.5 | 20 | 38410 | 30200 | 26400 | 3.88 | 2.42 | 34600 | 3.41 | 2.04 | 9.5 | 7.5
Live | 215939735 |  | 11.7 | 20.5 | 38410 | 30200 | 26200 | 3.95 | 2.42 | 34400 | 3.44 | 2.04 | 9.5 | 7.5
Live | 215681454 |  | 9.5 | 17.5 | 52900 | 42000 | 33800 | 3.2 | 2.46 | 48000 | 3.5 | 2.08 | 9 | 7
Live | 215681444 |  | 9.5 | 18 | 52900 | 42000 | 33600 | 3.2 | 2.48 | 47500 | 3.5 | 2.06 | 9 | 7
Live | 215931535 |  | 11 | 18 | 63825 | 47500 | 46500 | 3.7 | 2.24 | 60500 | 2.92 | 1.95 | 8.1 | 6.8
Live | 215931487 |  | 12.5 | 20 | 66700 | 46000 | 44500 | 4.21 | 2.52 | 60000 | 3.26 | 2.06 | 8.5 | 7
Live | 215588434 |  | 11.5 | 19 | 56925 | 50500 | 53500 | 3.88 | 2.34 | 52500 | 2.96 | 1.96 | 10.5 | 8.5
Live | 215588432 |  | 11 | 19 | 56350 | 50500 | 53500 | 3.71 | 2.34 | 52500 | 2.96 | 1.96 | 10.5 | 8.5
Live | 215669313 |  | 10.5 | 18.5 | 39560 | 29600 | 24600 | 3.53 | 2.24 | 34200 | 3.2 | 1.92 | 9 | 7
Live | 215669303 |  | 10 | 18 | 39560 | 29800 | 24800 | 3.37 | 2.24 | 34200 | 3.18 | 1.9 | 9 | 7
Live | 215684062 |  | 9 | 16 | 38640 | 31000 | 25600 | 3.04 | 2.2 | 35800 | 3.12 | 1.76 | 8.5 | 7
Live | 215684054 |  | 9.5 | 16 | 38870 | 30800 | 25400 | 3.2 | 2.2 | 35800 | 3.12 | 1.76 | 8.5 | 7
Live | 215681434 |  | 10 | 18 | 52900 | 42000 | 33800 | 3.37 | 2.46 | 48000 | 3.48 | 2.08 | 9 | 7
Live | 215681424 |  | 10 | 18 | 51750 | 41500 | 33600 | 3.37 | 2.44 | 47500 | 3.46 | 2.06 | 9 | 7
Live | 215939725 |  | 11.7 | 20.5 | 38410 | 30200 | 26200 | 3.95 | 2.44 | 34400 | 3.44 | 2.04 | 9.5 | 7.5
Live | 215939715 |  | 11.5 | 20 | 38410 | 30200 | 26400 | 3.88 | 2.42 | 34600 | 3.41 | 2.04 | 9.5 | 7.5
Live | 217106200 |  | 11 | 19.5 | 51175 | 44500 | 39000 | 3.7 | 2.1 | 53500 | 2.96 | 1.88 | 8 | 6.5
Live | 215588430 |  | 11 | 19 | 56350 | 51000 | 53500 | 3.71 | 2.32 | 52500 | 2.94 | 1.94 | 10.5 | 8.5
Live | 215588428 |  | 11.5 | 19 | 56925 | 50500 | 53000 | 3.88 | 2.34 | 52500 | 2.98 | 1.96 | 10.5 | 8.5
Live | 215669283 |  | 10 | 18 | 38870 | 30200 | 25000 | 3.37 | 2.26 | 35000 | 3.2 | 1.9 | 9 | 7
Live | 215669273 |  | 9.5 | 18 | 38640 | 30400 | 25200 | 3.2 | 2.22 | 35200 | 3.16 | 1.88 | 9 | 7
Live | 215684052 |  | 9.5 | 16.5 | 38870 | 30800 | 25400 | 3.2 | 2.2 | 35800 | 3.12 | 1.76 | 8.5 | 7
Live | 215684050 |  | 9 | 16 | 38410 | 31000 | 25800 | 3.03 | 2.18 | 36000 | 3.08 | 1.76 | 8.5 | 6.5
Live | 215939705 |  | 11.5 | 20 | 37720 | 30600 | 26600 | 3.88 | 2.4 | 34800 | 3.4 | 2 | 9.5 | 7.5
Live | 215939695 |  | 11.7 | 19.5 | 37490 | 30600 | 26800 | 3.94 | 2.38 | 34800 | 3.38 | 2.02 | 9.5 | 7.5
Live | 215588426 |  | 12 | 19.5 | 56925 | 50000 | 52500 | 4.05 | 2.38 | 52000 | 3.02 | 1.98 | 10.5 | 8.5
Live | 215588424 |  | 11 | 19 | 56350 | 51000 | 53500 | 3.71 | 2.32 | 52500 | 2.94 | 1.94 | 10.5 | 8.5
Live | 215681414 |  | 10 | 18 | 51750 | 41500 | 33600 | 3.37 | 2.44 | 47500 | 3.46 | 2.06 | 9 | 7
Live | 215681404 |  | 10 | 18 | 51750 | 42000 | 33600 | 3.37 | 2.44 | 47500 | 3.46 | 2.06 | 9 | 7
Live | 217106199 |  | 10.5 | 19 | 50025 | 44500 | 39000 | 3.54 | 2.08 | 52500 | 2.94 | 1.88 | 8 | 6.5
Live | 217106198 |  | 11 | 19.5 | 51175 | 44500 | 39000 | 3.7 | 2.1 | 53500 | 2.96 | 1.88 | 8 | 6.5
Live | 215669263 |  | 9.5 | 17.5 | 38640 | 30600 | 25400 | 3.2 | 2.22 | 35200 | 3.14 | 1.88 | 9 | 7
Live | 215669253 |  | 10 | 18 | 38870 | 30200 | 25000 | 3.37 | 2.26 | 35000 | 3.2 | 1.9 | 9 | 7
Live | 215684048 |  | 9 | 15.2 | 37030 | 31200 | 25800 | 3.03 | 2.1 | 36200 | 2.98 | 1.76 | 8.5 | 6.5
Live | 215684046 |  | 9.5 | 16.5 | 38870 | 30800 | 25400 | 3.2 | 2.2 | 35800 | 3.12 | 1.76 | 8.5 | 7
Live | 215939665 |  | 11.5 | 20 | 37720 | 30600 | 26600 | 3.88 | 2.38 | 34800 | 3.38 | 2 | 9.5 | 7.5
Live | 215939655 |  | 11.5 | 20 | 37720 | 30600 | 26600 | 3.88 | 2.4 | 34800 | 3.4 | 2.02 | 9.5 | 7.5
Live | 215588420 |  | 11.5 | 18.5 | 54625 | 49500 | 50500 | 3.88 | 2.4 | 51500 | 2.7 | 2 | 10.5 | 8.5
Live | 215588418 |  | 11.5 | 18.5 | 55200 | 49500 | 51000 | 3.88 | 2.4 | 51500 | 2.72 | 2 | 10.5 | 8.5
Live | 215681394 |  | 9.5 | 17.5 | 51750 | 41500 | 33600 | 3.2 | 2.44 | 47500 | 3.48 | 2.06 | 9 | 7
Live | 215681384 |  | 9.5 | 18 | 52325 | 41500 | 33400 | 3.2 | 2.46 | 47000 | 3.5 | 2.06 | 9 | 7
Live | 217106197 |  | 11 | 19.5 | 51175 | 44500 | 39000 | 3.7 | 2.1 | 53500 | 2.96 | 1.88 | 8 | 6.5
Live | 217106196 |  | 10.5 | 19 | 50025 | 44500 | 39000 | 3.54 | 2.08 | 52500 | 2.94 | 1.88 | 8 | 6.5
Live | 215684044 |  | 9.5 | 16.5 | 38870 | 30800 | 25400 | 3.2 | 2.2 | 35800 | 3.12 | 1.76 | 8.5 | 7
Live | 215684042 |  | 9.5 | 16.5 | 38870 | 30800 | 25400 | 3.2 | 2.2 | 35800 | 3.12 | 1.76 | 8.5 | 7
Live | 215669243 |  | 10 | 18 | 38870 | 30200 | 25000 | 3.37 | 2.24 | 35000 | 3.18 | 1.88 | 9 | 7
Live | 215669233 |  | 9.5 | 17.5 | 38640 | 30400 | 25200 | 3.2 | 2.22 | 35200 | 3.16 | 1.88 | 9 | 7
Live | 215939645 |  | 11.7 | 19.5 | 37490 | 30600 | 26800 | 3.94 | 2.38 | 34800 | 3.38 | 2.02 | 9.5 | 7.5
Live | 215939615 |  | 11 | 19.5 | 37260 | 30800 | 27000 | 3.7 | 2.36 | 35000 | 3.34 | 2 | 9.5 | 7.5
Live | 215588416 |  | 12 | 19.5 | 60950 | 48000 | 46500 | 4.04 | 2.32 | 53500 | 3.36 | 1.95 | 8.5 | 7
Live | 215588414 |  | 12 | 19.5 | 60950 | 48000 | 46500 | 4.04 | 2.32 | 53500 | 3.34 | 1.95 | 8.5 | 7
Live | 215681374 |  | 10 | 18 | 51750 | 42000 | 33600 | 3.37 | 2.44 | 47500 | 3.46 | 2.06 | 9 | 7
Live | 215681364 |  | 9.5 | 18 | 50600 | 42500 | 34000 | 3.2 | 2.44 | 48500 | 3.46 | 2.04 | 9 | 7.5
Live | 217106195 |  | 10.5 | 19.5 | 50600 | 40500 | 37400 | 3.54 | 2.4 | 49000 | 3.4 | 1.8 | 9 | 7
Live | 217106194 |  | 10.5 | 19 | 50025 | 40500 | 37400 | 3.54 | 2.36 | 49000 | 3.36 | 1.8 | 9 | 7
Live | 215684040 |  | 9 | 16 | 38410 | 31000 | 25600 | 3.03 | 2.18 | 35800 | 3.08 | 1.76 | 8.5 | 6.5
Live | 215684038 |  | 9 | 16 | 38640 | 31000 | 25600 | 3.04 | 2.18 | 35800 | 3.1 | 1.76 | 8.5 | 6.5
Live | 215669223 |  | 9.5 | 17.5 | 38640 | 30400 | 25200 | 3.2 | 2.22 | 35200 | 3.16 | 1.9 | 9 | 7
Live | 215669213 |  | 9.5 | 17.5 | 38410 | 30600 | 25400 | 3.2 | 2.22 | 35200 | 3.14 | 1.88 | 9 | 7
Live | 215684036 |  | 9.8 | 16 | 38410 | 31000 | 25800 | 3.3 | 2.16 | 36000 | 3.08 | 1.8 | 8.5 | 6.8
Live | 215684034 |  | 9.5 | 16.5 | 38870 | 30800 | 25400 | 3.2 | 2.2 | 35800 | 3.14 | 1.76 | 8.5 | 7
Live | 215939605 |  | 11 | 19.5 | 37260 | 30800 | 26800 | 3.7 | 2.36 | 35000 | 3.36 | 2 | 9.5 | 7.5
Live | 215936955 |  | 12.5 | 22 | 41400 | 32200 | 28400 | 4.21 | 2.5 | 37600 | 3.54 | 2.04 | 8.5 | 7
Live | 215681354 |  | 9.5 | 17.5 | 50600 | 42500 | 34200 | 3.2 | 2.44 | 48500 | 3.46 | 2.06 | 9 | 7
Live | 215681334 |  | 9.5 | 17 | 50600 | 42500 | 34000 | 3.2 | 2.44 | 48500 | 3.48 | 2.04 | 9 | 7.5
Live | 215588412 |  | 12 | 19.5 | 60375 | 48000 | 46500 | 4.04 | 2.32 | 53500 | 3.34 | 1.95 | 8.5 | 7
Live | 215588410 |  | 12 | 19.5 | 60950 | 48000 | 46500 | 4.04 | 2.32 | 53500 | 3.34 | 1.95 | 8.5 | 7
Live | 217106193 |  | 11 | 20 | 51175 | 40500 | 37600 | 3.7 | 2.38 | 49000 | 3.36 | 2 | 9 | 7
Live | 217106192 |  | 10.5 | 20 | 49450 | 40000 | 37400 | 3.53 | 2.36 | 48500 | 3.34 | 2 | 9.5 | 7.5
Live | 215684032 |  | 9.5 | 16 | 38640 | 30800 | 25400 | 3.2 | 2.2 | 35800 | 3.12 | 1.76 | 8.5 | 7
Live | 215684030 |  | 9 | 16 | 38640 | 31000 | 25600 | 3.04 | 2.18 | 35800 | 3.1 | 1.76 | 8.5 | 6.5
Live | 215936945 |  | 12.5 | 22.5 | 41400 | 32200 | 28200 | 4.21 | 2.5 | 37600 | 3.54 | 2.06 | 8.5 | 7
Live | 215936935 |  | 12.5 | 22.5 | 41400 | 32200 | 28200 | 4.21 | 2.5 | 37600 | 3.54 | 2.06 | 8.5 | 7
Live | 215681324 |  | 9.5 | 17.5 | 51175 | 42500 | 33800 | 3.2 | 2.46 | 48500 | 3.5 | 2.06 | 9 | 7.5
Live | 215681314 |  | 9.5 | 17 | 50600 | 42500 | 34200 | 3.2 | 2.44 | 48500 | 3.46 | 2.04 | 9 | 7
Live | 215588408 |  | 12 | 19.5 | 60375 | 48000 | 45500 | 4.04 | 2.3 | 53500 | 3.32 | 2 | 8.5 | 7
Live | 215588406 |  | 11 | 18.5 | 59225 | 49000 | 46500 | 3.71 | 2.26 | 54500 | 3.24 | 1.86 | 8.1 | 7
Live | 215669203 |  | 10 | 18 | 38870 | 30200 | 25000 | 3.37 | 2.26 | 35000 | 3.2 | 1.9 | 9 | 7
Live | 215669193 |  | 9.5 | 17.5 | 38870 | 30200 | 25000 | 3.2 | 2.24 | 35000 | 3.18 | 1.88 | 9 | 7
Live | 215942591 |  | 11.5 | 20 | 51175 | 43000 | 37800 | 3.88 | 2.16 | 54000 | 3.08 | 1.95 | 8.1 | 6.85
Live | 215941855 |  | 11.5 | 21 | 52900 | 43500 | 38000 | 3.88 | 2.16 | 53000 | 3.06 | 1.92 | 8 | 6.5
Live | 215684028 |  | 9.5 | 16 | 38870 | 30800 | 25400 | 3.2 | 2.2 | 35600 | 3.14 | 1.76 | 8.5 | 7
Live | 215684026 |  | 9.5 | 16 | 38870 | 30800 | 25400 | 3.2 | 2.2 | 35600 | 3.14 | 1.76 | 8.5 | 7
Live | 215936925 |  | 12.5 | 22.5 | 41400 | 32200 | 28200 | 4.21 | 2.5 | 37600 | 3.54 | 2.06 | 8.5 | 7
Live | 215936915 |  | 12 | 21.5 | 40940 | 32000 | 28200 | 4.04 | 2.54 | 37600 | 3.6 | 2 | 8.5 | 7
Live | 215681304 |  | 9.5 | 17.5 | 50600 | 42500 | 34000 | 3.2 | 2.44 | 48500 | 3.46 | 2.04 | 9 | 7.5
Live | 215681294 |  | 9.5 | 17.5 | 50600 | 42500 | 34200 | 3.2 | 2.44 | 48500 | 3.46 | 2.06 | 9 | 7
Live | 215588404 |  | 12 | 19.5 | 60950 | 48000 | 46000 | 4.04 | 2.34 | 53000 | 3.38 | 1.85 | 8.1 | 7
Live | 215588402 |  | 12 | 19 | 60375 | 48000 | 45500 | 4.04 | 2.3 | 53500 | 3.32 | 1.9 | 8.1 | 7
Live | 215669183 |  | 9.5 | 17.5 | 38640 | 30400 | 25200 | 3.2 | 2.22 | 35200 | 3.16 | 1.88 | 9 | 7
Live | 215669173 |  | 10 | 18 | 38870 | 30200 | 25000 | 3.37 | 2.26 | 35000 | 3.2 | 1.9 | 9 | 7
Live | 215684024 |  | 9.5 | 16.5 | 38870 | 30800 | 25400 | 3.2 | 2.2 | 35600 | 3.14 | 1.76 | 8.5 | 7
Live | 215684022 |  | 9.5 | 16 | 38640 | 30800 | 25400 | 3.2 | 2.2 | 35800 | 3.12 | 1.76 | 8.5 | 7
Live | 215941845 |  | 11.5 | 21 | 52900 | 43500 | 38000 | 3.88 | 2.14 | 53000 | 3.04 | 1.92 | 8 | 6.5
Live | 215941835 |  | 11.5 | 20.5 | 52900 | 43500 | 38000 | 3.88 | 2.14 | 53500 | 3.04 | 1.9 | 8 | 6.5
Live | 215676954 |  | 10.5 | 19.5 | 55775 | 46500 | 36600 | 3.54 | 2.52 | 50000 | 3.58 | 2.12 | 9.5 | 7.5
Live | 215676944 |  | 10.5 | 19.5 | 55775 | 46500 | 36800 | 3.54 | 2.52 | 50000 | 3.58 | 2.12 | 9.5 | 7.5
Live | 215936905 |  | 12 | 21.5 | 40940 | 33000 | 28800 | 4.04 | 2.42 | 38000 | 3.44 | 2.04 | 8.5 | 7
Live | 215936895 |  | 12 | 21.5 | 40940 | 33200 | 28600 | 4.04 | 2.5 | 38000 | 3.56 | 1.98 | 8.5 | 7
Live | 215588400 |  | 12.5 | 20 | 60950 | 47500 | 46000 | 4.21 | 2.34 | 53000 | 3.38 | 1.95 | 8.5 | 7
Live | 215588398 |  | 12.5 | 20 | 60950 | 48000 | 46000 | 4.21 | 2.34 | 53000 | 3.38 | 1.95 | 8.5 | 7
Live | 215669163 |  | 10 | 18 | 38870 | 30200 | 25000 | 3.37 | 2.26 | 35000 | 3.2 | 1.9 | 9 | 7
Live | 215669153 |  | 10 | 18 | 38870 | 30200 | 25000 | 3.37 | 2.24 | 35000 | 3.18 | 1.88 | 9 | 7
Live | 215941825 |  | 11.5 | 20.5 | 52900 | 43500 | 38000 | 3.88 | 2.14 | 53500 | 3.04 | 1.9 | 8 | 6.5
Live | 215941815 |  | 11.5 | 21 | 52900 | 43500 | 38000 | 3.88 | 2.14 | 53500 | 3.04 | 1.9 | 8 | 6.5
Live | 215676934 |  | 10.5 | 19.5 | 55775 | 46500 | 36800 | 3.54 | 2.52 | 50000 | 3.58 | 2.12 | 9.5 | 7.5
Live | 215676924 |  | 10.5 | 19.5 | 55775 | 46500 | 36800 | 3.54 | 2.52 | 50000 | 3.58 | 2.12 | 9.5 | 7.5
Live | 215684020 |  | 9.5 | 16.5 | 38640 | 30800 | 25400 | 3.2 | 2.2 | 35800 | 3.12 | 1.76 | 8.5 | 7
Live | 215684018 |  | 9 | 16.5 | 38640 | 31000 | 25600 | 3.04 | 2.18 | 35800 | 3.1 | 1.78 | 8.5 | 6.5
Live | 215936885 |  | 12.5 | 22 | 41400 | 32400 | 28400 | 4.21 | 2.5 | 37600 | 3.54 | 2.04 | 8.5 | 7
Live | 215936875 |  | 12 | 22 | 41170 | 34800 | 28600 | 4.05 | 2.56 | 38000 | 3.64 | 2.06 | 9 | 7
Live | 215588396 |  | 12.5 | 20 | 60950 | 48000 | 46000 | 4.21 | 2.34 | 53000 | 3.38 | 1.95 | 8.5 | 7
Live | 215669143 |  | 10 | 18 | 38870 | 30200 | 25000 | 3.37 | 2.24 | 35000 | 3.18 | 1.88 | 9 | 7
Live | 215669133 |  | 10 | 18 | 38640 | 30400 | 25200 | 3.37 | 2.24 | 35200 | 3.16 | 1.88 | 9 | 7
Live | 215684016 |  | 9 | 16.5 | 38410 | 31000 | 25600 | 3.03 | 2.18 | 35800 | 3.1 | 1.76 | 8.5 | 6.5
Live | 215941805 |  | 11.5 | 20.5 | 52900 | 43500 | 38500 | 3.88 | 2.14 | 53500 | 3.02 | 1.92 | 8 | 6.5
Live | 215941785 |  | 11.5 | 21 | 52900 | 43500 | 38500 | 3.88 | 2.14 | 53500 | 3.02 | 1.9 | 8 | 6.5
Live | 215936865 |  | 11.7 | 21 | 40710 | 33200 | 29000 | 3.94 | 2.4 | 38500 | 3.4 | 2.02 | 8.5 | 7
Live | 215936855 |  | 12.5 | 22 | 40940 | 32800 | 28400 | 4.21 | 2.52 | 38000 | 3.58 | 2.04 | 8.5 | 7
Live | 215676914 |  | 10.5 | 19 | 55775 | 46500 | 36800 | 3.54 | 2.52 | 50000 | 3.58 | 2.1 | 9.5 | 7.5
Live | 215676904 |  | 10 | 19 | 55200 | 47000 | 37200 | 3.37 | 2.48 | 50000 | 3.52 | 1.98 | 9 | 7.5
Live | 215669123 |  | 9.5 | 17.5 | 38410 | 30600 | 25400 | 3.2 | 2.2 | 35200 | 3.14 | 1.88 | 9 | 7
Live | 215662837 |  | 11 | 19 | 40020 | 29800 | 24600 | 3.71 | 2.3 | 34600 | 3.26 | 1.96 | 9 | 7
Live | 215588388 |  | 11.7 | 19.5 | 60375 | 48500 | 45500 | 3.94 | 2.3 | 54000 | 3.3 | 2 | 8.5 | 7
Live | 215588386 |  | 12 | 18.5 | 58650 | 47000 | 44500 | 4.04 | 2.34 | 50500 | 3.02 | 1.94 | 8 | 7
Live | 215684006 |  | 10 | 18 | 39790 | 30400 | 25000 | 3.37 | 2.28 | 35200 | 3.24 | 1.9 | 9 | 7
Live | 215684004 |  | 10 | 18 | 39560 | 30600 | 25200 | 3.37 | 2.26 | 35400 | 3.2 | 1.8 | 8.5 | 6.65
Live | 215936845 |  | 12.5 | 22 | 40940 | 32800 | 28400 | 4.21 | 2.52 | 38000 | 3.58 | 2.04 | 8.5 | 7
Live | 215936835 |  | 12.5 | 22 | 40710 | 32800 | 28400 | 4.22 | 2.5 | 38000 | 3.56 | 2.04 | 8.5 | 7
Live | 215941775 |  | 11.5 | 21 | 52900 | 43500 | 38000 | 3.88 | 2.14 | 53500 | 3.04 | 1.9 | 8 | 6.5
Live | 215941765 |  | 11.5 | 20.5 | 52900 | 43500 | 38500 | 3.88 | 2.14 | 53500 | 3.02 | 1.95 | 8.1 | 6.8
Live | 215676894 |  | 10.5 | 19 | 55775 | 46500 | 36600 | 3.54 | 2.54 | 50000 | 3.6 | 2.1 | 9 | 7.5
Live | 215676884 |  | 10.5 | 19.5 | 55775 | 46500 | 36600 | 3.54 | 2.54 | 50000 | 3.6 | 2.1 | 9.5 | 7.5
Live | 217105766 |  | 10.5 | 19 | 27830 | 19700 | 16200 | 3.55 | 2.24 | 27800 | 3.39 | 1.84 | 8.5 | 6.5
Live | 217105765 |  | 10.5 | 18.5 | 27830 | 19700 | 16300 | 3.55 | 2.24 | 28000 | 3.38 | 1.84 | 8.5 | 6.5
Live | 215936825 |  | 12.5 | 22 | 40940 | 32800 | 28400 | 4.21 | 2.52 | 38000 | 3.58 | 2.04 | 8.5 | 7
Live | 215936815 |  | 12.5 | 21.5 | 40710 | 32800 | 28400 | 4.22 | 2.5 | 38000 | 3.56 | 2.04 | 8.5 | 7
Live | 215684002 |  | 10 | 18 | 39790 | 30400 | 25000 | 3.37 | 2.28 | 35200 | 3.24 | 1.9 | 9 | 7
Live | 215684000 |  | 10 | 18 | 39790 | 30400 | 25000 | 3.37 | 2.28 | 35200 | 3.24 | 1.88 | 9 | 7
Live | 215588384 |  | 11 | 18.5 | 59225 | 49500 | 46500 | 3.71 | 2.26 | 55000 | 3.22 | 1.86 | 8.1 | 7
Live | 215588382 |  | 11.7 | 19 | 60375 | 48500 | 45500 | 3.94 | 2.3 | 53500 | 3.32 | 1.9 | 8.1 | 7
Live | 215941755 |  | 11.5 | 20.5 | 52325 | 43000 | 38000 | 3.87 | 2.16 | 52500 | 3.06 | 1.95 | 8.1 | 6.8
Live | 215941745 |  | 11.5 | 20.5 | 52325 | 43500 | 38000 | 3.87 | 2.14 | 52500 | 3.04 | 1.9 | 8.1 | 6.8
Live | 215936805 |  | 12 | 21 | 40480 | 33200 | 28800 | 4.05 | 2.46 | 38500 | 3.5 | 2.02 | 8.5 | 7
Live | 215936795 |  | 12.5 | 22 | 40940 | 32600 | 28400 | 4.21 | 2.52 | 38000 | 3.58 | 2.06 | 8.5 | 7
Live | 215676874 |  | 10.5 | 19.5 | 55775 | 46500 | 36600 | 3.54 | 2.54 | 50000 | 3.6 | 2.1 | 9.5 | 7.5
Live | 215676864 |  | 10.5 | 19 | 55775 | 46500 | 36800 | 3.54 | 2.52 | 50000 | 3.56 | 2 | 9 | 7.5
Live | 217105764 |  | 10.5 | 18.5 | 27600 | 19500 | 16200 | 3.53 | 2.22 | 27400 | 3.28 | 1.84 | 8.5 | 6.5
Live | 215588380 |  | 12 | 18.5 | 58650 | 47000 | 44500 | 4.04 | 2.34 | 50500 | 3.02 | 1.94 | 8 | 7
Live | 215588378 |  | 12.5 | 19 | 58650 | 46500 | 44000 | 4.21 | 2.36 | 49500 | 3.02 | 1.94 | 8 | 7
Live | 215683998 |  | 9.5 | 18 | 39330 | 30600 | 25400 | 3.2 | 2.26 | 35400 | 3.2 | 1.88 | 9 | 7
Live | 215683996 |  | 9.5 | 17.5 | 39330 | 30600 | 25400 | 3.2 | 2.24 | 35600 | 3.18 | 1.88 | 9 | 7
Live | 215941735 |  | 11 | 20.5 | 52325 | 43500 | 38000 | 3.7 | 2.14 | 52500 | 3.04 | 1.9 | 8 | 6.5
Live | 215941725 |  | 11 | 20.5 | 52325 | 43500 | 38000 | 3.7 | 2.14 | 52500 | 3.04 | 1.9 | 8 | 6.5
Live | 215936785 |  | 12 | 21.5 | 40710 | 32800 | 28600 | 4.04 | 2.5 | 38000 | 3.54 | 2.04 | 8.5 | 7
Live | 215936775 |  | 12.5 | 22 | 40940 | 32600 | 28400 | 4.21 | 2.52 | 38000 | 3.58 | 2.04 | 8.5 | 7
Live | 215676834 |  | 10.5 | 19.5 | 55775 | 46500 | 36800 | 3.54 | 2.52 | 50000 | 3.58 | 2.12 | 9.5 | 7.5
Live | 215676824 |  | 10 | 19 | 55200 | 46000 | 36400 | 3.37 | 2.5 | 50000 | 3.54 | 2.02 | 9 | 7.5
Live | 215683994 |  | 10 | 18 | 39790 | 30200 | 25000 | 3.37 | 2.28 | 35200 | 3.24 | 1.9 | 9 | 7
Live | 215683992 |  | 9.5 | 17.5 | 39560 | 30400 | 25200 | 3.2 | 2.28 | 35400 | 3.22 | 1.88 | 9 | 7
Live | 215588376 |  | 11.5 | 18 | 58075 | 48000 | 45000 | 3.88 | 2.3 | 52000 | 3.04 | 1.92 | 8 | 7
Live | 215588374 |  | 12 | 19 | 59800 | 48000 | 46500 | 4.05 | 2.32 | 52500 | 3.24 | 1.9 | 8.1 | 7
Live | 217105762 |  | 10.5 | 18 | 27140 | 19300 | 16100 | 3.54 | 2.2 | 27000 | 3.2 | 1.76 | 8.1 | 6.5
Live | 217105761 |  | 10.5 | 18 | 27140 | 19400 | 16200 | 3.54 | 2.2 | 27200 | 3.18 | 1.76 | 8.1 | 6.5
Live | 215941715 |  | 11.5 | 20.5 | 52325 | 43500 | 38000 | 3.87 | 2.14 | 53000 | 3.04 | 1.9 | 8 | 6.5
Live | 215941705 |  | 11 | 20.5 | 52325 | 43500 | 38500 | 3.7 | 2.14 | 53000 | 3.04 | 1.9 | 8 | 6.5
Live | 215936765 |  | 12.5 | 22 | 40940 | 32800 | 28400 | 4.21 | 2.52 | 38000 | 3.58 | 2.04 | 8.5 | 7
Live | 215936755 |  | 12.5 | 22 | 40940 | 32600 | 28400 | 4.21 | 2.52 | 38000 | 3.58 | 2.04 | 8.5 | 7
Live | 215676814 |  | 10.5 | 19.5 | 55775 | 46500 | 36800 | 3.54 | 2.52 | 50000 | 3.58 | 2.12 | 9.5 | 7.5
Live | 215676804 |  | 10 | 18.5 | 55200 | 47500 | 37400 | 3.37 | 2.46 | 50000 | 3.5 | 1.98 | 9 | 7.5
Live | 215683990 |  | 9.5 | 17.5 | 39560 | 30600 | 25200 | 3.2 | 2.26 | 35400 | 3.2 | 1.88 | 9 | 7
Live | 215683988 |  | 10 | 18 | 39790 | 30200 | 25000 | 3.37 | 2.28 | 35200 | 3.24 | 1.9 | 9 | 7
Live | 215588372 |  | 11.5 | 19 | 59800 | 48000 | 46500 | 3.88 | 2.3 | 52500 | 3.22 | 1.85 | 8.1 | 7
Live | 215588370 |  | 11.5 | 19 | 59800 | 48000 | 46500 | 3.88 | 2.3 | 53000 | 3.22 | 1.85 | 8.1 | 7
Live | 217105760 |  | 10.5 | 18 | 27140 | 19400 | 16200 | 3.54 | 2.2 | 27200 | 3.18 | 1.76 | 8.1 | 6.5
Live | 217105759 |  | 10 | 17.5 | 27140 | 19400 | 16200 | 3.37 | 2.18 | 27200 | 3.18 | 1.76 | 8.1 | 6.5
Live | 215936745 |  | 12 | 21.5 | 40710 | 32800 | 28600 | 4.04 | 2.5 | 38000 | 3.54 | 2.04 | 8.5 | 7
Live | 215936725 |  | 12.5 | 22 | 40940 | 32600 | 28600 | 4.21 | 2.54 | 38000 | 3.62 | 2.02 | 8.5 | 7
Live | 215941685 |  | 11.5 | 20.5 | 52325 | 43500 | 38500 | 3.87 | 2.14 | 53000 | 3.02 | 1.9 | 8 | 6.5
Live | 215941675 |  | 11.5 | 20.5 | 52325 | 43500 | 38000 | 3.87 | 2.14 | 53000 | 3.04 | 1.9 | 8 | 6.7
Live | 215676794 |  | 10 | 18.5 | 55200 | 47000 | 37400 | 3.37 | 2.48 | 50000 | 3.52 | 2 | 9 | 7.5
Live | 215676784 |  | 10.5 | 19 | 55775 | 46500 | 36600 | 3.54 | 2.52 | 50000 | 3.58 | 2.12 | 9 | 7.5
Live | 215683986 |  | 10 | 18 | 39790 | 30200 | 25000 | 3.37 | 2.28 | 35200 | 3.24 | 1.9 | 9 | 7
Live | 215683984 |  | 10 | 18 | 39560 | 30400 | 25200 | 3.37 | 2.28 | 35400 | 3.24 | 1.88 | 9 | 7
Live | 215588368 |  | 11.5 | 19 | 59800 | 48000 | 46500 | 3.88 | 2.3 | 52500 | 3.22 | 1.85 | 8.1 | 7
Live | 215588366 |  | 11.5 | 19 | 59225 | 48000 | 45500 | 3.87 | 2.3 | 53000 | 3.2 | 1.88 | 8.1 | 7
Live | 217105758 |  | 10.5 | 18.5 | 27600 | 19600 | 16200 | 3.53 | 2.24 | 27800 | 3.34 | 1.84 | 8.5 | 6.5
Live | 217105757 |  | 10.5 | 18.5 | 27600 | 19700 | 16300 | 3.53 | 2.22 | 27800 | 3.34 | 1.84 | 8.5 | 6.5
Live | 215936715 |  | 12 | 21.5 | 40710 | 33000 | 28800 | 4.04 | 2.5 | 38000 | 3.56 | 2.02 | 8.5 | 7
Live | 215936705 |  | 12.5 | 22 | 40940 | 32600 | 28600 | 4.21 | 2.54 | 38000 | 3.62 | 2.02 | 8.5 | 7
Live | 215676774 |  | 10 | 18.5 | 55775 | 47000 | 37000 | 3.37 | 2.5 | 50000 | 3.56 | 2 | 9 | 7.5
Live | 215676764 |  | 10 | 18.5 | 55200 | 47000 | 37400 | 3.37 | 2.48 | 50000 | 3.5 | 2 | 9 | 7.5
Live | 215941665 |  | 11 | 20.5 | 52325 | 43500 | 38500 | 3.7 | 2.14 | 53000 | 3.04 | 1.95 | 8.1 | 6.8
Live | 215941655 |  | 11.5 | 20.5 | 52325 | 43000 | 38000 | 3.87 | 2.16 | 52500 | 3.06 | 1.95 | 8.1 | 6.8
Live | 215683982 |  | 10 | 18 | 39560 | 30400 | 25200 | 3.37 | 2.28 | 35400 | 3.24 | 1.88 | 9 | 7
Live | 215683980 |  | 10 | 18 | 39560 | 30400 | 25200 | 3.37 | 2.26 | 35400 | 3.22 | 1.8 | 8.5 | 6.65
Live | 215588364 |  | 10.5 | 18.5 | 58650 | 49000 | 46500 | 3.54 | 2.26 | 53500 | 3.12 | 1.86 | 8.1 | 7
Live | 215588362 |  | 12 | 19 | 59800 | 47500 | 46000 | 4.05 | 2.32 | 52500 | 3.26 | 1.85 | 8.1 | 7
Live | 215936695 |  | 12.5 | 21.5 | 40940 | 32800 | 28600 | 4.21 | 2.54 | 38000 | 3.6 | 2.02 | 8.5 | 7
Live | 215936685 |  | 12 | 21.5 | 40710 | 33200 | 29000 | 4.04 | 2.48 | 38500 | 3.52 | 2.02 | 8.5 | 7
Live | 217105756 |  | 10.5 | 18 | 27140 | 19400 | 16200 | 3.54 | 2.2 | 27200 | 3.18 | 1.76 | 8.1 | 6.5
Live | 217105755 |  | 10 | 17.5 | 27140 | 19400 | 16200 | 3.37 | 2.18 | 27200 | 3.18 | 1.76 | 8.1 | 6.5
Live | 215676754 |  | 10.5 | 19.5 | 55775 | 46500 | 36600 | 3.54 | 2.52 | 50000 | 3.58 | 2.12 | 9.5 | 7.5
Live | 215676744 |  | 10.5 | 19.5 | 55775 | 46500 | 36600 | 3.54 | 2.52 | 50000 | 3.58 | 2.12 | 9.5 | 7.5
Live | 215941645 |  | 11.5 | 20.5 | 52325 | 43500 | 38000 | 3.87 | 2.14 | 52500 | 3.04 | 1.9 | 8.1 | 6.8
Live | 215941635 |  | 11 | 20.5 | 52325 | 43500 | 38000 | 3.7 | 2.14 | 52500 | 3.04 | 1.9 | 8 | 6.5
Live | 215683978 |  | 9.5 | 17.5 | 39100 | 30800 | 25400 | 3.2 | 2.24 | 35600 | 3.18 | 1.86 | 9 | 7
Live | 215683970 |  | 10 | 17.5 | 38180 | 31000 | 25600 | 3.37 | 2.16 | 35800 | 3.06 | 1.84 | 9 | 7
Live | 215588360 |  | 12 | 19.5 | 59800 | 47500 | 46000 | 4.05 | 2.32 | 52500 | 3.26 | 1.95 | 8.5 | 7
Live | 215588358 |  | 12 | 19.5 | 59800 | 48000 | 46500 | 4.05 | 2.32 | 52500 | 3.24 | 1.95 | 8.5 | 7
Live | 215936675 |  | 12 | 21 | 40710 | 33200 | 29000 | 4.04 | 2.5 | 38500 | 3.54 | 2 | 8.5 | 7
Live | 215936665 |  | 12.5 | 22 | 40940 | 32600 | 28400 | 4.21 | 2.56 | 38000 | 3.62 | 2.14 | 9 | 7
Live | 217105754 |  | 10.5 | 18 | 27140 | 19400 | 16200 | 3.54 | 2.2 | 27200 | 3.18 | 1.76 | 8.1 | 6.5
Live | 217105753 |  | 10 | 17.5 | 27140 | 19400 | 16200 | 3.37 | 2.18 | 27200 | 3.18 | 1.76 | 8.1 | 6.5
Live | 215941625 |  | 11 | 20.5 | 52325 | 43500 | 38000 | 3.7 | 2.14 | 52500 | 3.04 | 1.9 | 8 | 6.5
Live | 215941615 |  | 11 | 20.5 | 51750 | 43000 | 38000 | 3.71 | 2.14 | 52000 | 3.04 | 1.9 | 8.1 | 6.8
Live | 215683968 |  | 9.5 | 17.5 | 37950 | 31200 | 25800 | 3.21 | 2.14 | 36000 | 3.02 | 1.84 | 9 | 7
Live | 215676734 |  | 10 | 19 | 55775 | 47000 | 37000 | 3.37 | 2.5 | 50000 | 3.56 | 2 | 9 | 7.5
Live | 215676724 |  | 10.5 | 19 | 55775 | 47000 | 37000 | 3.54 | 2.5 | 50000 | 3.56 | 2 | 9 | 7.5
Live | 215588356 |  | 12 | 19.5 | 59800 | 47500 | 46000 | 4.05 | 2.32 | 52500 | 3.26 | 1.95 | 8.5 | 7
Live | 215588354 |  | 11.5 | 19 | 59225 | 48500 | 47000 | 3.87 | 2.28 | 53000 | 3.18 | 1.82 | 8.1 | 7
Live | 215936655 |  | 12 | 21.5 | 40940 | 32800 | 28600 | 4.04 | 2.52 | 38000 | 3.58 | 2.04 | 8.5 | 7
Live | 215936645 |  | 12 | 21.5 | 40710 | 33400 | 29000 | 4.04 | 2.46 | 38500 | 3.5 | 2.02 | 8.5 | 7
Live | 215941605 |  | 11 | 20 | 51175 | 43500 | 38000 | 3.7 | 2.14 | 52000 | 3.04 | 1.9 | 8.1 | 6.8
Live | 215941595 |  | 11 | 20 | 51175 | 43500 | 38000 | 3.7 | 2.14 | 52000 | 3.02 | 1.9 | 8.1 | 6.8
Live | 215683964 |  | 10 | 17.5 | 38180 | 31000 | 25600 | 3.37 | 2.16 | 35800 | 3.06 | 1.84 | 9 | 7
Live | 215683962 |  | 10 | 17.5 | 38180 | 31000 | 25600 | 3.37 | 2.16 | 35800 | 3.06 | 1.86 | 9 | 7
Live | 215676714 |  | 10 | 19 | 55775 | 47000 | 37200 | 3.37 | 2.48 | 50000 | 3.52 | 1.98 | 9 | 7.5
Live | 215676704 |  | 9.5 | 18.5 | 55200 | 47500 | 37600 | 3.2 | 2.44 | 50000 | 3.46 | 1.98 | 9 | 7
Live | 215588348 |  | 12 | 18.5 | 57500 | 46000 | 43000 | 4.04 | 2.34 | 47500 | 2.8 | 1.86 | 7.8 | 6.5
Live | 215588346 |  | 11.5 | 19 | 59800 | 48500 | 45500 | 3.88 | 2.3 | 53500 | 3.24 | 1.9 | 8.1 | 7
Live | 215936635 |  | 12.5 | 22 | 40940 | 32600 | 28400 | 4.21 | 2.54 | 38000 | 3.62 | 2.02 | 8.5 | 7
Live | 215936625 |  | 12.5 | 22 | 40940 | 32600 | 28400 | 4.21 | 2.56 | 38000 | 3.62 | 2.02 | 8.5 | 7
Live | 217105750 |  | 10.5 | 18 | 27140 | 19400 | 16200 | 3.54 | 2.2 | 27000 | 3.18 | 1.76 | 8.5 | 6.5
Live | 217105749 |  | 10 | 17.5 | 27140 | 19400 | 16200 | 3.37 | 2.18 | 27200 | 3.18 | 1.76 | 8.1 | 6.5
Live | 215941585 |  | 11 | 20 | 51175 | 43500 | 38000 | 3.7 | 2.14 | 52000 | 3.02 | 1.9 | 8.1 | 6.8
Live | 215941575 |  | 11 | 20 | 51175 | 43500 | 38500 | 3.7 | 2.12 | 52000 | 3.02 | 2 | 8.1 | 7
Live | 215588344 |  | 10.5 | 18.5 | 58650 | 49000 | 46500 | 3.54 | 2.24 | 54000 | 3.16 | 1.86 | 8.1 | 7
Live | 215588342 |  | 11.5 | 19 | 59800 | 48500 | 45500 | 3.88 | 2.3 | 53500 | 3.24 | 1.9 | 8.1 | 7
Live | 215676674 |  | 10.5 | 19 | 55200 | 46000 | 36600 | 3.54 | 2.5 | 50000 | 3.54 | 2 | 9 | 7.5
Live | 215676664 |  | 10 | 19 | 55200 | 46000 | 36600 | 3.37 | 2.5 | 50000 | 3.54 | 2 | 9 | 7.5
Live | 215936615 |  | 12 | 22 | 40940 | 33000 | 28600 | 4.04 | 2.5 | 38000 | 3.54 | 2.02 | 8.5 | 7
Live | 215936605 |  | 12 | 21.5 | 40940 | 32800 | 28600 | 4.04 | 2.52 | 38000 | 3.58 | 2.04 | 8.5 | 7
Live | 217105748 |  | 10.5 | 19 | 27830 | 19700 | 16200 | 3.55 | 2.24 | 27800 | 3.39 | 1.86 | 8.5 | 6.5
Live | 217105747 |  | 10.5 | 18.5 | 27830 | 19700 | 16300 | 3.55 | 2.24 | 28000 | 3.38 | 1.84 | 8.5 | 6.5
Live | 215588340 |  | 11.5 | 18 | 58075 | 47000 | 44000 | 3.88 | 2.34 | 50000 | 2.96 | 1.94 | 8 | 7
Live | 215588338 |  | 12 | 19 | 58075 | 46500 | 43500 | 4.04 | 2.36 | 49000 | 2.94 | 1.94 | 8 | 7
Live | 215941565 |  | 10.5 | 19.5 | 51175 | 43500 | 38500 | 3.54 | 2.12 | 52000 | 3 | 1.88 | 8 | 6.5
Live | 215941545 |  | 11 | 20 | 50600 | 43500 | 38500 | 3.71 | 2.12 | 52000 | 3 | 1.88 | 8 | 6.5
Live | 215676654 |  | 10 | 18.5 | 54625 | 46500 | 37000 | 3.37 | 2.46 | 50000 | 3.48 | 1.98 | 9 | 7
Live | 215676644 |  | 10 | 19 | 55200 | 46000 | 36400 | 3.37 | 2.5 | 50000 | 3.56 | 2.02 | 9 | 7.5
Live | 215936595 |  | 12 | 21.5 | 40710 | 33000 | 28800 | 4.04 | 2.5 | 38000 | 3.56 | 2.02 | 8.5 | 7
Live | 215936585 |  | 11.7 | 21 | 40480 | 33600 | 29400 | 3.94 | 2.44 | 39000 | 3.48 | 2 | 8.5 | 7
Live | 215683954 |  | 10 | 17.5 | 38180 | 30800 | 25600 | 3.37 | 2.16 | 35800 | 3.06 | 1.84 | 9 | 7
Live | 217105746 |  | 10.5 | 18.5 | 27600 | 19600 | 16200 | 3.53 | 2.22 | 27800 | 3.34 | 1.84 | 8.5 | 6.5
Live | 217105745 |  | 10.5 | 18.5 | 27600 | 19700 | 16300 | 3.53 | 2.22 | 27800 | 3.33 | 1.84 | 8.5 | 6.5
Live | 215588336 |  | 11 | 18 | 57500 | 48000 | 45000 | 3.7 | 2.3 | 51500 | 2.96 | 1.9 | 8 | 7
Live | 215588334 |  | 12 | 19 | 59800 | 48000 | 46500 | 4.05 | 2.32 | 52500 | 3.24 | 1.9 | 8.1 | 7
Live | 215936545 |  | 12.5 | 22 | 40940 | 32800 | 28400 | 4.21 | 2.52 | 38500 | 3.58 | 2.04 | 8.5 | 7
Live | 215936535 |  | 12.5 | 22 | 40710 | 32800 | 28400 | 4.22 | 2.52 | 38000 | 3.58 | 2.04 | 8.5 | 7
Live | 215676634 |  | 10 | 18.5 | 54625 | 46500 | 36600 | 3.37 | 2.48 | 50000 | 3.52 | 2 | 9 | 7.5
Live | 215676624 |  | 10.5 | 19 | 55200 | 46000 | 36400 | 3.54 | 2.5 | 50000 | 3.56 | 2 | 9 | 7.5
Live | 215941535 |  | 11 | 20 | 51175 | 43500 | 38500 | 3.7 | 2.12 | 52000 | 3.02 | 1.9 | 8 | 6.7
Live | 215941525 |  | 10.5 | 19.5 | 51175 | 43500 | 38500 | 3.54 | 2.12 | 52000 | 3 | 1.9 | 8.1 | 6.85
Live | 215683952 |  | 9.5 | 17.5 | 38180 | 31000 | 25600 | 3.21 | 2.14 | 35800 | 3.04 | 1.86 | 8.5 | 7
Live | 217105744 |  | 10.5 | 18 | 27140 | 19400 | 16200 | 3.54 | 2.2 | 27000 | 3.18 | 1.76 | 8.5 | 6.5
Live | 217105743 |  | 10 | 17.5 | 27140 | 19400 | 16200 | 3.37 | 2.18 | 27200 | 3.18 | 1.76 | 8.1 | 6.5
Live | 215588332 |  | 11.5 | 19 | 59800 | 48000 | 46500 | 3.88 | 2.3 | 52500 | 3.22 | 1.85 | 8.1 | 7
Live | 215588330 |  | 11.5 | 19 | 59225 | 48000 | 46500 | 3.87 | 2.3 | 53000 | 3.22 | 1.85 | 8.1 | 7
Live | 215936525 |  | 12.5 | 22 | 40710 | 32800 | 28400 | 4.22 | 2.5 | 38000 | 3.56 | 2.04 | 8.5 | 7
Live | 215936515 |  | 12.5 | 22 | 40710 | 32800 | 28400 | 4.22 | 2.52 | 38000 | 3.58 | 2.04 | 8.5 | 7
Live | 215676614 |  | 10.5 | 19 | 55200 | 46000 | 36400 | 3.54 | 2.5 | 50000 | 3.56 | 2 | 9 | 7.5
Live | 215676604 |  | 10 | 19 | 54625 | 46500 | 36800 | 3.37 | 2.48 | 50000 | 3.52 | 2 | 9 | 7.5
Live | 215683948 |  | 10 | 18 | 38180 | 30800 | 25600 | 3.37 | 2.16 | 35800 | 3.06 | 1.84 | 9 | 7
Live | 215683946 |  | 10 | 18 | 38180 | 30800 | 25600 | 3.37 | 2.16 | 35800 | 3.06 | 1.86 | 9 | 7
Live | 215941515 |  | 11.5 | 21 | 52900 | 43500 | 38000 | 3.88 | 2.16 | 53000 | 3.06 | 1.92 | 8 | 6.5
Live | 215941505 |  | 11.5 | 21 | 52900 | 43500 | 38000 | 3.88 | 2.14 | 53000 | 3.04 | 1.92 | 8 | 6.5
Live | 217105742 |  | 10.5 | 18 | 27140 | 19400 | 16200 | 3.54 | 2.2 | 27000 | 3.18 | 1.76 | 8.5 | 6.5
Live | 217105741 |  | 10 | 17.5 | 27140 | 19400 | 16200 | 3.37 | 2.18 | 27200 | 3.18 | 1.76 | 8.1 | 6.5
Live | 215676574 |  | 10 | 19 | 55200 | 46500 | 36600 | 3.37 | 2.5 | 50000 | 3.56 | 2 | 9 | 7.5
Live | 215676564 |  | 10 | 18.5 | 54625 | 45500 | 36200 | 3.37 | 2.48 | 50000 | 3.52 | 2.02 | 9 | 7
Live | 215588328 |  | 11.5 | 19 | 59800 | 48000 | 46500 | 3.88 | 2.3 | 52500 | 3.22 | 1.85 | 8.1 | 7
Live | 215588326 |  | 11.5 | 19 | 59225 | 48000 | 45500 | 3.87 | 2.3 | 53000 | 3.2 | 1.88 | 8.1 | 7
Live | 215683944 |  | 10 | 18 | 38180 | 31000 | 25600 | 3.37 | 2.14 | 35800 | 3.04 | 1.86 | 9 | 7
Live | 215683942 |  | 10 | 17.5 | 37950 | 31000 | 25600 | 3.37 | 2.14 | 35800 | 3.04 | 1.86 | 9 | 7
Live | 215941495 |  | 11.5 | 20.5 | 52900 | 43500 | 38000 | 3.88 | 2.14 | 53500 | 3.04 | 1.9 | 8 | 6.5
Live | 215941485 |  | 11.5 | 20.5 | 52900 | 43500 | 38000 | 3.88 | 2.14 | 53500 | 3.04 | 1.9 | 8 | 6.5
Live | 215936505 |  | 12 | 21.5 | 40710 | 32800 | 28400 | 4.04 | 2.5 | 38000 | 3.56 | 2.04 | 8.5 | 7
Live | 215936495 |  | 12 | 21 | 40480 | 33200 | 28800 | 4.05 | 2.46 | 38500 | 3.5 | 2.02 | 8.5 | 7
Live | 215588324 |  | 12 | 19 | 59800 | 47500 | 46000 | 4.05 | 2.32 | 52500 | 3.26 | 1.85 | 8.1 | 7
Live | 215588322 |  | 11.5 | 19 | 59225 | 48000 | 45500 | 3.87 | 2.3 | 53000 | 3.2 | 1.88 | 8 | 7
Live | 215676554 |  | 10 | 19 | 55200 | 46500 | 36600 | 3.37 | 2.5 | 50000 | 3.56 | 2 | 9 | 7.5
Live | 215676544 |  | 10 | 19 | 55200 | 46500 | 36800 | 3.37 | 2.5 | 50000 | 3.54 | 2 | 9 | 7.5
Live | 215941475 |  | 11.5 | 20.5 | 52325 | 43000 | 38000 | 3.87 | 2.16 | 52500 | 3.04 | 1.95 | 8.1 | 6.8
Live | 215941465 |  | 11.5 | 20.5 | 52325 | 43500 | 38000 | 3.87 | 2.14 | 52500 | 3.04 | 1.9 | 8.1 | 6.8
Live | 215936485 |  | 12.5 | 22 | 40940 | 32600 | 28400 | 4.21 | 2.52 | 38000 | 3.58 | 2.06 | 8.5 | 7
Live | 215936475 |  | 12 | 21.5 | 40710 | 32800 | 28600 | 4.04 | 2.5 | 38000 | 3.54 | 2.04 | 8.5 | 7
Live | 215683940 |  | 9.5 | 17.5 | 37950 | 31000 | 25800 | 3.21 | 2.14 | 36000 | 3.04 | 1.86 | 9 | 7
Live | 217105738 |  | 9.5 | 15.5 | 27140 | 19900 | 16500 | 3.21 | 2.38 | 24000 | 3.04 | 1.88 | 8.5 | 7
Live | 217105737 |  | 9.5 | 15.5 | 26910 | 20000 | 16600 | 3.21 | 2.38 | 24000 | 3.02 | 1.88 | 8.5 | 7
Live | 215588320 |  | 12 | 19.5 | 59800 | 47500 | 46000 | 4.05 | 2.32 | 52500 | 3.26 | 1.95 | 8.5 | 7
Live | 215588318 |  | 12 | 19.5 | 59800 | 48000 | 46500 | 4.05 | 2.32 | 52500 | 3.24 | 1.95 | 8.5 | 7
Live | 215676534 |  | 10 | 18.5 | 54625 | 47000 | 37400 | 3.37 | 2.46 | 50000 | 3.48 | 1.98 | 9 | 7
Live | 215676524 |  | 10 | 18.5 | 54625 | 47000 | 37200 | 3.37 | 2.46 | 50000 | 3.48 | 1.98 | 9 | 7.5
Live | 215941455 |  | 11 | 20.5 | 52325 | 43500 | 38000 | 3.7 | 2.14 | 52500 | 3.04 | 1.9 | 8 | 6.5
Live | 215941445 |  | 11 | 20.5 | 52325 | 43500 | 38000 | 3.7 | 2.14 | 52500 | 3.04 | 1.9 | 8 | 6.5
Live | 215683930 |  | 10 | 18 | 39790 | 30400 | 25000 | 3.37 | 2.28 | 35200 | 3.24 | 1.9 | 9 | 7
Live | 215683928 |  | 10 | 18 | 39560 | 30600 | 25200 | 3.37 | 2.26 | 35400 | 3.2 | 1.9 | 9 | 7
Live | 217105736 |  | 9.5 | 15.5 | 26680 | 20200 | 16700 | 3.2 | 2.38 | 24400 | 3.02 | 1.86 | 8.5 | 7
Live | 217105735 |  | 9.5 | 15.2 | 26680 | 20200 | 16800 | 3.2 | 2.36 | 24400 | 3.02 | 1.86 | 8.5 | 7
Live | 215936465 |  | 12.5 | 22 | 40940 | 32600 | 28400 | 4.21 | 2.52 | 38000 | 3.58 | 2.04 | 8.5 | 7
Live | 215936455 |  | 12.5 | 22 | 40940 | 32800 | 28400 | 4.21 | 2.52 | 38000 | 3.58 | 2.04 | 8.5 | 7
Live | 215588316 |  | 12 | 19.5 | 59800 | 47500 | 46000 | 4.05 | 2.32 | 52500 | 3.26 | 1.95 | 8.5 | 7
Live | 215588314 |  | 11.5 | 19 | 59225 | 48500 | 47000 | 3.87 | 2.28 | 53000 | 3.2 | 1.82 | 8.1 | 7
Live | 215941435 |  | 11.5 | 20.5 | 52325 | 43500 | 38000 | 3.87 | 2.14 | 53000 | 3.04 | 1.9 | 8 | 6.5
Live | 215941425 |  | 11 | 20.5 | 52325 | 43500 | 38500 | 3.7 | 2.14 | 53000 | 3.02 | 1.9 | 8 | 6.5
Live | 215676514 |  | 10 | 19 | 55200 | 46500 | 36600 | 3.37 | 2.52 | 50000 | 3.56 | 2.12 | 9 | 7.5
Live | 215676504 |  | 10 | 18.5 | 55200 | 46500 | 36800 | 3.37 | 2.5 | 50000 | 3.54 | 2 | 9 | 7.5
Live | 215936445 |  | 12.5 | 22 | 40940 | 32600 | 28400 | 4.21 | 2.52 | 38000 | 3.58 | 2.04 | 8.5 | 7
Live | 215936435 |  | 12 | 21.5 | 40710 | 32800 | 28600 | 4.04 | 2.5 | 38000 | 3.54 | 2.04 | 8.5 | 7
Live | 215683926 |  | 9.5 | 17.5 | 39330 | 30600 | 25400 | 3.2 | 2.24 | 35400 | 3.18 | 1.88 | 9 | 7
Live | 215683924 |  | 10 | 18 | 39790 | 30400 | 25000 | 3.37 | 2.28 | 35200 | 3.24 | 1.9 | 9 | 7
Live | 217105734 |  | 9.5 | 15.2 | 26450 | 20400 | 16900 | 3.2 | 2.34 | 24600 | 2.98 | 1.84 | 8.5 | 7
Live | 217105733 |  | 9 | 15.2 | 26450 | 20400 | 16900 | 3.03 | 2.32 | 24600 | 2.95 | 1.86 | 8.5 | 7
Live | 215588308 |  | 11 | 18.5 | 58650 | 48000 | 45500 | 3.7 | 2.28 | 52500 | 3.1 | 1.88 | 8.1 | 7
Live | 215588306 |  | 10.5 | 18 | 57500 | 49000 | 46000 | 3.54 | 2.24 | 53000 | 3.02 | 1.88 | 8.1 | 7
Live | 215941405 |  | 11.5 | 20.5 | 52325 | 43500 | 38500 | 3.87 | 2.14 | 53000 | 3.02 | 1.9 | 8 | 6.5
Live | 215941395 |  | 11.5 | 20.5 | 52325 | 43500 | 38000 | 3.87 | 2.14 | 53000 | 3.04 | 1.9 | 8 | 6.5
Live | 215676494 |  | 10 | 18 | 54625 | 47000 | 37200 | 3.37 | 2.46 | 50000 | 3.48 | 1.98 | 9 | 7.5
Live | 215676484 |  | 10.5 | 19 | 55200 | 46500 | 36600 | 3.54 | 2.5 | 50000 | 3.56 | 2.1 | 9.5 | 7.5
Live | 215936415 |  | 12 | 21.5 | 40250 | 32600 | 28200 | 4.04 | 2.48 | 38000 | 3.54 | 2.02 | 8.5 | 7
Live | 215936405 |  | 12 | 21.5 | 40250 | 32400 | 28200 | 4.04 | 2.48 | 38000 | 3.54 | 2.02 | 8.5 | 7
Live | 215683922 |  | 10 | 18 | 39560 | 30400 | 25200 | 3.37 | 2.28 | 35400 | 3.24 | 1.8 | 8.5 | 6.6
Live | 215683920 |  | 9.5 | 17.5 | 39330 | 30600 | 25400 | 3.2 | 2.26 | 35400 | 3.2 | 1.88 | 9 | 7
Live | 217105732 |  | 10.5 | 17 | 27600 | 19700 | 16400 | 3.53 | 2.44 | 23400 | 3.12 | 2 | 9 | 7
Live | 217105731 |  | 10.5 | 17 | 27600 | 19700 | 16400 | 3.53 | 2.42 | 23400 | 3.1 | 2.02 | 9 | 7
Live | 215941385 |  | 11 | 20.5 | 52325 | 43500 | 38500 | 3.7 | 2.14 | 53000 | 3.02 | 1.95 | 8.1 | 6.8
Live | 215941375 |  | 11.5 | 20.5 | 52325 | 43500 | 38000 | 3.87 | 2.14 | 53000 | 3.04 | 1.9 | 8 | 6.5
Live | 215588304 |  | 11 | 18.5 | 58650 | 48000 | 45500 | 3.7 | 2.28 | 52500 | 3.1 | 1.88 | 8 | 7
Live | 215588302 |  | 11 | 18 | 58075 | 48500 | 45500 | 3.71 | 2.26 | 52500 | 3.06 | 1.88 | 8.1 | 7
Live | 215936395 |  | 12 | 21.5 | 40250 | 32600 | 28400 | 4.04 | 2.48 | 38500 | 3.52 | 2.04 | 8.5 | 7
Live | 215936385 |  | 12 | 21.5 | 40250 | 32400 | 28200 | 4.04 | 2.48 | 38000 | 3.54 | 2.02 | 8.5 | 7
Live | 215676474 |  | 10.5 | 19 | 55200 | 46500 | 36600 | 3.54 | 2.52 | 50000 | 3.56 | 2.12 | 9.5 | 7.5
Live | 215676464 |  | 10 | 19 | 55200 | 46500 | 36800 | 3.37 | 2.48 | 50000 | 3.52 | 1.98 | 9 | 7.5
Live | 215683918 |  | 9.5 | 17.5 | 39330 | 30600 | 25400 | 3.2 | 2.26 | 35400 | 3.2 | 1.88 | 9 | 7
Live | 215683916 |  | 9.5 | 17.5 | 39330 | 30600 | 25400 | 3.2 | 2.24 | 35600 | 3.18 | 1.88 | 9 | 7
Live | 215588298 |  | 11 | 18 | 58075 | 48500 | 45500 | 3.71 | 2.26 | 52500 | 3.06 | 1.88 | 8 | 7
Live | 215941365 |  | 11 | 20.5 | 52325 | 43500 | 38500 | 3.7 | 2.14 | 53000 | 3.02 | 1.9 | 8 | 6.5
Live | 215941345 |  | 11.5 | 20.5 | 52325 | 43500 | 38500 | 3.87 | 2.14 | 53000 | 3.02 | 1.9 | 8 | 6.5
Live | 217105730 |  | 10 | 17 | 27370 | 19900 | 16500 | 3.37 | 2.4 | 23400 | 3.06 | 2 | 9 | 7
Live | 217105729 |  | 10 | 16.5 | 27140 | 19900 | 16600 | 3.37 | 2.38 | 23600 | 3.06 | 1.98 | 9 | 7
Live | 215676454 |  | 10 | 19 | 55200 | 46500 | 36800 | 3.37 | 2.48 | 50000 | 3.54 | 2 | 9 | 7.5
Live | 215676444 |  | 10 | 18.5 | 55200 | 47000 | 37200 | 3.37 | 2.46 | 50000 | 3.5 | 2 | 9 | 7.5
Live | 215936375 |  | 12 | 21 | 40250 | 32600 | 28400 | 4.04 | 2.48 | 38500 | 3.52 | 2.04 | 8.5 | 7
Live | 215936365 |  | 11.7 | 21 | 40020 | 33000 | 28800 | 3.95 | 2.44 | 38500 | 3.46 | 2.02 | 8.5 | 7
Live | 215683914 |  | 10 | 18 | 39790 | 30400 | 25000 | 3.37 | 2.28 | 35200 | 3.24 | 1.9 | 9 | 7
Live | 215683912 |  | 10 | 17.5 | 39560 | 30400 | 25200 | 3.37 | 2.28 | 35400 | 3.22 | 1.9 | 9 | 7
Live | 215941335 |  | 11.5 | 20.5 | 52325 | 43500 | 38000 | 3.87 | 2.14 | 53000 | 3.04 | 1.9 | 8 | 6.5
Live | 215941325 |  | 11 | 20.5 | 52325 | 43500 | 38500 | 3.7 | 2.14 | 53000 | 3.02 | 1.95 | 8.1 | 6.8
Live | 217105728 |  | 10 | 17 | 26450 | 20000 | 16700 | 3.37 | 2.32 | 23800 | 2.92 | 1.98 | 9 | 7
Live | 217105727 |  | 10 | 16.5 | 26450 | 20000 | 16700 | 3.37 | 2.3 | 23800 | 2.92 | 1.98 | 9 | 7
Live | 215676434 |  | 9.5 | 18 | 54625 | 47500 | 37600 | 3.2 | 2.42 | 50000 | 3.44 | 1.98 | 9 | 7
Live | 215676394 |  | 10.5 | 19 | 55200 | 46000 | 36600 | 3.54 | 2.5 | 50000 | 3.54 | 2 | 9 | 7.5
Live | 215683910 |  | 9.5 | 17.5 | 39330 | 30600 | 25200 | 3.2 | 2.26 | 35400 | 3.2 | 1.88 | 9 | 7
Live | 215683908 |  | 10 | 18 | 39790 | 30400 | 25000 | 3.37 | 2.28 | 35200 | 3.24 | 1.9 | 9 | 7
Live | 215588290 |  | 12 | 19.5 | 60950 | 48000 | 46500 | 4.04 | 2.32 | 53500 | 3.36 | 1.95 | 8.5 | 7
Live | 215936355 |  | 12 | 21.5 | 40480 | 32400 | 28200 | 4.05 | 2.5 | 38000 | 3.54 | 2.04 | 8.5 | 7
Live | 215936345 |  | 12 | 21 | 40250 | 32600 | 28400 | 4.04 | 2.48 | 38500 | 3.5 | 2.04 | 8.5 | 7
Live | 215941315 |  | 11 | 20 | 51175 | 43500 | 38500 | 3.7 | 2.12 | 52000 | 3.02 | 2 | 8.1 | 7
Live | 215941305 |  | 10.5 | 19.5 | 51175 | 43500 | 38500 | 3.54 | 2.12 | 52000 | 3 | 1.88 | 8 | 6.5
Live | 217105726 |  | 10 | 16.5 | 26450 | 20200 | 16700 | 3.37 | 2.28 | 23800 | 2.89 | 1.86 | 9 | 7
Live | 217105725 |  | 10 | 16.5 | 26450 | 20200 | 16800 | 3.37 | 2.28 | 24000 | 2.88 | 1.86 | 9 | 7
Live | 215683906 |  | 10 | 18 | 39790 | 30400 | 25000 | 3.37 | 2.28 | 35200 | 3.24 | 1.9 | 9 | 7
Live | 215683904 |  | 10 | 18 | 39560 | 30400 | 25200 | 3.37 | 2.28 | 35400 | 3.22 | 1.88 | 9 | 7
Live | 215941285 |  | 11 | 20 | 50600 | 43500 | 38500 | 3.71 | 2.12 | 52000 | 3 | 1.88 | 8 | 6.5
Live | 215941275 |  | 11 | 20 | 51175 | 43500 | 38500 | 3.7 | 2.12 | 52000 | 3.02 | 1.9 | 8 | 6.7
Live | 215676384 |  | 10 | 19 | 55200 | 46000 | 36600 | 3.37 | 2.5 | 50000 | 3.54 | 2 | 9 | 7.5
Live | 215676374 |  | 10 | 19 | 55200 | 46000 | 36600 | 3.37 | 2.5 | 50000 | 3.54 | 2 | 9 | 7.5
Live | 215936335 |  | 12 | 21.5 | 40480 | 32400 | 28200 | 4.05 | 2.5 | 38000 | 3.54 | 2.04 | 8.5 | 7
Live | 215936325 |  | 12 | 21.5 | 40480 | 32400 | 28200 | 4.05 | 2.5 | 38000 | 3.54 | 2.04 | 8.5 | 7
Live | 215588288 |  | 12 | 19.5 | 60375 | 48000 | 46500 | 4.04 | 2.32 | 53500 | 3.36 | 1.95 | 8.5 | 7
Live | 215588286 |  | 12 | 19.5 | 60375 | 48000 | 46500 | 4.04 | 2.32 | 53500 | 3.34 | 1.95 | 8.5 | 7
Live | 217105724 |  | 10.5 | 17 | 27370 | 19800 | 16500 | 3.53 | 2.42 | 23400 | 3.1 | 2.02 | 9 | 7
Live | 217105723 |  | 10 | 17 | 27370 | 19800 | 16500 | 3.37 | 2.4 | 23400 | 3.08 | 2 | 9 | 7
Live | 215941265 |  | 10.5 | 19.5 | 51175 | 43500 | 38500 | 3.54 | 2.12 | 52000 | 3 | 1.9 | 8.1 | 6.85
Live | 215941255 |  | 11 | 20.5 | 51750 | 39500 | 36400 | 3.71 | 2.48 | 48500 | 3.54 | 1.82 | 9 | 7
Live | 215683902 |  | 10 | 18 | 39560 | 30400 | 25200 | 3.37 | 2.28 | 35400 | 3.22 | 1.88 | 9 | 7
Live | 215683900 |  | 10 | 18 | 39560 | 30400 | 25200 | 3.37 | 2.26 | 35400 | 3.22 | 1.9 | 9 | 7
Live | 215676364 |  | 10 | 19 | 55200 | 46000 | 36600 | 3.37 | 2.5 | 50000 | 3.54 | 2 | 9 | 7.5
Live | 215676354 |  | 10 | 19 | 55200 | 46000 | 36600 | 3.37 | 2.48 | 50000 | 3.52 | 2 | 9 | 7.5
Live | 215936315 |  | 12 | 21.5 | 40480 | 32400 | 28200 | 4.05 | 2.5 | 38000 | 3.54 | 2.04 | 8.5 | 7
Live | 215936305 |  | 12 | 21.5 | 40250 | 32600 | 28400 | 4.04 | 2.48 | 38500 | 3.5 | 2.04 | 8.5 | 7
Live | 215588284 |  | 12 | 19.5 | 60375 | 48000 | 46500 | 4.04 | 2.32 | 53500 | 3.36 | 1.95 | 8.5 | 7
Live | 215588282 |  | 12 | 19.5 | 60375 | 48000 | 45500 | 4.04 | 2.32 | 53500 | 3.34 | 2 | 8.5 | 7
Live | 217105722 |  | 10 | 16.5 | 26220 | 20400 | 16900 | 3.37 | 2.3 | 24000 | 2.89 | 1.94 | 9 | 7
Live | 217105721 |  | 10 | 16.5 | 26220 | 20400 | 16900 | 3.37 | 2.28 | 24000 | 2.89 | 1.94 | 9 | 7
Live | 215676344 |  | 10 | 18.5 | 54625 | 46500 | 37000 | 3.37 | 2.46 | 50000 | 3.48 | 1.98 | 9 | 7
Live | 215676334 |  | 10 | 19 | 55200 | 46000 | 36400 | 3.37 | 2.5 | 50000 | 3.56 | 2.02 | 9 | 7.5
Live | 215941245 |  | 11 | 20.5 | 51750 | 39500 | 36600 | 3.71 | 2.48 | 48500 | 3.52 | 1.82 | 9 | 7
Live | 215941235 |  | 11 | 20 | 51750 | 39500 | 36600 | 3.71 | 2.48 | 48500 | 3.5 | 1.82 | 9 | 7
Live | 215683898 |  | 9.5 | 17.5 | 39100 | 30800 | 25400 | 3.2 | 2.24 | 35600 | 3.16 | 1.86 | 9 | 7
Live | 215683890 |  | 9.5 | 17.5 | 38870 | 30800 | 25600 | 3.2 | 2.22 | 35800 | 3.14 | 1.88 | 9 | 7
Live | 215936285 |  | 11.5 | 20.5 | 39790 | 31200 | 27600 | 3.87 | 2.42 | 38000 | 3.44 | 2 | 8.5 | 7
Live | 215936275 |  | 11 | 20.5 | 39560 | 31400 | 27600 | 3.7 | 2.42 | 38000 | 3.44 | 2.08 | 8.5 | 7
Live | 215588280 |  | 11 | 18.5 | 59225 | 49000 | 46500 | 3.71 | 2.26 | 54500 | 3.24 | 1.86 | 8.1 | 7
Live | 215588278 |  | 12.5 | 19.5 | 60950 | 47500 | 46000 | 4.21 | 2.34 | 53000 | 3.38 | 1.85 | 8.1 | 7
Live | 215683844 |  | 10 | 16 | 27140 | 19800 | 16500 | 3.37 | 2.4 | 24000 | 3.06 | 1.88 | 8.5 | 7
Live | 215683842 |  | 10 | 16 | 27140 | 19800 | 16400 | 3.37 | 2.4 | 24000 | 3.06 | 1.88 | 8.5 | 7
Live | 215941215 |  | 11.5 | 20.5 | 51750 | 39500 | 36600 | 3.88 | 2.46 | 48500 | 3.5 | 1.82 | 9 | 7
Live | 215941205 |  | 11 | 20 | 51750 | 39500 | 36600 | 3.71 | 2.48 | 48500 | 3.5 | 1.82 | 9 | 7
Live | 215683888 |  | 9.5 | 17.5 | 38870 | 31000 | 25600 | 3.2 | 2.2 | 35800 | 3.12 | 1.86 | 9 | 7
Live | 215683886 |  | 9.5 | 16 | 37490 | 31000 | 25600 | 3.2 | 2.14 | 36200 | 3.04 | 1.76 | 8.5 | 7
Live | 215588276 |  | 12 | 19.5 | 60375 | 48000 | 45500 | 4.04 | 2.32 | 53500 | 3.34 | 1.9 | 8.1 | 7
Live | 215588274 |  | 12.5 | 20 | 60950 | 47500 | 46000 | 4.21 | 2.34 | 53000 | 3.38 | 1.95 | 8.5 | 7
Live | 215676324 |  | 10.5 | 19 | 55200 | 46000 | 36400 | 3.54 | 2.5 | 50000 | 3.56 | 2 | 9 | 7.5
Live | 215676314 |  | 10.5 | 19 | 55200 | 46000 | 36400 | 3.54 | 2.5 | 50000 | 3.54 | 2 | 9 | 7.5
Live | 215936265 |  | 12.5 | 22 | 40940 | 32800 | 28400 | 4.21 | 2.52 | 38000 | 3.58 | 2.04 | 8.5 | 7
Live | 215936255 |  | 12.5 | 22 | 40940 | 32800 | 28400 | 4.21 | 2.52 | 38000 | 3.58 | 2.04 | 8.5 | 7
Live | 215683840 |  | 10 | 16 | 27140 | 19900 | 16500 | 3.37 | 2.4 | 24000 | 3.06 | 1.9 | 8.5 | 6.75
Live | 215683838 |  | 10 | 16 | 27140 | 19900 | 16600 | 3.37 | 2.38 | 24000 | 3.04 | 1.88 | 8.5 | 7
Live | 215941195 |  | 10.5 | 20 | 51175 | 39500 | 36400 | 3.54 | 2.46 | 48500 | 3.48 | 1.82 | 9 | 7
Live | 215941185 |  | 10.5 | 20 | 50600 | 39500 | 36400 | 3.54 | 2.46 | 48500 | 3.48 | 1.82 | 9 | 7
Live | 215683884 |  | 9.5 | 17.5 | 38870 | 31000 | 25600 | 3.2 | 2.2 | 35800 | 3.12 | 1.86 | 9 | 7
Live | 215683882 |  | 9.5 | 17 | 38640 | 31000 | 25800 | 3.2 | 2.2 | 36000 | 3.12 | 1.86 | 9 | 7
Live | 215676304 |  | 10.5 | 19 | 55200 | 46000 | 36400 | 3.54 | 2.5 | 50000 | 3.56 | 2 | 9 | 7.5
Live | 215676294 |  | 10 | 19 | 54625 | 46500 | 36800 | 3.37 | 2.48 | 50000 | 3.52 | 2 | 9 | 7.5
Live | 215588272 |  | 12.5 | 20 | 60950 | 48000 | 46000 | 4.21 | 2.34 | 53000 | 3.38 | 1.95 | 8.5 | 7
Live | 215588270 |  | 12.5 | 20 | 60950 | 47500 | 46000 | 4.21 | 2.34 | 53000 | 3.38 | 1.95 | 8.5 | 7
Live | 215936245 |  | 12.5 | 22 | 40710 | 32800 | 28400 | 4.22 | 2.5 | 38000 | 3.56 | 2.04 | 8.5 | 7
Live | 215936235 |  | 12.5 | 22 | 40940 | 32800 | 28400 | 4.21 | 2.52 | 38000 | 3.58 | 2.04 | 8.5 | 7
Live | 215683836 |  | 9 | 14.5 | 26680 | 20200 | 16900 | 3.03 | 2.32 | 24400 | 2.95 | 1.86 | 8.5 | 7
Live | 215683834 |  | 10 | 16 | 27140 | 19800 | 16400 | 3.37 | 2.4 | 24000 | 3.06 | 1.88 | 8.5 | 7
Live | 215683880 |  | 9.5 | 17 | 38870 | 31000 | 25600 | 3.2 | 2.2 | 35800 | 3.14 | 1.86 | 9 | 7
Live | 215683878 |  | 9.5 | 17.5 | 39100 | 30800 | 25400 | 3.2 | 2.22 | 35800 | 3.16 | 1.88 | 9 | 7
Live | 215941175 |  | 10.5 | 20 | 50600 | 39500 | 36600 | 3.54 | 2.44 | 48500 | 3.46 | 1.8 | 9 | 7
Live | 215941155 |  | 11 | 20 | 50600 | 39500 | 36600 | 3.71 | 2.44 | 48500 | 3.46 | 1.8 | 9 | 7
Live | 215676274 |  | 10 | 18.5 | 54050 | 45500 | 36400 | 3.37 | 2.46 | 50000 | 3.5 | 2 | 9 | 7
Live | 215676264 |  | 10 | 18.5 | 54050 | 45500 | 36400 | 3.37 | 2.46 | 50000 | 3.48 | 2 | 9 | 7
Live | 215588264 |  | 11.5 | 19 | 59800 | 48000 | 46500 | 3.88 | 2.3 | 53000 | 3.22 | 1.85 | 8.1 | 7
Live | 215588262 |  | 11.5 | 19 | 59225 | 48000 | 46500 | 3.87 | 2.3 | 53000 | 3.22 | 1.85 | 8.1 | 7
Live | 215936225 |  | 12 | 21.5 | 40710 | 32800 | 28400 | 4.04 | 2.5 | 38000 | 3.56 | 2.04 | 8.5 | 7
Live | 215936215 |  | 12 | 21 | 40480 | 33200 | 28800 | 4.05 | 2.46 | 38500 | 3.5 | 2.02 | 8.5 | 7
Live | 215683832 |  | 10 | 16 | 27140 | 19900 | 16500 | 3.37 | 2.38 | 24000 | 3.04 | 1.88 | 8.5 | 7
Live | 215683830 |  | 10 | 16 | 27140 | 19900 | 16600 | 3.37 | 2.38 | 24000 | 3.04 | 1.9 | 8.5 | 6.7
Live | 215683876 |  | 9.5 | 17.5 | 38870 | 30800 | 25600 | 3.2 | 2.22 | 35800 | 3.14 | 1.88 | 9 | 7
Live | 215683874 |  | 9.5 | 17.5 | 38870 | 30800 | 25600 | 3.2 | 2.22 | 35800 | 3.14 | 1.86 | 9 | 7
Live | 215941145 |  | 11 | 20 | 50600 | 39500 | 36600 | 3.71 | 2.44 | 48500 | 3.48 | 1.82 | 9 | 7
Live | 215941135 |  | 10.5 | 20 | 50600 | 39500 | 36600 | 3.54 | 2.44 | 48500 | 3.46 | 1.8 | 9 | 7
Live | 215676254 |  | 10 | 18.5 | 54050 | 45500 | 36400 | 3.37 | 2.46 | 50000 | 3.48 | 2 | 9 | 7
Live | 215676244 |  | 10 | 18.5 | 54050 | 45500 | 36200 | 3.37 | 2.48 | 50000 | 3.5 | 2.02 | 9 | 7
Live | 215936205 |  | 12.5 | 22 | 40940 | 32600 | 28400 | 4.21 | 2.52 | 38000 | 3.58 | 2.06 | 8.5 | 7
Live | 215936195 |  | 12 | 21.5 | 40710 | 32800 | 28600 | 4.04 | 2.5 | 38000 | 3.54 | 2.04 | 8.5 | 7
Live | 215588260 |  | 11.5 | 19 | 59800 | 48000 | 46500 | 3.88 | 2.3 | 53000 | 3.22 | 1.85 | 8.1 | 7
Live | 215588258 |  | 11.5 | 19 | 59225 | 48000 | 45500 | 3.87 | 2.3 | 53000 | 3.2 | 1.88 | 8.1 | 7
Live | 215683828 |  | 9.5 | 15.5 | 27140 | 19900 | 16600 | 3.21 | 2.38 | 24000 | 3.04 | 1.88 | 8.5 | 7
Live | 215683826 |  | 10 | 16 | 27140 | 19800 | 16400 | 3.37 | 2.4 | 24000 | 3.06 | 1.88 | 8.5 | 7
Live | 215683872 |  | 9 | 17 | 38640 | 31200 | 25800 | 3.04 | 2.18 | 36000 | 3.1 | 1.86 | 9 | 7
Live | 215941125 |  | 11.5 | 21.5 | 52325 | 39500 | 36600 | 3.87 | 2.48 | 48500 | 3.5 | 2 | 9.5 | 7.5
Live | 215941115 |  | 11 | 21.5 | 52325 | 39500 | 36800 | 3.7 | 2.46 | 48500 | 3.5 | 2 | 9.5 | 7.5
Live | 215676234 |  | 10 | 18 | 54050 | 46000 | 36600 | 3.37 | 2.46 | 50000 | 3.48 | 2.02 | 9 | 7
Live | 215676224 |  | 10 | 19 | 54050 | 45500 | 36200 | 3.37 | 2.48 | 50000 | 3.5 | 2 | 9 | 7.5
Live | 215936185 |  | 12.5 | 22 | 40940 | 32600 | 28400 | 4.21 | 2.52 | 38000 | 3.58 | 2.04 | 8.5 | 7
Live | 215936175 |  | 12.5 | 22 | 40940 | 32800 | 28400 | 4.21 | 2.52 | 38500 | 3.58 | 2.04 | 8.5 | 7
Live | 215588256 |  | 10.5 | 18.5 | 58650 | 49000 | 46500 | 3.54 | 2.26 | 54000 | 3.12 | 1.86 | 8.1 | 7
Live | 215588254 |  | 12 | 19 | 59800 | 47500 | 46000 | 4.05 | 2.32 | 52500 | 3.26 | 1.85 | 8.1 | 7
Live | 215683824 |  | 10 | 16 | 27140 | 19800 | 16500 | 3.37 | 2.4 | 24000 | 3.06 | 1.9 | 8.5 | 6.75
Live | 215683822 |  | 10 | 16 | 27140 | 19800 | 16400 | 3.37 | 2.4 | 24000 | 3.06 | 1.88 | 8.5 | 7
Live | 215676214 |  | 10 | 19 | 54050 | 45500 | 36200 | 3.37 | 2.46 | 50000 | 3.5 | 2 | 9 | 7.5
Live | 215676204 |  | 10 | 19 | 54050 | 45500 | 36200 | 3.37 | 2.48 | 50000 | 3.5 | 2 | 9 | 7.5
Live | 215936165 |  | 12.5 | 22 | 40940 | 32600 | 28400 | 4.21 | 2.52 | 38000 | 3.58 | 2.04 | 8.5 | 7
Live | 215936155 |  | 12 | 21.5 | 40710 | 32800 | 28600 | 4.04 | 2.5 | 38000 | 3.54 | 2.04 | 8.5 | 7
Live | 215941105 |  | 11 | 21 | 52325 | 40000 | 37000 | 3.7 | 2.46 | 48500 | 3.48 | 2 | 9.5 | 7.5
Live | 215941095 |  | 11 | 21 | 52325 | 40000 | 37000 | 3.7 | 2.46 | 48500 | 3.48 | 2 | 9.5 | 7.5
Live | 215588252 |  | 11.5 | 19 | 59225 | 48000 | 45500 | 3.87 | 2.3 | 53000 | 3.2 | 1.88 | 8 | 7
Live | 215588250 |  | 12 | 19.5 | 59800 | 47500 | 46000 | 4.05 | 2.32 | 52500 | 3.26 | 1.95 | 8.5 | 7
Live | 215683820 |  | 10 | 16 | 27140 | 19800 | 16400 | 3.37 | 2.4 | 24000 | 3.06 | 1.88 | 8.5 | 7
Live | 215683818 |  | 10 | 16 | 27140 | 19800 | 16400 | 3.37 | 2.4 | 24000 | 3.06 | 1.88 | 8.5 | 7
Live | 215936135 |  | 12 | 21 | 39560 | 32000 | 28000 | 4.04 | 2.44 | 38500 | 3.46 | 2.06 | 8.5 | 7
Live | 215936125 |  | 11.5 | 20.5 | 39330 | 32400 | 28400 | 3.88 | 2.4 | 39000 | 3.4 | 2.02 | 8.5 | 7
Live | 215676194 |  | 10 | 18.5 | 54050 | 46000 | 36600 | 3.37 | 2.46 | 50000 | 3.48 | 2.02 | 9 | 7
Live | 215676164 |  | 10 | 18.5 | 54050 | 45500 | 36400 | 3.37 | 2.44 | 50000 | 3.46 | 2 | 9 | 7
Live | 215941085 |  | 11 | 21 | 52325 | 40000 | 36800 | 3.7 | 2.46 | 48500 | 3.48 | 2 | 9.5 | 7.5
Live | 215941075 |  | 11 | 21 | 51750 | 40000 | 37000 | 3.71 | 2.44 | 48500 | 3.46 | 2 | 9.5 | 7.5
Live | 215588248 |  | 12 | 19.5 | 59800 | 48000 | 46500 | 4.05 | 2.32 | 52500 | 3.24 | 1.95 | 8.5 | 7
Live | 215588246 |  | 12 | 19.5 | 59800 | 47500 | 46000 | 4.05 | 2.32 | 52500 | 3.26 | 1.95 | 8.5 | 7
Live | 215683816 |  | 10 | 16 | 27140 | 19800 | 16500 | 3.37 | 2.4 | 24000 | 3.06 | 1.88 | 8.5 | 7
Live | 215683814 |  | 10 | 16 | 27140 | 19800 | 16500 | 3.37 | 2.4 | 24000 | 3.06 | 1.88 | 8.5 | 7
Live | 215936115 |  | 11 | 20.5 | 39330 | 30400 | 27000 | 3.71 | 2.38 | 38000 | 3.36 | 2 | 8.1 | 7
Live | 215936105 |  | 12 | 21 | 39560 | 32000 | 28000 | 4.04 | 2.44 | 38500 | 3.46 | 2.06 | 8.5 | 7
Live | 215676154 |  | 9.5 | 18 | 53475 | 44500 | 35600 | 3.2 | 2.4 | 50000 | 3.42 | 2 | 9 | 7
Live | 215676144 |  | 10 | 18.5 | 54050 | 45500 | 36400 | 3.37 | 2.44 | 50000 | 3.46 | 2 | 9 | 7
Live | 215941055 |  | 11.5 | 21 | 51750 | 40000 | 37000 | 3.88 | 2.44 | 48500 | 3.46 | 2 | 9.5 | 7.5
Live | 215941045 |  | 11.5 | 21.5 | 52325 | 40000 | 36800 | 3.87 | 2.46 | 48500 | 3.48 | 2 | 9.5 | 7.5
Live | 215588244 |  | 11.5 | 19 | 59225 | 48500 | 47000 | 3.87 | 2.28 | 53000 | 3.18 | 1.82 | 8.1 | 7
Live | 215683812 |  | 10 | 16 | 27140 | 19900 | 16500 | 3.37 | 2.4 | 24000 | 3.04 | 1.88 | 8.5 | 7
Live | 215683810 |  | 9.5 | 16 | 27140 | 19900 | 16500 | 3.21 | 2.4 | 24000 | 3.06 | 1.88 | 8.5 | 7
Live | 215936095 |  | 11.7 | 20.5 | 39560 | 32200 | 28200 | 3.94 | 2.42 | 38500 | 3.44 | 2.04 | 8.5 | 7
Live | 215936085 |  | 11.5 | 20.5 | 39330 | 32600 | 28600 | 3.88 | 2.38 | 39000 | 3.36 | 2.02 | 8.5 | 7
Live | 215676134 |  | 9.5 | 17.5 | 53475 | 46500 | 37000 | 3.2 | 2.4 | 50000 | 3.4 | 1.98 | 9 | 7
Live | 215676124 |  | 10 | 18.5 | 54050 | 45500 | 36400 | 3.37 | 2.44 | 50000 | 3.48 | 2 | 9 | 7
Live | 215588236 |  | 11.5 | 19 | 59800 | 48500 | 45500 | 3.88 | 2.3 | 53500 | 3.24 | 1.9 | 8.1 | 7
Live | 215588234 |  | 11.5 | 18 | 58075 | 47000 | 44500 | 3.88 | 2.32 | 50000 | 2.94 | 1.92 | 8 | 7
Live | 215941035 |  | 11 | 21 | 51750 | 40000 | 37000 | 3.71 | 2.44 | 48500 | 3.46 | 2 | 9.5 | 7.5
Live | 215941025 |  | 11 | 21 | 51175 | 39000 | 36400 | 3.7 | 2.46 | 48000 | 3.5 | 2 | 9.5 | 7.5
Live | 215936075 |  | 11.5 | 20.5 | 39330 | 32600 | 28600 | 3.88 | 2.38 | 39000 | 3.38 | 2.04 | 8.5 | 7
Live | 215936065 |  | 11 | 20 | 39100 | 30600 | 27000 | 3.71 | 2.36 | 38000 | 3.36 | 2 | 8.1 | 7
Live | 215676114 |  | 9.5 | 18 | 53475 | 46000 | 36800 | 3.2 | 2.42 | 50000 | 3.42 | 1.98 | 9 | 7
Live | 215676084 |  | 10.5 | 19.5 | 55775 | 46500 | 36600 | 3.54 | 2.52 | 50000 | 3.58 | 2.12 | 9.5 | 7.5
Live | 215683808 |  | 9.5 | 15.5 | 26910 | 20000 | 16600 | 3.21 | 2.36 | 24200 | 3.02 | 1.88 | 8.5 | 7
Live | 215683802 |  | 9.5 | 16 | 26910 | 20000 | 16600 | 3.21 | 2.4 | 24400 | 3.06 | 1.98 | 8.5 | 7
Live | 215588232 |  | 10.5 | 18.5 | 58650 | 49500 | 46500 | 3.54 | 2.24 | 54000 | 3.14 | 1.86 | 8.1 | 7
Live | 215588230 |  | 11.5 | 19 | 59800 | 48500 | 45500 | 3.88 | 2.3 | 53500 | 3.24 | 1.9 | 8.1 | 7
Live | 215941015 |  | 11 | 21 | 51175 | 39000 | 36400 | 3.7 | 2.46 | 48000 | 3.48 | 2 | 9.5 | 7.5
Live | 215941005 |  | 11 | 21 | 51175 | 39500 | 36600 | 3.7 | 2.44 | 48500 | 3.46 | 2 | 9.5 | 7.5
Live | 215936055 |  | 12 | 21 | 39790 | 32000 | 28000 | 4.05 | 2.44 | 38500 | 3.46 | 2.04 | 8.5 | 7
Live | 215936045 |  | 11.7 | 20.5 | 39560 | 32200 | 28200 | 3.94 | 2.42 | 38500 | 3.42 | 2.04 | 8.5 | 7
Live | 215676074 |  | 10.5 | 19.5 | 55775 | 46500 | 36600 | 3.54 | 2.52 | 50000 | 3.58 | 2.12 | 9.5 | 7.5
Live | 215676064 |  | 10.5 | 19.5 | 55775 | 46500 | 36800 | 3.54 | 2.52 | 50000 | 3.58 | 2.12 | 9.5 | 7.5
Live | 215683800 |  | 10 | 16 | 26910 | 20000 | 16600 | 3.37 | 2.4 | 24400 | 3.06 | 1.9 | 8.5 | 6.75
Live | 215683798 |  | 9.5 | 16 | 26680 | 20200 | 16700 | 3.2 | 2.38 | 24400 | 3.04 | 1.96 | 8.5 | 7
Live | 215588228 |  | 11.5 | 18.5 | 58650 | 47500 | 44500 | 3.88 | 2.32 | 51000 | 3.04 | 1.9 | 8 | 7
Live | 215588226 |  | 11 | 18 | 57500 | 48000 | 45000 | 3.7 | 2.3 | 51500 | 2.96 | 1.9 | 8 | 7
Live | 215940995 |  | 11 | 21 | 51175 | 39500 | 36600 | 3.7 | 2.44 | 48500 | 3.46 | 2 | 9.5 | 7.5
Live | 215940985 |  | 10.5 | 21 | 50025 | 39500 | 36400 | 3.54 | 2.44 | 48000 | 3.48 | 2 | 9.5 | 7.5
Live | 215936035 |  | 11.5 | 20.5 | 39330 | 32600 | 28600 | 3.88 | 2.38 | 39000 | 3.38 | 2.04 | 8.5 | 7
Live | 215936025 |  | 12 | 21 | 39560 | 32000 | 28000 | 4.04 | 2.44 | 38500 | 3.46 | 2.04 | 8.5 | 7
Live | 215676054 |  | 10.5 | 19.5 | 55775 | 46500 | 36600 | 3.54 | 2.52 | 50000 | 3.58 | 2.12 | 9.5 | 7.5
Live | 215676044 |  | 10.5 | 19 | 55775 | 46500 | 36800 | 3.54 | 2.52 | 50000 | 3.58 | 2.12 | 9.5 | 7.5
Live | 215588222 |  | 11.5 | 19 | 59800 | 48500 | 45500 | 3.88 | 2.3 | 53500 | 3.24 | 1.9 | 8.1 | 7
Live | 215683796 |  | 9.5 | 15.5 | 26680 | 20200 | 16700 | 3.2 | 2.38 | 24400 | 3.02 | 1.96 | 8.5 | 7
Live | 215683794 |  | 9 | 14.5 | 26220 | 20400 | 17100 | 3.04 | 2.3 | 24800 | 2.94 | 1.84 | 8.5 | 7
Live | 215940975 |  | 10.5 | 20.5 | 50025 | 39500 | 36600 | 3.54 | 2.44 | 48000 | 3.46 | 1.92 | 9.5 | 7.5
Live | 215940955 |  | 11 | 21 | 50025 | 39500 | 36600 | 3.71 | 2.44 | 48000 | 3.44 | 1.9 | 9.5 | 7.5
Live | 215676034 |  | 10 | 19 | 55775 | 47000 | 37200 | 3.37 | 2.48 | 50000 | 3.52 | 1.98 | 9 | 7.5
Live | 215676024 |  | 10.5 | 19 | 55775 | 46500 | 36600 | 3.54 | 2.54 | 50000 | 3.6 | 2.1 | 9 | 7.5
Live | 215936015 |  | 12 | 21 | 39560 | 32000 | 28000 | 4.04 | 2.44 | 38500 | 3.46 | 2.04 | 8.5 | 7
Live | 215936005 |  | 11.7 | 21 | 39560 | 32200 | 28200 | 3.94 | 2.42 | 38500 | 3.42 | 2.04 | 8.5 | 7
Live | 215588220 |  | 11.5 | 18 | 58075 | 47000 | 44500 | 3.88 | 2.32 | 50000 | 2.94 | 1.92 | 8 | 7
Live | 215588218 |  | 10.5 | 18.5 | 58650 | 49500 | 46500 | 3.54 | 2.24 | 54000 | 3.14 | 1.86 | 8.1 | 7
Live | 215683792 |  | 10 | 16 | 26910 | 20000 | 16600 | 3.37 | 2.4 | 24400 | 3.06 | 1.9 | 8.5 | 6.75
Live | 215683790 |  | 9.5 | 15.5 | 26680 | 20200 | 16700 | 3.2 | 2.38 | 24400 | 3.04 | 1.96 | 8.5 | 7
Live | 215940945 |  | 11 | 21 | 50025 | 39500 | 36400 | 3.71 | 2.44 | 48000 | 3.46 | 1.92 | 9.5 | 7.5
Live | 215940935 |  | 10.5 | 20.5 | 50025 | 39500 | 36600 | 3.54 | 2.44 | 48000 | 3.46 | 2 | 9.5 | 7.5
Live | 215676014 |  | 10 | 19 | 55775 | 46500 | 36800 | 3.37 | 2.52 | 50000 | 3.56 | 2 | 9 | 7.5
Live | 215676004 |  | 10.5 | 19.5 | 55775 | 46500 | 36600 | 3.54 | 2.54 | 50000 | 3.6 | 2.1 | 9.5 | 7.5
Live | 215935995 |  | 11.7 | 21 | 39560 | 32200 | 28200 | 3.94 | 2.42 | 38500 | 3.42 | 2.04 | 8.5 | 7
Live | 215935985 |  | 11.5 | 20.5 | 39330 | 32400 | 28400 | 3.88 | 2.4 | 39000 | 3.4 | 2.02 | 8.5 | 7
Live | 215588216 |  | 11.5 | 19 | 59800 | 48500 | 45500 | 3.88 | 2.3 | 53500 | 3.24 | 1.9 | 8.1 | 7
Live | 215588214 |  | 11.7 | 18 | 58075 | 47000 | 44000 | 3.94 | 2.32 | 50000 | 2.96 | 1.92 | 8 | 7
Live | 215683788 |  | 9.5 | 15.5 | 26680 | 20200 | 16700 | 3.2 | 2.38 | 24400 | 3.02 | 1.86 | 8.5 | 7
Live | 215683786 |  | 9.5 | 15.5 | 26680 | 20200 | 16800 | 3.2 | 2.38 | 24400 | 3.02 | 1.86 | 8.5 | 7
Live | 215935975 |  | 11 | 20 | 39100 | 33000 | 29000 | 3.71 | 2.34 | 39500 | 3.32 | 2.02 | 8.5 | 7
Live | 215935935 |  | 11 | 20.5 | 39330 | 31000 | 27400 | 3.71 | 2.4 | 38000 | 3.4 | 2 | 8.5 | 7
Live | 215675994 |  | 10.5 | 19.5 | 55775 | 46500 | 36600 | 3.54 | 2.54 | 50000 | 3.6 | 2.1 | 9.5 | 7.5
Live | 215675984 |  | 10.5 | 19.5 | 55775 | 46500 | 36600 | 3.54 | 2.54 | 50000 | 3.6 | 2.1 | 9.5 | 7.5
Live | 215588212 |  | 12 | 19 | 58075 | 46500 | 43500 | 4.04 | 2.36 | 49000 | 2.94 | 1.94 | 8 | 7
Live | 215588210 |  | 11.5 | 18.5 | 58650 | 47500 | 44500 | 3.88 | 2.32 | 51000 | 3.04 | 1.9 | 8 | 7
Live | 215938675 |  | 11.5 | 21 | 52900 | 43500 | 38000 | 3.88 | 2.16 | 53000 | 3.06 | 1.92 | 8 | 6.5
Live | 215938665 |  | 11.5 | 21 | 52900 | 43500 | 38000 | 3.88 | 2.14 | 53000 | 3.04 | 1.92 | 8 | 6.5
Live | 215683784 |  | 10 | 16 | 26910 | 20000 | 16600 | 3.37 | 2.4 | 24400 | 3.06 | 1.9 | 8.5 | 6.75
Live | 215683782 |  | 9.5 | 15.5 | 26680 | 20000 | 16700 | 3.2 | 2.4 | 24400 | 3.04 | 1.96 | 8.5 | 7
Live | 215588208 |  | 11 | 18 | 57500 | 48000 | 45000 | 3.7 | 2.3 | 51500 | 2.96 | 1.9 | 8 | 7
Live | 215935915 |  | 11 | 20 | 39330 | 31000 | 27400 | 3.71 | 2.38 | 38000 | 3.37 | 2.08 | 8.5 | 7
Live | 215675974 |  | 10.5 | 19 | 55775 | 46500 | 36800 | 3.54 | 2.52 | 50000 | 3.56 | 2.1 | 9.5 | 7.5
Live | 215675944 |  | 10.5 | 19 | 55200 | 46000 | 36600 | 3.54 | 2.5 | 50000 | 3.54 | 2 | 9 | 7.5
Live | 215938655 |  | 11.5 | 21 | 52900 | 43500 | 38000 | 3.88 | 2.14 | 53500 | 3.04 | 1.92 | 8 | 6.5
Live | 215938645 |  | 11.5 | 21 | 52900 | 43500 | 38000 | 3.88 | 2.14 | 53000 | 3.04 | 1.92 | 8 | 6.5
Live | 215683780 |  | 9.5 | 15.5 | 26910 | 20000 | 16600 | 3.21 | 2.4 | 24200 | 3.04 | 1.98 | 8.5 | 7
Live | 215683778 |  | 10 | 16 | 26910 | 20000 | 16600 | 3.37 | 2.4 | 24400 | 3.06 | 1.9 | 8.5 | 6.75
Live | 215588204 |  | 11 | 18 | 58075 | 48500 | 45500 | 3.71 | 2.26 | 52500 | 3.04 | 1.88 | 8.1 | 7
Live | 215675934 |  | 10 | 19 | 55200 | 46000 | 36600 | 3.37 | 2.5 | 50000 | 3.54 | 2 | 9 | 7.5
Live | 215675924 |  | 10.5 | 19 | 55200 | 46000 | 36600 | 3.54 | 2.5 | 50000 | 3.54 | 2 | 9 | 7.5
Live | 215935905 |  | 12 | 21.5 | 40710 | 33200 | 29000 | 4.04 | 2.48 | 38500 | 3.52 | 2.02 | 8.5 | 7
Live | 215935895 |  | 11.7 | 21 | 40480 | 32000 | 28000 | 3.94 | 2.5 | 38000 | 3.54 | 2 | 8.5 | 7
Live | 215938635 |  | 11.5 | 20.5 | 52900 | 43500 | 38000 | 3.88 | 2.14 | 53500 | 3.04 | 1.9 | 8 | 6.5
Live | 215938625 |  | 10.5 | 20 | 52325 | 44000 | 39000 | 3.54 | 2.1 | 53500 | 3 | 1.9 | 8 | 6.5
Live | 215683776 |  | 9.5 | 15.5 | 26910 | 20000 | 16600 | 3.21 | 2.4 | 24200 | 3.06 | 1.98 | 8.5 | 7
Live | 215683774 |  | 9.5 | 16 | 26910 | 20000 | 16700 | 3.21 | 2.4 | 24400 | 3.04 | 1.98 | 8.5 | 7
Live | 215588200 |  | 11 | 18 | 58075 | 48500 | 45500 | 3.71 | 2.26 | 52500 | 3.06 | 1.88 | 8 | 7
Live | 215935885 |  | 11.7 | 21 | 40480 | 33600 | 29200 | 3.94 | 2.44 | 38500 | 3.46 | 2 | 8.5 | 7
Live | 215935875 |  | 11.5 | 21 | 40480 | 32200 | 28000 | 3.88 | 2.48 | 38000 | 3.52 | 2.06 | 8.5 | 7
Live | 215675914 |  | 10 | 19 | 55200 | 46000 | 36400 | 3.37 | 2.5 | 50000 | 3.56 | 2.02 | 9 | 7.5
Live | 215675904 |  | 10 | 18.5 | 54625 | 46500 | 36800 | 3.37 | 2.48 | 50000 | 3.52 | 2 | 9 | 7.5
Live | 215938615 |  | 12 | 21 | 53475 | 43500 | 38000 | 4.04 | 2.16 | 53000 | 3.06 | 1.92 | 8 | 6.5
Live | 215938605 |  | 11.5 | 20.5 | 52900 | 43500 | 38000 | 3.88 | 2.14 | 53500 | 3.04 | 1.9 | 8 | 6.5
Live | 215683772 |  | 9.5 | 15.5 | 26910 | 20000 | 16700 | 3.21 | 2.4 | 24400 | 3.04 | 1.98 | 8.5 | 7
Live | 215683770 |  | 9.5 | 15.5 | 26680 | 20200 | 16700 | 3.2 | 2.38 | 24400 | 3.04 | 1.96 | 8.5 | 7
Live | 215935865 |  | 11.7 | 21 | 40480 | 33400 | 29200 | 3.94 | 2.46 | 38500 | 3.5 | 2.02 | 8.5 | 7
Live | 215935855 |  | 12 | 21.5 | 40710 | 33000 | 28800 | 4.04 | 2.5 | 38000 | 3.54 | 2.02 | 8.5 | 7
Live | 215938595 |  | 12 | 21 | 53475 | 43500 | 38000 | 4.04 | 2.16 | 53000 | 3.06 | 1.92 | 8 | 6.5
Live | 215938585 |  | 11.5 | 21 | 53475 | 43500 | 38000 | 3.88 | 2.16 | 53000 | 3.06 | 1.92 | 8 | 6.5
Live | 215675894 |  | 10.5 | 19 | 55200 | 46000 | 36400 | 3.54 | 2.5 | 50000 | 3.56 | 2 | 9 | 7.5
Live | 215675884 |  | 10.5 | 19 | 55200 | 46000 | 36400 | 3.54 | 2.5 | 50000 | 3.54 | 2 | 9 | 7.5
Live | 215683768 |  | 9.5 | 16 | 26680 | 20000 | 16700 | 3.2 | 2.38 | 24400 | 3.04 | 1.96 | 8.5 | 7
Live | 215683766 |  | 9.5 | 15.5 | 26680 | 20200 | 16800 | 3.2 | 2.36 | 24600 | 3 | 1.86 | 8.5 | 7
Live | 215588192 |  | 12.5 | 20 | 57500 | 50000 | 52000 | 4.21 | 2.38 | 52000 | 3.1 | 1.96 | 11 | 8.5
Live | 215588190 |  | 11.5 | 18.5 | 57500 | 50500 | 53000 | 3.87 | 2.36 | 52500 | 3.06 | 1.94 | 10.5 | 8
Live | 215935845 |  | 12 | 21.5 | 40710 | 33400 | 29000 | 4.04 | 2.46 | 38500 | 3.5 | 2.02 | 8.5 | 7
Live | 215935835 |  | 11.7 | 21.5 | 40480 | 33400 | 29000 | 3.94 | 2.46 | 38500 | 3.5 | 2.02 | 8.5 | 7
Live | 215675874 |  | 10.5 | 19 | 55200 | 46000 | 36400 | 3.54 | 2.5 | 50000 | 3.56 | 2 | 9 | 7.5
Live | 215675864 |  | 10 | 19 | 54625 | 46500 | 36800 | 3.37 | 2.48 | 50000 | 3.52 | 2 | 9 | 7.5
Live | 215938575 |  | 12 | 21 | 53475 | 43500 | 38000 | 4.04 | 2.16 | 53000 | 3.06 | 1.92 | 8 | 6.5
Live | 215938565 |  | 11.5 | 20.5 | 52900 | 43500 | 38500 | 3.88 | 2.14 | 53500 | 3.02 | 1.9 | 8 | 6.5
Live | 215683760 |  | 9.5 | 15.5 | 26680 | 20200 | 16800 | 3.2 | 2.36 | 24600 | 3 | 1.86 | 8.5 | 7
Live | 215683758 |  | 9.5 | 15.2 | 26680 | 20200 | 16800 | 3.2 | 2.36 | 24600 | 3 | 1.86 | 8.5 | 7
Live | 215935825 |  | 11.5 | 21 | 40250 | 33800 | 29600 | 3.88 | 2.42 | 39000 | 3.44 | 2 | 8.5 | 7
Live | 215935795 |  | 11.5 | 20.5 | 39790 | 31200 | 27600 | 3.87 | 2.42 | 38000 | 3.44 | 2.06 | 8.5 | 7
Live | 215675834 |  | 10 | 19 | 55200 | 46500 | 36800 | 3.37 | 2.5 | 50000 | 3.54 | 2 | 9 | 7.5
Live | 215675824 |  | 10 | 18.5 | 54625 | 45500 | 36200 | 3.37 | 2.48 | 50000 | 3.52 | 2.02 | 9 | 7
Live | 215588188 |  | 11 | 18.5 | 56925 | 50500 | 53500 | 3.71 | 2.34 | 52500 | 3.06 | 1.92 | 10.5 | 8
Live | 215588186 |  | 12 | 18 | 55200 | 49000 | 50000 | 4.04 | 2.44 | 50500 | 2.54 | 1.96 | 9 | 7.5
Live | 215938545 |  | 11.5 | 21 | 52900 | 43500 | 38000 | 3.88 | 2.14 | 53500 | 3.04 | 1.9 | 8 | 6.5
Live | 215938535 |  | 11.5 | 21 | 52900 | 43500 | 38000 | 3.88 | 2.14 | 53500 | 3.04 | 1.9 | 8 | 6.5
Live | 215683756 |  | 9.5 | 15.5 | 26680 | 20200 | 16800 | 3.2 | 2.34 | 24600 | 2.98 | 1.86 | 8.5 | 7
Live | 215683754 |  | 9.5 | 15.2 | 26450 | 20400 | 16900 | 3.2 | 2.34 | 24600 | 2.98 | 1.84 | 8.5 | 7
Live | 215935785 |  | 11 | 20.5 | 39560 | 31400 | 27600 | 3.7 | 2.42 | 38000 | 3.44 | 2.08 | 8.5 | 7
Live | 215935775 |  | 12 | 21 | 39560 | 32000 | 28000 | 4.04 | 2.44 | 38500 | 3.46 | 2.06 | 8.5 | 7
Live | 215588184 |  | 11 | 18.5 | 56925 | 50500 | 53500 | 3.71 | 2.34 | 52500 | 3.04 | 1.9 | 10.5 | 8
Live | 215588182 |  | 11 | 18.5 | 56925 | 50500 | 53500 | 3.71 | 2.34 | 52500 | 3.06 | 1.92 | 10.5 | 8
Live | 215675814 |  | 10 | 19 | 55200 | 46500 | 36800 | 3.37 | 2.5 | 50000 | 3.54 | 2 | 9 | 7.5
Live | 215675804 |  | 10 | 19 | 55200 | 46500 | 36800 | 3.37 | 2.5 | 50000 | 3.54 | 2 | 9 | 7.5
Live | 215938525 |  | 11.5 | 20.5 | 52900 | 43500 | 38500 | 3.88 | 2.14 | 53500 | 3.02 | 1.92 | 8 | 6.5
Live | 215938515 |  | 11.5 | 20 | 51750 | 43500 | 38500 | 3.88 | 2.14 | 54000 | 3.02 | 1.9 | 8 | 6.5
Live | 215683752 |  | 9 | 14.5 | 25990 | 20600 | 17200 | 3.03 | 2.28 | 25000 | 2.9 | 1.82 | 8.5 | 7
Live | 215683750 |  | 9.5 | 15.2 | 26680 | 20200 | 16800 | 3.2 | 2.36 | 24600 | 3 | 1.86 | 8.5 | 7
Live | 215588180 |  | 11 | 18.5 | 56925 | 50500 | 52500 | 3.71 | 2.34 | 52500 | 3.04 | 1.94 | 10.5 | 8
Live | 215588178 |  | 11.5 | 17.5 | 55775 | 49500 | 51000 | 3.87 | 2.4 | 51500 | 2.68 | 1.96 | 9.5 | 8
Live | 215935765 |  | 11.5 | 20.5 | 39330 | 32400 | 28400 | 3.88 | 2.4 | 39000 | 3.4 | 2.02 | 8.5 | 7
Live | 215935755 |  | 11 | 20.5 | 39100 | 30400 | 27000 | 3.71 | 2.38 | 38000 | 3.36 | 1.95 | 8.1 | 6.75
Live | 215675794 |  | 10 | 18.5 | 54625 | 47000 | 37400 | 3.37 | 2.46 | 50000 | 3.48 | 1.98 | 9 | 7
Live | 215675784 |  | 10 | 18.5 | 54625 | 47000 | 37200 | 3.37 | 2.46 | 50000 | 3.48 | 1.98 | 9 | 7.5
Live | 215938505 |  | 10.5 | 20 | 52325 | 44500 | 39000 | 3.54 | 2.1 | 54000 | 2.98 | 1.9 | 8 | 6.5
Live | 215938495 |  | 11.5 | 21 | 52900 | 43500 | 38000 | 3.88 | 2.16 | 53000 | 3.06 | 1.92 | 8 | 6.5
Live | 215683748 |  | 9.5 | 15.2 | 26450 | 20200 | 16800 | 3.2 | 2.34 | 24600 | 2.98 | 1.84 | 8.5 | 7
Live | 215683746 |  | 9.5 | 15.2 | 26450 | 20400 | 16900 | 3.2 | 2.34 | 24600 | 2.98 | 1.86 | 8.5 | 7
Live | 215935745 |  | 12 | 21 | 39560 | 32000 | 28000 | 4.04 | 2.44 | 38500 | 3.46 | 2.06 | 8.5 | 7
Live | 215935735 |  | 11.7 | 20.5 | 39560 | 32200 | 28200 | 3.94 | 2.42 | 38500 | 3.44 | 2.04 | 8.5 | 7
Live | 215938485 |  | 11 | 20.5 | 52900 | 44000 | 38500 | 3.71 | 2.14 | 53500 | 3.02 | 1.92 | 8 | 6.5
Live | 215938475 |  | 11.5 | 20 | 51750 | 43500 | 38000 | 3.88 | 2.14 | 54000 | 3.04 | 1.9 | 8 | 6.5
Live | 215588176 |  | 10 | 17.5 | 55775 | 51500 | 53000 | 3.37 | 2.28 | 53500 | 2.94 | 1.88 | 10.5 | 8.5
Live | 215588174 |  | 11.5 | 18.5 | 57500 | 50500 | 53000 | 3.87 | 2.36 | 52000 | 3.08 | 1.84 | 10 | 8
Live | 215675774 |  | 10 | 19 | 55200 | 46500 | 36600 | 3.37 | 2.52 | 50000 | 3.56 | 2.12 | 9 | 7.5
Live | 215675764 |  | 10 | 18.5 | 55200 | 46500 | 36800 | 3.37 | 2.48 | 50000 | 3.54 | 2 | 9 | 7.5
Live | 215683744 |  | 9.5 | 14.5 | 26450 | 20400 | 16900 | 3.2 | 2.34 | 24600 | 2.95 | 1.86 | 8.5 | 7
Live | 215683742 |  | 9.5 | 15.2 | 26680 | 20200 | 16800 | 3.2 | 2.36 | 24600 | 3 | 1.86 | 8.5 | 7
Live | 215935725 |  | 11.5 | 20.5 | 39330 | 32600 | 28600 | 3.88 | 2.38 | 39000 | 3.36 | 2.02 | 8.5 | 7
Live | 215935715 |  | 11.5 | 20.5 | 39330 | 32600 | 28600 | 3.88 | 2.38 | 39000 | 3.38 | 2.04 | 8.5 | 7
Live | 215938465 |  | 11.5 | 21 | 52900 | 43500 | 38000 | 3.88 | 2.14 | 53000 | 3.04 | 1.92 | 8 | 6.5
Live | 215938455 |  | 11.5 | 21 | 52900 | 43500 | 38000 | 3.88 | 2.16 | 53000 | 3.06 | 1.92 | 8 | 6.5
Live | 215675754 |  | 9.5 | 18 | 54625 | 47000 | 37200 | 3.2 | 2.46 | 50000 | 3.48 | 1.98 | 9 | 7.5
Live | 215675744 |  | 10.5 | 19 | 55200 | 46500 | 36600 | 3.54 | 2.5 | 50000 | 3.56 | 2 | 9 | 7.5
Live | 215683740 |  | 9.5 | 15.2 | 26680 | 20200 | 16800 | 3.2 | 2.36 | 24600 | 3 | 1.86 | 8.5 | 7
Live | 215683738 |  | 9.5 | 15.5 | 26680 | 20200 | 16800 | 3.2 | 2.36 | 24600 | 3 | 1.86 | 8.5 | 7
Live | 215588172 |  | 11 | 18 | 56925 | 50500 | 52500 | 3.71 | 2.34 | 52500 | 3.04 | 1.96 | 10.5 | 8
Live | 215588170 |  | 11.5 | 17.5 | 55775 | 49500 | 51000 | 3.87 | 2.4 | 51500 | 2.68 | 1.96 | 9.5 | 8
Live | 215935705 |  | 11 | 20 | 39100 | 30600 | 27000 | 3.71 | 2.36 | 38000 | 3.36 | 2 | 8.1 | 7
Live | 215935695 |  | 12 | 21 | 39560 | 32000 | 28000 | 4.04 | 2.44 | 38500 | 3.46 | 2.04 | 8.5 | 7
Live | 215938445 |  | 12 | 21 | 51750 | 43000 | 37600 | 4.04 | 2.16 | 53500 | 3.06 | 1.95 | 8.1 | 6.8
Live | 215938435 |  | 11 | 20.5 | 52900 | 44000 | 38500 | 3.71 | 2.12 | 53500 | 3.02 | 1.92 | 8 | 6.5
Live | 215675734 |  | 10.5 | 19 | 55200 | 46500 | 36600 | 3.54 | 2.5 | 50000 | 3.56 | 2.1 | 9.5 | 7.5
Live | 215675724 |  | 10 | 19 | 55200 | 46500 | 37000 | 3.37 | 2.48 | 50000 | 3.52 | 1.98 | 9 | 7.5
Live | 215588168 |  | 11.5 | 18.5 | 57500 | 50000 | 53000 | 3.87 | 2.36 | 52000 | 3.08 | 1.84 | 10 | 8
Live | 215588166 |  | 11.5 | 18.5 | 57500 | 50500 | 53000 | 3.87 | 2.36 | 52500 | 3.08 | 1.94 | 10.5 | 8
Live | 215683736 |  | 9.5 | 15.2 | 26680 | 20200 | 16800 | 3.2 | 2.36 | 24600 | 3 | 1.86 | 8.5 | 7
Live | 215683734 |  | 9.5 | 15.2 | 26680 | 20200 | 16800 | 3.2 | 2.36 | 24600 | 3 | 1.86 | 8.5 | 7
Live | 215935685 |  | 11.7 | 20.5 | 39560 | 32200 | 28200 | 3.94 | 2.42 | 38500 | 3.44 | 2.04 | 8.5 | 7
Live | 215935675 |  | 11.5 | 20.5 | 39330 | 32600 | 28600 | 3.88 | 2.38 | 39000 | 3.38 | 2.04 | 8.5 | 7
Live | 215938425 |  | 11.5 | 20 | 51750 | 44500 | 39000 | 3.88 | 2.1 | 54000 | 2.98 | 1.9 | 8 | 6.5
Live | 215588164 |  | 12 | 18.5 | 55775 | 49000 | 50000 | 4.05 | 2.42 | 51000 | 2.68 | 1.98 | 9.5 | 8
Live | 215588162 |  | 11 | 18 | 56925 | 51000 | 54000 | 3.71 | 2.32 | 52500 | 3.02 | 1.88 | 10.5 | 8
Live | 215683732 |  | 9.5 | 15.5 | 26680 | 20200 | 16800 | 3.2 | 2.34 | 24600 | 3 | 1.86 | 8.5 | 7
Live | 215683730 |  | 9.5 | 15.2 | 26680 | 20200 | 16800 | 3.2 | 2.34 | 24600 | 3 | 1.86 | 8.5 | 7
Live | 215935665 |  | 12 | 21 | 39560 | 32000 | 28000 | 4.04 | 2.44 | 38500 | 3.46 | 2.04 | 8.5 | 7
Live | 215935655 |  | 12 | 21 | 39560 | 32000 | 28000 | 4.04 | 2.44 | 38500 | 3.46 | 2.04 | 8.5 | 7
Live | 215938395 |  | 11.5 | 20.5 | 52325 | 43000 | 38000 | 3.87 | 2.16 | 52500 | 3.06 | 1.95 | 8.1 | 6.8
Live | 215938385 |  | 11.5 | 20.5 | 52325 | 43500 | 38000 | 3.87 | 2.14 | 52500 | 3.04 | 1.9 | 8.1 | 6.8
Live | 215675714 |  | 10 | 19 | 55200 | 46500 | 36800 | 3.37 | 2.48 | 50000 | 3.52 | 2 | 9 | 7.5
Live | 215675704 |  | 10 | 18.5 | 55200 | 47000 | 37200 | 3.37 | 2.46 | 50000 | 3.5 | 2 | 9 | 7.5
Live | 215683728 |  | 9.5 | 15.5 | 26450 | 20200 | 16800 | 3.2 | 2.34 | 24600 | 2.98 | 1.84 | 8.5 | 7
Live | 215683726 |  | 9.5 | 15.5 | 26680 | 20200 | 16800 | 3.2 | 2.36 | 24600 | 3 | 1.86 | 8.5 | 7
Live | 215588160 |  | 11.5 | 18 | 55775 | 50000 | 51000 | 3.87 | 2.38 | 52000 | 2.78 | 1.9 | 9.5 | 8
Live | 215588158 |  | 11.7 | 17.5 | 55200 | 49000 | 50000 | 3.95 | 2.42 | 50500 | 2.52 | 1.96 | 9 | 7.5
Live | 215935645 |  | 11.7 | 21 | 39560 | 32200 | 28200 | 3.94 | 2.42 | 38500 | 3.42 | 2.04 | 8.5 | 7
Live | 215935635 |  | 11.7 | 21 | 39560 | 32200 | 28200 | 3.94 | 2.42 | 38500 | 3.42 | 2.04 | 8.5 | 7
Live | 215938375 |  | 11.5 | 20.5 | 52325 | 43500 | 38000 | 3.87 | 2.14 | 52500 | 3.04 | 1.9 | 8 | 6.5
Live | 215938365 |  | 11.5 | 20.5 | 52325 | 43500 | 38000 | 3.87 | 2.14 | 52500 | 3.04 | 1.9 | 8.1 | 6.8
Live | 215675694 |  | 9.5 | 18 | 54625 | 47500 | 37600 | 3.2 | 2.42 | 50000 | 3.44 | 1.98 | 9 | 7
Live | 215675654 |  | 10.5 | 19 | 55200 | 46500 | 36800 | 3.54 | 2.5 | 50000 | 3.54 | 2 | 9 | 7.5
Live | 215683724 |  | 9 | 15.2 | 26450 | 20400 | 16900 | 3.03 | 2.32 | 24800 | 2.95 | 1.84 | 8.5 | 7
Live | 215683718 |  | 10.5 | 17.5 | 27600 | 19600 | 16300 | 3.53 | 2.45 | 23200 | 3.16 | 2.02 | 9 | 7
Live | 215935625 |  | 11.5 | 20.5 | 39330 | 32400 | 28400 | 3.88 | 2.4 | 39000 | 3.4 | 2.02 | 8.5 | 7
Live | 215935615 |  | 11 | 20 | 39100 | 33000 | 29000 | 3.71 | 2.34 | 39500 | 3.32 | 2.02 | 8.5 | 7
Live | 215588156 |  | 11 | 17 | 55200 | 50500 | 51500 | 3.71 | 2.34 | 52500 | 2.7 | 1.9 | 9.5 | 8
Live | 215588150 |  | 11.5 | 17.5 | 54050 | 49000 | 50000 | 3.87 | 2.42 | 50500 | 2.48 | 1.96 | 8.5 | 8
Live | 215938355 |  | 11 | 20.5 | 52325 | 43500 | 38000 | 3.7 | 2.14 | 52500 | 3.04 | 1.9 | 8 | 6.5
Live | 215938345 |  | 10.5 | 19.5 | 51175 | 44000 | 39000 | 3.54 | 2.1 | 53000 | 3 | 1.9 | 8 | 6.5
Live | 215683716 |  | 10.5 | 17.5 | 27600 | 19600 | 16300 | 3.53 | 2.44 | 23200 | 3.13 | 2.02 | 9 | 7
Live | 215683714 |  | 10.5 | 17.5 | 27600 | 19700 | 16400 | 3.53 | 2.44 | 23400 | 3.12 | 2 | 9 | 7
Live | 215935575 |  | 11 | 20 | 39100 | 30600 | 27200 | 3.71 | 2.36 | 38000 | 3.34 | 2 | 8.1 | 6.75
Live | 215935565 |  | 11 | 20 | 39100 | 30600 | 27200 | 3.71 | 2.36 | 38000 | 3.34 | 2 | 8.1 | 6.5
Live | 215675644 |  | 10 | 18.5 | 55200 | 45500 | 36200 | 3.37 | 2.48 | 50000 | 3.52 | 2.02 | 9 | 7
Live | 215675634 |  | 10.5 | 19 | 55200 | 46500 | 36800 | 3.54 | 2.5 | 50000 | 3.54 | 2 | 9 | 7.5
Live | 215938335 |  | 11.5 | 20.5 | 52325 | 43000 | 38000 | 3.87 | 2.16 | 52500 | 3.06 | 1.9 | 8 | 6.7
Live | 215938325 |  | 11 | 20.5 | 51750 | 43500 | 38000 | 3.71 | 2.14 | 53000 | 3.04 | 1.9 | 8 | 6.5
Live | 215683712 |  | 10.5 | 17.5 | 27600 | 19600 | 16300 | 3.53 | 2.45 | 23200 | 3.16 | 2.02 | 9 | 7
Live | 215683710 |  | 10.5 | 17.5 | 27600 | 19700 | 16400 | 3.53 | 2.44 | 23400 | 3.12 | 2 | 9 | 7
Live | 215675624 |  | 10 | 19 | 55200 | 46500 | 36800 | 3.37 | 2.5 | 50000 | 3.54 | 2 | 9 | 7.5
Live | 215675614 |  | 10 | 18.5 | 54625 | 47000 | 37400 | 3.37 | 2.46 | 50000 | 3.48 | 1.98 | 9 | 7
Live | 215588148 |  | 10.5 | 18 | 55775 | 50500 | 52000 | 3.54 | 2.32 | 52500 | 2.92 | 1.94 | 10.5 | 8.5
Live | 215588146 |  | 11 | 17 | 54625 | 49500 | 51000 | 3.71 | 2.38 | 51500 | 2.6 | 1.98 | 12.5 | 9.5
Live | 215938315 |  | 11.5 | 21 | 52325 | 43000 | 38000 | 3.87 | 2.16 | 52500 | 3.06 | 1.95 | 8.1 | 6.8
Live | 215938305 |  | 11.5 | 21 | 52325 | 43000 | 38000 | 3.87 | 2.16 | 52500 | 3.06 | 1.95 | 8.1 | 6.8
Live | 215935555 |  | 11 | 21 | 40020 | 31800 | 27800 | 3.71 | 2.46 | 38000 | 3.5 | 2.06 | 8.5 | 7
Live | 215935545 |  | 11.5 | 20.5 | 40020 | 31800 | 27800 | 3.87 | 2.46 | 38000 | 3.48 | 2.08 | 8.5 | 7
Live | 215683708 |  | 10.5 | 17 | 27600 | 19700 | 16400 | 3.53 | 2.44 | 23400 | 3.12 | 2.02 | 9 | 7
Live | 215683706 |  | 10.5 | 17 | 27600 | 19700 | 16400 | 3.53 | 2.42 | 23400 | 3.12 | 2.02 | 9 | 7
Live | 215675604 |  | 10 | 18.5 | 54625 | 47000 | 37200 | 3.37 | 2.46 | 50000 | 3.48 | 1.98 | 9 | 7.5
Live | 215675594 |  | 10 | 19 | 55200 | 46500 | 36600 | 3.37 | 2.52 | 50000 | 3.56 | 2.02 | 9 | 7.5
Live | 215588144 |  | 10 | 17 | 54625 | 51500 | 53000 | 3.37 | 2.28 | 53500 | 2.84 | 1.9 | 8.5 | 8
Live | 215588142 |  | 10.5 | 17.5 | 55775 | 50500 | 52000 | 3.54 | 2.32 | 52500 | 2.92 | 1.92 | 10.5 | 8.5
Live | 215938295 |  | 11.5 | 21 | 52325 | 43000 | 38000 | 3.87 | 2.16 | 52500 | 3.06 | 1.95 | 8.1 | 6.8
Live | 215938285 |  | 11 | 20.5 | 51750 | 43500 | 38500 | 3.71 | 2.14 | 53000 | 3.02 | 1.9 | 8 | 6.5
Live | 215675584 |  | 10 | 18 | 54625 | 47000 | 37200 | 3.37 | 2.46 | 50000 | 3.48 | 1.98 | 9 | 7
Live | 215675574 |  | 10.5 | 19 | 55200 | 46500 | 36600 | 3.54 | 2.5 | 50000 | 3.56 | 2 | 9 | 7.5
Live | 215683704 |  | 10.5 | 17 | 27600 | 19600 | 16300 | 3.53 | 2.45 | 23200 | 3.16 | 2.02 | 9 | 7
Live | 215683702 |  | 10.5 | 17.5 | 27600 | 19600 | 16300 | 3.53 | 2.45 | 23200 | 3.16 | 2.02 | 9 | 7
Live | 215935535 |  | 11 | 20 | 39100 | 30600 | 27200 | 3.71 | 2.36 | 38000 | 3.34 | 2 | 8.1 | 6.75
Live | 215935525 |  | 11 | 20 | 39100 | 30600 | 27200 | 3.71 | 2.36 | 38000 | 3.34 | 2 | 8.1 | 6.5
Live | 215588140 |  | 11 | 17 | 54625 | 49500 | 50500 | 3.71 | 2.38 | 51500 | 2.62 | 1.94 | 12.5 | 9.5
Live | 215588138 |  | 11 | 17.5 | 55200 | 49500 | 51000 | 3.71 | 2.38 | 52000 | 2.7 | 1.92 | 11.5 | 9
Live | 215938265 |  | 11.5 | 20.5 | 52325 | 43500 | 38000 | 3.87 | 2.14 | 53000 | 3.04 | 1.9 | 8 | 6.5
Live | 215938255 |  | 11.5 | 20 | 50600 | 42500 | 37600 | 3.87 | 2.16 | 53500 | 3.06 | 2 | 8.1 | 7
Live | 215675564 |  | 10.5 | 19 | 55200 | 46500 | 36600 | 3.54 | 2.5 | 50000 | 3.56 | 2 | 9 | 7.5
Live | 215675554 |  | 10 | 19 | 55200 | 46500 | 37000 | 3.37 | 2.48 | 50000 | 3.52 | 1.98 | 9 | 7.5
Live | 215683700 |  | 10.5 | 17.5 | 27600 | 19600 | 16300 | 3.53 | 2.45 | 23200 | 3.16 | 2.02 | 9 | 7
Live | 215683698 |  | 10.5 | 17.5 | 27600 | 19600 | 16300 | 3.53 | 2.45 | 23200 | 3.13 | 2.02 | 9 | 7
Live | 215935515 |  | 11 | 20 | 39100 | 30600 | 27200 | 3.71 | 2.36 | 38000 | 3.34 | 2 | 8.1 | 6.75
Live | 215935505 |  | 11 | 20 | 39100 | 30600 | 27200 | 3.71 | 2.36 | 38000 | 3.34 | 2 | 8.1 | 6.5
Live | 215938245 |  | 11.5 | 20.5 | 52325 | 43500 | 38000 | 3.87 | 2.14 | 53000 | 3.04 | 1.9 | 8 | 6.5
Live | 215938235 |  | 11 | 20.5 | 52325 | 43500 | 38500 | 3.7 | 2.14 | 53000 | 3.04 | 1.9 | 8 | 6.5
Live | 215588136 |  | 11.5 | 17.5 | 54050 | 49000 | 50000 | 3.87 | 2.42 | 50500 | 2.46 | 1.92 | 8.5 | 8
Live | 215588134 |  | 10.5 | 17 | 54050 | 50000 | 51500 | 3.54 | 2.34 | 52000 | 2.62 | 1.9 | 11.5 | 9
Live | 215683696 |  | 10.5 | 17.5 | 27600 | 19600 | 16300 | 3.53 | 2.45 | 23200 | 3.13 | 2.02 | 9 | 7
Live | 215683694 |  | 10.5 | 17.5 | 27600 | 19700 | 16400 | 3.53 | 2.44 | 23400 | 3.15 | 2.02 | 9 | 7
Live | 215588132 |  | 11 | 19 | 57500 | 51000 | 52500 | 3.7 | 2.32 | 53000 | 3.08 | 1.92 | 10.5 | 8.5
Live | 215588130 |  | 10.5 | 18.5 | 56350 | 52000 | 53500 | 3.54 | 2.26 | 53500 | 3 | 1.9 | 11 | 8.5
Live | 215935495 |  | 12 | 21.5 | 41170 | 32800 | 28600 | 4.05 | 2.44 | 38000 | 3.46 | 2.06 | 8.5 | 7
Live | 215935485 |  | 12.5 | 22.5 | 41400 | 32200 | 28200 | 4.21 | 2.5 | 37600 | 3.54 | 2.06 | 8.5 | 7
Live | 215675544 |  | 10 | 19 | 55200 | 46500 | 36800 | 3.37 | 2.48 | 50000 | 3.52 | 2 | 9 | 7.5
Live | 215675534 |  | 10 | 18.5 | 55200 | 47000 | 37200 | 3.37 | 2.46 | 50000 | 3.5 | 2 | 9 | 7.5
Live | 215938225 |  | 10.5 | 19.5 | 51750 | 44000 | 39000 | 3.54 | 2.1 | 53500 | 2.98 | 1.9 | 8 | 6.5
Live | 215938215 |  | 11.5 | 20.5 | 52900 | 43000 | 38000 | 3.88 | 2.16 | 53000 | 3.06 | 1.92 | 8 | 6.5
Live | 215683692 |  | 10.5 | 17 | 27370 | 19800 | 16500 | 3.53 | 2.42 | 23400 | 3.1 | 2 | 9 | 7
Live | 215683686 |  | 10.5 | 17 | 27370 | 19800 | 16500 | 3.53 | 2.4 | 23400 | 3.08 | 2 | 9 | 7
Live | 215935475 |  | 12.5 | 22.5 | 41400 | 32200 | 28200 | 4.21 | 2.5 | 37600 | 3.54 | 2.04 | 8.5 | 7
Live | 215935465 |  | 12.5 | 22.5 | 41400 | 32200 | 28200 | 4.21 | 2.5 | 37600 | 3.54 | 2.06 | 8.5 | 7
Live | 215588128 |  | 11 | 19 | 57500 | 51000 | 52500 | 3.7 | 2.32 | 53000 | 3.08 | 1.94 | 10.5 | 8.5
Live | 215588126 |  | 12 | 18.5 | 55775 | 49500 | 50500 | 4.05 | 2.42 | 51000 | 2.58 | 1.98 | 9 | 8
Live | 215675524 |  | 9.5 | 18 | 54625 | 47500 | 37600 | 3.2 | 2.42 | 50000 | 3.44 | 1.98 | 9 | 7
Live | 215675484 |  | 10 | 18.5 | 54050 | 45500 | 36400 | 3.37 | 2.44 | 50000 | 3.46 | 2 | 9 | 7
Live | 215938205 |  | 11 | 20.5 | 52325 | 43500 | 38500 | 3.7 | 2.14 | 53000 | 3.02 | 1.9 | 8 | 6.5
Live | 215938195 |  | 11 | 20 | 51175 | 43500 | 38000 | 3.7 | 2.14 | 53500 | 3.04 | 1.9 | 8 | 6.5
Live | 215683684 |  | 10 | 17 | 27370 | 19900 | 16600 | 3.37 | 2.4 | 23600 | 3.06 | 2 | 9 | 7
Live | 215683682 |  | 9.5 | 16 | 26910 | 20200 | 16900 | 3.21 | 2.32 | 24000 | 2.98 | 1.98 | 9 | 7
Live | 215935455 |  | 12.5 | 22.5 | 41400 | 32200 | 28200 | 4.21 | 2.5 | 37600 | 3.54 | 2.06 | 8.5 | 7
Live | 215935445 |  | 12.5 | 22 | 40940 | 32800 | 28400 | 4.21 | 2.52 | 38000 | 3.58 | 2.04 | 8.5 | 7
Live | 215675474 |  | 10 | 18.5 | 54050 | 45500 | 36400 | 3.37 | 2.46 | 50000 | 3.48 | 2 | 9 | 7
Live | 215675464 |  | 9.5 | 18 | 53475 | 44500 | 35600 | 3.2 | 2.4 | 50000 | 3.42 | 2 | 9 | 7
Live | 215588124 |  | 11 | 19 | 57500 | 51000 | 53000 | 3.7 | 2.3 | 53000 | 3.06 | 1.92 | 10.5 | 8.5
Live | 215588122 |  | 11.5 | 18 | 56350 | 50000 | 51000 | 3.88 | 2.36 | 52000 | 2.7 | 1.98 | 9.5 | 8
Live | 215938185 |  | 11.5 | 21 | 52325 | 43500 | 38000 | 3.87 | 2.16 | 53000 | 3.06 | 1.92 | 8 | 6.5
Live | 215938175 |  | 11.5 | 21 | 52900 | 43000 | 38000 | 3.88 | 2.16 | 53000 | 3.06 | 1.92 | 8 | 6.5
Live | 215683680 |  | 10.5 | 17 | 27370 | 19900 | 16500 | 3.53 | 2.4 | 23400 | 3.08 | 2 | 9 | 7
Live | 215683678 |  | 10 | 17 | 27140 | 19900 | 16600 | 3.37 | 2.4 | 23600 | 3.06 | 1.98 | 9 | 7
Live | 215588120 |  | 10 | 18.5 | 56350 | 52000 | 53500 | 3.37 | 2.26 | 54000 | 2.98 | 1.88 | 10.5 | 8.5
Live | 215588118 |  | 12 | 19 | 56350 | 49500 | 50500 | 4.05 | 2.4 | 51500 | 2.7 | 2.02 | 9.5 | 8
Live | 215935435 |  | 12.5 | 22 | 40940 | 32800 | 28400 | 4.21 | 2.52 | 38000 | 3.58 | 2.04 | 8.5 | 7
Live | 215935425 |  | 12.5 | 22 | 40710 | 32800 | 28400 | 4.22 | 2.5 | 38000 | 3.56 | 2.04 | 8.5 | 7
Live | 215938165 |  | 11.5 | 20.5 | 51175 | 43000 | 37600 | 3.88 | 2.16 | 53500 | 3.06 | 1.95 | 8.1 | 6.8
Live | 215938155 |  | 11 | 20.5 | 52325 | 43500 | 38500 | 3.7 | 2.14 | 53000 | 3.02 | 1.9 | 8 | 6.5
Live | 215683676 |  | 10.5 | 17 | 27370 | 19800 | 16500 | 3.53 | 2.42 | 23400 | 3.08 | 2 | 9 | 7
Live | 215683674 |  | 10.5 | 17 | 27370 | 19800 | 16500 | 3.53 | 2.4 | 23400 | 3.08 | 2 | 9 | 7
Live | 215675454 |  | 10 | 18.5 | 54050 | 45500 | 36400 | 3.37 | 2.44 | 50000 | 3.46 | 2 | 9 | 7
Live | 215675444 |  | 10 | 18.5 | 54050 | 46000 | 36600 | 3.37 | 2.44 | 50000 | 3.46 | 2 | 9 | 7
Live | 215588116 |  | 11.5 | 18.5 | 56350 | 50500 | 52000 | 3.88 | 2.36 | 52000 | 2.8 | 2 | 10 | 8
Live | 215588114 |  | 11 | 18 | 55775 | 51000 | 52000 | 3.71 | 2.32 | 52500 | 2.72 | 2 | 10 | 8
Live | 215935415 |  | 12.5 | 22 | 40940 | 32800 | 28400 | 4.21 | 2.52 | 38000 | 3.58 | 2.04 | 8.5 | 7
Live | 215935405 |  | 12.5 | 21.5 | 40710 | 32800 | 28400 | 4.22 | 2.5 | 38000 | 3.56 | 2.04 | 8.5 | 7
Live | 215938145 |  | 11 | 20 | 51750 | 44000 | 39000 | 3.71 | 2.1 | 53500 | 2.98 | 1.9 | 8 | 6.5
Live | 215683672 |  | 10.5 | 17.5 | 27370 | 19800 | 16500 | 3.53 | 2.42 | 23400 | 3.08 | 2 | 9 | 7
Live | 215683670 |  | 10 | 17 | 27140 | 20000 | 16600 | 3.37 | 2.38 | 23600 | 3.03 | 1.98 | 9 | 7
Live | 215675434 |  | 9.5 | 18 | 53475 | 46000 | 37000 | 3.2 | 2.4 | 50000 | 3.4 | 1.98 | 9 | 7
Live | 215675424 |  | 10 | 18 | 54050 | 45500 | 36400 | 3.37 | 2.46 | 50000 | 3.48 | 2.02 | 9 | 7
Live | 215588112 |  | 11.5 | 19 | 56925 | 50500 | 53500 | 3.88 | 2.34 | 52500 | 2.96 | 1.96 | 10.5 | 8.5
Live | 215588110 |  | 11 | 19 | 56350 | 50500 | 53500 | 3.71 | 2.34 | 52500 | 2.96 | 1.96 | 10.5 | 8.5
Live | 215935395 |  | 12 | 21 | 40480 | 33200 | 28800 | 4.05 | 2.46 | 38500 | 3.5 | 2.02 | 8.5 | 7
Live | 215935385 |  | 12.5 | 22 | 40940 | 32600 | 28400 | 4.21 | 2.52 | 38000 | 3.58 | 2.06 | 8.5 | 7
Live | 215938115 |  | 11.5 | 20.5 | 52325 | 43000 | 38000 | 3.87 | 2.16 | 52500 | 3.06 | 1.95 | 8.1 | 6.8
Live | 215938105 |  | 11.5 | 20.5 | 52325 | 43500 | 38000 | 3.87 | 2.14 | 52500 | 3.04 | 1.9 | 8.1 | 6.8
Live | 215683664 |  | 10 | 17 | 26680 | 20000 | 16600 | 3.37 | 2.32 | 23600 | 2.94 | 1.98 | 9 | 7
Live | 215683662 |  | 10 | 17 | 26450 | 20000 | 16700 | 3.37 | 2.32 | 23800 | 2.92 | 1.96 | 9 | 7
Live | 215675414 |  | 9.5 | 18 | 54050 | 46000 | 36600 | 3.2 | 2.44 | 50000 | 3.46 | 1.98 | 9 | 7
Live | 215675404 |  | 9.5 | 17.5 | 53475 | 46500 | 37000 | 3.2 | 2.4 | 50000 | 3.4 | 1.98 | 9 | 7
Live | 215588108 |  | 11 | 19 | 56350 | 50500 | 53500 | 3.71 | 2.34 | 52500 | 2.94 | 1.96 | 10.5 | 8.5
Live | 215588106 |  | 11 | 19 | 56350 | 50500 | 53500 | 3.71 | 2.34 | 52500 | 2.96 | 1.96 | 10.5 | 8.5
Live | 215938095 |  | 11 | 20.5 | 52325 | 43500 | 38000 | 3.7 | 2.14 | 52500 | 3.04 | 1.9 | 8 | 6.5
Live | 215938085 |  | 11.5 | 20.5 | 52325 | 43500 | 38000 | 3.87 | 2.14 | 52500 | 3.04 | 1.9 | 8.1 | 6.8
Live | 215938075 |  | 11 | 20.5 | 51750 | 43500 | 38000 | 3.71 | 2.14 | 52500 | 3.04 | 1.9 | 8 | 6.5
Live | 215938065 |  | 10.5 | 19.5 | 51175 | 44000 | 39000 | 3.54 | 2.1 | 53000 | 3 | 1.9 | 8 | 6.5
Live | 215683660 |  | 9.5 | 16 | 25990 | 20400 | 17000 | 3.2 | 2.26 | 24200 | 2.84 | 1.84 | 8.5 | 7
Live | 215683658 |  | 10 | 17 | 26450 | 20000 | 16700 | 3.37 | 2.32 | 23800 | 2.92 | 1.98 | 9 | 7
Live | 215935375 |  | 12 | 21.5 | 40710 | 32800 | 28600 | 4.04 | 2.5 | 38000 | 3.54 | 2.04 | 8.5 | 7
Live | 215935365 |  | 12.5 | 22 | 40940 | 32600 | 28400 | 4.21 | 2.52 | 38000 | 3.58 | 2.04 | 8.5 | 7
Live | 215588104 |  | 11 | 19 | 56350 | 51000 | 52500 | 3.71 | 2.32 | 52500 | 2.94 | 2 | 10.5 | 8.5
Live | 215588102 |  | 10 | 18 | 55200 | 51500 | 53500 | 3.37 | 2.28 | 53500 | 2.86 | 1.92 | 10.5 | 8.5
Live | 215938055 |  | 11.5 | 20.5 | 52325 | 43000 | 38000 | 3.87 | 2.16 | 52500 | 3.06 | 1.9 | 8 | 6.7
Live | 215938045 |  | 11 | 20.5 | 51750 | 43500 | 38000 | 3.71 | 2.14 | 53000 | 3.04 | 1.9 | 8 | 6.5
Live | 215675394 |  | 10 | 18.5 | 54050 | 45500 | 36400 | 3.37 | 2.44 | 50000 | 3.48 | 2 | 9 | 7
Live | 215675384 |  | 10 | 18.5 | 54050 | 45500 | 36400 | 3.37 | 2.46 | 50000 | 3.48 | 2 | 9 | 7.5
Live | 215935355 |  | 12.5 | 22 | 40940 | 32800 | 28400 | 4.21 | 2.52 | 38000 | 3.58 | 2.04 | 8.5 | 7
Live | 215935345 |  | 12.5 | 22 | 40940 | 32600 | 28400 | 4.21 | 2.52 | 38000 | 3.58 | 2.04 | 8.5 | 7
Live | 215683656 |  | 10 | 17 | 26450 | 20000 | 16700 | 3.37 | 2.32 | 23800 | 2.92 | 1.98 | 9 | 7
Live | 215683654 |  | 10.5 | 17 | 26680 | 20000 | 16600 | 3.54 | 2.34 | 23600 | 2.94 | 1.98 | 9 | 7
Live | 215588100 |  | 11.5 | 19 | 56925 | 50500 | 53000 | 3.88 | 2.36 | 52000 | 2.98 | 1.98 | 10.5 | 8.5
Live | 215588098 |  | 11.5 | 19.5 | 56925 | 50500 | 53000 | 3.88 | 2.36 | 52000 | 2.98 | 1.98 | 10.5 | 8.5
Live | 215938035 |  | 11.5 | 21 | 52325 | 43000 | 38000 | 3.87 | 2.16 | 52500 | 3.06 | 1.95 | 8.1 | 6.8
Live | 215938025 |  | 11.5 | 21 | 52325 | 43000 | 38000 | 3.87 | 2.16 | 52500 | 3.06 | 1.95 | 8.1 | 6.8
Live | 215675374 |  | 9.5 | 18 | 53475 | 46000 | 36800 | 3.2 | 2.42 | 50000 | 3.42 | 2 | 9 | 7
Live | 215675344 |  | 10.5 | 19.5 | 53475 | 41000 | 33000 | 3.54 | 2.58 | 47000 | 3.68 | 2.2 | 9.5 | 7.5
Live | 215935335 |  | 12 | 21.5 | 40710 | 33000 | 28600 | 4.04 | 2.5 | 38000 | 3.54 | 2.04 | 8.5 | 7
Live | 215935315 |  | 12.5 | 22 | 40940 | 32600 | 28600 | 4.21 | 2.54 | 38000 | 3.6 | 2.02 | 8.5 | 7
Live | 215683652 |  | 10 | 17 | 26680 | 20000 | 16600 | 3.37 | 2.32 | 23600 | 2.94 | 1.98 | 9 | 7
Live | 215683650 |  | 10 | 17 | 26680 | 20000 | 16600 | 3.37 | 2.32 | 23600 | 2.94 | 1.98 | 9 | 7
Live | 215675334 |  | 9.5 | 16.5 | 52325 | 42000 | 33800 | 3.2 | 2.48 | 48000 | 3.52 | 2.08 | 8.5 | 7
Live | 215675324 |  | 9.5 | 16.5 | 52325 | 42000 | 33800 | 3.2 | 2.48 | 48000 | 3.52 | 2.08 | 8.5 | 7
Live | 215938015 |  | 11.5 | 21 | 52325 | 43000 | 38000 | 3.87 | 2.16 | 52500 | 3.06 | 1.95 | 8.1 | 6.8
Live | 215938005 |  | 11 | 20.5 | 51750 | 43500 | 38500 | 3.71 | 2.14 | 53000 | 3.02 | 1.9 | 8 | 6.5
Live | 215935305 |  | 12 | 21.5 | 40710 | 33000 | 28800 | 4.04 | 2.5 | 38000 | 3.54 | 2.02 | 8.5 | 7
Live | 215935295 |  | 12.5 | 22 | 40940 | 32600 | 28600 | 4.21 | 2.54 | 38000 | 3.6 | 2.02 | 8.5 | 7
Live | 215588096 |  | 11.5 | 19.5 | 56925 | 50500 | 53000 | 3.88 | 2.34 | 52500 | 2.98 | 1.96 | 10.5 | 8.5
Live | 215588094 |  | 11.5 | 19.5 | 56925 | 50500 | 53000 | 3.88 | 2.36 | 52000 | 2.98 | 1.96 | 10.5 | 8.5
Live | 215675314 |  | 9 | 16 | 51750 | 42000 | 33600 | 3.03 | 2.44 | 48500 | 3.46 | 1.96 | 8.5 | 7
Live | 215675304 |  | 9.5 | 16.5 | 52325 | 42000 | 33800 | 3.2 | 2.48 | 48000 | 3.52 | 2.08 | 8.5 | 7
Live | 215683648 |  | 10 | 16.5 | 26450 | 20200 | 16700 | 3.37 | 2.3 | 23800 | 2.89 | 1.98 | 9 | 7
Live | 215683642 |  | 10 | 17 | 26450 | 20200 | 16700 | 3.37 | 2.3 | 23800 | 2.89 | 1.98 | 9 | 7
Live | 215937985 |  | 11 | 20.5 | 51750 | 43000 | 38000 | 3.71 | 2.14 | 52000 | 3.04 | 1.9 | 8.1 | 6.8
Live | 215937975 |  | 11 | 20 | 51175 | 43500 | 38000 | 3.7 | 2.14 | 52000 | 3.04 | 1.9 | 8.1 | 6.8
Live | 215935285 |  | 12 | 21.5 | 40940 | 32800 | 28600 | 4.04 | 2.54 | 38000 | 3.6 | 2.02 | 8.5 | 7
Live | 215935275 |  | 12 | 21.5 | 40710 | 33200 | 29000 | 4.04 | 2.48 | 38500 | 3.52 | 2.02 | 8.5 | 7
Live | 215588092 |  | 11 | 19 | 56350 | 51000 | 54000 | 3.71 | 2.32 | 53000 | 2.92 | 1.92 | 10.5 | 8.5
Live | 215588086 |  | 11.5 | 18 | 53475 | 48500 | 50000 | 3.88 | 2.42 | 50000 | 2.4 | 2.06 | 10 | 8.5
Live | 215675294 |  | 9.5 | 16.5 | 52325 | 42000 | 33800 | 3.2 | 2.48 | 48000 | 3.52 | 2.08 | 8.5 | 7
Live | 215675284 |  | 9.5 | 16.5 | 52325 | 42000 | 33800 | 3.2 | 2.48 | 48000 | 3.52 | 2.06 | 8.5 | 7
Live | 215683640 |  | 10 | 17 | 26450 | 20200 | 16700 | 3.37 | 2.28 | 23800 | 2.89 | 1.86 | 8.5 | 7
Live | 215683638 |  | 9 | 15.5 | 25990 | 20400 | 17100 | 3.03 | 2.22 | 24400 | 2.82 | 1.84 | 8.5 | 7
Live | 215937965 |  | 11 | 20 | 51175 | 43500 | 38000 | 3.7 | 2.14 | 52000 | 3.04 | 1.9 | 8.1 | 6.8
Live | 215937955 |  | 11 | 20 | 51175 | 43500 | 38000 | 3.7 | 2.14 | 52000 | 3.04 | 1.9 | 8.1 | 6.8
Live | 215675274 |  | 9 | 16 | 51750 | 42500 | 34200 | 3.03 | 2.44 | 48500 | 3.44 | 1.94 | 8.5 | 7
Live | 215675264 |  | 9 | 16 | 51750 | 42500 | 34200 | 3.03 | 2.44 | 48500 | 3.46 | 1.96 | 8.5 | 7
Live | 215588084 |  | 10.5 | 18.5 | 55200 | 50500 | 52000 | 3.54 | 2.32 | 52500 | 2.82 | 2.02 | 12 | 8.5
Live | 215588082 |  | 11 | 17.5 | 54050 | 49500 | 51000 | 3.71 | 2.38 | 51500 | 2.52 | 2.04 | 10.5 | 8.5
Live | 215935265 |  | 12 | 21 | 40710 | 33200 | 29000 | 4.04 | 2.48 | 38500 | 3.54 | 2.02 | 8.5 | 7
Live | 215935255 |  | 12.5 | 22 | 40940 | 32600 | 28400 | 4.21 | 2.56 | 38000 | 3.62 | 2.02 | 8.5 | 7
Live | 215683636 |  | 10 | 17 | 26450 | 20200 | 16700 | 3.37 | 2.28 | 23800 | 2.89 | 1.86 | 8.5 | 7
Live | 215683634 |  | 10 | 16.5 | 26450 | 20200 | 16800 | 3.37 | 2.28 | 24000 | 2.88 | 1.86 | 8.5 | 7
Live | 215937945 |  | 11 | 20 | 51175 | 43500 | 38000 | 3.7 | 2.14 | 52000 | 3.02 | 1.9 | 8.1 | 6.8
Live | 215937935 |  | 10 | 19.5 | 50600 | 44000 | 39000 | 3.37 | 2.1 | 52500 | 2.98 | 1.88 | 8 | 6.5
Live | 215675254 |  | 9.5 | 16.5 | 52325 | 42000 | 33600 | 3.2 | 2.5 | 48000 | 3.54 | 2.06 | 8.5 | 7
Live | 215675244 |  | 9.5 | 16.5 | 52325 | 42000 | 33800 | 3.2 | 2.48 | 48000 | 3.5 | 2.06 | 8.5 | 7
Live | 215588080 |  | 11 | 17.5 | 54050 | 49500 | 50500 | 3.71 | 2.38 | 51500 | 2.54 | 2.04 | 10.5 | 8.5
Live | 215588078 |  | 11.5 | 18.5 | 54050 | 49000 | 50000 | 3.87 | 2.42 | 51000 | 2.54 | 2.08 | 10.5 | 8.5
Live | 215935245 |  | 12 | 21.5 | 40940 | 32800 | 28600 | 4.04 | 2.52 | 38000 | 3.58 | 2.04 | 8.5 | 7
Live | 215935235 |  | 12 | 21.5 | 40710 | 33200 | 29000 | 4.04 | 2.48 | 38500 | 3.52 | 2.02 | 8.5 | 7
Live | 215683632 |  | 10 | 17 | 26450 | 20000 | 16700 | 3.37 | 2.3 | 23800 | 2.92 | 1.98 | 9 | 7
Live | 215683630 |  | 10 | 17 | 26450 | 20200 | 16700 | 3.37 | 2.3 | 23800 | 2.89 | 1.96 | 9 | 7
Live | 215588076 |  | 11 | 18 | 54050 | 49500 | 51000 | 3.71 | 2.38 | 51500 | 2.62 | 2 | 10.5 | 8.5
Live | 215588074 |  | 10.5 | 17.5 | 53475 | 50000 | 51500 | 3.54 | 2.34 | 52000 | 2.54 | 1.98 | 10.5 | 8.5
Live | 215675234 |  | 9 | 16 | 51750 | 42500 | 34200 | 3.03 | 2.44 | 48500 | 3.46 | 1.94 | 8.5 | 7
Live | 215675224 |  | 9.5 | 16.5 | 52325 | 42000 | 33600 | 3.2 | 2.5 | 48000 | 3.54 | 2.06 | 8.5 | 7
Live | 215937925 |  | 11.5 | 20.5 | 51750 | 43000 | 38000 | 3.88 | 2.14 | 52000 | 3.04 | 1.9 | 8 | 6.7
Live | 215937915 |  | 11 | 20 | 51175 | 43500 | 38000 | 3.7 | 2.14 | 52000 | 3.02 | 1.9 | 8 | 6.5
Live | 215935225 |  | 12.5 | 22 | 40940 | 32600 | 28400 | 4.21 | 2.54 | 38000 | 3.62 | 2.02 | 8.5 | 7
Live | 215935215 |  | 12.5 | 22 | 40940 | 32600 | 28400 | 4.21 | 2.54 | 38000 | 3.62 | 2.02 | 8.5 | 7
Live | 215587918 |  | 13 | 21 | 59225 | 50000 | 52000 | 4.38 | 2.4 | 51000 | 3.36 | 2.1 | 10.5 | 8.5
Live | 215683234 |  | 9.5 | 19 | 66125 | 56000 | 44500 | 3.2 | 2.42 | 64000 | 3.44 | 2.1 | 9 | 7
Live | 215675214 |  | 9.5 | 16.5 | 52325 | 42000 | 33600 | 3.2 | 2.5 | 48000 | 3.54 | 2.06 | 8.5 | 7
Live | 215675204 |  | 9.5 | 16.5 | 52325 | 42000 | 33600 | 3.2 | 2.5 | 48000 | 3.54 | 2.06 | 8.5 | 7
Live | 215937905 |  | 11.5 | 20.5 | 51750 | 43000 | 38000 | 3.88 | 2.14 | 52000 | 3.04 | 1.95 | 8.1 | 6.8
Live | 215937895 |  | 11 | 20.5 | 51750 | 43000 | 38000 | 3.71 | 2.14 | 52000 | 3.04 | 1.9 | 8.1 | 6.8
Live | 215683628 |  | 10 | 17 | 26450 | 20000 | 16700 | 3.37 | 2.3 | 23800 | 2.89 | 1.98 | 9 | 7
Live | 215683626 |  | 10 | 16.5 | 26450 | 20200 | 16800 | 3.37 | 2.28 | 24000 | 2.88 | 1.86 | 8.5 | 7
Live | 215935205 |  | 12 | 22 | 40940 | 33200 | 28600 | 4.04 | 2.5 | 38000 | 3.54 | 2.02 | 8.5 | 7
Live | 215935195 |  | 12 | 21.5 | 40940 | 33200 | 28600 | 4.04 | 2.5 | 38000 | 3.54 | 2.02 | 8.5 | 7
Live | 215683224 |  | 9.5 | 18.5 | 66125 | 56000 | 44500 | 3.2 | 2.42 | 64000 | 3.42 | 2.08 | 9 | 7
Live | 215683214 |  | 9 | 18.5 | 66125 | 56500 | 45000 | 3.03 | 2.4 | 64000 | 3.42 | 2.08 | 9 | 7
Live | 215675194 |  | 9.5 | 16.5 | 52325 | 42500 | 34000 | 3.2 | 2.46 | 48000 | 3.5 | 2.06 | 8.5 | 7
Live | 215675184 |  | 9.5 | 16.5 | 52325 | 42500 | 33800 | 3.2 | 2.48 | 48000 | 3.5 | 2.06 | 8.5 | 7
Live | 215937885 |  | 11.5 | 20.5 | 51750 | 43000 | 38000 | 3.88 | 2.14 | 52000 | 3.04 | 1.95 | 8.1 | 6.8
Live | 215937875 |  | 11 | 20 | 51175 | 43500 | 38500 | 3.7 | 2.12 | 52500 | 3.02 | 1.9 | 8.1 | 6.8
Live | 215683620 |  | 9 | 15.5 | 25990 | 20600 | 17100 | 3.03 | 2.22 | 24200 | 2.8 | 1.84 | 8.5 | 7
Live | 215683618 |  | 10 | 17 | 26450 | 20200 | 16700 | 3.37 | 2.28 | 23800 | 2.89 | 1.86 | 8.5 | 7
Live | 215935185 |  | 12 | 21.5 | 40710 | 33000 | 29000 | 4.04 | 2.5 | 38500 | 3.54 | 2.02 | 8.5 | 7
Live | 215935175 |  | 11.7 | 21 | 40480 | 33600 | 29400 | 3.94 | 2.44 | 39000 | 3.48 | 2 | 8.5 | 7
Live | 215683204 |  | 9 | 18 | 66700 | 56000 | 44500 | 3.04 | 2.44 | 64000 | 3.46 | 2.1 | 9 | 7
Live | 215683194 |  | 9.5 | 18.5 | 66700 | 55500 | 44000 | 3.2 | 2.46 | 64000 | 3.48 | 2.1 | 9 | 7
Live | 215675174 |  | 9 | 16 | 51750 | 42500 | 34200 | 3.03 | 2.44 | 48500 | 3.48 | 1.94 | 8.5 | 7
Live | 215675164 |  | 9 | 16 | 51750 | 42000 | 33600 | 3.03 | 2.44 | 48500 | 3.46 | 1.96 | 8.5 | 7
Live | 215937855 |  | 11 | 20 | 51175 | 43500 | 38500 | 3.7 | 2.12 | 52000 | 3.02 | 2 | 8.1 | 7
Live | 215937845 |  | 11 | 19 | 49450 | 42500 | 37600 | 3.71 | 2.14 | 53000 | 3.04 | 2 | 8.1 | 7
Live | 215683616 |  | 10.5 | 17.5 | 27600 | 19700 | 16400 | 3.53 | 2.44 | 23400 | 3.12 | 2 | 9 | 7
Live | 215683614 |  | 10.5 | 17 | 27370 | 19800 | 16500 | 3.53 | 2.42 | 23400 | 3.1 | 2.02 | 9 | 7
Live | 215935135 |  | 12.5 | 22 | 40940 | 32600 | 28600 | 4.21 | 2.54 | 38000 | 3.6 | 2.02 | 8.5 | 7
Live | 215935125 |  | 12 | 21.5 | 40710 | 33000 | 28800 | 4.04 | 2.5 | 38500 | 3.54 | 2.02 | 8.5 | 7
Live | 215683184 |  | 9 | 18.5 | 66125 | 56500 | 45000 | 3.03 | 2.4 | 64000 | 3.42 | 2.08 | 9 | 7
Live | 215683174 |  | 9 | 18.5 | 66125 | 56500 | 45000 | 3.03 | 2.4 | 64000 | 3.42 | 2.06 | 9 | 7
Live | 215675154 |  | 9 | 15.5 | 51750 | 43000 | 34600 | 3.03 | 2.4 | 48500 | 3.4 | 1.94 | 8.5 | 7
Live | 215675097 |  | 9.5 | 16.5 | 51750 | 43000 | 34200 | 3.2 | 2.46 | 49000 | 3.5 | 2.06 | 8.5 | 7
Live | 215937835 |  | 11 | 20 | 51175 | 43500 | 38500 | 3.7 | 2.12 | 52000 | 3.02 | 2 | 8.1 | 7
Live | 215937825 |  | 10.5 | 19.5 | 51175 | 43500 | 38500 | 3.54 | 2.12 | 52000 | 3 | 1.88 | 8 | 6.5
Live | 215683612 |  | 9.5 | 16 | 26910 | 20200 | 16800 | 3.21 | 2.34 | 24000 | 3.01 | 1.98 | 9 | 7
Live | 215683610 |  | 10.5 | 17 | 27370 | 19800 | 16400 | 3.53 | 2.42 | 23400 | 3.1 | 2 | 9 | 7
Live | 215683164 |  | 9 | 18.5 | 65550 | 56500 | 45000 | 3.03 | 2.4 | 64000 | 3.4 | 2.08 | 9 | 7
Live | 215683154 |  | 9 | 18 | 66125 | 56000 | 44500 | 3.03 | 2.42 | 64000 | 3.44 | 2.08 | 9 | 7
Live | 215935115 |  | 12.5 | 22 | 40940 | 32600 | 28600 | 4.21 | 2.54 | 38000 | 3.6 | 2.02 | 8.5 | 7
Live | 215935105 |  | 12 | 21.5 | 40940 | 33000 | 28600 | 4.04 | 2.5 | 38000 | 3.56 | 2.04 | 8.5 | 7
Live | 215675079 |  | 9.5 | 16.5 | 51750 | 43000 | 34200 | 3.2 | 2.46 | 49500 | 3.48 | 2.04 | 8.5 | 7
Live | 215675057 |  | 9 | 16 | 51175 | 43000 | 34200 | 3.04 | 2.42 | 49500 | 3.44 | 1.94 | 8.5 | 7
Live | 215937815 |  | 10.5 | 19 | 50025 | 43500 | 38000 | 3.54 | 2.12 | 53000 | 3 | 1.88 | 8 | 6.5
Live | 215937805 |  | 10 | 19 | 50025 | 44000 | 39000 | 3.37 | 2.08 | 52500 | 2.96 | 1.88 | 8 | 6.5
Live | 215683608 |  | 10.5 | 17 | 27370 | 19800 | 16500 | 3.53 | 2.42 | 23400 | 3.1 | 2 | 9 | 7
Live | 215683606 |  | 10.5 | 17.5 | 27600 | 19700 | 16400 | 3.53 | 2.44 | 23200 | 3.12 | 2 | 9 | 7
Live | 215683144 |  | 9.5 | 18.5 | 66700 | 55500 | 44000 | 3.2 | 2.44 | 64000 | 3.48 | 2.08 | 9 | 7
Live | 215683134 |  | 9.5 | 18 | 64975 | 54500 | 43500 | 3.2 | 2.42 | 61000 | 3.44 | 2.1 | 9 | 7
Live | 215675038 |  | 9 | 16.5 | 51175 | 43000 | 34400 | 3.04 | 2.46 | 49500 | 3.48 | 2.04 | 8.5 | 7
Live | 215675017 |  | 9.5 | 16.5 | 51750 | 43000 | 34200 | 3.2 | 2.46 | 49500 | 3.48 | 2.04 | 8.5 | 7
Live | 215935095 |  | 12 | 21.5 | 40710 | 33400 | 29000 | 4.04 | 2.46 | 38500 | 3.48 | 2.02 | 8.5 | 7
Live | 215935085 |  | 12 | 21 | 40710 | 33400 | 29000 | 4.04 | 2.46 | 38500 | 3.5 | 2.02 | 8.5 | 7
Live | 215937795 |  | 11 | 20 | 51175 | 43500 | 38000 | 3.7 | 2.14 | 52000 | 3.04 | 1.9 | 8 | 6.7
Live | 215937785 |  | 10.5 | 19.5 | 51175 | 43500 | 38500 | 3.54 | 2.12 | 52000 | 3 | 1.88 | 8 | 6.5
Live | 215683124 |  | 9.5 | 18 | 64975 | 54500 | 43500 | 3.2 | 2.44 | 61500 | 3.44 | 2.12 | 9 | 7
Live | 215683114 |  | 9 | 18.5 | 65550 | 56500 | 45000 | 3.03 | 2.4 | 64000 | 3.4 | 2.08 | 9 | 7
Live | 215683604 |  | 10.5 | 17.5 | 27600 | 19700 | 16400 | 3.53 | 2.42 | 23200 | 3.12 | 2 | 9 | 7
Live | 215683602 |  | 10.5 | 17.5 | 27600 | 19700 | 16400 | 3.53 | 2.44 | 23200 | 3.12 | 2 | 9 | 7
Live | 215674997 |  | 9 | 16.5 | 51750 | 43000 | 34400 | 3.03 | 2.46 | 49500 | 3.48 | 2.04 | 8.5 | 7
Live | 215674979 |  | 9 | 16 | 51175 | 43500 | 34800 | 3.04 | 2.4 | 49500 | 3.42 | 1.92 | 8.5 | 7
Live | 215935075 |  | 12.5 | 22 | 40940 | 32800 | 28400 | 4.21 | 2.52 | 38000 | 3.58 | 2.04 | 8.5 | 7
Live | 215935065 |  | 12 | 21.5 | 40940 | 32800 | 28600 | 4.04 | 2.52 | 38000 | 3.58 | 2.02 | 8.5 | 7
Live | 215937775 |  | 11 | 19 | 50025 | 43500 | 38000 | 3.71 | 2.12 | 53000 | 3 | 1.88 | 8 | 6.5
Live | 215937765 |  | 11 | 20 | 51175 | 43500 | 38000 | 3.7 | 2.14 | 52000 | 3.02 | 1.9 | 8.1 | 6.8
Live | 215683104 |  | 9 | 18.5 | 64975 | 55500 | 44500 | 3.03 | 2.4 | 63000 | 3.4 | 2.1 | 9 | 7
Live | 215683094 |  | 9 | 18.5 | 64975 | 55500 | 44500 | 3.03 | 2.38 | 63000 | 3.38 | 2.08 | 9 | 7
Live | 215683600 |  | 10 | 17 | 27370 | 19800 | 16500 | 3.37 | 2.4 | 23400 | 3.08 | 2 | 9 | 7
Live | 215683596 |  | 10 | 16.5 | 26220 | 20400 | 16900 | 3.37 | 2.3 | 24000 | 2.89 | 1.94 | 9 | 7
Live | 215674957 |  | 9 | 16 | 51175 | 43500 | 34800 | 3.04 | 2.42 | 49500 | 3.42 | 1.92 | 8.5 | 7
Live | 215674936 |  | 9.5 | 16.5 | 51750 | 43000 | 34200 | 3.2 | 2.48 | 49000 | 3.5 | 2.06 | 8.5 | 7
Live | 215935055 |  | 12 | 21.5 | 40710 | 33400 | 29000 | 4.04 | 2.46 | 38500 | 3.5 | 2.02 | 8.5 | 7
Live | 215935045 |  | 12.5 | 22 | 40940 | 32600 | 28400 | 4.21 | 2.54 | 38000 | 3.62 | 2.02 | 8.5 | 7
Live | 215680004 |  | 10 | 16.5 | 39790 | 30000 | 24800 | 3.37 | 2.28 | 34600 | 3.22 | 1.92 | 8.5 | 7
Live | 215679994 |  | 10 | 17 | 39790 | 30000 | 24800 | 3.37 | 2.28 | 34600 | 3.22 | 1.82 | 8.5 | 7
Live | 215683084 |  | 9 | 18 | 64975 | 56000 | 44500 | 3.03 | 2.38 | 63500 | 3.38 | 2.08 | 9 | 7
Live | 215683074 |  | 9 | 18 | 65550 | 55500 | 44000 | 3.03 | 2.4 | 63000 | 3.4 | 2.08 | 9 | 7
Live | 215937755 |  | 11 | 20 | 51175 | 43500 | 38000 | 3.7 | 2.14 | 52000 | 3.04 | 1.9 | 8.1 | 6.8
Live | 215937745 |  | 11.5 | 20 | 50025 | 43000 | 37600 | 3.88 | 2.14 | 52500 | 3.04 | 2 | 8.1 | 7
Live | 215683594 |  | 9 | 15.5 | 25760 | 20800 | 17200 | 3.03 | 2.24 | 24400 | 2.84 | 1.82 | 8.5 | 7
Live | 215683592 |  | 10 | 16.5 | 26220 | 20400 | 16900 | 3.37 | 2.3 | 24000 | 2.89 | 1.94 | 9 | 7
Live | 215674918 |  | 9 | 16 | 51175 | 43000 | 34400 | 3.04 | 2.44 | 49500 | 3.46 | 2.04 | 8.5 | 7
Live | 215674899 |  | 9 | 16 | 51175 | 43500 | 34800 | 3.04 | 2.4 | 49500 | 3.42 | 1.92 | 8.5 | 7
Live | 215935035 |  | 12.5 | 22 | 40940 | 32800 | 28400 | 4.21 | 2.52 | 38000 | 3.58 | 2.04 | 8.5 | 7
Live | 215935025 |  | 12 | 22 | 40940 | 33200 | 28600 | 4.04 | 2.5 | 38000 | 3.54 | 2.02 | 8.5 | 7
Live | 215679984 |  | 9.5 | 16.5 | 39790 | 30000 | 24800 | 3.2 | 2.26 | 34600 | 3.22 | 1.8 | 8.5 | 7
Live | 215679954 |  | 10 | 17 | 39790 | 30000 | 24800 | 3.37 | 2.28 | 34600 | 3.22 | 1.92 | 8.5 | 7
Live | 215937735 |  | 10.5 | 19.5 | 50600 | 43500 | 38500 | 3.54 | 2.12 | 52000 | 3 | 1.88 | 8 | 6.5
Live | 215937725 |  | 10.5 | 19.5 | 50025 | 44000 | 39000 | 3.54 | 2.08 | 52500 | 2.96 | 1.88 | 8 | 6.5
Live | 215683064 |  | 9.5 | 18 | 65550 | 55000 | 44000 | 3.2 | 2.42 | 62500 | 3.44 | 2.1 | 9 | 7
Live | 215683054 |  | 9 | 18 | 64975 | 56000 | 44500 | 3.03 | 2.38 | 63500 | 3.38 | 2.08 | 9 | 7
Live | 215674881 |  | 9.5 | 16.5 | 51750 | 43000 | 34200 | 3.2 | 2.46 | 49000 | 3.5 | 2.06 | 8.5 | 7
Live | 215674863 |  | 9.5 | 16.5 | 51750 | 43000 | 34200 | 3.2 | 2.46 | 49000 | 3.5 | 2.06 | 8.5 | 7
Live | 215683590 |  | 10 | 16.5 | 26220 | 20400 | 16900 | 3.37 | 2.28 | 24000 | 2.89 | 1.94 | 9 | 7
Live | 215683588 |  | 10 | 17 | 26220 | 20400 | 16800 | 3.37 | 2.3 | 24000 | 2.92 | 1.96 | 9 | 7
Live | 215935015 |  | 12 | 21.5 | 40940 | 32800 | 28600 | 4.04 | 2.52 | 38000 | 3.58 | 2.02 | 8.5 | 7
Live | 215935005 |  | 12 | 21.5 | 40710 | 33000 | 29000 | 4.04 | 2.5 | 38500 | 3.54 | 2.02 | 8.5 | 7
Live | 215679944 |  | 10 | 17 | 39790 | 29800 | 24800 | 3.37 | 2.28 | 34600 | 3.24 | 1.92 | 8.5 | 7
Live | 215679934 |  | 9.5 | 16.5 | 39790 | 30000 | 24800 | 3.2 | 2.26 | 34600 | 3.22 | 1.8 | 8.5 | 7
Live | 215937695 |  | 11.5 | 21 | 52900 | 43500 | 38000 | 3.88 | 2.16 | 53000 | 3.06 | 1.92 | 8 | 6.5
Live | 215683044 |  | 9 | 18.5 | 64975 | 56000 | 44500 | 3.03 | 2.4 | 64000 | 3.4 | 2.08 | 9 | 7
Live | 215683034 |  | 9 | 18 | 64975 | 56000 | 45000 | 3.03 | 2.38 | 64000 | 3.38 | 2.08 | 9 | 7
Live | 215674842 |  | 9.5 | 16.5 | 51750 | 43000 | 34200 | 3.2 | 2.46 | 49000 | 3.5 | 2.06 | 8.5 | 7
Live | 215674821 |  | 9 | 16.5 | 51175 | 43000 | 34400 | 3.04 | 2.44 | 49500 | 3.46 | 2.04 | 8.5 | 7
Live | 215683586 |  | 10 | 16.5 | 26220 | 20400 | 16900 | 3.37 | 2.3 | 24000 | 2.92 | 1.96 | 9 | 7
Live | 215683584 |  | 10 | 17 | 26220 | 20400 | 16800 | 3.37 | 2.3 | 24000 | 2.92 | 1.96 | 9 | 7
Live | 215679924 |  | 9.5 | 17 | 39330 | 30400 | 25200 | 3.2 | 2.26 | 35400 | 3.2 | 1.9 | 8.5 | 7
Live | 215679914 |  | 9.5 | 16.5 | 39330 | 30400 | 25200 | 3.2 | 2.26 | 35400 | 3.2 | 1.9 | 8.5 | 7
Live | 215934995 |  | 11.7 | 21 | 40480 | 33600 | 29400 | 3.94 | 2.44 | 39000 | 3.48 | 2 | 8.5 | 7
Live | 215934965 |  | 11.5 | 20.5 | 39790 | 31200 | 27600 | 3.87 | 2.42 | 38000 | 3.44 | 2.05 | 8.5 | 7
Live | 215937685 |  | 11.5 | 21 | 52900 | 43500 | 38000 | 3.88 | 2.14 | 53000 | 3.04 | 1.92 | 8 | 6.5
Live | 215937675 |  | 11.5 | 21 | 52900 | 43500 | 38000 | 3.88 | 2.14 | 53500 | 3.04 | 1.92 | 8 | 6.5
Live | 215683024 |  | 9 | 18 | 65550 | 56000 | 44500 | 3.03 | 2.4 | 63500 | 3.42 | 2.08 | 9 | 7
Live | 215683014 |  | 9 | 18 | 66125 | 55500 | 44000 | 3.03 | 2.44 | 63500 | 3.44 | 2.1 | 9 | 7
Live | 215674799 |  | 9 | 16.5 | 51175 | 43000 | 34400 | 3.04 | 2.44 | 49500 | 3.46 | 2.04 | 8.5 | 7
Live | 215674778 |  | 9 | 16 | 51175 | 43500 | 34600 | 3.04 | 2.42 | 49500 | 3.44 | 1.94 | 8.5 | 7
Live | 215683582 |  | 9.5 | 16.5 | 25990 | 20400 | 17000 | 3.2 | 2.28 | 24200 | 2.89 | 1.94 | 9 | 7
Live | 215683576 |  | 9 | 15.5 | 25760 | 20800 | 17300 | 3.03 | 2.22 | 24600 | 2.82 | 1.82 | 8.5 | 7
Live | 215679904 |  | 9.5 | 16 | 39330 | 30400 | 25200 | 3.2 | 2.26 | 35400 | 3.2 | 1.88 | 8.5 | 7
Live | 215679884 |  | 9.5 | 17 | 39330 | 30400 | 25200 | 3.2 | 2.26 | 35400 | 3.2 | 1.9 | 8.5 | 7
Live | 215934955 |  | 11 | 20.5 | 39560 | 31400 | 27600 | 3.7 | 2.42 | 38000 | 3.44 | 2.08 | 8.5 | 7
Live | 215934945 |  | 12.5 | 22 | 40940 | 32600 | 28600 | 4.21 | 2.54 | 38000 | 3.6 | 2.02 | 8.5 | 7
Live | 215937665 |  | 11.5 | 21 | 52900 | 43500 | 38000 | 3.88 | 2.14 | 53000 | 3.04 | 1.92 | 8 | 6.5
Live | 215937655 |  | 11.5 | 20.5 | 52900 | 43500 | 38000 | 3.88 | 2.14 | 53500 | 3.04 | 1.9 | 8 | 6.5
Live | 215683004 |  | 9.5 | 18.5 | 64400 | 54000 | 43000 | 3.2 | 2.4 | 60000 | 3.4 | 2.12 | 8.5 | 7
Live | 215682994 |  | 9.5 | 18 | 64400 | 54000 | 43500 | 3.2 | 2.4 | 60500 | 3.42 | 2.12 | 8.5 | 7
Live | 215674756 |  | 9 | 16 | 51175 | 43000 | 34200 | 3.04 | 2.42 | 49500 | 3.44 | 1.94 | 8.5 | 7
Live | 215674734 |  | 9 | 15.5 | 50600 | 44000 | 35200 | 3.03 | 2.38 | 50000 | 3.36 | 1.92 | 8.5 | 7
Live | 215683574 |  | 10 | 17 | 26220 | 20400 | 16900 | 3.37 | 2.3 | 24000 | 2.92 | 1.94 | 9 | 7
Live | 215683572 |  | 11 | 19 | 28060 | 19600 | 16200 | 3.7 | 2.26 | 27800 | 3.42 | 1.84 | 8.5 | 6.5
Live | 215934935 |  | 12 | 21.5 | 40710 | 33000 | 28800 | 4.04 | 2.5 | 38500 | 3.54 | 2.02 | 8.5 | 7
Live | 215934925 |  | 12.5 | 22 | 40940 | 32600 | 28600 | 4.21 | 2.54 | 38000 | 3.6 | 2.02 | 8.5 | 7
Live | 215937645 |  | 10.5 | 20 | 52325 | 44000 | 39000 | 3.54 | 2.1 | 53500 | 3 | 1.9 | 8 | 6.5
Live | 215937635 |  | 12 | 21 | 53475 | 43500 | 38000 | 4.04 | 2.16 | 53000 | 3.06 | 1.92 | 8 | 6.5
Live | 215679874 |  | 9.5 | 17 | 39330 | 30400 | 25200 | 3.2 | 2.26 | 35400 | 3.22 | 1.9 | 8.5 | 7
Live | 215679864 |  | 9.5 | 16 | 39330 | 30400 | 25200 | 3.2 | 2.26 | 35400 | 3.2 | 1.88 | 8.5 | 7
Live | 215674661 |  | 10 | 18.5 | 52900 | 42000 | 33600 | 3.37 | 2.48 | 47500 | 3.52 | 2.06 | 9 | 7
Live | 215674639 |  | 10 | 18.5 | 52900 | 42000 | 33600 | 3.37 | 2.48 | 47500 | 3.52 | 2.06 | 9 | 7
Live | 215682984 |  | 9 | 18 | 64975 | 56000 | 45000 | 3.03 | 2.38 | 64000 | 3.38 | 2.08 | 9 | 7
Live | 215682974 |  | 9.5 | 19 | 66700 | 56000 | 44500 | 3.2 | 2.42 | 64000 | 3.44 | 2.1 | 9 | 7
Live | 215683570 |  | 10.5 | 19 | 27830 | 19700 | 16200 | 3.55 | 2.24 | 27800 | 3.39 | 1.84 | 8.5 | 6.5
Live | 215674617 |  | 10 | 18 | 52900 | 42000 | 33800 | 3.37 | 2.48 | 48000 | 3.5 | 2.08 | 9 | 7
Live | 215674596 |  | 10 | 18.5 | 52900 | 42000 | 33600 | 3.37 | 2.48 | 47500 | 3.52 | 2.06 | 9 | 7
Live | 215934915 |  | 12 | 21.5 | 40940 | 32800 | 28600 | 4.04 | 2.54 | 38000 | 3.6 | 2.02 | 8.5 | 7
Live | 215934905 |  | 12 | 21.5 | 40710 | 33200 | 29000 | 4.04 | 2.48 | 38500 | 3.52 | 2.02 | 8.5 | 7
Live | 215937625 |  | 11.5 | 20.5 | 52900 | 43500 | 38000 | 3.88 | 2.14 | 53500 | 3.04 | 1.9 | 8 | 6.5
Live | 215937615 |  | 12 | 21 | 53475 | 43500 | 38000 | 4.04 | 2.16 | 53000 | 3.06 | 1.92 | 8 | 6.5
Live | 215682964 |  | 9.5 | 18.5 | 66125 | 56000 | 44500 | 3.2 | 2.42 | 64000 | 3.44 | 2.08 | 9 | 7
Live | 215682954 |  | 9 | 18.5 | 66125 | 56000 | 45000 | 3.03 | 2.42 | 64000 | 3.42 | 2.08 | 9 | 7
Live | 215674578 |  | 10 | 18 | 52900 | 42000 | 33800 | 3.37 | 2.46 | 48000 | 3.5 | 2.08 | 9 | 7
Live | 215674555 |  | 9.5 | 17.5 | 52325 | 42500 | 34200 | 3.2 | 2.42 | 48000 | 3.44 | 2.06 | 9 | 7
Live | 215683566 |  | 11 | 19 | 27830 | 19700 | 16200 | 3.71 | 2.24 | 27800 | 3.39 | 1.84 | 8.5 | 6.5
Live | 215683564 |  | 10.5 | 18.5 | 27830 | 19700 | 16300 | 3.55 | 2.24 | 28000 | 3.4 | 1.84 | 8.5 | 6.5
Live | 215679854 |  | 9.5 | 16 | 39100 | 30600 | 25200 | 3.2 | 2.24 | 35600 | 3.18 | 1.78 | 8.5 | 7
Live | 215679844 |  | 9.5 | 16.5 | 39100 | 30600 | 25200 | 3.2 | 2.24 | 35600 | 3.18 | 1.78 | 8.5 | 7
Live | 215934895 |  | 12 | 21 | 40710 | 33200 | 29000 | 4.04 | 2.48 | 38500 | 3.54 | 2.02 | 8.5 | 7
Live | 215934885 |  | 12.5 | 22 | 40940 | 32600 | 28400 | 4.21 | 2.56 | 38000 | 3.62 | 2.02 | 8.5 | 7
Live | 215937605 |  | 12 | 21 | 53475 | 43500 | 38000 | 4.04 | 2.16 | 53000 | 3.06 | 1.92 | 8 | 6.5
Live | 215937595 |  | 12 | 21 | 53475 | 43500 | 38000 | 4.04 | 2.16 | 53000 | 3.06 | 1.92 | 8 | 6.5
Live | 215674533 |  | 10 | 18 | 52900 | 42000 | 33600 | 3.37 | 2.48 | 47500 | 3.52 | 2.08 | 9 | 7
Live | 215674515 |  | 10 | 17.5 | 52900 | 42000 | 33800 | 3.37 | 2.46 | 48000 | 3.5 | 2.08 | 9 | 7
Live | 215679834 |  | 9.5 | 16 | 39100 | 30600 | 25200 | 3.2 | 2.24 | 35600 | 3.16 | 1.76 | 8.5 | 7
Live | 215679804 |  | 9.5 | 16.5 | 39100 | 30600 | 25200 | 3.2 | 2.24 | 35600 | 3.18 | 1.78 | 8.5 | 7
Live | 215682944 |  | 9 | 18 | 66700 | 56000 | 44500 | 3.04 | 2.44 | 64000 | 3.46 | 2.1 | 9 | 7
Live | 215682934 |  | 9.5 | 18.5 | 66700 | 55500 | 44000 | 3.2 | 2.46 | 64000 | 3.48 | 2.1 | 9 | 7.5
Live | 215683562 |  | 11 | 19 | 28060 | 19600 | 16200 | 3.7 | 2.26 | 27800 | 3.42 | 1.84 | 8.5 | 6.5
Live | 215683560 |  | 11 | 19 | 28060 | 19600 | 16200 | 3.7 | 2.26 | 27800 | 3.42 | 1.84 | 8.5 | 6.5
Live | 215937585 |  | 11.5 | 20.5 | 52900 | 43500 | 38500 | 3.88 | 2.14 | 53500 | 3.02 | 1.9 | 8 | 6.5
Live | 215937565 |  | 11.5 | 20.5 | 52325 | 43000 | 38000 | 3.87 | 2.16 | 52500 | 3.04 | 1.95 | 8.1 | 6.8
Live | 215934875 |  | 12 | 21.5 | 40940 | 32800 | 28600 | 4.04 | 2.52 | 38000 | 3.58 | 2.04 | 8.5 | 7
Live | 215934865 |  | 12 | 21.5 | 40710 | 33200 | 29000 | 4.04 | 2.48 | 38500 | 3.52 | 2.02 | 8.5 | 7
Live | 215682924 |  | 9 | 18.5 | 66125 | 56000 | 45000 | 3.03 | 2.42 | 64000 | 3.42 | 2.08 | 9 | 7
Live | 215682914 |  | 9 | 18.5 | 64975 | 55500 | 44500 | 3.03 | 2.4 | 63000 | 3.4 | 2.1 | 9 | 7
Live | 215679794 |  | 9.5 | 16.5 | 39100 | 30600 | 25200 | 3.2 | 2.24 | 35600 | 3.18 | 1.78 | 8.5 | 7
Live | 215679784 |  | 9.5 | 16 | 39100 | 30600 | 25200 | 3.2 | 2.24 | 35600 | 3.16 | 1.76 | 8.5 | 7
Live | 215674505 |  | 10 | 18.5 | 52900 | 42000 | 33600 | 3.37 | 2.48 | 47500 | 3.52 | 2.08 | 9 | 7
Live | 215674495 |  | 10 | 18.5 | 52900 | 42000 | 33600 | 3.37 | 2.48 | 47500 | 3.52 | 2.08 | 9 | 7
Live | 215683558 |  | 10.5 | 19 | 28060 | 19600 | 16200 | 3.54 | 2.26 | 27800 | 3.42 | 1.84 | 8.5 | 6.5
Live | 215683556 |  | 10.5 | 18.5 | 27830 | 19800 | 16300 | 3.55 | 2.24 | 28000 | 3.38 | 1.84 | 8.5 | 6.5
Live | 215937555 |  | 11.5 | 20.5 | 52325 | 43500 | 38000 | 3.87 | 2.14 | 52500 | 3.04 | 1.9 | 8.1 | 6.8
Live | 215937545 |  | 11 | 20.5 | 52325 | 43500 | 38000 | 3.7 | 2.14 | 52500 | 3.04 | 1.9 | 8 | 6.5
Live | 215934855 |  | 12.5 | 22 | 40940 | 32600 | 28400 | 4.21 | 2.54 | 38000 | 3.62 | 2.02 | 8.5 | 7
Live | 215934845 |  | 12.5 | 22 | 40940 | 32600 | 28400 | 4.21 | 2.54 | 38000 | 3.62 | 2.02 | 8.5 | 7
Live | 215682904 |  | 9 | 18.5 | 64975 | 55500 | 44500 | 3.03 | 2.38 | 63000 | 3.38 | 2.08 | 9 | 7
Live | 215682894 |  | 9 | 18 | 64975 | 56000 | 44500 | 3.03 | 2.38 | 63500 | 3.38 | 2.08 | 9 | 7
Live | 215679774 |  | 9.5 | 16.5 | 38870 | 30800 | 25400 | 3.2 | 2.2 | 35800 | 3.12 | 1.76 | 8.5 | 7
Live | 215679764 |  | 9.5 | 16 | 38870 | 30800 | 25400 | 3.2 | 2.2 | 35800 | 3.12 | 1.76 | 8.5 | 7
Live | 215674485 |  | 10 | 18.5 | 52900 | 42000 | 33600 | 3.37 | 2.48 | 48000 | 3.52 | 2.08 | 9 | 7
Live | 215674475 |  | 10 | 18 | 52900 | 42000 | 33800 | 3.37 | 2.46 | 48000 | 3.5 | 2.08 | 9 | 7
Live | 215683550 |  | 11 | 18.5 | 27600 | 19400 | 16100 | 3.71 | 2.24 | 27400 | 3.32 | 1.86 | 8.5 | 6.5
Live | 215683548 |  | 10.5 | 18.5 | 27600 | 19500 | 16200 | 3.53 | 2.24 | 27400 | 3.3 | 1.86 | 8.5 | 6.5
Live | 215937535 |  | 11.5 | 20.5 | 52325 | 43500 | 38000 | 3.87 | 2.14 | 52500 | 3.04 | 1.9 | 8.1 | 6.8
Live | 215937525 |  | 11 | 20.5 | 51750 | 43500 | 38000 | 3.71 | 2.14 | 52500 | 3.04 | 1.9 | 8 | 6.5
Live | 215934835 |  | 12 | 22 | 40940 | 32800 | 28600 | 4.04 | 2.52 | 38000 | 3.58 | 2.02 | 8.5 | 7
Live | 215934825 |  | 12 | 21.5 | 40940 | 32800 | 28600 | 4.04 | 2.52 | 38000 | 3.58 | 2.02 | 8.5 | 7
Live | 215682884 |  | 9 | 18 | 65550 | 55500 | 44500 | 3.03 | 2.4 | 63000 | 3.4 | 2.08 | 9 | 7
Live | 215682874 |  | 9.5 | 18 | 65550 | 55000 | 44000 | 3.2 | 2.42 | 62500 | 3.44 | 2.1 | 9 | 7
Live | 215674445 |  | 10 | 18 | 52900 | 42000 | 33800 | 3.37 | 2.48 | 47500 | 3.5 | 2.08 | 9 | 7
Live | 215674435 |  | 9.5 | 17.5 | 52325 | 41500 | 33600 | 3.2 | 2.44 | 48000 | 3.46 | 2.08 | 9 | 7
Live | 215679754 |  | 9.5 | 16 | 38640 | 30800 | 25400 | 3.2 | 2.2 | 35800 | 3.12 | 1.76 | 8.5 | 7
Live | 215679724 |  | 9.5 | 16.5 | 38870 | 30800 | 25400 | 3.2 | 2.2 | 35600 | 3.12 | 1.76 | 8.5 | 7
Live | 215683546 |  | 10.5 | 18.5 | 27370 | 19500 | 16200 | 3.53 | 2.22 | 27400 | 3.28 | 1.84 | 8.5 | 6.5
Live | 215683544 |  | 11 | 18.5 | 27600 | 19400 | 16100 | 3.71 | 2.24 | 27400 | 3.32 | 1.86 | 8.5 | 6.5
Live | 215937515 |  | 10.5 | 19.5 | 51175 | 44000 | 39000 | 3.54 | 2.1 | 53000 | 3 | 1.9 | 8 | 6.5
Live | 215937505 |  | 11.5 | 20.5 | 52325 | 43000 | 38000 | 3.87 | 2.16 | 52500 | 3.06 | 1.9 | 8 | 6.7
Live | 215934815 |  | 12 | 21.5 | 40710 | 33000 | 29000 | 4.04 | 2.5 | 38500 | 3.54 | 2.02 | 8.5 | 7
Live | 215934805 |  | 11.7 | 21 | 40480 | 33600 | 29400 | 3.94 | 2.44 | 39000 | 3.48 | 2 | 8.5 | 7
Live | 215682864 |  | 9 | 18 | 64975 | 56000 | 44500 | 3.03 | 2.38 | 63500 | 3.38 | 2.08 | 9 | 7
Live | 215682854 |  | 9 | 18.5 | 64975 | 56000 | 45000 | 3.03 | 2.38 | 64000 | 3.38 | 2.08 | 9 | 7
Live | 215679714 |  | 9.5 | 16 | 38870 | 30800 | 25400 | 3.2 | 2.2 | 35600 | 3.14 | 1.78 | 8.5 | 7
Live | 215679704 |  | 9.5 | 16 | 38640 | 30800 | 25400 | 3.2 | 2.2 | 35800 | 3.12 | 1.76 | 8.5 | 7
Live | 215683542 |  | 10.5 | 18.5 | 27600 | 19500 | 16200 | 3.53 | 2.22 | 27400 | 3.3 | 1.84 | 8.5 | 6.5
Live | 215683540 |  | 10.5 | 18 | 27600 | 19500 | 16200 | 3.53 | 2.22 | 27400 | 3.28 | 1.84 | 8.5 | 6.5
Live | 215674425 |  | 10 | 18 | 52900 | 42000 | 33800 | 3.37 | 2.48 | 47500 | 3.5 | 2.08 | 9 | 7
Live | 215674415 |  | 10 | 18 | 52900 | 42000 | 33800 | 3.37 | 2.46 | 48000 | 3.5 | 2.08 | 9 | 7
Live | 215937495 |  | 11 | 20.5 | 51750 | 43500 | 38000 | 3.71 | 2.14 | 53000 | 3.04 | 1.9 | 8 | 6.5
Live | 215937485 |  | 11.5 | 21 | 52325 | 43000 | 38000 | 3.87 | 2.16 | 52500 | 3.06 | 1.95 | 8.1 | 6.8
Live | 215934765 |  | 11.5 | 20.5 | 39790 | 31200 | 27600 | 3.87 | 2.42 | 38000 | 3.44 | 2.06 | 8.5 | 7
Live | 215934755 |  | 11 | 20.5 | 39560 | 31400 | 27600 | 3.7 | 2.42 | 38000 | 3.44 | 2.08 | 8.5 | 7
Live | 215679694 |  | 10.5 | 18.5 | 40250 | 29800 | 24800 | 3.54 | 2.26 | 34400 | 3.22 | 1.92 | 9 | 7
Live | 215679684 |  | 10.5 | 18.5 | 40250 | 29800 | 24800 | 3.54 | 2.26 | 34400 | 3.22 | 1.92 | 9 | 7
Live | 215674405 |  | 9.5 | 17.5 | 52325 | 42500 | 34200 | 3.2 | 2.42 | 48000 | 3.44 | 2.06 | 9 | 7
Live | 215674395 |  | 10 | 18 | 52900 | 42000 | 33600 | 3.37 | 2.48 | 48000 | 3.52 | 2.08 | 9 | 7
Live | 215682844 |  | 9 | 18 | 64975 | 56000 | 45000 | 3.03 | 2.38 | 64000 | 3.38 | 2.06 | 9 | 7
Live | 215682834 |  | 9 | 18 | 65550 | 56000 | 44500 | 3.03 | 2.4 | 63500 | 3.4 | 2.08 | 9 | 7
Live | 215683538 |  | 10.5 | 18.5 | 27370 | 19500 | 16200 | 3.53 | 2.22 | 27400 | 3.28 | 1.84 | 8.5 | 6.5
Live | 215683536 |  | 10.5 | 18.5 | 27600 | 19400 | 16100 | 3.53 | 2.24 | 27400 | 3.32 | 1.86 | 8.5 | 6.5
Live | 215937475 |  | 11.5 | 21 | 52325 | 43000 | 38000 | 3.87 | 2.16 | 52500 | 3.06 | 1.95 | 8.1 | 6.8
Live | 215937465 |  | 11.5 | 21 | 52325 | 43000 | 38000 | 3.87 | 2.16 | 52500 | 3.06 | 1.95 | 8.1 | 6.8
Live | 215679674 |  | 10.5 | 18 | 40020 | 29800 | 24800 | 3.54 | 2.26 | 34400 | 3.2 | 1.92 | 9 | 7
Live | 215679664 |  | 10.5 | 18 | 40020 | 29800 | 24800 | 3.54 | 2.26 | 34400 | 3.2 | 1.92 | 9 | 7
Live | 215934745 |  | 11 | 20.5 | 39100 | 30400 | 27000 | 3.71 | 2.38 | 38000 | 3.36 | 1.95 | 8.1 | 6.75
Live | 215934735 |  | 11 | 20 | 39100 | 30600 | 27000 | 3.71 | 2.36 | 38000 | 3.36 | 2 | 8.1 | 6.5
Live | 215674385 |  | 9.5 | 17.5 | 52325 | 42500 | 34200 | 3.2 | 2.42 | 48000 | 3.42 | 2.06 | 9 | 7
Live | 215674375 |  | 10 | 18.5 | 52900 | 42000 | 33600 | 3.37 | 2.48 | 47500 | 3.52 | 2.06 | 9 | 7
Live | 215682824 |  | 9 | 18 | 66125 | 55500 | 44000 | 3.03 | 2.42 | 63500 | 3.44 | 2.1 | 9 | 7
Live | 215682814 |  | 9.5 | 18 | 64400 | 54000 | 43000 | 3.2 | 2.4 | 60000 | 3.4 | 2.12 | 8.5 | 7
Live | 215683534 |  | 10.5 | 18.5 | 27600 | 19500 | 16100 | 3.53 | 2.24 | 27400 | 3.3 | 1.86 | 8.5 | 6.5
Live | 215683532 |  | 11 | 18.5 | 27600 | 19400 | 16100 | 3.71 | 2.24 | 27400 | 3.32 | 1.86 | 8.5 | 6.5
Live | 215937455 |  | 11 | 20.5 | 51750 | 43500 | 38500 | 3.71 | 2.14 | 53000 | 3.02 | 1.9 | 8 | 6.5
Live | 215937435 |  | 11.5 | 20.5 | 52325 | 43500 | 38000 | 3.87 | 2.14 | 53000 | 3.04 | 1.9 | 8 | 6.5
Live | 215934725 |  | 11 | 20 | 39100 | 30600 | 27200 | 3.71 | 2.36 | 38000 | 3.34 | 2 | 8.1 | 6.75
Live | 215934715 |  | 11 | 20 | 39100 | 30600 | 27200 | 3.71 | 2.36 | 38000 | 3.34 | 2 | 8.1 | 6.5
Live | 215679654 |  | 10.5 | 18.5 | 40020 | 29800 | 24800 | 3.54 | 2.26 | 34400 | 3.22 | 1.92 | 9 | 7
Live | 215679644 |  | 10.5 | 18 | 40020 | 29800 | 24800 | 3.54 | 2.26 | 34400 | 3.2 | 1.92 | 9 | 7
Live | 215674365 |  | 10 | 18.5 | 52900 | 42000 | 33600 | 3.37 | 2.48 | 47500 | 3.52 | 2.06 | 9 | 7
Live | 215674355 |  | 10 | 18 | 52900 | 42000 | 33800 | 3.37 | 2.46 | 48000 | 3.48 | 2.06 | 9 | 7
Live | 215682804 |  | 9.5 | 18 | 64400 | 54000 | 43500 | 3.2 | 2.4 | 60500 | 3.4 | 2.12 | 8.5 | 7
Live | 215682794 |  | 9 | 18 | 64975 | 56000 | 45000 | 3.03 | 2.38 | 64000 | 3.38 | 2.06 | 9 | 7
Live | 215683530 |  | 11 | 18.5 | 27600 | 19400 | 16100 | 3.71 | 2.24 | 27400 | 3.32 | 1.86 | 8.5 | 6.5
Live | 215683528 |  | 10.5 | 18.5 | 27600 | 19400 | 16100 | 3.53 | 2.24 | 27400 | 3.32 | 1.86 | 8.5 | 6.5
Live | 215934705 |  | 11.7 | 21 | 40480 | 32000 | 28000 | 3.94 | 2.5 | 38000 | 3.54 | 2.06 | 8.5 | 7
Live | 215934695 |  | 11.5 | 19.5 | 38870 | 29200 | 26600 | 3.87 | 2.3 | 37200 | 3.26 | 2.02 | 8.1 | 6.85
Live | 215937425 |  | 11.5 | 20 | 50600 | 42500 | 37600 | 3.87 | 2.16 | 53500 | 3.06 | 2 | 8.1 | 7
Live | 215937415 |  | 11.5 | 20.5 | 52325 | 43500 | 38000 | 3.87 | 2.14 | 53000 | 3.04 | 1.9 | 8 | 6.5
Live | 215679614 |  | 10 | 18 | 40250 | 29800 | 24800 | 3.37 | 2.26 | 34400 | 3.22 | 1.92 | 9 | 7
Live | 215679604 |  | 10 | 18 | 40250 | 29800 | 24800 | 3.37 | 2.26 | 34400 | 3.22 | 1.92 | 9 | 7
Live | 215674345 |  | 10 | 18 | 52900 | 42000 | 33800 | 3.37 | 2.46 | 48000 | 3.48 | 2.06 | 9 | 7
Live | 215674335 |  | 9.5 | 17.5 | 52325 | 42500 | 34000 | 3.2 | 2.44 | 48000 | 3.44 | 2.06 | 9 | 7
Live | 215682784 |  | 9 | 17 | 63825 | 51000 | 41500 | 3.03 | 2.26 | 60000 | 3.2 | 1.9 | 8.5 | 7
Live | 215682774 |  | 9 | 17 | 63825 | 51500 | 42000 | 3.03 | 2.24 | 60000 | 3.18 | 1.9 | 8.5 | 7
Live | 215683526 |  | 10.5 | 18.5 | 27600 | 19400 | 16100 | 3.53 | 2.24 | 27400 | 3.32 | 1.86 | 8.5 | 6.5
Live | 215683524 |  | 10.5 | 18.5 | 27600 | 19500 | 16200 | 3.53 | 2.22 | 27400 | 3.3 | 1.86 | 8.5 | 6.5
Live | 215934685 |  | 11.5 | 21 | 40250 | 32200 | 28000 | 3.88 | 2.48 | 38000 | 3.52 | 2.06 | 8.5 | 7
Live | 215937405 |  | 11 | 20.5 | 52325 | 43500 | 38500 | 3.7 | 2.14 | 53000 | 3.02 | 1.9 | 8 | 6.5
Live | 215937395 |  | 11 | 19.5 | 51175 | 43500 | 38500 | 3.7 | 2.14 | 53500 | 3.02 | 1.9 | 8 | 6.5
Live | 215679594 |  | 10.5 | 18 | 40020 | 29800 | 24800 | 3.54 | 2.26 | 34400 | 3.2 | 1.92 | 9 | 7
Live | 215679584 |  | 10.5 | 18.5 | 39560 | 29800 | 24800 | 3.53 | 2.24 | 34200 | 3.18 | 1.9 | 9 | 7
Live | 215674325 |  | 9.5 | 17 | 52325 | 43000 | 34600 | 3.2 | 2.38 | 48500 | 3.38 | 2.06 | 9 | 7
Live | 215674285 |  | 10 | 18 | 51750 | 41500 | 33600 | 3.37 | 2.44 | 47500 | 3.46 | 2.06 | 9 | 7
Live | 215682764 |  | 8.5 | 17 | 63825 | 51500 | 42000 | 2.86 | 2.24 | 60000 | 3.16 | 1.9 | 8.5 | 7
Live | 215682754 |  | 9 | 17 | 63825 | 51000 | 41500 | 3.03 | 2.26 | 60000 | 3.2 | 1.9 | 8.5 | 7
Live | 215934665 |  | 11.5 | 20.5 | 40020 | 31800 | 28000 | 3.87 | 2.46 | 38000 | 3.48 | 2.08 | 8.5 | 7
Live | 215934655 |  | 11 | 20 | 39100 | 30600 | 27200 | 3.71 | 2.36 | 38000 | 3.34 | 2 | 8.1 | 6.75
Live | 215683516 |  | 10.5 | 18.5 | 27370 | 19200 | 16000 | 3.53 | 2.22 | 27000 | 3.22 | 1.78 | 8 | 6.5
Live | 215679574 |  | 10.5 | 18.5 | 39560 | 29800 | 24800 | 3.53 | 2.24 | 34200 | 3.18 | 1.9 | 9 | 7
Live | 215679564 |  | 10 | 18 | 39560 | 29800 | 24800 | 3.37 | 2.24 | 34200 | 3.18 | 1.9 | 9 | 7
Live | 215674275 |  | 10 | 18 | 51750 | 41500 | 33600 | 3.37 | 2.44 | 47500 | 3.46 | 2.06 | 9 | 7
Live | 215674265 |  | 10 | 18 | 51750 | 42000 | 33600 | 3.37 | 2.44 | 47500 | 3.46 | 2.06 | 9 | 7
Live | 215937385 |  | 10.5 | 19.5 | 51750 | 44000 | 39000 | 3.54 | 2.1 | 53500 | 2.98 | 1.9 | 8 | 6.5
Live | 215937375 |  | 11.5 | 20.5 | 52900 | 43000 | 38000 | 3.88 | 2.16 | 53000 | 3.06 | 1.92 | 8 | 6.5
Live | 215682744 |  | 9 | 17.5 | 64400 | 51000 | 41000 | 3.03 | 2.28 | 59500 | 3.24 | 1.92 | 8.5 | 7
Live | 215682734 |  | 9 | 17 | 62675 | 50500 | 41000 | 3.03 | 2.24 | 58500 | 3.18 | 1.92 | 8.5 | 7
Live | 215934645 |  | 11 | 20 | 39100 | 30600 | 27200 | 3.71 | 2.36 | 38000 | 3.34 | 2 | 8.1 | 6.5
Live | 215934635 |  | 11 | 20 | 39100 | 30600 | 27200 | 3.71 | 2.36 | 38000 | 3.34 | 2 | 8.1 | 6.75
Live | 215683514 |  | 10.5 | 18.5 | 27370 | 19300 | 16100 | 3.53 | 2.2 | 27000 | 3.22 | 1.76 | 8 | 6.5
Live | 215683512 |  | 10.5 | 18.5 | 27140 | 19300 | 16100 | 3.54 | 2.2 | 27000 | 3.2 | 1.76 | 8 | 6.5
Live | 215674255 |  | 10 | 18 | 51750 | 41500 | 33600 | 3.37 | 2.44 | 47500 | 3.46 | 2.06 | 9 | 7
Live | 215674245 |  | 10 | 18 | 51750 | 42000 | 33600 | 3.37 | 2.44 | 47500 | 3.46 | 2.06 | 9 | 7
Live | 215937365 |  | 11 | 20 | 52325 | 43500 | 38500 | 3.7 | 2.14 | 53000 | 3.02 | 1.9 | 8 | 6.5
Live | 215937355 |  | 11 | 19.5 | 51175 | 43500 | 38000 | 3.7 | 2.14 | 53500 | 3.02 | 1.9 | 8 | 6.5
Live | 215682724 |  | 9 | 17 | 63250 | 50500 | 41000 | 3.03 | 2.24 | 59000 | 3.18 | 1.92 | 8.5 | 7
Live | 215682714 |  | 8.5 | 17 | 63825 | 51500 | 42000 | 2.86 | 2.24 | 60000 | 3.16 | 1.9 | 8.5 | 7
Live | 215679554 |  | 10 | 18 | 39560 | 29800 | 24800 | 3.37 | 2.24 | 34200 | 3.18 | 1.9 | 9 | 7
Live | 215679544 |  | 10 | 18 | 38870 | 30200 | 25000 | 3.37 | 2.26 | 35000 | 3.2 | 1.9 | 9 | 7
Live | 215934625 |  | 11 | 20 | 39100 | 30600 | 27200 | 3.71 | 2.36 | 38000 | 3.34 | 2 | 8.1 | 6.5
Live | 215933965 |  | 13 | 22 | 40250 | 29200 | 25200 | 4.39 | 2.54 | 33400 | 3.6 | 2.08 | 9.5 | 7.5
Live | 215683510 |  | 10.5 | 18.5 | 27370 | 19200 | 16000 | 3.53 | 2.22 | 27000 | 3.22 | 1.78 | 8 | 6.5
Live | 215683508 |  | 10.5 | 18.5 | 27140 | 19300 | 16100 | 3.54 | 2.2 | 27000 | 3.2 | 1.76 | 8 | 6.5
Live | 215674235 |  | 9.5 | 17.5 | 51750 | 42000 | 34000 | 3.2 | 2.4 | 47500 | 3.4 | 2.06 | 9 | 7
Live | 215674225 |  | 10 | 18 | 51750 | 41500 | 33400 | 3.37 | 2.46 | 47500 | 3.48 | 2.08 | 9 | 7
Live | 215937345 |  | 11.5 | 21 | 52325 | 43500 | 38000 | 3.87 | 2.14 | 53000 | 3.04 | 1.92 | 8 | 6.5
Live | 215937335 |  | 11.5 | 21 | 52325 | 43000 | 38000 | 3.87 | 2.16 | 53000 | 3.06 | 1.92 | 8 | 6.5
Live | 215682704 |  | 9 | 18.5 | 64400 | 51000 | 41500 | 3.03 | 2.24 | 59500 | 3.18 | 2.02 | 9 | 7
Live | 215682694 |  | 9 | 18.5 | 64400 | 51500 | 42000 | 3.03 | 2.24 | 60000 | 3.18 | 2.02 | 9 | 7
Live | 215679534 |  | 10 | 18 | 38870 | 30200 | 25000 | 3.37 | 2.24 | 35000 | 3.18 | 1.88 | 9 | 7
Live | 215679504 |  | 9.5 | 18 | 38870 | 30200 | 25000 | 3.2 | 2.26 | 35000 | 3.2 | 1.9 | 9 | 7
Live | 215933955 |  | 11.7 | 20.5 | 37950 | 30600 | 26800 | 3.94 | 2.4 | 34800 | 3.4 | 2 | 9.5 | 7.5
Live | 215933945 |  | 11.7 | 19.5 | 39330 | 29800 | 26000 | 3.95 | 2.46 | 34200 | 3.48 | 1.94 | 9 | 7
Live | 215674215 |  | 9.5 | 17.5 | 51750 | 42000 | 33600 | 3.2 | 2.44 | 47500 | 3.44 | 2.08 | 9 | 7
Live | 215674205 |  | 10 | 18 | 51750 | 41500 | 33400 | 3.37 | 2.46 | 47500 | 3.48 | 2.08 | 9 | 7
Live | 215683506 |  | 10.5 | 18 | 27140 | 19300 | 16200 | 3.54 | 2.2 | 27000 | 3.2 | 1.76 | 8.5 | 6.5
Live | 215683504 |  | 10.5 | 18.5 | 27370 | 19200 | 16000 | 3.53 | 2.22 | 27000 | 3.22 | 1.78 | 8 | 6.5
Live | 215682684 |  | 9 | 18.5 | 64400 | 51500 | 42000 | 3.03 | 2.22 | 60000 | 3.16 | 2.02 | 9 | 7
Live | 215682674 |  | 9 | 18 | 64975 | 51000 | 41500 | 3.03 | 2.26 | 59500 | 3.2 | 2.02 | 8.5 | 7
Live | 215937325 |  | 11.5 | 20.5 | 51175 | 43000 | 37600 | 3.88 | 2.16 | 53500 | 3.06 | 1.95 | 8.1 | 6.8
Live | 215937315 |  | 11 | 20.5 | 52325 | 43500 | 38500 | 3.7 | 2.12 | 53000 | 3.02 | 1.9 | 8 | 6.5
Live | 215679494 |  | 10 | 18 | 39100 | 30200 | 25000 | 3.37 | 2.26 | 35000 | 3.2 | 1.9 | 9 | 7
Live | 215679484 |  | 10 | 18 | 38870 | 30200 | 25000 | 3.37 | 2.24 | 35000 | 3.18 | 1.88 | 9 | 7
Live | 215933935 |  | 11.7 | 19.5 | 39330 | 29800 | 26000 | 3.95 | 2.46 | 34200 | 3.48 | 1.94 | 9 | 7
Live | 215933925 |  | 11.5 | 19.5 | 39100 | 30200 | 26400 | 3.87 | 2.4 | 34600 | 3.41 | 1.94 | 9 | 7
Live | 215674195 |  | 10 | 18 | 51750 | 41500 | 33400 | 3.37 | 2.46 | 47500 | 3.48 | 2.08 | 9 | 7
Live | 215674185 |  | 10 | 18 | 51750 | 41500 | 33400 | 3.37 | 2.46 | 47500 | 3.48 | 2.08 | 9 | 7
Live | 215683502 |  | 10 | 18.5 | 27370 | 19300 | 16100 | 3.37 | 2.22 | 27000 | 3.22 | 1.76 | 8 | 6.5
Live | 215683500 |  | 10.5 | 18.5 | 27370 | 19200 | 16000 | 3.53 | 2.22 | 27000 | 3.22 | 1.78 | 8 | 6.5
Live | 215682664 |  | 9 | 18.5 | 64975 | 50500 | 41000 | 3.03 | 2.28 | 59500 | 3.24 | 2.04 | 8.5 | 7
Live | 215682654 |  | 9 | 18.5 | 64400 | 51500 | 42000 | 3.03 | 2.22 | 60000 | 3.16 | 2.02 | 9 | 7
Live | 215679474 |  | 10 | 18 | 39790 | 30400 | 25000 | 3.37 | 2.28 | 35200 | 3.24 | 1.9 | 9 | 7
Live | 215679464 |  | 10 | 18 | 39560 | 30400 | 25200 | 3.37 | 2.28 | 35400 | 3.24 | 1.88 | 9 | 7
Live | 215937305 |  | 11 | 20 | 51750 | 44000 | 39000 | 3.71 | 2.1 | 53500 | 2.98 | 1.9 | 8 | 6.5
Live | 215933915 |  | 11 | 19 | 38870 | 29600 | 25600 | 3.71 | 2.42 | 33800 | 3.44 | 1.94 | 9 | 7
Live | 215933905 |  | 10.5 | 17.5 | 37490 | 29400 | 25600 | 3.54 | 2.34 | 33400 | 3.32 | 1.86 | 8.5 | 7
Live | 215674175 |  | 10 | 18 | 51750 | 42000 | 33600 | 3.37 | 2.42 | 47500 | 3.44 | 2.08 | 9 | 7
Live | 215674145 |  | 9.5 | 17.5 | 50600 | 42500 | 34000 | 3.2 | 2.44 | 48500 | 3.46 | 2.04 | 9 | 7.5
Live | 215683498 |  | 10.5 | 18.5 | 27370 | 19200 | 16000 | 3.53 | 2.22 | 27000 | 3.22 | 1.78 | 8 | 6.5
Live | 215683496 |  | 10.5 | 18.5 | 27370 | 19200 | 16100 | 3.53 | 2.22 | 27000 | 3.22 | 1.78 | 8 | 6.5
Live | 215933895 |  | 11.7 | 19.5 | 39330 | 29800 | 26000 | 3.95 | 2.46 | 34200 | 3.48 | 1.94 | 9 | 7
Live | 215933885 |  | 11.7 | 19.5 | 39330 | 30000 | 26000 | 3.95 | 2.44 | 34400 | 3.46 | 1.94 | 9 | 7
Live | 215682644 |  | 9 | 18 | 63825 | 50500 | 41000 | 3.03 | 2.22 | 58500 | 3.16 | 2.04 | 8.5 | 7
Live | 215682634 |  | 9 | 18 | 63825 | 50500 | 41000 | 3.03 | 2.24 | 58500 | 3.16 | 2.04 | 8.5 | 7
Live | 215679434 |  | 10 | 18 | 39790 | 30200 | 25000 | 3.37 | 2.28 | 35200 | 3.24 | 1.9 | 9 | 7
Live | 215679424 |  | 10 | 18 | 39790 | 30200 | 25000 | 3.37 | 2.3 | 35200 | 3.24 | 1.9 | 9 | 7
Live | 215937275 |  | 11.5 | 20.5 | 52325 | 43500 | 38000 | 3.87 | 2.14 | 53000 | 3.04 | 1.9 | 8 | 6.5
Live | 215937265 |  | 11.5 | 20 | 50600 | 42500 | 37600 | 3.87 | 2.16 | 53500 | 3.06 | 2 | 8.1 | 7
Live | 215674135 |  | 9.5 | 17.5 | 50600 | 42500 | 34000 | 3.2 | 2.42 | 49000 | 3.42 | 2.04 | 9 | 7
Live | 215674125 |  | 9.5 | 17.5 | 50600 | 42500 | 34000 | 3.2 | 2.44 | 48500 | 3.46 | 2.04 | 9 | 7.5
Live | 215683494 |  | 10 | 18 | 27140 | 19400 | 16200 | 3.37 | 2.18 | 27200 | 3.18 | 1.76 | 8 | 6.5
Live | 215683488 |  | 10.5 | 18.5 | 27140 | 19300 | 16100 | 3.54 | 2.2 | 27000 | 3.2 | 1.76 | 8 | 6.5
Live | 215933875 |  | 11 | 19 | 39100 | 30400 | 26400 | 3.71 | 2.38 | 34800 | 3.38 | 1.94 | 9 | 7
Live | 215933865 |  | 11.5 | 19 | 39100 | 30400 | 26400 | 3.87 | 2.4 | 34800 | 3.4 | 1.92 | 9 | 7
Live | 215682624 |  | 9 | 18.5 | 63250 | 51000 | 41500 | 3.03 | 2.22 | 59000 | 3.14 | 2.02 | 9 | 7
Live | 215682614 |  | 9 | 18.5 | 63250 | 51000 | 41500 | 3.03 | 2.2 | 59500 | 3.12 | 1.9 | 9 | 7
Live | 215679414 |  | 10 | 18 | 39560 | 30400 | 25200 | 3.37 | 2.28 | 35400 | 3.24 | 1.88 | 9 | 7
Live | 215679404 |  | 10 | 17.5 | 38180 | 31000 | 25600 | 3.37 | 2.16 | 35800 | 3.06 | 1.84 | 9 | 7
Live | 215937255 |  | 11.5 | 20.5 | 52325 | 43500 | 38000 | 3.87 | 2.14 | 53000 | 3.04 | 1.9 | 8 | 6.5
Live | 215937245 |  | 11 | 20.5 | 52325 | 43500 | 38500 | 3.7 | 2.14 | 53000 | 3.02 | 1.9 | 8 | 6.5
Live | 215674115 |  | 9.5 | 17.5 | 50600 | 42500 | 34200 | 3.2 | 2.44 | 48500 | 3.46 | 2.06 | 9 | 7
Live | 215674105 |  | 9 | 17 | 50600 | 43000 | 34600 | 3.03 | 2.4 | 49000 | 3.4 | 2.04 | 9 | 7
Live | 215933855 |  | 11 | 19 | 38870 | 29600 | 25800 | 3.71 | 2.42 | 33800 | 3.44 | 1.96 | 9 | 7
Live | 215933845 |  | 11.7 | 19.5 | 39330 | 29800 | 25800 | 3.95 | 2.46 | 34200 | 3.5 | 1.96 | 9 | 7
Live | 215682604 |  | 8.5 | 18.5 | 62675 | 51000 | 42000 | 2.87 | 2.2 | 59500 | 3.12 | 1.9 | 9 | 7
Live | 215682594 |  | 9 | 18 | 63250 | 51000 | 41500 | 3.03 | 2.22 | 59000 | 3.14 | 2.02 | 8.5 | 7
Live | 215683486 |  | 10 | 18 | 27140 | 19400 | 16200 | 3.37 | 2.2 | 27200 | 3.18 | 1.76 | 8 | 6.5
Live | 215937235 |  | 11 | 19.5 | 51175 | 43500 | 38500 | 3.7 | 2.14 | 53500 | 3.02 | 1.9 | 8 | 6.5
Live | 215937225 |  | 10.5 | 19.5 | 51750 | 44000 | 39000 | 3.54 | 2.1 | 53500 | 2.98 | 1.9 | 8 | 6.5
Live | 215679394 |  | 10 | 17.5 | 38180 | 31000 | 25600 | 3.37 | 2.14 | 35800 | 3.04 | 1.86 | 9 | 7
Live | 215679364 |  | 9.5 | 17.5 | 38180 | 31000 | 25600 | 3.21 | 2.16 | 35800 | 3.06 | 1.84 | 8.5 | 7
Live | 215682584 |  | 9 | 18.5 | 63825 | 50500 | 41000 | 3.03 | 2.24 | 58500 | 3.18 | 2.04 | 8.5 | 7
Live | 215682574 |  | 8.5 | 18.5 | 62675 | 51000 | 42000 | 2.87 | 2.2 | 59500 | 3.12 | 1.9 | 9 | 7
Live | 215933835 |  | 11.7 | 19.5 | 39330 | 30000 | 26000 | 3.95 | 2.44 | 34400 | 3.46 | 1.96 | 9 | 7
Live | 215933825 |  | 11 | 19 | 39100 | 30400 | 26400 | 3.71 | 2.4 | 34800 | 3.4 | 1.92 | 9 | 7
Live | 215674095 |  | 9.5 | 17 | 50600 | 43000 | 34600 | 3.2 | 2.4 | 49000 | 3.4 | 2.04 | 9 | 7
Live | 215674085 |  | 9.5 | 17.5 | 50600 | 42500 | 34200 | 3.2 | 2.44 | 48500 | 3.44 | 2.06 | 9 | 7
Live | 215683482 |  | 10.5 | 18 | 27140 | 19400 | 16200 | 3.54 | 2.2 | 27000 | 3.18 | 1.76 | 8.5 | 6.5
Live | 215937215 |  | 11.5 | 20.5 | 52325 | 43000 | 38000 | 3.87 | 2.16 | 53000 | 3.06 | 1.92 | 8 | 6.5
Live | 215937205 |  | 11 | 20 | 52325 | 43500 | 38500 | 3.7 | 2.14 | 53000 | 3.02 | 1.9 | 8 | 6.5
Live | 215678174 |  | 9 | 17 | 63825 | 51000 | 41500 | 3.03 | 2.26 | 60000 | 3.2 | 1.9 | 8.5 | 7
Live | 215678164 |  | 8.5 | 17 | 63825 | 51500 | 42000 | 2.86 | 2.24 | 60000 | 3.18 | 1.9 | 8.5 | 7
Live | 215679354 |  | 9.5 | 17.5 | 38180 | 30800 | 25600 | 3.21 | 2.16 | 35800 | 3.06 | 1.86 | 8.5 | 7
Live | 215679344 |  | 10 | 17.5 | 38180 | 31000 | 25600 | 3.37 | 2.14 | 35800 | 3.04 | 1.86 | 9 | 7
Live | 215933815 |  | 11.7 | 19.5 | 39330 | 30000 | 26000 | 3.95 | 2.46 | 34400 | 3.5 | 1.96 | 9 | 7
Live | 215933805 |  | 11.7 | 19.5 | 39330 | 30000 | 26000 | 3.95 | 2.46 | 34400 | 3.5 | 1.96 | 9 | 7
Live | 215674075 |  | 9 | 17 | 50600 | 43000 | 34600 | 3.03 | 2.4 | 49000 | 3.4 | 2.04 | 9 | 7
Live | 215674065 |  | 9.5 | 18 | 51175 | 42500 | 34000 | 3.2 | 2.46 | 48500 | 3.48 | 2.06 | 9 | 7.5
Live | 215937195 |  | 11 | 19.5 | 51175 | 43500 | 38000 | 3.7 | 2.14 | 53500 | 3.02 | 1.9 | 8 | 6.5
Live | 215937185 |  | 11.5 | 21 | 52325 | 43500 | 38000 | 3.87 | 2.14 | 53000 | 3.04 | 1.92 | 8 | 6.5
Live | 215678154 |  | 8.5 | 17 | 63825 | 51500 | 42000 | 2.86 | 2.24 | 60000 | 3.18 | 1.9 | 8.5 | 7
Live | 215678144 |  | 8.5 | 17 | 63825 | 51500 | 42000 | 2.86 | 2.24 | 60000 | 3.18 | 1.9 | 8.5 | 7
Live | 215679334 |  | 10 | 18 | 39790 | 30400 | 25000 | 3.37 | 2.28 | 35200 | 3.24 | 1.9 | 9 | 7
Live | 215679324 |  | 10 | 18 | 39560 | 30400 | 25200 | 3.37 | 2.28 | 35400 | 3.24 | 1.88 | 9 | 7
Live | 215683478 |  | 10.5 | 18.5 | 27370 | 19300 | 16100 | 3.53 | 2.2 | 27000 | 3.2 | 1.76 | 8 | 6.5
Live | 215683476 |  | 10.5 | 18.5 | 27140 | 19300 | 16100 | 3.54 | 2.2 | 27000 | 3.2 | 1.76 | 8 | 6.5
Live | 215674055 |  | 9.5 | 18 | 51175 | 42500 | 34000 | 3.2 | 2.46 | 48500 | 3.48 | 2.06 | 9 | 7.5
Live | 215674045 |  | 9.5 | 17.5 | 50600 | 42500 | 34200 | 3.2 | 2.42 | 48500 | 3.44 | 2.06 | 9 | 7
Live | 215933795 |  | 12 | 19.5 | 39330 | 29800 | 25800 | 4.04 | 2.46 | 34200 | 3.48 | 1.96 | 9 | 7
Live | 215933785 |  | 11.7 | 19.5 | 39330 | 30000 | 26200 | 3.95 | 2.44 | 34400 | 3.44 | 1.94 | 9 | 7
Live | 215937175 |  | 11.5 | 21 | 52325 | 43000 | 38000 | 3.87 | 2.16 | 53000 | 3.06 | 1.92 | 8 | 6.5
Live | 215937165 |  | 11.5 | 20.5 | 51175 | 43000 | 37600 | 3.88 | 2.16 | 53500 | 3.06 | 1.95 | 8.1 | 6.8
Live | 215679294 |  | 10 | 17.5 | 39790 | 30400 | 25000 | 3.37 | 2.28 | 35200 | 3.24 | 1.9 | 9 | 7
Live | 215679284 |  | 10 | 17.5 | 39790 | 30200 | 25000 | 3.37 | 2.28 | 35200 | 3.24 | 1.9 | 9 | 7
Live | 215678134 |  | 8.5 | 17 | 63825 | 51500 | 42000 | 2.86 | 2.24 | 60000 | 3.16 | 1.9 | 8.5 | 7
Live | 215678124 |  | 8 | 16.5 | 62675 | 52500 | 42500 | 2.7 | 2.18 | 61000 | 3.08 | 1.88 | 8.1 | 7
Live | 215683474 |  | 10.5 | 18.5 | 27140 | 19300 | 16100 | 3.54 | 2.2 | 27000 | 3.2 | 1.76 | 8 | 6.5
Live | 215683472 |  | 10 | 18 | 27140 | 19400 | 16300 | 3.37 | 2.18 | 27200 | 3.16 | 1.76 | 8 | 6.5
Live | 215674035 |  | 9.5 | 17.5 | 50600 | 42500 | 34200 | 3.2 | 2.44 | 48500 | 3.44 | 2.06 | 9 | 7
Live | 215674025 |  | 9.5 | 17.5 | 50600 | 43000 | 34400 | 3.2 | 2.4 | 49000 | 3.42 | 2.04 | 9 | 7
Live | 215937155 |  | 11 | 20.5 | 52325 | 43500 | 38500 | 3.7 | 2.12 | 53000 | 3.02 | 1.9 | 8 | 6.5
Live | 215937145 |  | 11 | 20 | 51750 | 44000 | 39000 | 3.71 | 2.1 | 53500 | 2.98 | 1.9 | 8 | 6.5
Live | 215679274 |  | 10 | 18 | 39560 | 30400 | 25200 | 3.37 | 2.28 | 35400 | 3.24 | 1.88 | 9 | 7
Live | 215679244 |  | 9.5 | 17 | 39100 | 30600 | 25400 | 3.2 | 2.24 | 35600 | 3.18 | 1.86 | 9 | 7
Live | 215933775 |  | 11.7 | 19.5 | 39330 | 30000 | 26000 | 3.95 | 2.44 | 34400 | 3.46 | 1.96 | 9 | 7
Live | 215933765 |  | 11.5 | 19.5 | 39100 | 30200 | 26400 | 3.87 | 2.4 | 34600 | 3.41 | 1.94 | 9 | 7
Live | 215678114 |  | 9 | 17 | 64400 | 51000 | 41500 | 3.03 | 2.26 | 60000 | 3.22 | 1.9 | 8.5 | 7
Live | 215678104 |  | 8.5 | 16.5 | 63825 | 51500 | 42000 | 2.86 | 2.24 | 60000 | 3.16 | 1.9 | 8.5 | 7
Live | 215683466 |  | 10.5 | 19 | 27830 | 19600 | 16200 | 3.55 | 2.24 | 27600 | 3.36 | 1.86 | 8.5 | 6.5
Live | 215683464 |  | 10.5 | 18.5 | 27600 | 19600 | 16200 | 3.53 | 2.24 | 27800 | 3.34 | 1.84 | 8.5 | 6.5
Live | 215674015 |  | 9 | 17 | 50025 | 43500 | 35000 | 3.04 | 2.36 | 49000 | 3.34 | 2.02 | 9 | 7
Live | 215662859 |  | 10.5 | 19 | 52325 | 42000 | 33600 | 3.54 | 2.52 | 48000 | 3.56 | 2.1 | 9 | 7
Live | 215679234 |  | 9.5 | 17 | 39330 | 30600 | 25400 | 3.2 | 2.24 | 35600 | 3.18 | 1.88 | 9 | 7
Live | 215937115 |  | 11 | 20 | 51175 | 43500 | 38500 | 3.7 | 2.12 | 52000 | 3.02 | 2 | 8.1 | 7
Live | 215933755 |  | 11 | 19.5 | 39100 | 30400 | 26400 | 3.71 | 2.4 | 34800 | 3.4 | 1.92 | 9 | 7
Live | 215933745 |  | 11 | 19 | 38870 | 30800 | 26800 | 3.71 | 2.36 | 35200 | 3.34 | 1.92 | 9 | 7
Live | 215678094 |  | 9 | 17 | 64400 | 51000 | 41500 | 3.03 | 2.26 | 59500 | 3.22 | 1.9 | 8.5 | 7
Live | 215678084 |  | 9 | 17 | 63825 | 51000 | 41500 | 3.03 | 2.26 | 60000 | 3.2 | 1.9 | 8.5 | 7
Live | 215683460 |  | 10.5 | 18.5 | 27830 | 19600 | 16200 | 3.55 | 2.24 | 27600 | 3.36 | 1.86 | 8.5 | 6.5
Live | 215679194 |  | 9.5 | 17 | 37720 | 31200 | 25800 | 3.2 | 2.12 | 36000 | 3 | 1.76 | 8.5 | 7
Live | 215937105 |  | 11 | 19 | 49450 | 42500 | 37600 | 3.71 | 2.14 | 53000 | 3.04 | 2 | 8.1 | 7
Live | 215937095 |  | 11 | 20 | 51175 | 43500 | 38500 | 3.7 | 2.12 | 52000 | 3.02 | 2 | 8.1 | 7
Live | 215933705 |  | 11.7 | 19.5 | 38870 | 30400 | 26400 | 3.94 | 2.44 | 34600 | 3.46 | 1.92 | 9 | 7
Live | 215933695 |  | 11 | 19 | 38410 | 30000 | 26000 | 3.7 | 2.42 | 34200 | 3.44 | 1.94 | 9 | 7
Live | 215678074 |  | 8.5 | 17 | 64400 | 51000 | 41500 | 2.86 | 2.26 | 60000 | 3.22 | 1.9 | 8.5 | 7
Live | 215678064 |  | 8.5 | 17 | 63250 | 51500 | 42000 | 2.87 | 2.22 | 60500 | 3.14 | 1.9 | 8.5 | 7
Live | 215683458 |  | 10.5 | 18.5 | 27600 | 19600 | 16300 | 3.53 | 2.22 | 27800 | 3.34 | 1.84 | 8.5 | 6.5
Live | 215683456 |  | 11 | 19 | 27830 | 19500 | 16100 | 3.71 | 2.24 | 27600 | 3.36 | 1.84 | 8.5 | 6.5
Live | 215937085 |  | 10.5 | 19.5 | 51175 | 43500 | 38500 | 3.54 | 2.12 | 52000 | 3 | 1.88 | 8 | 6.5
Live | 215937075 |  | 10.5 | 19 | 50025 | 43500 | 38000 | 3.54 | 2.12 | 53000 | 3 | 1.88 | 8 | 6.5
Live | 215933685 |  | 10.5 | 17.5 | 37030 | 29800 | 26000 | 3.53 | 2.36 | 33800 | 3.34 | 1.94 | 9 | 7
Live | 215933675 |  | 11.5 | 19.5 | 38870 | 30600 | 26600 | 3.87 | 2.44 | 35000 | 3.47 | 1.92 | 9 | 7
Live | 215678054 |  | 9 | 16.5 | 62100 | 51000 | 41500 | 3.03 | 2.2 | 59000 | 3.12 | 1.9 | 8.5 | 7
Live | 215678024 |  | 9 | 18.5 | 64400 | 51000 | 41500 | 3.03 | 2.24 | 59500 | 3.18 | 2.02 | 9 | 7
Live | 215683454 |  | 10.5 | 19 | 27830 | 19600 | 16200 | 3.55 | 2.24 | 27600 | 3.36 | 1.86 | 8.5 | 6.5
Live | 215683452 |  | 11 | 19 | 27830 | 19600 | 16200 | 3.71 | 2.24 | 27600 | 3.36 | 1.86 | 8.5 | 6.5
Live | 215937065 |  | 10 | 19 | 50025 | 44000 | 39000 | 3.37 | 2.08 | 52500 | 2.96 | 1.88 | 8 | 6.5
Live | 215937055 |  | 11 | 20 | 51175 | 43500 | 38000 | 3.7 | 2.14 | 52000 | 3.04 | 1.9 | 8 | 6.7
Live | 215933665 |  | 11.5 | 19.5 | 38870 | 30400 | 26600 | 3.87 | 2.44 | 34800 | 3.46 | 1.94 | 9 | 7
Live | 215933655 |  | 11 | 19 | 38410 | 31000 | 27000 | 3.7 | 2.38 | 35200 | 3.38 | 1.92 | 9 | 7
Live | 215937045 |  | 10.5 | 19.5 | 51175 | 43500 | 38500 | 3.54 | 2.12 | 52000 | 3 | 1.88 | 8 | 6.5
Live | 215937035 |  | 11 | 19 | 50025 | 43500 | 38000 | 3.71 | 2.12 | 53000 | 3 | 1.88 | 8 | 6.5
Live | 215933645 |  | 11 | 19 | 38640 | 30800 | 27000 | 3.71 | 2.38 | 35200 | 3.38 | 1.92 | 9 | 7
Live | 215933635 |  | 10.5 | 19 | 38410 | 30000 | 26200 | 3.54 | 2.42 | 34200 | 3.44 | 1.96 | 9 | 7
Live | 215678014 |  | 9 | 18.5 | 64400 | 51500 | 42000 | 3.03 | 2.24 | 60000 | 3.18 | 2.02 | 9 | 7
Live | 215678004 |  | 9 | 18.5 | 64400 | 51500 | 42000 | 3.03 | 2.24 | 60000 | 3.16 | 2 | 9 | 7
Live | 215683450 |  | 10.5 | 18.5 | 27600 | 19700 | 16300 | 3.53 | 2.22 | 27800 | 3.33 | 1.84 | 8.5 | 6.5
Live | 215683444 |  | 10.5 | 18.5 | 27140 | 19300 | 16100 | 3.54 | 2.2 | 27000 | 3.2 | 1.76 | 8 | 6.5
Live | 215937025 |  | 11 | 20 | 51175 | 43500 | 38000 | 3.7 | 2.14 | 52000 | 3.02 | 1.9 | 8.1 | 6.8
Live | 215937015 |  | 11 | 20 | 51175 | 43500 | 38000 | 3.7 | 2.14 | 52000 | 3.04 | 1.9 | 8.1 | 6.8
Live | 215933625 |  | 11.7 | 19.5 | 38870 | 30200 | 26400 | 3.94 | 2.46 | 34600 | 3.48 | 1.94 | 9 | 7
Live | 215933615 |  | 11.5 | 19 | 38640 | 30600 | 26600 | 3.88 | 2.42 | 34800 | 3.45 | 1.94 | 9 | 7
Live | 215677994 |  | 9 | 18.5 | 64400 | 51500 | 42000 | 3.03 | 2.24 | 60000 | 3.18 | 2.02 | 9 | 7
Live | 215677984 |  | 9 | 18.5 | 64400 | 51500 | 42000 | 3.03 | 2.22 | 60000 | 3.16 | 2.02 | 9 | 7
Live | 215683442 |  | 10 | 18 | 27140 | 19400 | 16200 | 3.37 | 2.2 | 27200 | 3.18 | 1.76 | 8 | 6.5
Live | 215937005 |  | 11.5 | 20 | 50025 | 43000 | 37600 | 3.88 | 2.14 | 52500 | 3.04 | 2 | 8.1 | 7
Live | 215936995 |  | 10.5 | 19.5 | 50600 | 43500 | 38500 | 3.54 | 2.12 | 52000 | 3 | 1.9 | 8 | 6.75
Live | 215933605 |  | 11 | 19 | 38640 | 30800 | 27000 | 3.71 | 2.38 | 35200 | 3.38 | 1.92 | 9 | 7
Live | 215933595 |  | 11.7 | 19.5 | 38870 | 30400 | 26400 | 3.94 | 2.46 | 34600 | 3.48 | 1.94 | 9 | 7
Live | 215677974 |  | 8 | 17.5 | 63250 | 52000 | 43000 | 2.69 | 2.16 | 61000 | 3.08 | 1.88 | 8.5 | 7
Live | 215677964 |  | 9 | 18.5 | 64975 | 51000 | 41500 | 3.03 | 2.26 | 59500 | 3.2 | 2.02 | 9 | 7
Live | 215683438 |  | 10.5 | 18 | 27140 | 19400 | 16200 | 3.54 | 2.2 | 27000 | 3.18 | 1.76 | 8.5 | 6.5
Live | 215933585 |  | 11.7 | 19.5 | 38870 | 30400 | 26400 | 3.94 | 2.46 | 34600 | 3.48 | 1.94 | 9 | 7
Live | 215933575 |  | 11.5 | 19.5 | 38640 | 30600 | 26600 | 3.88 | 2.42 | 34800 | 3.45 | 1.94 | 9 | 7
Live | 215936985 |  | 10.5 | 19.5 | 50025 | 44000 | 39000 | 3.54 | 2.08 | 52500 | 2.96 | 1.88 | 8 | 6.5
Live | 215677954 |  | 8.5 | 18 | 64400 | 51500 | 42000 | 2.86 | 2.22 | 60000 | 3.16 | 2.02 | 8.5 | 7
Live | 215677944 |  | 9 | 19 | 64975 | 51000 | 41500 | 3.03 | 2.26 | 59500 | 3.2 | 2.02 | 9 | 7
Live | 215683434 |  | 10.5 | 18.5 | 27370 | 19300 | 16100 | 3.53 | 2.2 | 27000 | 3.2 | 1.76 | 8 | 6.5
Live | 215683432 |  | 10.5 | 18 | 27140 | 19300 | 16100 | 3.54 | 2.2 | 27000 | 3.2 | 1.76 | 8 | 6.5
Live | 215933565 |  | 11.5 | 19.5 | 38640 | 30600 | 26600 | 3.88 | 2.42 | 34800 | 3.45 | 1.94 | 9 | 7
Live | 215933555 |  | 11 | 19 | 38640 | 30800 | 26800 | 3.71 | 2.4 | 35000 | 3.4 | 1.92 | 9 | 7
Live | 215677934 |  | 9 | 19 | 64975 | 51000 | 41500 | 3.03 | 2.26 | 59500 | 3.2 | 2.02 | 9 | 7
Live | 215677924 |  | 9 | 19 | 64975 | 51000 | 41500 | 3.03 | 2.26 | 59500 | 3.2 | 2.02 | 9 | 7
Live | 215934615 |  | 12 | 22 | 52325 | 39000 | 36000 | 4.05 | 2.52 | 48500 | 3.58 | 1.96 | 9.5 | 7.5
Live | 215934605 |  | 11.5 | 19.5 | 50025 | 37200 | 35600 | 3.88 | 2.42 | 49000 | 3.42 | 1.92 | 9 | 7
Live | 215683430 |  | 10.5 | 18.5 | 27140 | 19300 | 16100 | 3.54 | 2.2 | 27000 | 3.2 | 1.76 | 8 | 6.5
Live | 215683428 |  | 10 | 18 | 27140 | 19400 | 16300 | 3.37 | 2.18 | 27200 | 3.16 | 1.76 | 8 | 6.5
Live | 215677914 |  | 8.5 | 18.5 | 63825 | 51500 | 42000 | 2.86 | 2.22 | 60000 | 3.14 | 2 | 9 | 7
Live | 215677884 |  | 9 | 18 | 62675 | 50500 | 41500 | 3.03 | 2.2 | 58500 | 3.12 | 1.92 | 8.5 | 7
Live | 215933545 |  | 11 | 19 | 38640 | 30800 | 27000 | 3.71 | 2.4 | 35200 | 3.4 | 1.9 | 9 | 7
Live | 215933535 |  | 10.5 | 18.5 | 38410 | 31200 | 27400 | 3.54 | 2.34 | 35600 | 3.32 | 1.9 | 9 | 7
Live | 215934595 |  | 11 | 19.5 | 50600 | 39000 | 36400 | 3.71 | 2.44 | 49000 | 3.46 | 1.84 | 9 | 7
Live | 215934585 |  | 11.5 | 20.5 | 51750 | 39500 | 36400 | 3.88 | 2.5 | 48500 | 3.54 | 1.84 | 9 | 7
Live | 215683420 |  | 10 | 18 | 26680 | 19000 | 16100 | 3.37 | 2.14 | 26400 | 3.03 | 1.8 | 8 | 6.5
Live | 215933495 |  | 11.5 | 19 | 38640 | 30400 | 26600 | 3.88 | 2.44 | 34600 | 3.46 | 1.94 | 9 | 7
Live | 215933485 |  | 11.5 | 19 | 38640 | 30400 | 26600 | 3.88 | 2.44 | 34600 | 3.46 | 1.94 | 9 | 7
Live | 215677874 |  | 9 | 18.5 | 63250 | 51000 | 41500 | 3.03 | 2.22 | 59000 | 3.14 | 2.02 | 9 | 7
Live | 215677864 |  | 9 | 18.5 | 63250 | 51000 | 41500 | 3.03 | 2.2 | 59500 | 3.12 | 1.9 | 8.5 | 7
Live | 215934575 |  | 11 | 19.5 | 50600 | 39000 | 36400 | 3.71 | 2.44 | 49000 | 3.46 | 1.84 | 9 | 7
Live | 215934565 |  | 11.5 | 20.5 | 50600 | 38500 | 35800 | 3.87 | 2.48 | 49000 | 3.5 | 1.86 | 9 | 7
Live | 215683418 |  | 10.5 | 18.5 | 27140 | 19300 | 16100 | 3.54 | 2.2 | 27000 | 3.2 | 1.76 | 8 | 6.5
Live | 215683416 |  | 10 | 18 | 27140 | 19400 | 16200 | 3.37 | 2.2 | 27200 | 3.18 | 1.76 | 8 | 6.5
Live | 215677854 |  | 9 | 18.5 | 63250 | 51000 | 41500 | 3.03 | 2.2 | 59500 | 3.12 | 1.9 | 8.5 | 7
Live | 215677844 |  | 9 | 18.5 | 63250 | 51000 | 41500 | 3.03 | 2.2 | 59500 | 3.12 | 1.9 | 8.5 | 7
Live | 215933475 |  | 11 | 19 | 38410 | 30800 | 26800 | 3.7 | 2.4 | 35000 | 3.4 | 1.9 | 9 | 7
Live | 215933465 |  | 10.5 | 18.5 | 38180 | 30000 | 26200 | 3.54 | 2.42 | 34200 | 3.42 | 1.94 | 9 | 7
Live | 215934555 |  | 11 | 19.5 | 50025 | 37200 | 35600 | 3.71 | 2.4 | 49500 | 3.4 | 1.9 | 9 | 7
Live | 215934535 |  | 10.5 | 20 | 51175 | 39500 | 36400 | 3.54 | 2.46 | 48500 | 3.48 | 1.82 | 9 | 7
Live | 215683412 |  | 10.5 | 18 | 27140 | 19400 | 16200 | 3.54 | 2.2 | 27000 | 3.18 | 1.76 | 8.5 | 6.5
Live | 215677834 |  | 8.5 | 18 | 62675 | 51000 | 42000 | 2.87 | 2.18 | 59500 | 3.1 | 1.9 | 8.5 | 7
Live | 215677824 |  | 8 | 17.5 | 62100 | 52000 | 42500 | 2.7 | 2.14 | 60500 | 3.02 | 1.86 | 8.5 | 7
Live | 215933455 |  | 10.5 | 17 | 36800 | 30000 | 26000 | 3.54 | 2.34 | 33800 | 3.32 | 1.96 | 9 | 7
Live | 215933445 |  | 11.5 | 19 | 38640 | 30600 | 26600 | 3.88 | 2.42 | 34800 | 3.45 | 1.94 | 9 | 7
Live | 215934525 |  | 10.5 | 20 | 50600 | 39500 | 36400 | 3.54 | 2.46 | 48500 | 3.48 | 1.82 | 9 | 7
Live | 215934515 |  | 11 | 19.5 | 49450 | 36400 | 35400 | 3.71 | 2.36 | 49000 | 3.36 | 1.8 | 8.5 | 7
Live | 215683408 |  | 10.5 | 18.5 | 27370 | 19300 | 16100 | 3.53 | 2.2 | 27000 | 3.2 | 1.76 | 8 | 6.5
Live | 215677814 |  | 9 | 18.5 | 63250 | 50500 | 41500 | 3.03 | 2.22 | 59000 | 3.16 | 2.04 | 8.5 | 7
Live | 215677804 |  | 8.5 | 18 | 62675 | 51000 | 42000 | 2.87 | 2.2 | 59500 | 3.1 | 1.9 | 8.5 | 7
Live | 215933435 |  | 11.5 | 19 | 38640 | 30400 | 26600 | 3.88 | 2.44 | 34600 | 3.46 | 1.94 | 9 | 7
Live | 215933425 |  | 11.5 | 19 | 38640 | 30600 | 26600 | 3.88 | 2.42 | 34800 | 3.45 | 1.94 | 9 | 7
Live | 215934505 |  | 10.5 | 20 | 50600 | 39500 | 36600 | 3.54 | 2.44 | 48500 | 3.48 | 1.82 | 9 | 7
Live | 215934495 |  | 10.5 | 20 | 50600 | 39500 | 36400 | 3.54 | 2.46 | 48500 | 3.48 | 1.82 | 9 | 7
Live | 215683406 |  | 10.5 | 18 | 27140 | 19300 | 16100 | 3.54 | 2.2 | 27000 | 3.2 | 1.76 | 8 | 6.5
Live | 215683404 |  | 10.5 | 18.5 | 27140 | 19300 | 16100 | 3.54 | 2.2 | 27000 | 3.2 | 1.76 | 8 | 6.5
Live | 215677794 |  | 9 | 18.5 | 63825 | 50500 | 41500 | 3.03 | 2.22 | 59000 | 3.16 | 2.02 | 9 | 7
Live | 215677784 |  | 9 | 18.5 | 63250 | 51000 | 41500 | 3.03 | 2.22 | 59000 | 3.14 | 2.02 | 9 | 7
Live | 215933415 |  | 11 | 18.5 | 38410 | 31000 | 27000 | 3.7 | 2.38 | 35400 | 3.36 | 1.92 | 9 | 7
Live | 215933405 |  | 11 | 18.5 | 38410 | 31000 | 27000 | 3.7 | 2.38 | 35200 | 3.38 | 1.92 | 9 | 7
Live | 215934485 |  | 10.5 | 20 | 50600 | 39500 | 36600 | 3.54 | 2.44 | 48500 | 3.46 | 1.8 | 9 | 7
Live | 215934475 |  | 11 | 20.5 | 51175 | 39500 | 36400 | 3.7 | 2.46 | 48500 | 3.5 | 1.82 | 9 | 7
Live | 215677774 |  | 9 | 18.5 | 63250 | 50500 | 41500 | 3.03 | 2.22 | 59000 | 3.16 | 2.04 | 9 | 7
Live | 215677764 |  | 8.5 | 18 | 62675 | 51500 | 42000 | 2.87 | 2.18 | 59500 | 3.1 | 1.88 | 8.5 | 7
Live | 215683402 |  | 10 | 18 | 27140 | 19400 | 16300 | 3.37 | 2.18 | 27200 | 3.16 | 1.76 | 8 | 6.5
Live | 215933395 |  | 10.5 | 18.5 | 38180 | 30200 | 26200 | 3.54 | 2.42 | 34200 | 3.42 | 1.94 | 9 | 7
Live | 215933385 |  | 11.7 | 19.5 | 38640 | 30400 | 26400 | 3.95 | 2.44 | 34600 | 3.46 | 1.92 | 9 | 7
Live | 215934465 |  | 11 | 20.5 | 51175 | 39500 | 36400 | 3.7 | 2.46 | 48500 | 3.5 | 1.82 | 9 | 7
Live | 215934455 |  | 11 | 20.5 | 51175 | 39500 | 36400 | 3.7 | 2.48 | 48500 | 3.5 | 1.82 | 9 | 7
Live | 217105787 |  | 9.5 | 16 | 39560 | 30200 | 25000 | 3.2 | 2.24 | 34800 | 3.18 | 1.78 | 8.5 | 7
Live | 217105786 |  | 9 | 16 | 39330 | 30200 | 25200 | 3.03 | 2.24 | 34800 | 3.16 | 1.8 | 8.5 | 7
Live | 215677734 |  | 9.5 | 18.5 | 66125 | 56000 | 44500 | 3.2 | 2.42 | 64000 | 3.44 | 2.1 | 9 | 7
Live | 215677724 |  | 9.5 | 18.5 | 66125 | 56000 | 44500 | 3.2 | 2.42 | 64000 | 3.42 | 2.08 | 9 | 7
Live | 215683394 |  | 10 | 18 | 26680 | 19000 | 16100 | 3.37 | 2.14 | 26400 | 3.03 | 1.8 | 8 | 6.5
Live | 215933375 |  | 11 | 19 | 38640 | 30600 | 26600 | 3.71 | 2.42 | 34800 | 3.45 | 1.92 | 9 | 7
Live | 215933365 |  | 11 | 18.5 | 38410 | 31000 | 27000 | 3.7 | 2.38 | 35200 | 3.38 | 1.92 | 9 | 7
Live | 217105785 |  | 9 | 16 | 38870 | 30800 | 25600 | 3.03 | 2.22 | 35600 | 3.14 | 1.78 | 8.5 | 7
Live | 217105784 |  | 9 | 16 | 38870 | 30800 | 25400 | 3.03 | 2.22 | 35800 | 3.14 | 1.76 | 8.5 | 7
Live | 215934445 |  | 11 | 20 | 50025 | 38000 | 35800 | 3.71 | 2.44 | 48500 | 3.46 | 1.86 | 9 | 7
Live | 215934435 |  | 11 | 19.5 | 49450 | 36200 | 35400 | 3.71 | 2.36 | 49000 | 3.34 | 1.8 | 8.5 | 7
Live | 215677714 |  | 9.5 | 18.5 | 66125 | 56000 | 44500 | 3.2 | 2.42 | 64000 | 3.42 | 2.08 | 9 | 7
Live | 215677704 |  | 9.5 | 18.5 | 66125 | 56000 | 44500 | 3.2 | 2.42 | 64000 | 3.42 | 2.08 | 9 | 7
Live | 215933355 |  | 11.7 | 19.5 | 38640 | 30400 | 26400 | 3.95 | 2.44 | 34600 | 3.46 | 1.92 | 9 | 7
Live | 215933345 |  | 11.7 | 19 | 38640 | 30400 | 26400 | 3.95 | 2.44 | 34600 | 3.46 | 1.92 | 9 | 7
Live | 217105783 |  | 9 | 16 | 38640 | 31000 | 25600 | 3.04 | 2.2 | 35800 | 3.12 | 1.76 | 8.5 | 7
Live | 217105782 |  | 9 | 16 | 38410 | 31000 | 25600 | 3.03 | 2.18 | 36000 | 3.08 | 1.76 | 8.5 | 6.5
Live | 215677694 |  | 9 | 18.5 | 66125 | 56500 | 45000 | 3.03 | 2.4 | 64000 | 3.42 | 2.06 | 9 | 7
Live | 215677684 |  | 8.5 | 18 | 64975 | 57000 | 46000 | 2.86 | 2.36 | 65000 | 3.34 | 2.06 | 9 | 7
Live | 215933335 |  | 11 | 19 | 38640 | 30600 | 26600 | 3.71 | 2.42 | 34800 | 3.42 | 1.92 | 9 | 7
Live | 215933325 |  | 11 | 19 | 38640 | 30600 | 26600 | 3.71 | 2.42 | 34800 | 3.42 | 1.92 | 9 | 7
Live | 217105781 |  | 9 | 16 | 38410 | 31200 | 25800 | 3.03 | 2.16 | 36000 | 3.08 | 1.76 | 8.5 | 6.5
Live | 217105780 |  | 10 | 18 | 39790 | 30000 | 25000 | 3.37 | 2.24 | 34600 | 3.16 | 1.92 | 9 | 7
Live | 215677674 |  | 9 | 18 | 66125 | 56500 | 45000 | 3.03 | 2.4 | 64000 | 3.42 | 2.08 | 9 | 7
Live | 215677664 |  | 9.5 | 19 | 66700 | 56000 | 44500 | 3.2 | 2.44 | 64000 | 3.46 | 2.1 | 9 | 7
Live | 215933315 |  | 11 | 19 | 38410 | 30800 | 26800 | 3.7 | 2.4 | 35200 | 3.4 | 1.9 | 9 | 7
Live | 215933305 |  | 11 | 19 | 38410 | 31000 | 27000 | 3.7 | 2.38 | 35200 | 3.38 | 1.92 | 9 | 7
Live | 215934365 |  | 10.5 | 20.5 | 51175 | 40500 | 37400 | 3.54 | 2.4 | 48500 | 3.4 | 2 | 9.5 | 7.5
Live | 215677654 |  | 9.5 | 19 | 66700 | 56000 | 44500 | 3.2 | 2.44 | 64000 | 3.46 | 2.1 | 9 | 7
Live | 215677624 |  | 9 | 18.5 | 65550 | 56500 | 45000 | 3.03 | 2.4 | 65000 | 3.4 | 2.08 | 9 | 7
Live | 217105779 |  | 9.5 | 17.5 | 39560 | 30200 | 25200 | 3.2 | 2.22 | 34600 | 3.14 | 1.9 | 9 | 7
Live | 217105778 |  | 9.5 | 17.5 | 38640 | 30400 | 25200 | 3.2 | 2.22 | 35200 | 3.16 | 1.88 | 9 | 7
Live | 215933295 |  | 10.5 | 18.5 | 38180 | 31400 | 27400 | 3.54 | 2.34 | 35600 | 3.32 | 1.9 | 9 | 7
Live | 215933265 |  | 11 | 19 | 38410 | 30600 | 26600 | 3.7 | 2.42 | 34800 | 3.42 | 1.92 | 9 | 7
Live | 215677614 |  | 8.5 | 17.5 | 64400 | 57500 | 46000 | 2.86 | 2.34 | 65000 | 3.32 | 2.06 | 9 | 7
Live | 215677604 |  | 9.5 | 18.5 | 66125 | 56000 | 44500 | 3.2 | 2.42 | 64000 | 3.44 | 2.1 | 9 | 7
Live | 217105777 |  | 9.5 | 17.5 | 38410 | 30600 | 25400 | 3.2 | 2.22 | 35200 | 3.14 | 1.88 | 9 | 7
Live | 217105776 |  | 9.5 | 17.5 | 39330 | 30600 | 25400 | 3.2 | 2.26 | 35400 | 3.2 | 1.88 | 9 | 7
Live | 215933255 |  | 11 | 19 | 38410 | 30600 | 26600 | 3.7 | 2.42 | 34800 | 3.42 | 1.92 | 9 | 7
Live | 215933245 |  | 11 | 18.5 | 37950 | 31000 | 27000 | 3.71 | 2.38 | 35200 | 3.36 | 1.92 | 9 | 7
Live | 215677594 |  | 9 | 18 | 65550 | 56500 | 45000 | 3.03 | 2.4 | 64000 | 3.4 | 2.08 | 9 | 7
Live | 215677584 |  | 9.5 | 19 | 66125 | 56000 | 44500 | 3.2 | 2.42 | 64000 | 3.44 | 2.08 | 9 | 7
Live | 217105775 |  | 9.5 | 17.5 | 39330 | 30600 | 25400 | 3.2 | 2.24 | 35600 | 3.18 | 1.88 | 9 | 7
Live | 215933235 |  | 10.5 | 18.5 | 37950 | 30200 | 26200 | 3.54 | 2.4 | 34400 | 3.39 | 1.92 | 9 | 7
Live | 215933225 |  | 10.5 | 17 | 36570 | 30000 | 26200 | 3.54 | 2.32 | 34000 | 3.3 | 1.94 | 9 | 7
Live | 215683366 |  | 10.5 | 18.5 | 27140 | 19300 | 16100 | 3.54 | 2.2 | 27000 | 3.2 | 1.76 | 8 | 6.5
Live | 215677574 |  | 9.5 | 18 | 63825 | 54500 | 43500 | 3.2 | 2.4 | 60500 | 3.4 | 2.1 | 9 | 7
Live | 215677554 |  | 9 | 18.5 | 64975 | 55500 | 44500 | 3.03 | 2.4 | 63000 | 3.4 | 2.08 | 9 | 7
Live | 215933215 |  | 11 | 19 | 38180 | 30600 | 26800 | 3.71 | 2.4 | 35000 | 3.42 | 1.92 | 9 | 7
Live | 215933205 |  | 11 | 19 | 38410 | 30600 | 26600 | 3.7 | 2.42 | 34800 | 3.42 | 1.92 | 9 | 7
Live | 217105772 |  | 9.5 | 17.5 | 39330 | 30600 | 25400 | 3.2 | 2.26 | 35400 | 3.2 | 1.88 | 9 | 7
Live | 215683362 |  | 10.5 | 18 | 27140 | 19300 | 16200 | 3.54 | 2.2 | 27000 | 3.2 | 1.76 | 8.5 | 6.5
Live | 215683360 |  | 10 | 18 | 27140 | 19400 | 16200 | 3.37 | 2.18 | 27200 | 3.18 | 1.76 | 8 | 6.5
Live | 215677544 |  | 9 | 18.5 | 64975 | 55500 | 44500 | 3.03 | 2.38 | 63000 | 3.38 | 2.08 | 9 | 7
Live | 215677534 |  | 9 | 18.5 | 64975 | 55500 | 44500 | 3.03 | 2.38 | 63000 | 3.38 | 2.08 | 9 | 7
Live | 215934285 |  | 11 | 21 | 52325 | 40000 | 36800 | 3.7 | 2.46 | 48500 | 3.48 | 2 | 9.5 | 7.5
Live | 215933195 |  | 11 | 19 | 38180 | 30600 | 26800 | 3.71 | 2.4 | 34800 | 3.42 | 1.92 | 9 | 7
Live | 215933185 |  | 10.5 | 18.5 | 37950 | 31200 | 27200 | 3.54 | 2.36 | 35600 | 3.34 | 1.92 | 9 | 7
Live | 217105771 |  | 9.5 | 17.5 | 39330 | 30600 | 25400 | 3.2 | 2.24 | 35600 | 3.18 | 1.88 | 9 | 7
Live | 217105770 |  | 9.5 | 17.5 | 38870 | 31000 | 25600 | 3.2 | 2.2 | 35800 | 3.14 | 1.86 | 9 | 7
Live | 215683358 |  | 10.5 | 18.5 | 27370 | 19300 | 16100 | 3.53 | 2.2 | 27000 | 3.2 | 1.76 | 8 | 6.5
Live | 215683356 |  | 10.5 | 18.5 | 27140 | 19300 | 16100 | 3.54 | 2.2 | 27000 | 3.2 | 1.76 | 8 | 6.5
Live | 215677524 |  | 9 | 18.5 | 64975 | 55500 | 44500 | 3.03 | 2.38 | 63000 | 3.38 | 2.08 | 9 | 7
Live | 215677514 |  | 9 | 18 | 64975 | 56000 | 44500 | 3.03 | 2.38 | 63500 | 3.36 | 2.08 | 9 | 7
Live | 215934265 |  | 11 | 21 | 52325 | 40000 | 36800 | 3.7 | 2.46 | 48500 | 3.48 | 2 | 9.5 | 7.5
Live | 215934255 |  | 11 | 21 | 51750 | 40000 | 37000 | 3.71 | 2.44 | 48500 | 3.46 | 2 | 9.5 | 7.5
Live | 215933175 |  | 11 | 18.5 | 37950 | 31000 | 27200 | 3.71 | 2.36 | 35400 | 3.34 | 1.92 | 9 | 7
Live | 215933165 |  | 10.5 | 18.5 | 37950 | 30200 | 26200 | 3.54 | 2.4 | 34400 | 3.39 | 1.92 | 9 | 7
Live | 217105769 |  | 9 | 17 | 38640 | 31000 | 25800 | 3.04 | 2.2 | 36000 | 3.1 | 1.88 | 9 | 7
Live | 215683354 |  | 10.5 | 18.5 | 27140 | 19300 | 16100 | 3.54 | 2.2 | 27000 | 3.2 | 1.76 | 8 | 6.5
Live | 215683352 |  | 10 | 18 | 27140 | 19400 | 16200 | 3.37 | 2.18 | 27200 | 3.16 | 1.76 | 8 | 6.5
Live | 215934245 |  | 11 | 20.5 | 51175 | 39500 | 36600 | 3.7 | 2.42 | 49000 | 3.44 | 2 | 9.5 | 7.5
Live | 215934235 |  | 10 | 20.5 | 51175 | 40500 | 37400 | 3.37 | 2.38 | 49000 | 3.38 | 2 | 9.4 | 7.5
Live | 215677504 |  | 8.5 | 17.5 | 63825 | 57000 | 45500 | 2.86 | 2.32 | 64000 | 3.3 | 1.94 | 8.5 | 7
Live | 215677494 |  | 9.5 | 18 | 65550 | 55500 | 44000 | 3.2 | 2.4 | 63000 | 3.42 | 2.08 | 9 | 7
Live | 215933155 |  | 11.5 | 19 | 38410 | 30400 | 26600 | 3.88 | 2.42 | 34800 | 3.45 | 1.94 | 9 | 7
Live | 215933145 |  | 11 | 18.5 | 38180 | 30800 | 26800 | 3.71 | 2.4 | 35000 | 3.4 | 1.92 | 9 | 7
Live | 215683348 |  | 11 | 19 | 28060 | 19600 | 16200 | 3.7 | 2.26 | 27800 | 3.42 | 1.84 | 8.5 | 6.5
Live | 215683346 |  | 10.5 | 19 | 27830 | 19700 | 16300 | 3.55 | 2.24 | 27800 | 3.39 | 1.82 | 8.5 | 6.5
Live | 215934225 |  | 11.5 | 21.5 | 52325 | 39500 | 36600 | 3.87 | 2.48 | 48500 | 3.5 | 2 | 9.5 | 7.5
Live | 215934215 |  | 11 | 21 | 51750 | 40000 | 37000 | 3.71 | 2.44 | 48500 | 3.46 | 2 | 9.5 | 7.5
Live | 215677484 |  | 9 | 18 | 64975 | 56000 | 44500 | 3.03 | 2.38 | 63500 | 3.38 | 2.08 | 9 | 7
Live | 215677474 |  | 9.5 | 18.5 | 65550 | 55500 | 44000 | 3.2 | 2.42 | 63000 | 3.42 | 2.08 | 9 | 7
Live | 215933135 |  | 11 | 18.5 | 37950 | 31000 | 27200 | 3.71 | 2.36 | 35400 | 3.34 | 1.92 | 9 | 7
Live | 215933125 |  | 11.5 | 19 | 38410 | 30600 | 26600 | 3.88 | 2.42 | 34800 | 3.45 | 1.92 | 9 | 7
Live | 215683342 |  | 10.5 | 19 | 27830 | 19700 | 16200 | 3.55 | 2.24 | 27800 | 3.39 | 1.84 | 8.5 | 6.5
Live | 215934205 |  | 11 | 20.5 | 51175 | 39500 | 36600 | 3.7 | 2.42 | 49000 | 3.44 | 2 | 9.5 | 7.5
Live | 215933115 |  | 11.5 | 19 | 38410 | 30600 | 26600 | 3.88 | 2.42 | 34800 | 3.42 | 1.92 | 9 | 7
Live | 215933105 |  | 11.5 | 19 | 38410 | 30600 | 26600 | 3.88 | 2.42 | 34800 | 3.45 | 1.92 | 9 | 7
Live | 215677464 |  | 9.5 | 18.5 | 65550 | 55500 | 44000 | 3.2 | 2.4 | 63000 | 3.4 | 2.08 | 9 | 7
Live | 215677454 |  | 9.5 | 18.5 | 65550 | 55500 | 44000 | 3.2 | 2.4 | 63000 | 3.42 | 2.08 | 9 | 7
Live | 215683340 |  | 10.5 | 18.5 | 27830 | 19700 | 16300 | 3.55 | 2.24 | 28000 | 3.38 | 1.84 | 8.5 | 6.5
Live | 215683338 |  | 11 | 19 | 28060 | 19600 | 16200 | 3.7 | 2.26 | 27800 | 3.42 | 1.84 | 8.5 | 6.5
Live | 215934185 |  | 11.5 | 21.5 | 52325 | 39500 | 36600 | 3.87 | 2.48 | 48500 | 3.5 | 2 | 9.5 | 7.5
Live | 215934175 |  | 11.5 | 21 | 51175 | 38500 | 36000 | 3.88 | 2.46 | 48500 | 3.5 | 2 | 9.5 | 7.5
Live | 215933095 |  | 11 | 19 | 38180 | 30800 | 26800 | 3.71 | 2.4 | 35000 | 3.4 | 1.92 | 9 | 7
Live | 215933085 |  | 11 | 19 | 38180 | 30800 | 26800 | 3.71 | 2.4 | 35000 | 3.4 | 1.92 | 9 | 7
Live | 215677444 |  | 9 | 18 | 64400 | 56000 | 45000 | 3.03 | 2.36 | 63500 | 3.36 | 2.06 | 9 | 7
Live | 215677414 |  | 9 | 18.5 | 64975 | 56000 | 44500 | 3.03 | 2.4 | 64000 | 3.4 | 2.08 | 9 | 7
Live | 215683336 |  | 11 | 19 | 27830 | 19700 | 16200 | 3.71 | 2.24 | 27800 | 3.39 | 1.84 | 8.5 | 6.5
Live | 215683334 |  | 10.5 | 18.5 | 27830 | 19800 | 16300 | 3.55 | 2.22 | 28000 | 3.38 | 1.84 | 8.5 | 6.5
Live | 215934155 |  | 11 | 20.5 | 51175 | 40500 | 37400 | 3.7 | 2.38 | 49000 | 3.38 | 2 | 9 | 7
Live | 215677404 |  | 9 | 18.5 | 64975 | 56000 | 44500 | 3.03 | 2.4 | 64000 | 3.4 | 2.08 | 9 | 7
Live | 215677394 |  | 8.5 | 17.5 | 63825 | 57000 | 46000 | 2.86 | 2.32 | 64000 | 3.3 | 1.94 | 8.5 | 7
Live | 215933075 |  | 11 | 18.5 | 38180 | 31000 | 27000 | 3.71 | 2.38 | 35200 | 3.36 | 1.92 | 9 | 7
Live | 215933065 |  | 10.5 | 18.5 | 37950 | 31000 | 27200 | 3.54 | 2.36 | 35400 | 3.34 | 1.9 | 9 | 7
Live | 215683328 |  | 10.5 | 19 | 27830 | 19600 | 16200 | 3.55 | 2.24 | 27600 | 3.36 | 1.86 | 8.5 | 6.5
Live | 215683326 |  | 10.5 | 18.5 | 27600 | 19600 | 16300 | 3.53 | 2.22 | 27800 | 3.34 | 1.84 | 8.5 | 6.5
Live | 215934125 |  | 11 | 21 | 51175 | 39500 | 36600 | 3.7 | 2.44 | 48500 | 3.46 | 2 | 9.5 | 7.5
Live | 215677384 |  | 9 | 18 | 65550 | 55500 | 44500 | 3.03 | 2.42 | 63500 | 3.42 | 2.08 | 9 | 7
Live | 215677374 |  | 9 | 18 | 64975 | 56000 | 45000 | 3.03 | 2.38 | 64000 | 3.38 | 2.08 | 9 | 7
Live | 215933055 |  | 10.5 | 18.5 | 37720 | 31600 | 27600 | 3.54 | 2.32 | 35800 | 3.28 | 1.88 | 9 | 7
Live | 215933015 |  | 10 | 18 | 37260 | 30600 | 26600 | 3.37 | 2.38 | 34800 | 3.38 | 1.92 | 9 | 7
Live | 215683322 |  | 10.5 | 18.5 | 27600 | 19600 | 16200 | 3.53 | 2.24 | 27800 | 3.34 | 1.84 | 8.5 | 6.5
Live | 215677364 |  | 9.5 | 18.5 | 65550 | 56000 | 44500 | 3.2 | 2.4 | 63500 | 3.42 | 2.08 | 9 | 7
Live | 215677354 |  | 9.5 | 18.5 | 65550 | 55500 | 44500 | 3.2 | 2.4 | 63500 | 3.42 | 2.08 | 9 | 7
Live | 215934115 |  | 11.5 | 21.5 | 51750 | 39000 | 36200 | 3.88 | 2.48 | 48000 | 3.52 | 2 | 9.5 | 7.5
Live | 215934105 |  | 11 | 21.5 | 51750 | 39000 | 36200 | 3.71 | 2.48 | 48000 | 3.5 | 2 | 9.5 | 7.5
Live | 215933005 |  | 10 | 16.5 | 36110 | 30400 | 26400 | 3.37 | 2.32 | 34400 | 3.29 | 1.92 | 9 | 7
Live | 215932995 |  | 10 | 18 | 37030 | 30600 | 26800 | 3.37 | 2.38 | 34800 | 3.38 | 1.9 | 9 | 7
Live | 215683320 |  | 10.5 | 18.5 | 27600 | 19700 | 16300 | 3.53 | 2.22 | 27800 | 3.34 | 1.84 | 8.5 | 6.5
Live | 215683318 |  | 11 | 19 | 27830 | 19600 | 16200 | 3.71 | 2.24 | 27600 | 3.36 | 1.86 | 8.5 | 6.5
Live | 215677344 |  | 9 | 18 | 64975 | 56500 | 45000 | 3.03 | 2.36 | 64000 | 3.36 | 2.06 | 9 | 7
Live | 215677334 |  | 9.5 | 18 | 63250 | 54000 | 43500 | 3.2 | 2.36 | 59500 | 3.36 | 2.1 | 9 | 7
Live | 215932985 |  | 10 | 17.5 | 36800 | 30800 | 27000 | 3.37 | 2.36 | 35000 | 3.36 | 1.9 | 9 | 7.15
Live | 215932975 |  | 10 | 16 | 35880 | 30600 | 26600 | 3.37 | 2.32 | 34800 | 3.28 | 1.92 | 9 | 7
Live | 215934095 |  | 11 | 21 | 51175 | 39500 | 36600 | 3.7 | 2.44 | 48500 | 3.46 | 2 | 9.5 | 7.5
Live | 215934075 |  | 11 | 20 | 48875 | 35800 | 35200 | 3.71 | 2.34 | 48500 | 3.3 | 2 | 9 | 7
Live | 215683316 |  | 10.5 | 18.5 | 27830 | 19600 | 16200 | 3.55 | 2.24 | 27600 | 3.36 | 1.86 | 8.5 | 6.5
Live | 215683314 |  | 11 | 19 | 27830 | 19600 | 16200 | 3.71 | 2.24 | 27600 | 3.36 | 1.86 | 8.5 | 6.5
Live | 215677304 |  | 9.5 | 19 | 66125 | 56000 | 44500 | 3.2 | 2.44 | 64000 | 3.44 | 2.1 | 9 | 7
Live | 215677294 |  | 9.5 | 18.5 | 66125 | 56000 | 44500 | 3.2 | 2.42 | 64000 | 3.44 | 2.08 | 9 | 7
Live | 215932965 |  | 10 | 17.5 | 36800 | 31000 | 27000 | 3.37 | 2.36 | 35000 | 3.34 | 1.9 | 9 | 7
Live | 215932955 |  | 12 | 20.5 | 39560 | 29800 | 26000 | 4.04 | 2.44 | 34200 | 3.46 | 2.08 | 9.5 | 7
Live | 215934065 |  | 10.5 | 20.5 | 50025 | 39500 | 36600 | 3.54 | 2.44 | 48000 | 3.46 | 2 | 9.5 | 7.5
Live | 215934055 |  | 10.5 | 20 | 48875 | 38500 | 36400 | 3.54 | 2.38 | 48500 | 3.38 | 2 | 9.5 | 7.5
Live | 215677284 |  | 9.5 | 18.5 | 66125 | 56000 | 44500 | 3.2 | 2.42 | 64000 | 3.42 | 2.08 | 9 | 7
Live | 215677274 |  | 9.5 | 18.5 | 66125 | 56000 | 44500 | 3.2 | 2.42 | 64000 | 3.44 | 2.08 | 9 | 7
Live | 215683312 |  | 10.5 | 18.5 | 27600 | 19700 | 16300 | 3.53 | 2.22 | 27800 | 3.33 | 1.84 | 8.5 | 6.5
Live | 215683306 |  | 10.5 | 18.5 | 27140 | 19300 | 16100 | 3.54 | 2.2 | 27000 | 3.2 | 1.76 | 8 | 6.5
Live | 215934045 |  | 10 | 20 | 49450 | 40000 | 37200 | 3.37 | 2.38 | 48500 | 3.38 | 1.88 | 9.5 | 7.5
Live | 215934035 |  | 11 | 21 | 50600 | 39000 | 36200 | 3.71 | 2.46 | 48000 | 3.5 | 2 | 9.5 | 7.5
Live | 215932945 |  | 12 | 20.5 | 39560 | 29800 | 26000 | 4.04 | 2.44 | 34200 | 3.46 | 2.08 | 9.5 | 7
Live | 215932935 |  | 12 | 20.5 | 39560 | 30000 | 26000 | 4.04 | 2.42 | 34400 | 3.44 | 2.06 | 9.5 | 7
Live | 215942245 |  | 11.7 | 18.5 | 65550 | 46500 | 41500 | 3.94 | 2.46 | 63500 | 3.12 | 2 | 7.8 | 6.7
Live | 215677264 |  | 8.5 | 18 | 64975 | 57000 | 45500 | 2.86 | 2.36 | 65000 | 3.34 | 2.06 | 9 | 7
Live | 215677254 |  | 9.5 | 18.5 | 66700 | 56000 | 44500 | 3.2 | 2.44 | 64000 | 3.46 | 2.1 | 9 | 7
Live | 215683304 |  | 10 | 18 | 27140 | 19400 | 16200 | 3.37 | 2.2 | 27200 | 3.18 | 1.76 | 8 | 6.5
Live | 215934025 |  | 10.5 | 20.5 | 50025 | 39500 | 36600 | 3.54 | 2.42 | 48000 | 3.44 | 2 | 9 | 7
Live | 215934015 |  | 11 | 21 | 50600 | 39000 | 36400 | 3.71 | 2.46 | 48000 | 3.48 | 1.92 | 9.5 | 7.5
Live | 215932925 |  | 12 | 20.5 | 39560 | 29800 | 26000 | 4.04 | 2.44 | 34200 | 3.46 | 2.08 | 9.5 | 7
Live | 215932915 |  | 12 | 20.5 | 39560 | 30000 | 26000 | 4.04 | 2.42 | 34400 | 3.44 | 2.06 | 9.5 | 7
Live | 215677244 |  | 9 | 18 | 66125 | 56500 | 45000 | 3.03 | 2.4 | 64000 | 3.42 | 2.08 | 9 | 7
Live | 215677234 |  | 9.5 | 19 | 66700 | 56000 | 44500 | 3.2 | 2.44 | 64000 | 3.46 | 2.08 | 9 | 7
Live | 215683300 |  | 10.5 | 18 | 27140 | 19300 | 16200 | 3.54 | 2.2 | 27000 | 3.2 | 1.76 | 8.5 | 6.5
Live | 215683298 |  | 10.5 | 18.5 | 27370 | 19300 | 16100 | 3.53 | 2.2 | 27000 | 3.2 | 1.76 | 8 | 6.5
Live | 215934005 |  | 11 | 21 | 50600 | 39000 | 36200 | 3.71 | 2.46 | 48000 | 3.5 | 1.92 | 9.5 | 7.5
Live | 215933995 |  | 10.5 | 20.5 | 50025 | 39500 | 36600 | 3.54 | 2.42 | 48000 | 3.44 | 2 | 9.5 | 7.5
Live | 215677224 |  | 9 | 18.5 | 65550 | 56500 | 45000 | 3.03 | 2.4 | 64000 | 3.4 | 2.08 | 9 | 7
Live | 215677204 |  | 9 | 18.5 | 64975 | 55500 | 44500 | 3.03 | 2.4 | 63000 | 3.4 | 2.1 | 9 | 7
Live | 215932905 |  | 11.5 | 20 | 39330 | 30400 | 26400 | 3.88 | 2.38 | 34800 | 3.38 | 1.92 | 9 | 7
Live | 215932895 |  | 12 | 20.5 | 39790 | 29800 | 25800 | 4.05 | 2.44 | 34200 | 3.48 | 2.06 | 9.5 | 7
Live | 215683296 |  | 10.5 | 18.5 | 27140 | 19300 | 16100 | 3.54 | 2.2 | 27000 | 3.2 | 1.76 | 8 | 6.5
Live | 215683294 |  | 10.5 | 18.5 | 27140 | 19300 | 16100 | 3.54 | 2.2 | 27000 | 3.2 | 1.76 | 8 | 6.5
Live | 215677194 |  | 9 | 18.5 | 64975 | 55500 | 44500 | 3.03 | 2.38 | 63000 | 3.38 | 2.08 | 9 | 7
Live | 215677184 |  | 9 | 18.5 | 64975 | 55500 | 44500 | 3.03 | 2.38 | 63000 | 3.38 | 2.08 | 9 | 7
Live | 215933985 |  | 10.5 | 20 | 49450 | 40000 | 37200 | 3.53 | 2.38 | 48500 | 3.38 | 2 | 9 | 7
Live | 215931505 |  | 12.5 | 23 | 53475 | 39000 | 35600 | 4.21 | 2.58 | 48000 | 3.66 | 1.98 | 9.5 | 7.5
Live | 215932885 |  | 12 | 20.5 | 39560 | 30000 | 26000 | 4.04 | 2.42 | 34400 | 3.44 | 2.06 | 9.5 | 7
Live | 215932875 |  | 12 | 20.5 | 39790 | 29800 | 25800 | 4.05 | 2.44 | 34200 | 3.46 | 2.06 | 9.5 | 7
Live | 215683292 |  | 10 | 18 | 27140 | 19400 | 16200 | 3.37 | 2.18 | 27200 | 3.16 | 1.76 | 8 | 6.5
Live | 215683286 |  | 10.5 | 18.5 | 27140 | 19300 | 16100 | 3.54 | 2.2 | 27000 | 3.2 | 1.76 | 8 | 6.5
Live | 215677174 |  | 9 | 18.5 | 64975 | 55500 | 44500 | 3.03 | 2.38 | 63000 | 3.38 | 2.08 | 9 | 7
Live | 215677164 |  | 8.5 | 17.5 | 63825 | 57000 | 45500 | 2.86 | 2.32 | 64000 | 3.3 | 1.94 | 8.5 | 7
Live | 217106191 |  | 12 | 21.5 | 40940 | 32800 | 28800 | 4.04 | 2.44 | 38000 | 3.44 | 2.04 | 8.5 | 7
Live | 217106190 |  | 12 | 21 | 40710 | 33200 | 29000 | 4.04 | 2.48 | 38500 | 3.52 | 2 | 8.5 | 7
Live | 215932865 |  | 12 | 20.5 | 39790 | 29800 | 25800 | 4.05 | 2.44 | 34200 | 3.46 | 2.06 | 9.5 | 7
Live | 215932855 |  | 12 | 20.5 | 39560 | 30000 | 26000 | 4.04 | 2.42 | 34400 | 3.44 | 2.06 | 9.5 | 7
Live | 215683282 |  | 10.5 | 18 | 27140 | 19300 | 16200 | 3.54 | 2.2 | 27000 | 3.2 | 1.76 | 8.5 | 6.5
Live | 215677154 |  | 9 | 18 | 65550 | 55500 | 44000 | 3.03 | 2.4 | 63000 | 3.42 | 2.08 | 9 | 7
Live | 215677144 |  | 9 | 18 | 64975 | 56000 | 44500 | 3.03 | 2.38 | 63500 | 3.36 | 2.08 | 9 | 7
Live | 217106189 |  | 11.7 | 21 | 40480 | 33400 | 29200 | 3.94 | 2.46 | 38500 | 3.48 | 2 | 8.5 | 7
Live | 217106188 |  | 11.5 | 20.5 | 39330 | 32600 | 28600 | 3.88 | 2.38 | 39000 | 3.38 | 2.04 | 8.5 | 7
Live | 215932835 |  | 12 | 20.5 | 39560 | 30000 | 26000 | 4.04 | 2.44 | 34200 | 3.44 | 2.06 | 9.5 | 7
Live | 215932825 |  | 11.5 | 20 | 39330 | 30200 | 26400 | 3.88 | 2.38 | 34600 | 3.38 | 1.94 | 9 | 7
Live | 215683280 |  | 10 | 18 | 27140 | 19400 | 16200 | 3.37 | 2.18 | 27200 | 3.18 | 1.76 | 8 | 6.5
Live | 215683278 |  | 10.5 | 18.5 | 27370 | 19300 | 16100 | 3.53 | 2.2 | 27000 | 3.2 | 1.76 | 8 | 6.5
Live | 215677134 |  | 9.5 | 18.5 | 65550 | 55500 | 44000 | 3.2 | 2.4 | 63000 | 3.42 | 2.08 | 9 | 7
Live | 215677124 |  | 9.5 | 18.5 | 65550 | 55500 | 44000 | 3.2 | 2.4 | 63000 | 3.4 | 2.08 | 9 | 7
Live | 217106187 |  | 11 | 20 | 39100 | 32800 | 28800 | 3.71 | 2.36 | 39500 | 3.34 | 2.02 | 8.5 | 7
Live | 217106186 |  | 11.7 | 21 | 40480 | 33400 | 29200 | 3.94 | 2.42 | 38500 | 3.44 | 2.06 | 8.5 | 7
Live | 215932815 |  | 11 | 20 | 39100 | 29600 | 25600 | 3.71 | 2.4 | 33800 | 3.42 | 2.05 | 9.4 | 7.4
Live | 215932805 |  | 12 | 20.5 | 39560 | 30000 | 26000 | 4.04 | 2.44 | 34200 | 3.44 | 2.06 | 9.5 | 7
Live | 215677114 |  | 9.5 | 18.5 | 65550 | 55500 | 44000 | 3.2 | 2.4 | 63000 | 3.42 | 2.08 | 9 | 7
Live | 215677104 |  | 9 | 18 | 64400 | 56000 | 45000 | 3.03 | 2.36 | 63500 | 3.36 | 2.06 | 9 | 7
Live | 215683276 |  | 10.5 | 18.5 | 27140 | 19300 | 16100 | 3.54 | 2.2 | 27000 | 3.2 | 1.76 | 8 | 6.5
Live | 215683274 |  | 10.5 | 18.5 | 27140 | 19300 | 16100 | 3.54 | 2.2 | 27000 | 3.2 | 1.76 | 8 | 6.5
Live | 217106185 |  | 11.5 | 20.5 | 40480 | 33600 | 29400 | 3.88 | 2.44 | 39000 | 3.46 | 2 | 8.5 | 7
Live | 217106184 |  | 11.5 | 20.5 | 39330 | 32600 | 28600 | 3.88 | 2.38 | 39000 | 3.38 | 2.04 | 8.5 | 7
Live | 215932795 |  | 11.5 | 20 | 39330 | 30600 | 26600 | 3.88 | 2.36 | 35000 | 3.36 | 1.94 | 9 | 7
Live | 215932785 |  | 11.5 | 20 | 39330 | 30400 | 26600 | 3.88 | 2.38 | 34800 | 3.35 | 1.92 | 9 | 7
Live | 215677074 |  | 9 | 18.5 | 64975 | 56000 | 45000 | 3.03 | 2.38 | 64000 | 3.38 | 2.08 | 9 | 7
Live | 215677064 |  | 9 | 18.5 | 64975 | 56000 | 45000 | 3.03 | 2.38 | 64000 | 3.38 | 2.08 | 9 | 7
Live | 215683272 |  | 10 | 18 | 27140 | 19400 | 16200 | 3.37 | 2.18 | 27200 | 3.16 | 1.76 | 8 | 6.5
Live | 215677054 |  | 9 | 18 | 64975 | 56500 | 45000 | 3.03 | 2.38 | 64000 | 3.36 | 2.06 | 9 | 7
Live | 215677044 |  | 8.5 | 17.5 | 63825 | 57000 | 46000 | 2.86 | 2.32 | 65000 | 3.3 | 1.94 | 8.5 | 7
Live | 217106183 |  | 11 | 20 | 39100 | 32800 | 28800 | 3.71 | 2.36 | 39500 | 3.34 | 2.02 | 8.5 | 7
Live | 217106182 |  | 12 | 21 | 40710 | 33200 | 29000 | 4.04 | 2.48 | 38500 | 3.52 | 2.02 | 8.5 | 7
Live | 215932775 |  | 11 | 19.5 | 39100 | 29600 | 25800 | 3.71 | 2.4 | 33800 | 3.4 | 1.94 | 9 | 7
Live | 215932765 |  | 12 | 20.5 | 39560 | 29800 | 26000 | 4.04 | 2.44 | 34200 | 3.46 | 2.08 | 9.5 | 7
Live | 215677034 |  | 9 | 18 | 65550 | 55500 | 44500 | 3.03 | 2.4 | 63500 | 3.42 | 2.08 | 9 | 7
Live | 215677024 |  | 9 | 18 | 64975 | 56000 | 45000 | 3.03 | 2.38 | 64000 | 3.38 | 2.06 | 9 | 7
Live | 215932755 |  | 11.7 | 20 | 39560 | 30000 | 26200 | 3.94 | 2.42 | 34400 | 3.42 | 1.96 | 9 | 7
Live | 215932745 |  | 11.5 | 20 | 39330 | 30400 | 26600 | 3.88 | 2.36 | 34800 | 3.35 | 1.92 | 9 | 7
Live | 217106181 |  | 11.7 | 21 | 40480 | 33800 | 29400 | 3.94 | 2.44 | 38500 | 3.46 | 2.02 | 8.5 | 7
Live | 217106180 |  | 12 | 21 | 40710 | 33400 | 29000 | 4.04 | 2.46 | 38500 | 3.5 | 2.02 | 8.5 | 7
Live | 215677014 |  | 9.5 | 18.5 | 65550 | 56000 | 44500 | 3.2 | 2.4 | 63500 | 3.4 | 2.08 | 9 | 7
Live | 215677004 |  | 9.5 | 18.5 | 65550 | 56000 | 44500 | 3.2 | 2.4 | 63500 | 3.42 | 2.08 | 9 | 7
Live | 215932735 |  | 12 | 20.5 | 39560 | 30000 | 26000 | 4.04 | 2.44 | 34200 | 3.46 | 2.06 | 9.5 | 7
Live | 215932725 |  | 12 | 20.5 | 39560 | 29800 | 26000 | 4.04 | 2.44 | 34200 | 3.46 | 2.06 | 9.5 | 7
Live | 217106179 |  | 11.7 | 21 | 40480 | 33800 | 29400 | 3.94 | 2.44 | 38500 | 3.46 | 2.02 | 8.5 | 7
Live | 217106178 |  | 12 | 21 | 40710 | 33200 | 29000 | 4.04 | 2.48 | 38500 | 3.52 | 2.02 | 8.5 | 7
Live | 215676994 |  | 9 | 18 | 64975 | 56500 | 45000 | 3.03 | 2.36 | 64000 | 3.36 | 2.06 | 9 | 7
Live | 215676984 |  | 9.5 | 18 | 63250 | 54000 | 43500 | 3.2 | 2.36 | 59500 | 3.36 | 2.1 | 9 | 7
Live | 215932715 |  | 11.7 | 20.5 | 39560 | 30200 | 26200 | 3.94 | 2.4 | 34400 | 3.42 | 1.96 | 9 | 7
Live | 215932705 |  | 11.7 | 20.5 | 39560 | 30000 | 26200 | 3.94 | 2.42 | 34400 | 3.42 | 1.96 | 9 | 7
Live | 217106177 |  | 11.7 | 21 | 40480 | 33400 | 29400 | 3.94 | 2.46 | 38500 | 3.48 | 2 | 8.5 | 7
Live | 217106176 |  | 11 | 19 | 39100 | 30400 | 26400 | 3.71 | 2.4 | 34800 | 3.4 | 1.92 | 9 | 7
Live | 215932695 |  | 11.7 | 20 | 39330 | 30400 | 26400 | 3.95 | 2.38 | 34800 | 3.38 | 1.94 | 9 | 7
Live | 215932685 |  | 11 | 19.5 | 39100 | 30800 | 26800 | 3.71 | 2.32 | 35200 | 3.3 | 1.92 | 9 | 7
Live | 215662882 |  | 10 | 20 | 66125 | 50000 | 40500 | 3.37 | 2.38 | 58500 | 3.36 | 2.12 | 9 | 7
Live | 217105829 |  | 10 | 18.5 | 55200 | 47000 | 37400 | 3.37 | 2.48 | 50000 | 3.5 | 2 | 9 | 7.5
Live | 217106175 |  | 11 | 18.5 | 38870 | 30600 | 26800 | 3.71 | 2.36 | 35000 | 3.36 | 1.92 | 9 | 7
Live | 217106174 |  | 11 | 19 | 38410 | 30800 | 27000 | 3.7 | 2.38 | 35200 | 3.38 | 1.92 | 9 | 7
Live | 215932645 |  | 12 | 20.5 | 39100 | 29800 | 26000 | 4.05 | 2.42 | 34000 | 3.44 | 2.06 | 9.5 | 7
Live | 215932635 |  | 12 | 20.5 | 39100 | 29800 | 25800 | 4.05 | 2.42 | 34000 | 3.44 | 2.06 | 9.5 | 7
Live | 217105828 |  | 10 | 18.5 | 54625 | 47000 | 37200 | 3.37 | 2.46 | 50000 | 3.48 | 1.98 | 9 | 7.5
Live | 217105827 |  | 9.5 | 18 | 53475 | 46500 | 37000 | 3.2 | 2.4 | 50000 | 3.4 | 1.98 | 9 | 7
Live | 215679164 |  | 10.5 | 19 | 28060 | 19600 | 16100 | 3.54 | 2.26 | 27800 | 3.44 | 1.86 | 8 | 6.5
Live | 217106173 |  | 10.5 | 18.5 | 38410 | 31200 | 27200 | 3.54 | 2.36 | 35400 | 3.34 | 1.92 | 9 | 7
Live | 217106172 |  | 11 | 18.5 | 38410 | 31000 | 27000 | 3.7 | 2.38 | 35200 | 3.38 | 1.92 | 9 | 7
Live | 215932625 |  | 11.7 | 20.5 | 39100 | 29800 | 26000 | 3.94 | 2.42 | 34200 | 3.42 | 2.06 | 9.5 | 7
Live | 215932615 |  | 12 | 20.5 | 39100 | 29800 | 25800 | 4.05 | 2.42 | 34000 | 3.44 | 2.06 | 9.5 | 7
Live | 217105826 |  | 10 | 18.5 | 54625 | 47000 | 37200 | 3.37 | 2.46 | 50000 | 3.48 | 1.98 | 9 | 7
Live | 217105825 |  | 10 | 18.5 | 54625 | 47000 | 37200 | 3.37 | 2.46 | 50000 | 3.48 | 1.98 | 9 | 7
Live | 215679154 |  | 10.5 | 19 | 28060 | 19500 | 16100 | 3.54 | 2.28 | 27800 | 3.44 | 1.86 | 8 | 6.5
Live | 215679144 |  | 10.5 | 18.5 | 27600 | 19400 | 16100 | 3.53 | 2.24 | 27400 | 3.32 | 1.86 | 8.5 | 6.5
Live | 217106171 |  | 10.5 | 18.5 | 38180 | 31200 | 27200 | 3.54 | 2.34 | 35600 | 3.34 | 1.92 | 9 | 7
Live | 217106170 |  | 10.5 | 18.5 | 37950 | 31000 | 27200 | 3.54 | 2.36 | 35400 | 3.34 | 1.92 | 9 | 7
Live | 215932605 |  | 11.7 | 20 | 39100 | 29800 | 26000 | 3.94 | 2.4 | 34200 | 3.42 | 2.06 | 9.5 | 7
Live | 215932595 |  | 11.5 | 20 | 38870 | 30200 | 26400 | 3.87 | 2.36 | 34600 | 3.36 | 1.92 | 9 | 7
Live | 217105824 |  | 9.5 | 18 | 53475 | 46500 | 37000 | 3.2 | 2.4 | 50000 | 3.4 | 2 | 9 | 7
Live | 217105823 |  | 9 | 16 | 51750 | 42500 | 34200 | 3.03 | 2.44 | 48500 | 3.46 | 1.94 | 8.5 | 7
Live | 215679114 |  | 10.5 | 18 | 27600 | 19400 | 16100 | 3.53 | 2.24 | 27400 | 3.32 | 1.86 | 8 | 6.5
Live | 215679104 |  | 10.5 | 18.5 | 27600 | 19400 | 16100 | 3.53 | 2.24 | 27200 | 3.32 | 1.86 | 8 | 6.5
Live | 217106169 |  | 10.5 | 18 | 37950 | 31400 | 27400 | 3.54 | 2.32 | 35600 | 3.3 | 1.9 | 9 | 7.15
Live | 217106168 |  | 11.5 | 20 | 39330 | 30400 | 26600 | 3.88 | 2.38 | 34800 | 3.35 | 1.92 | 9 | 7
Live | 215932585 |  | 12 | 20.5 | 39100 | 29600 | 25800 | 4.05 | 2.42 | 34000 | 3.44 | 2.04 | 9.5 | 7
Live | 215932575 |  | 11.7 | 20 | 39100 | 30000 | 26000 | 3.94 | 2.4 | 34200 | 3.4 | 1.94 | 9 | 7
Live | 217105822 |  | 9 | 16 | 51175 | 43500 | 34800 | 3.04 | 2.4 | 49500 | 3.42 | 1.92 | 8.5 | 7
Live | 217105821 |  | 9.5 | 17.5 | 52325 | 42500 | 34200 | 3.2 | 2.42 | 48000 | 3.42 | 2.06 | 9 | 7
Live | 215679094 |  | 10.5 | 18.5 | 27370 | 19200 | 16000 | 3.53 | 2.22 | 26800 | 3.22 | 1.78 | 8.1 | 6.5
Live | 215679064 |  | 10.5 | 18.5 | 27370 | 19200 | 16000 | 3.53 | 2.22 | 26800 | 3.25 | 1.78 | 8 | 6.5
Live | 215932565 |  | 12 | 20.5 | 39100 | 29800 | 25800 | 4.05 | 2.42 | 34000 | 3.44 | 2.06 | 9.5 | 7
Live | 215932555 |  | 12 | 20.5 | 39100 | 29800 | 25800 | 4.05 | 2.42 | 34000 | 3.44 | 2.04 | 9.5 | 7
Live | 217105820 |  | 9 | 17 | 50600 | 43000 | 34600 | 3.03 | 2.4 | 49000 | 3.4 | 2.04 | 9 | 7
Live | 215682564 |  | 10.5 | 19.5 | 55775 | 46500 | 36600 | 3.54 | 2.52 | 50000 | 3.58 | 2.12 | 9.5 | 7.5
Live | 217106167 |  | 11 | 19.5 | 39100 | 30800 | 26800 | 3.71 | 2.34 | 35200 | 3.32 | 1.94 | 9 | 7
Live | 217106166 |  | 11 | 19.5 | 38180 | 30600 | 26800 | 3.71 | 2.38 | 35000 | 3.36 | 2.02 | 9.5 | 7.5
Live | 215932545 |  | 12 | 20.5 | 39100 | 29800 | 25800 | 4.05 | 2.42 | 34000 | 3.44 | 2.06 | 9.5 | 7
Live | 215932535 |  | 11.7 | 20.5 | 39100 | 30000 | 26000 | 3.94 | 2.4 | 34200 | 3.4 | 2.04 | 9.5 | 7
Live | 215682554 |  | 10.5 | 19.5 | 55775 | 46500 | 36600 | 3.54 | 2.52 | 50000 | 3.58 | 2.12 | 9.5 | 7.5
Live | 215682544 |  | 10.5 | 19 | 55775 | 46500 | 36800 | 3.54 | 2.52 | 50000 | 3.58 | 2.1 | 9.5 | 7.5
Live | 215679054 |  | 10.5 | 18.5 | 27370 | 19200 | 16000 | 3.53 | 2.22 | 26800 | 3.25 | 1.78 | 8 | 6.5
Live | 215679024 |  | 10 | 18 | 27370 | 19200 | 16100 | 3.37 | 2.22 | 27000 | 3.22 | 1.78 | 8 | 6.5
Live | 217106165 |  | 11 | 19 | 37950 | 31000 | 27000 | 3.71 | 2.34 | 35400 | 3.31 | 1.9 | 9 | 7.5
Live | 217106164 |  | 11 | 19.5 | 37260 | 31000 | 27200 | 3.7 | 2.34 | 35200 | 3.32 | 2 | 9.5 | 7.5
Live | 215932515 |  | 11 | 20 | 38180 | 30600 | 26600 | 3.71 | 2.38 | 34800 | 3.38 | 2.02 | 9.5 | 7.5
Live | 215932505 |  | 11 | 19.5 | 37950 | 29800 | 26000 | 3.71 | 2.4 | 34000 | 3.42 | 2.04 | 9.5 | 7.5
Live | 215682534 |  | 10 | 19 | 55775 | 46500 | 36600 | 3.37 | 2.52 | 50000 | 3.58 | 2.12 | 9 | 7.5
Live | 215682524 |  | 10.5 | 19 | 56350 | 46500 | 36400 | 3.54 | 2.54 | 50000 | 3.62 | 2.12 | 9 | 7.5
Live | 215679014 |  | 10 | 18 | 27370 | 19200 | 16000 | 3.37 | 2.22 | 27000 | 3.22 | 1.78 | 8 | 6.5
Live | 215678984 |  | 10.5 | 18.5 | 27830 | 19500 | 16100 | 3.55 | 2.26 | 27600 | 3.38 | 1.84 | 8 | 6.5
Live | 217106163 |  | 10.5 | 19 | 37260 | 31400 | 27400 | 3.53 | 2.32 | 35600 | 3.28 | 1.88 | 9 | 7.5
Live | 217106162 |  | 10.5 | 19 | 36800 | 31400 | 27400 | 3.54 | 2.3 | 35600 | 3.28 | 1.98 | 9.5 | 7.5
Live | 215932495 |  | 11.5 | 20 | 38410 | 30200 | 26400 | 3.88 | 2.42 | 34600 | 3.44 | 2.02 | 9.5 | 7.5
Live | 215932485 |  | 11 | 19.5 | 38180 | 30800 | 26800 | 3.71 | 2.36 | 35000 | 3.36 | 2.02 | 9.5 | 7.5
Live | 215682514 |  | 10.5 | 19 | 55775 | 46500 | 36800 | 3.54 | 2.52 | 50000 | 3.58 | 2.1 | 9.5 | 7.5
Live | 215682504 |  | 10.5 | 19.5 | 55775 | 46500 | 36800 | 3.54 | 2.52 | 50000 | 3.58 | 2.12 | 9.5 | 7.5
Live | 215678974 |  | 10.5 | 18.5 | 27830 | 19500 | 16100 | 3.55 | 2.26 | 27600 | 3.38 | 1.84 | 8 | 6.5
Live | 215678944 |  | 10 | 18 | 27370 | 19200 | 16100 | 3.37 | 2.22 | 27000 | 3.22 | 1.78 | 8 | 6.5
Live | 217106161 |  | 10.5 | 18.5 | 36800 | 31600 | 27600 | 3.54 | 2.28 | 35800 | 3.24 | 1.88 | 9 | 7.5
Live | 215942661 |  | 12.5 | 22 | 41400 | 32400 | 28200 | 4.21 | 2.48 | 37400 | 3.52 | 2.04 | 8.5 | 7
Live | 215932475 |  | 11 | 19.5 | 38180 | 30600 | 26800 | 3.71 | 2.38 | 35000 | 3.36 | 2.02 | 9.5 | 7.5
Live | 215932465 |  | 11 | 19.5 | 37950 | 29800 | 26000 | 3.71 | 2.4 | 34000 | 3.4 | 2.04 | 9.5 | 7.5
Live | 215682494 |  | 10.5 | 19 | 55775 | 46500 | 36800 | 3.54 | 2.52 | 50000 | 3.56 | 2 | 9 | 7.5
Live | 215682474 |  | 10 | 19 | 55775 | 46500 | 36800 | 3.37 | 2.52 | 50000 | 3.58 | 2.12 | 9 | 7.5
Live | 215678934 |  | 10 | 18 | 27370 | 19200 | 16000 | 3.37 | 2.22 | 27000 | 3.22 | 1.78 | 8 | 6.5
Live | 215678904 |  | 10 | 18 | 27370 | 19200 | 16100 | 3.37 | 2.22 | 27000 | 3.22 | 1.78 | 8 | 6.5
Live | 215942651 |  | 12.5 | 22 | 41400 | 32400 | 28200 | 4.21 | 2.48 | 37400 | 3.52 | 2.04 | 8.5 | 7
Live | 215942641 |  | 12.5 | 22 | 41400 | 32400 | 28200 | 4.21 | 2.48 | 37400 | 3.52 | 2.04 | 8.5 | 7
Live | 215932455 |  | 11 | 19.5 | 38180 | 30600 | 26800 | 3.71 | 2.38 | 35000 | 3.36 | 2.02 | 9.5 | 7.5
Live | 215932445 |  | 11.7 | 20.5 | 38410 | 30200 | 26200 | 3.95 | 2.44 | 34400 | 3.46 | 2.04 | 9.5 | 7.5
Live | 215682464 |  | 10 | 19 | 56350 | 46500 | 36600 | 3.37 | 2.54 | 50000 | 3.6 | 2.12 | 9 | 7.5
Live | 215682454 |  | 10 | 19 | 55775 | 46500 | 36800 | 3.37 | 2.52 | 50000 | 3.58 | 2.1 | 9 | 7.5
Live | 215678894 |  | 10 | 18 | 27370 | 19200 | 16000 | 3.37 | 2.22 | 27000 | 3.22 | 1.78 | 8 | 6.5
Live | 215942631 |  | 12.5 | 22 | 41170 | 32400 | 28400 | 4.22 | 2.48 | 37400 | 3.5 | 2.04 | 8.5 | 7
Live | 215932435 |  | 11.7 | 20 | 38410 | 30200 | 26400 | 3.95 | 2.44 | 34600 | 3.46 | 2.04 | 9.5 | 7.5
Live | 215932425 |  | 11.5 | 20 | 38410 | 30400 | 26400 | 3.88 | 2.42 | 34600 | 3.41 | 2.04 | 9.5 | 7.5
Live | 215682444 |  | 10 | 19 | 55775 | 46500 | 36800 | 3.37 | 2.52 | 50000 | 3.58 | 2.12 | 9 | 7.5
Live | 215682434 |  | 10.5 | 19 | 55775 | 46500 | 36800 | 3.54 | 2.52 | 50000 | 3.56 | 2 | 9 | 7.5
Live | 215678824 |  | 10 | 18 | 27370 | 19200 | 16100 | 3.37 | 2.22 | 27000 | 3.22 | 1.78 | 8 | 6.5
Live | 215682424 |  | 10.5 | 19 | 55200 | 46000 | 36600 | 3.54 | 2.5 | 50000 | 3.54 | 2 | 9 | 7.5
Live | 215682414 |  | 10 | 19 | 55200 | 46000 | 36600 | 3.37 | 2.5 | 50000 | 3.54 | 2 | 9 | 7.5
Live | 215678814 |  | 10 | 18 | 27370 | 19200 | 16000 | 3.37 | 2.22 | 27000 | 3.22 | 1.78 | 8 | 6.5
Live | 215678784 |  | 10.5 | 19 | 28060 | 19600 | 16100 | 3.54 | 2.26 | 27800 | 3.44 | 1.84 | 8 | 6.5
Live | 215682404 |  | 10 | 19 | 55200 | 46000 | 36600 | 3.37 | 2.48 | 50000 | 3.52 | 2 | 9 | 7.5
Live | 215682394 |  | 10 | 18.5 | 55200 | 46000 | 36600 | 3.37 | 2.5 | 50000 | 3.54 | 2 | 9 | 7.5
Live | 215682384 |  | 10 | 19 | 55200 | 46000 | 36200 | 3.37 | 2.52 | 50000 | 3.58 | 2.12 | 9 | 7.5
Live | 215678774 |  | 10.5 | 19 | 28060 | 19500 | 16100 | 3.54 | 2.26 | 27800 | 3.44 | 1.86 | 8 | 6.5
Live | 215678744 |  | 10.5 | 18.5 | 27830 | 19500 | 16100 | 3.55 | 2.26 | 27600 | 3.38 | 1.84 | 8 | 6.5
Live | 215678734 |  | 10.5 | 18.5 | 27830 | 19500 | 16100 | 3.55 | 2.26 | 27600 | 3.38 | 1.84 | 8 | 6.5
Live | 215678704 |  | 10 | 18 | 27370 | 19200 | 16100 | 3.37 | 2.22 | 27000 | 3.22 | 1.78 | 8 | 6.5
Live | 215678694 |  | 10 | 18 | 27370 | 19200 | 16000 | 3.37 | 2.22 | 27000 | 3.22 | 1.78 | 8 | 6.5
Live | 215678664 |  | 10 | 18 | 27370 | 19200 | 16100 | 3.37 | 2.22 | 27000 | 3.22 | 1.78 | 8 | 6.5
Live | 215678654 |  | 10 | 18 | 27370 | 19200 | 16000 | 3.37 | 2.22 | 27000 | 3.22 | 1.78 | 8 | 6.5
Live | 215678604 |  | 10 | 16 | 27140 | 19800 | 16400 | 3.37 | 2.4 | 24000 | 3.06 | 1.88 | 8.5 | 7
Live | 215678594 |  | 10 | 16 | 27140 | 19800 | 16400 | 3.37 | 2.4 | 24000 | 3.06 | 1.88 | 8.5 | 7
Live | 215678564 |  | 10 | 16 | 27140 | 19800 | 16400 | 3.37 | 2.4 | 23800 | 3.09 | 1.88 | 8.5 | 7
Live | 215678554 |  | 10 | 16 | 27370 | 19800 | 16400 | 3.37 | 2.42 | 23800 | 3.09 | 1.88 | 8.5 | 7
Live | 215678544 |  | 9.5 | 15.5 | 26910 | 20000 | 16600 | 3.21 | 2.4 | 24400 | 3.04 | 1.98 | 8.5 | 7
Live | 215678534 |  | 9.5 | 15.5 | 26910 | 20000 | 16600 | 3.21 | 2.4 | 24400 | 3.06 | 1.98 | 8.5 | 7
Live | 215678504 |  | 10 | 16 | 26910 | 20000 | 16600 | 3.37 | 2.4 | 24400 | 3.06 | 1.98 | 8.5 | 7
Live | 215678494 |  | 10 | 16 | 26910 | 20000 | 16600 | 3.37 | 2.4 | 24200 | 3.06 | 1.98 | 8.5 | 7
Live | 215678484 |  | 9.5 | 15.2 | 26680 | 20200 | 16800 | 3.2 | 2.36 | 24600 | 3 | 1.86 | 8.5 | 7
Live | 215678474 |  | 9.5 | 15.2 | 26680 | 20200 | 16800 | 3.2 | 2.36 | 24600 | 3 | 1.86 | 8.5 | 7
Live | 215678444 |  | 9.5 | 15.5 | 26680 | 20200 | 16700 | 3.2 | 2.36 | 24600 | 3 | 1.86 | 8.5 | 7
Live | 215678434 |  | 9.5 | 15.5 | 26680 | 20200 | 16700 | 3.2 | 2.36 | 24400 | 3.02 | 1.86 | 8.5 | 7
Live | 215678424 |  | 10.5 | 17.5 | 27600 | 19600 | 16300 | 3.53 | 2.45 | 23200 | 3.16 | 2.02 | 9 | 7
Live | 215678394 |  | 10.5 | 17.5 | 27830 | 19600 | 16300 | 3.55 | 2.45 | 23200 | 3.16 | 2.02 | 9 | 7
Live | 215678384 |  | 10.5 | 17 | 27830 | 19500 | 16200 | 3.55 | 2.46 | 23600 | 3.16 | 2.04 | 9 | 7
Live | 215678354 |  | 10 | 17 | 27370 | 19800 | 16400 | 3.37 | 2.42 | 23400 | 3.1 | 2 | 9 | 7
Live | 215678344 |  | 10 | 17 | 27370 | 19700 | 16400 | 3.37 | 2.42 | 23400 | 3.1 | 2 | 9 | 7
Live | 215678314 |  | 10 | 17 | 26680 | 19900 | 16500 | 3.37 | 2.34 | 23400 | 2.96 | 1.98 | 8.5 | 7
Live | 215678304 |  | 10 | 17 | 26680 | 19900 | 16500 | 3.37 | 2.34 | 23400 | 2.96 | 2 | 8.5 | 7
Live | 215678274 |  | 10 | 17 | 26680 | 20000 | 16600 | 3.37 | 2.3 | 23600 | 2.92 | 1.98 | 8.5 | 7
Live | 215678264 |  | 10 | 17 | 26680 | 20000 | 16600 | 3.37 | 2.32 | 23600 | 2.92 | 1.98 | 8.5 | 7
Live | 215678234 |  | 10.5 | 17 | 27600 | 19700 | 16300 | 3.53 | 2.44 | 23200 | 3.13 | 2.02 | 9 | 7
Live | 215678224 |  | 10.5 | 17 | 27600 | 19600 | 16300 | 3.53 | 2.45 | 23200 | 3.13 | 2.02 | 9 | 7
Live | 215678194 |  | 10 | 16.5 | 26220 | 20200 | 16800 | 3.37 | 2.32 | 24000 | 2.94 | 1.96 | 8.5 | 7
Live | 215678184 |  | 10 | 16.5 | 26450 | 20200 | 16800 | 3.37 | 2.32 | 24000 | 2.94 | 1.98 | 8.5 | 7
Live | 215662817 |  | 10.5 | 17.5 | 26910 | 20000 | 16600 | 3.54 | 2.42 | 24400 | 3.08 | 2.04 | 9 | 7
Live | 215676578 |  | 10 | 19 | 55200 | 46500 | 36600 | 3.37 | 2.5 | 50000 | 3.56 | 2 | 9 | 7.5
Live | 215676570 |  | 10 | 18.5 | 54625 | 45500 | 36200 | 3.37 | 2.48 | 50000 | 3.52 | 2.02 | 9 | 7
Live | 215676569 |  | 10 | 18.5 | 54625 | 45500 | 36200 | 3.37 | 2.48 | 50000 | 3.52 | 2.02 | 9 | 7
Live | 215676568 |  | 10 | 18.5 | 54625 | 45500 | 36200 | 3.37 | 2.48 | 50000 | 3.52 | 2.02 | 9 | 7
Live | 215676560 |  | 10 | 19 | 55200 | 46500 | 36600 | 3.37 | 2.5 | 50000 | 3.56 | 2 | 9 | 7.5
Live | 215676559 |  | 10 | 19 | 55200 | 46500 | 36600 | 3.37 | 2.5 | 50000 | 3.56 | 2 | 9 | 7.5
Live | 215676558 |  | 10 | 19 | 55200 | 46500 | 36600 | 3.37 | 2.5 | 50000 | 3.56 | 2 | 9 | 7.5
Live | 215676550 |  | 10 | 19 | 55200 | 46500 | 36800 | 3.37 | 2.5 | 50000 | 3.54 | 2 | 9 | 7.5
Live | 215676549 |  | 10 | 19 | 55200 | 46500 | 36800 | 3.37 | 2.5 | 50000 | 3.54 | 2 | 9 | 7.5
Live | 215676548 |  | 10 | 19 | 55200 | 46500 | 36800 | 3.37 | 2.5 | 50000 | 3.54 | 2 | 9 | 7.5
Live | 215676540 |  | 10 | 18.5 | 54625 | 47000 | 37400 | 3.37 | 2.46 | 50000 | 3.48 | 1.98 | 9 | 7
Live | 215674400 |  | 10 | 18 | 52900 | 42000 | 33600 | 3.37 | 2.48 | 48000 | 3.52 | 2.08 | 9 | 7
Live | 215676539 |  | 10 | 18.5 | 54625 | 47000 | 37400 | 3.37 | 2.46 | 50000 | 3.48 | 1.98 | 9 | 7
Live | 215676538 |  | 10 | 18.5 | 54625 | 47000 | 37400 | 3.37 | 2.46 | 50000 | 3.48 | 1.98 | 9 | 7
Live | 215674399 |  | 10 | 18 | 52900 | 42000 | 33600 | 3.37 | 2.48 | 48000 | 3.52 | 2.08 | 9 | 7
Live | 215674391 |  | 9.5 | 17.5 | 52325 | 42500 | 34200 | 3.2 | 2.42 | 48000 | 3.42 | 2.06 | 9 | 7
Live | 215676530 |  | 10 | 18.5 | 54625 | 47000 | 37200 | 3.37 | 2.46 | 50000 | 3.48 | 1.98 | 9 | 7.5
Live | 215676529 |  | 10 | 18.5 | 54625 | 47000 | 37200 | 3.37 | 2.46 | 50000 | 3.48 | 1.98 | 9 | 7.5
Live | 215674390 |  | 9.5 | 17.5 | 52325 | 42500 | 34200 | 3.2 | 2.42 | 48000 | 3.42 | 2.06 | 9 | 7
Live | 215674389 |  | 9.5 | 17.5 | 52325 | 42500 | 34200 | 3.2 | 2.42 | 48000 | 3.42 | 2.06 | 9 | 7
Live | 215676528 |  | 10 | 18.5 | 54625 | 47000 | 37200 | 3.37 | 2.46 | 50000 | 3.48 | 1.98 | 9 | 7.5
Live | 215676520 |  | 10 | 19 | 55200 | 46500 | 36600 | 3.37 | 2.52 | 50000 | 3.56 | 2.12 | 9 | 7.5
Live | 215674381 |  | 10 | 18.5 | 52900 | 42000 | 33600 | 3.37 | 2.48 | 47500 | 3.52 | 2.06 | 9 | 7
Live | 215674380 |  | 10 | 18.5 | 52900 | 42000 | 33600 | 3.37 | 2.48 | 47500 | 3.52 | 2.06 | 9 | 7
Live | 215676519 |  | 10 | 19 | 55200 | 46500 | 36600 | 3.37 | 2.52 | 50000 | 3.56 | 2.12 | 9 | 7.5
Live | 215676518 |  | 10 | 19 | 55200 | 46500 | 36600 | 3.37 | 2.52 | 50000 | 3.56 | 2.12 | 9 | 7.5
Live | 215674379 |  | 10 | 18.5 | 52900 | 42000 | 33600 | 3.37 | 2.48 | 47500 | 3.52 | 2.06 | 9 | 7
Live | 215674371 |  | 10 | 18.5 | 52900 | 42000 | 33600 | 3.37 | 2.48 | 47500 | 3.52 | 2.06 | 9 | 7
Live | 215676510 |  | 10 | 18.5 | 55200 | 46500 | 36800 | 3.37 | 2.5 | 50000 | 3.54 | 2 | 9 | 7.5
Live | 215676509 |  | 10 | 18.5 | 55200 | 46500 | 36800 | 3.37 | 2.5 | 50000 | 3.54 | 2 | 9 | 7.5
Live | 215676508 |  | 10 | 18.5 | 55200 | 46500 | 36800 | 3.37 | 2.5 | 50000 | 3.54 | 2 | 9 | 7.5
Live | 215676500 |  | 10 | 18 | 54625 | 47000 | 37200 | 3.37 | 2.46 | 50000 | 3.48 | 1.98 | 9 | 7.5
Live | 215674370 |  | 10 | 18.5 | 52900 | 42000 | 33600 | 3.37 | 2.48 | 47500 | 3.52 | 2.06 | 9 | 7
Live | 215674369 |  | 10 | 18.5 | 52900 | 42000 | 33600 | 3.37 | 2.48 | 47500 | 3.52 | 2.06 | 9 | 7
Live | 215676499 |  | 10 | 18 | 54625 | 47000 | 37200 | 3.37 | 2.46 | 50000 | 3.48 | 1.98 | 9 | 7.5
Live | 215676498 |  | 10 | 18 | 54625 | 47000 | 37200 | 3.37 | 2.46 | 50000 | 3.48 | 1.98 | 9 | 7.5
Live | 215674361 |  | 10 | 18 | 52900 | 42000 | 33800 | 3.37 | 2.46 | 48000 | 3.48 | 2.06 | 9 | 7
Live | 215674360 |  | 10 | 18 | 52900 | 42000 | 33800 | 3.37 | 2.46 | 48000 | 3.48 | 2.06 | 9 | 7
Live | 215676490 |  | 10.5 | 19 | 55200 | 46500 | 36600 | 3.54 | 2.5 | 50000 | 3.56 | 2.1 | 9.5 | 7.5
Live | 215676489 |  | 10.5 | 19 | 55200 | 46500 | 36600 | 3.54 | 2.5 | 50000 | 3.56 | 2.1 | 9.5 | 7.5
Live | 215674359 |  | 10 | 18 | 52900 | 42000 | 33800 | 3.37 | 2.46 | 48000 | 3.48 | 2.06 | 9 | 7
Live | 215674351 |  | 10 | 18 | 52900 | 42000 | 33800 | 3.37 | 2.46 | 48000 | 3.48 | 2.06 | 9 | 7
Live | 215676488 |  | 10.5 | 19 | 55200 | 46500 | 36600 | 3.54 | 2.5 | 50000 | 3.56 | 2.1 | 9.5 | 7.5
Live | 215676480 |  | 10.5 | 19 | 55200 | 46500 | 36600 | 3.54 | 2.52 | 50000 | 3.56 | 2.12 | 9.5 | 7.5
Live | 215676479 |  | 10.5 | 19 | 55200 | 46500 | 36600 | 3.54 | 2.52 | 50000 | 3.56 | 2.12 | 9.5 | 7.5
Live | 215676478 |  | 10.5 | 19 | 55200 | 46500 | 36600 | 3.54 | 2.52 | 50000 | 3.56 | 2.12 | 9.5 | 7.5
Live | 215674350 |  | 10 | 18 | 52900 | 42000 | 33800 | 3.37 | 2.46 | 48000 | 3.48 | 2.06 | 9 | 7
Live | 215674349 |  | 10 | 18 | 52900 | 42000 | 33800 | 3.37 | 2.46 | 48000 | 3.48 | 2.06 | 9 | 7
Live | 215676470 |  | 10 | 19 | 55200 | 46500 | 36800 | 3.37 | 2.48 | 50000 | 3.52 | 1.98 | 9 | 7.5
Live | 215676469 |  | 10 | 19 | 55200 | 46500 | 36800 | 3.37 | 2.48 | 50000 | 3.52 | 1.98 | 9 | 7.5
Live | 215674341 |  | 9.5 | 17.5 | 52325 | 42500 | 34000 | 3.2 | 2.44 | 48000 | 3.44 | 2.06 | 9 | 7
Live | 215674340 |  | 9.5 | 17.5 | 52325 | 42500 | 34000 | 3.2 | 2.44 | 48000 | 3.44 | 2.06 | 9 | 7
Live | 215676468 |  | 10 | 19 | 55200 | 46500 | 36800 | 3.37 | 2.48 | 50000 | 3.52 | 1.98 | 9 | 7.5
Live | 215676460 |  | 10 | 19 | 55200 | 46500 | 36800 | 3.37 | 2.48 | 50000 | 3.54 | 2 | 9 | 7.5
Live | 215674339 |  | 9.5 | 17.5 | 52325 | 42500 | 34000 | 3.2 | 2.44 | 48000 | 3.44 | 2.06 | 9 | 7
Live | 215674331 |  | 9.5 | 17 | 52325 | 43000 | 34600 | 3.2 | 2.38 | 48500 | 3.38 | 2.06 | 9 | 7
Live | 215676459 |  | 10 | 19 | 55200 | 46500 | 36800 | 3.37 | 2.48 | 50000 | 3.54 | 2 | 9 | 7.5
Live | 215676458 |  | 10 | 19 | 55200 | 46500 | 36800 | 3.37 | 2.48 | 50000 | 3.54 | 2 | 9 | 7.5
Live | 215674330 |  | 9.5 | 17 | 52325 | 43000 | 34600 | 3.2 | 2.38 | 48500 | 3.38 | 2.06 | 9 | 7
Live | 215674329 |  | 9.5 | 17 | 52325 | 43000 | 34600 | 3.2 | 2.38 | 48500 | 3.38 | 2.06 | 9 | 7
Live | 215676450 |  | 10 | 18.5 | 55200 | 47000 | 37200 | 3.37 | 2.46 | 50000 | 3.5 | 2 | 9 | 7.5
Live | 215676449 |  | 10 | 18.5 | 55200 | 47000 | 37200 | 3.37 | 2.46 | 50000 | 3.5 | 2 | 9 | 7.5
Live | 215674291 |  | 10 | 18 | 51750 | 41500 | 33600 | 3.37 | 2.44 | 47500 | 3.46 | 2.06 | 9 | 7
Live | 215674290 |  | 10 | 18 | 51750 | 41500 | 33600 | 3.37 | 2.44 | 47500 | 3.46 | 2.06 | 9 | 7
Live | 215676448 |  | 10 | 18.5 | 55200 | 47000 | 37200 | 3.37 | 2.46 | 50000 | 3.5 | 2 | 9 | 7.5
Live | 215676440 |  | 9.5 | 18 | 54625 | 47500 | 37600 | 3.2 | 2.42 | 50000 | 3.44 | 1.98 | 9 | 7
Live | 215674289 |  | 10 | 18 | 51750 | 41500 | 33600 | 3.37 | 2.44 | 47500 | 3.46 | 2.06 | 9 | 7
Live | 215674281 |  | 10 | 18 | 51750 | 41500 | 33600 | 3.37 | 2.44 | 47500 | 3.46 | 2.06 | 9 | 7
Live | 215676439 |  | 9.5 | 18 | 54625 | 47500 | 37600 | 3.2 | 2.42 | 50000 | 3.44 | 1.98 | 9 | 7
Live | 215676438 |  | 9.5 | 18 | 54625 | 47500 | 37600 | 3.2 | 2.42 | 50000 | 3.44 | 1.98 | 9 | 7
Live | 215674280 |  | 10 | 18 | 51750 | 41500 | 33600 | 3.37 | 2.44 | 47500 | 3.46 | 2.06 | 9 | 7
Live | 215674279 |  | 10 | 18 | 51750 | 41500 | 33600 | 3.37 | 2.44 | 47500 | 3.46 | 2.06 | 9 | 7
Live | 215676400 |  | 10.5 | 19 | 55200 | 46000 | 36600 | 3.54 | 2.5 | 50000 | 3.54 | 2 | 9 | 7.5
Live | 215676399 |  | 10.5 | 19 | 55200 | 46000 | 36600 | 3.54 | 2.5 | 50000 | 3.54 | 2 | 9 | 7.5
Live | 215674271 |  | 10 | 18 | 51750 | 42000 | 33600 | 3.37 | 2.44 | 47500 | 3.46 | 2.06 | 9 | 7
Live | 215674270 |  | 10 | 18 | 51750 | 42000 | 33600 | 3.37 | 2.44 | 47500 | 3.46 | 2.06 | 9 | 7
Live | 215676398 |  | 10.5 | 19 | 55200 | 46000 | 36600 | 3.54 | 2.5 | 50000 | 3.54 | 2 | 9 | 7.5
Live | 215676390 |  | 10 | 19 | 55200 | 46000 | 36600 | 3.37 | 2.5 | 50000 | 3.54 | 2 | 9 | 7.5
Live | 215674269 |  | 10 | 18 | 51750 | 42000 | 33600 | 3.37 | 2.44 | 47500 | 3.46 | 2.06 | 9 | 7
Live | 215674261 |  | 10 | 18 | 51750 | 41500 | 33600 | 3.37 | 2.44 | 47500 | 3.46 | 2.06 | 9 | 7
Live | 215676389 |  | 10 | 19 | 55200 | 46000 | 36600 | 3.37 | 2.5 | 50000 | 3.54 | 2 | 9 | 7.5
Live | 215676388 |  | 10 | 19 | 55200 | 46000 | 36600 | 3.37 | 2.5 | 50000 | 3.54 | 2 | 9 | 7.5
Live | 215674260 |  | 10 | 18 | 51750 | 41500 | 33600 | 3.37 | 2.44 | 47500 | 3.46 | 2.06 | 9 | 7
Live | 215674259 |  | 10 | 18 | 51750 | 41500 | 33600 | 3.37 | 2.44 | 47500 | 3.46 | 2.06 | 9 | 7
Live | 215676380 |  | 10 | 19 | 55200 | 46000 | 36600 | 3.37 | 2.5 | 50000 | 3.54 | 2 | 9 | 7.5
Live | 215676379 |  | 10 | 19 | 55200 | 46000 | 36600 | 3.37 | 2.5 | 50000 | 3.54 | 2 | 9 | 7.5
Live | 215674251 |  | 10 | 18 | 51750 | 42000 | 33600 | 3.37 | 2.44 | 47500 | 3.46 | 2.06 | 9 | 7
Live | 215674250 |  | 10 | 18 | 51750 | 42000 | 33600 | 3.37 | 2.44 | 47500 | 3.46 | 2.06 | 9 | 7
Live | 215676378 |  | 10 | 19 | 55200 | 46000 | 36600 | 3.37 | 2.5 | 50000 | 3.54 | 2 | 9 | 7.5
Live | 215676370 |  | 10 | 19 | 55200 | 46000 | 36600 | 3.37 | 2.5 | 50000 | 3.54 | 2 | 9 | 7.5
Live | 215674249 |  | 10 | 18 | 51750 | 42000 | 33600 | 3.37 | 2.44 | 47500 | 3.46 | 2.06 | 9 | 7
Live | 215674241 |  | 9.5 | 17.5 | 51750 | 42000 | 34000 | 3.2 | 2.4 | 47500 | 3.4 | 2.06 | 9 | 7
Live | 215676369 |  | 10 | 19 | 55200 | 46000 | 36600 | 3.37 | 2.5 | 50000 | 3.54 | 2 | 9 | 7.5
Live | 215676368 |  | 10 | 19 | 55200 | 46000 | 36600 | 3.37 | 2.5 | 50000 | 3.54 | 2 | 9 | 7.5
Live | 215674240 |  | 9.5 | 17.5 | 51750 | 42000 | 34000 | 3.2 | 2.4 | 47500 | 3.4 | 2.06 | 9 | 7
Live | 215674239 |  | 9.5 | 17.5 | 51750 | 42000 | 34000 | 3.2 | 2.4 | 47500 | 3.4 | 2.06 | 9 | 7
Live | 215676360 |  | 10 | 19 | 55200 | 46000 | 36600 | 3.37 | 2.48 | 50000 | 3.52 | 2 | 9 | 7.5
Live | 215676359 |  | 10 | 19 | 55200 | 46000 | 36600 | 3.37 | 2.48 | 50000 | 3.52 | 2 | 9 | 7.5
Live | 215674231 |  | 10 | 18 | 51750 | 41500 | 33400 | 3.37 | 2.46 | 47500 | 3.48 | 2.08 | 9 | 7
Live | 215674230 |  | 10 | 18 | 51750 | 41500 | 33400 | 3.37 | 2.46 | 47500 | 3.48 | 2.08 | 9 | 7
Live | 215676358 |  | 10 | 19 | 55200 | 46000 | 36600 | 3.37 | 2.48 | 50000 | 3.52 | 2 | 9 | 7.5
Live | 215676350 |  | 10 | 18.5 | 54625 | 46500 | 37000 | 3.37 | 2.46 | 50000 | 3.48 | 1.98 | 9 | 7
Live | 215676349 |  | 10 | 18.5 | 54625 | 46500 | 37000 | 3.37 | 2.46 | 50000 | 3.48 | 1.98 | 9 | 7
Live | 215676348 |  | 10 | 18.5 | 54625 | 46500 | 37000 | 3.37 | 2.46 | 50000 | 3.48 | 1.98 | 9 | 7
Live | 215674229 |  | 10 | 18 | 51750 | 41500 | 33400 | 3.37 | 2.46 | 47500 | 3.48 | 2.08 | 9 | 7
Live | 215674221 |  | 9.5 | 17.5 | 51750 | 42000 | 33600 | 3.2 | 2.44 | 47500 | 3.44 | 2.08 | 9 | 7
Live | 215676340 |  | 10 | 19 | 55200 | 46000 | 36400 | 3.37 | 2.5 | 50000 | 3.56 | 2.02 | 9 | 7.5
Live | 215676339 |  | 10 | 19 | 55200 | 46000 | 36400 | 3.37 | 2.5 | 50000 | 3.56 | 2.02 | 9 | 7.5
Live | 215674220 |  | 9.5 | 17.5 | 51750 | 42000 | 33600 | 3.2 | 2.44 | 47500 | 3.44 | 2.08 | 9 | 7
Live | 215674219 |  | 9.5 | 17.5 | 51750 | 42000 | 33600 | 3.2 | 2.44 | 47500 | 3.44 | 2.08 | 9 | 7
Live | 215676338 |  | 10 | 19 | 55200 | 46000 | 36400 | 3.37 | 2.5 | 50000 | 3.56 | 2.02 | 9 | 7.5
Live | 215676330 |  | 10.5 | 19 | 55200 | 46000 | 36400 | 3.54 | 2.5 | 50000 | 3.56 | 2 | 9 | 7.5
Live | 215674211 |  | 10 | 18 | 51750 | 41500 | 33400 | 3.37 | 2.46 | 47500 | 3.48 | 2.08 | 9 | 7
Live | 215674210 |  | 10 | 18 | 51750 | 41500 | 33400 | 3.37 | 2.46 | 47500 | 3.48 | 2.08 | 9 | 7
Live | 215676329 |  | 10.5 | 19 | 55200 | 46000 | 36400 | 3.54 | 2.5 | 50000 | 3.56 | 2 | 9 | 7.5
Live | 215676328 |  | 10.5 | 19 | 55200 | 46000 | 36400 | 3.54 | 2.5 | 50000 | 3.56 | 2 | 9 | 7.5
Live | 215674209 |  | 10 | 18 | 51750 | 41500 | 33400 | 3.37 | 2.46 | 47500 | 3.48 | 2.08 | 9 | 7
Live | 215674201 |  | 10 | 18 | 51750 | 41500 | 33400 | 3.37 | 2.46 | 47500 | 3.48 | 2.08 | 9 | 7
Live | 215676320 |  | 10.5 | 19 | 55200 | 46000 | 36400 | 3.54 | 2.5 | 50000 | 3.54 | 2 | 9 | 7.5
Live | 215676319 |  | 10.5 | 19 | 55200 | 46000 | 36400 | 3.54 | 2.5 | 50000 | 3.54 | 2 | 9 | 7.5
Live | 215674200 |  | 10 | 18 | 51750 | 41500 | 33400 | 3.37 | 2.46 | 47500 | 3.48 | 2.08 | 9 | 7
Live | 215674199 |  | 10 | 18 | 51750 | 41500 | 33400 | 3.37 | 2.46 | 47500 | 3.48 | 2.08 | 9 | 7
Live | 215676318 |  | 10.5 | 19 | 55200 | 46000 | 36400 | 3.54 | 2.5 | 50000 | 3.54 | 2 | 9 | 7.5
Live | 215676310 |  | 10.5 | 19 | 55200 | 46000 | 36400 | 3.54 | 2.5 | 50000 | 3.56 | 2 | 9 | 7.5
Live | 215674191 |  | 10 | 18 | 51750 | 41500 | 33400 | 3.37 | 2.46 | 47500 | 3.48 | 2.08 | 9 | 7
Live | 215674190 |  | 10 | 18 | 51750 | 41500 | 33400 | 3.37 | 2.46 | 47500 | 3.48 | 2.08 | 9 | 7
Live | 215676309 |  | 10.5 | 19 | 55200 | 46000 | 36400 | 3.54 | 2.5 | 50000 | 3.56 | 2 | 9 | 7.5
Live | 215676308 |  | 10.5 | 19 | 55200 | 46000 | 36400 | 3.54 | 2.5 | 50000 | 3.56 | 2 | 9 | 7.5
Live | 215674189 |  | 10 | 18 | 51750 | 41500 | 33400 | 3.37 | 2.46 | 47500 | 3.48 | 2.08 | 9 | 7
Live | 215674181 |  | 10 | 18 | 51750 | 42000 | 33600 | 3.37 | 2.42 | 47500 | 3.44 | 2.08 | 9 | 7
Live | 215676300 |  | 10 | 19 | 54625 | 46500 | 36800 | 3.37 | 2.48 | 50000 | 3.52 | 2 | 9 | 7.5
Live | 215676299 |  | 10 | 19 | 54625 | 46500 | 36800 | 3.37 | 2.48 | 50000 | 3.52 | 2 | 9 | 7.5
Live | 215674180 |  | 10 | 18 | 51750 | 42000 | 33600 | 3.37 | 2.42 | 47500 | 3.44 | 2.08 | 9 | 7
Live | 215674179 |  | 10 | 18 | 51750 | 42000 | 33600 | 3.37 | 2.42 | 47500 | 3.44 | 2.08 | 9 | 7
Live | 215676298 |  | 10 | 19 | 54625 | 46500 | 36800 | 3.37 | 2.48 | 50000 | 3.52 | 2 | 9 | 7.5
Live | 215676280 |  | 10 | 18.5 | 54050 | 45500 | 36400 | 3.37 | 2.46 | 50000 | 3.5 | 2 | 9 | 7
Live | 215680010 |  | 10 | 16.5 | 39790 | 30000 | 24800 | 3.37 | 2.28 | 34600 | 3.22 | 1.92 | 8.5 | 7
Live | 215676279 |  | 10 | 18.5 | 54050 | 45500 | 36400 | 3.37 | 2.46 | 50000 | 3.5 | 2 | 9 | 7
Live | 215676278 |  | 10 | 18.5 | 54050 | 45500 | 36400 | 3.37 | 2.46 | 50000 | 3.5 | 2 | 9 | 7
Live | 215674151 |  | 9.5 | 17.5 | 50600 | 42500 | 34000 | 3.2 | 2.44 | 48500 | 3.46 | 2.04 | 9 | 7.5
Live | 215674150 |  | 9.5 | 17.5 | 50600 | 42500 | 34000 | 3.2 | 2.44 | 48500 | 3.46 | 2.04 | 9 | 7.5
Live | 215680009 |  | 10 | 16.5 | 39790 | 30000 | 24800 | 3.37 | 2.28 | 34600 | 3.22 | 1.92 | 8.5 | 7
Live | 215680008 |  | 10 | 16.5 | 39790 | 30000 | 24800 | 3.37 | 2.28 | 34600 | 3.22 | 1.92 | 8.5 | 7
Live | 215676270 |  | 10 | 18.5 | 54050 | 45500 | 36400 | 3.37 | 2.46 | 50000 | 3.48 | 2 | 9 | 7
Live | 215676269 |  | 10 | 18.5 | 54050 | 45500 | 36400 | 3.37 | 2.46 | 50000 | 3.48 | 2 | 9 | 7
Live | 215674149 |  | 9.5 | 17.5 | 50600 | 42500 | 34000 | 3.2 | 2.44 | 48500 | 3.46 | 2.04 | 9 | 7.5
Live | 215674141 |  | 9.5 | 17.5 | 50600 | 42500 | 34000 | 3.2 | 2.42 | 49000 | 3.42 | 2.04 | 9 | 7
Live | 215680000 |  | 10 | 17 | 39790 | 30000 | 24800 | 3.37 | 2.28 | 34600 | 3.22 | 1.82 | 8.5 | 7
Live | 215679999 |  | 10 | 17 | 39790 | 30000 | 24800 | 3.37 | 2.28 | 34600 | 3.22 | 1.82 | 8.5 | 7
Live | 215676268 |  | 10 | 18.5 | 54050 | 45500 | 36400 | 3.37 | 2.46 | 50000 | 3.48 | 2 | 9 | 7
Live | 215676260 |  | 10 | 18.5 | 54050 | 45500 | 36400 | 3.37 | 2.46 | 50000 | 3.48 | 2 | 9 | 7
Live | 215674140 |  | 9.5 | 17.5 | 50600 | 42500 | 34000 | 3.2 | 2.42 | 49000 | 3.42 | 2.04 | 9 | 7
Live | 215674139 |  | 9.5 | 17.5 | 50600 | 42500 | 34000 | 3.2 | 2.42 | 49000 | 3.42 | 2.04 | 9 | 7
Live | 215679998 |  | 10 | 17 | 39790 | 30000 | 24800 | 3.37 | 2.28 | 34600 | 3.22 | 1.82 | 8.5 | 7
Live | 215679990 |  | 9.5 | 16.5 | 39790 | 30000 | 24800 | 3.2 | 2.26 | 34600 | 3.22 | 1.8 | 8.5 | 7
Live | 215676259 |  | 10 | 18.5 | 54050 | 45500 | 36400 | 3.37 | 2.46 | 50000 | 3.48 | 2 | 9 | 7
Live | 215676258 |  | 10 | 18.5 | 54050 | 45500 | 36400 | 3.37 | 2.46 | 50000 | 3.48 | 2 | 9 | 7
Live | 215674131 |  | 9.5 | 17.5 | 50600 | 42500 | 34000 | 3.2 | 2.44 | 48500 | 3.46 | 2.04 | 9 | 7.5
Live | 215674130 |  | 9.5 | 17.5 | 50600 | 42500 | 34000 | 3.2 | 2.44 | 48500 | 3.46 | 2.04 | 9 | 7.5
Live | 215679989 |  | 9.5 | 16.5 | 39790 | 30000 | 24800 | 3.2 | 2.26 | 34600 | 3.22 | 1.8 | 8.5 | 7
Live | 215679988 |  | 9.5 | 16.5 | 39790 | 30000 | 24800 | 3.2 | 2.26 | 34600 | 3.22 | 1.8 | 8.5 | 7
Live | 215676250 |  | 10 | 18.5 | 54050 | 45500 | 36200 | 3.37 | 2.48 | 50000 | 3.5 | 2.02 | 9 | 7
Live | 215676249 |  | 10 | 18.5 | 54050 | 45500 | 36200 | 3.37 | 2.48 | 50000 | 3.5 | 2.02 | 9 | 7
Live | 215679980 |  | 9.5 | 16 | 39560 | 30200 | 25000 | 3.2 | 2.24 | 34800 | 3.18 | 1.78 | 8.5 | 7
Live | 215679979 |  | 9.5 | 16 | 39560 | 30200 | 25000 | 3.2 | 2.24 | 34800 | 3.18 | 1.78 | 8.5 | 7
Live | 215674129 |  | 9.5 | 17.5 | 50600 | 42500 | 34000 | 3.2 | 2.44 | 48500 | 3.46 | 2.04 | 9 | 7.5
Live | 215674121 |  | 9.5 | 17.5 | 50600 | 42500 | 34200 | 3.2 | 2.44 | 48500 | 3.46 | 2.06 | 9 | 7
Live | 215676248 |  | 10 | 18.5 | 54050 | 45500 | 36200 | 3.37 | 2.48 | 50000 | 3.5 | 2.02 | 9 | 7
Live | 215676240 |  | 10 | 18 | 54050 | 46000 | 36600 | 3.37 | 2.46 | 50000 | 3.48 | 2.02 | 9 | 7
Live | 215679978 |  | 9.5 | 16 | 39560 | 30200 | 25000 | 3.2 | 2.24 | 34800 | 3.18 | 1.78 | 8.5 | 7
Live | 215679970 |  | 9 | 16 | 39330 | 30200 | 25200 | 3.03 | 2.24 | 34800 | 3.16 | 1.8 | 8.5 | 7
Live | 215674120 |  | 9.5 | 17.5 | 50600 | 42500 | 34200 | 3.2 | 2.44 | 48500 | 3.46 | 2.06 | 9 | 7
Live | 215674119 |  | 9.5 | 17.5 | 50600 | 42500 | 34200 | 3.2 | 2.44 | 48500 | 3.46 | 2.06 | 9 | 7
Live | 215676239 |  | 10 | 18 | 54050 | 46000 | 36600 | 3.37 | 2.46 | 50000 | 3.48 | 2.02 | 9 | 7
Live | 215676238 |  | 10 | 18 | 54050 | 46000 | 36600 | 3.37 | 2.46 | 50000 | 3.48 | 2.02 | 9 | 7
Live | 215679969 |  | 9 | 16 | 39330 | 30200 | 25200 | 3.03 | 2.24 | 34800 | 3.16 | 1.8 | 8.5 | 7
Live | 215679968 |  | 9 | 16 | 39330 | 30200 | 25200 | 3.03 | 2.24 | 34800 | 3.16 | 1.8 | 8.5 | 7
Live | 215674111 |  | 9 | 17 | 50600 | 43000 | 34600 | 3.03 | 2.4 | 49000 | 3.4 | 2.04 | 9 | 7
Live | 215674110 |  | 9 | 17 | 50600 | 43000 | 34600 | 3.03 | 2.4 | 49000 | 3.4 | 2.04 | 9 | 7
Live | 215679960 |  | 10 | 17 | 39790 | 30000 | 24800 | 3.37 | 2.28 | 34600 | 3.22 | 1.92 | 8.5 | 7
Live | 215679959 |  | 10 | 17 | 39790 | 30000 | 24800 | 3.37 | 2.28 | 34600 | 3.22 | 1.92 | 8.5 | 7
Live | 215676230 |  | 10 | 19 | 54050 | 45500 | 36200 | 3.37 | 2.48 | 50000 | 3.5 | 2 | 9 | 7.5
Live | 215676229 |  | 10 | 19 | 54050 | 45500 | 36200 | 3.37 | 2.48 | 50000 | 3.5 | 2 | 9 | 7.5
Live | 215674109 |  | 9 | 17 | 50600 | 43000 | 34600 | 3.03 | 2.4 | 49000 | 3.4 | 2.04 | 9 | 7
Live | 215674101 |  | 9.5 | 17 | 50600 | 43000 | 34600 | 3.2 | 2.4 | 49000 | 3.4 | 2.04 | 9 | 7
Live | 215679958 |  | 10 | 17 | 39790 | 30000 | 24800 | 3.37 | 2.28 | 34600 | 3.22 | 1.92 | 8.5 | 7
Live | 215679950 |  | 10 | 17 | 39790 | 29800 | 24800 | 3.37 | 2.28 | 34600 | 3.24 | 1.92 | 8.5 | 7
Live | 215676228 |  | 10 | 19 | 54050 | 45500 | 36200 | 3.37 | 2.48 | 50000 | 3.5 | 2 | 9 | 7.5
Live | 215676220 |  | 10 | 19 | 54050 | 45500 | 36200 | 3.37 | 2.46 | 50000 | 3.5 | 2 | 9 | 7.5
Live | 215674100 |  | 9.5 | 17 | 50600 | 43000 | 34600 | 3.2 | 2.4 | 49000 | 3.4 | 2.04 | 9 | 7
Live | 215674099 |  | 9.5 | 17 | 50600 | 43000 | 34600 | 3.2 | 2.4 | 49000 | 3.4 | 2.04 | 9 | 7
Live | 215679949 |  | 10 | 17 | 39790 | 29800 | 24800 | 3.37 | 2.28 | 34600 | 3.24 | 1.92 | 8.5 | 7
Live | 215679948 |  | 10 | 17 | 39790 | 29800 | 24800 | 3.37 | 2.28 | 34600 | 3.24 | 1.92 | 8.5 | 7
Live | 215676219 |  | 10 | 19 | 54050 | 45500 | 36200 | 3.37 | 2.46 | 50000 | 3.5 | 2 | 9 | 7.5
Live | 215676218 |  | 10 | 19 | 54050 | 45500 | 36200 | 3.37 | 2.46 | 50000 | 3.5 | 2 | 9 | 7.5
Live | 215674091 |  | 9.5 | 17.5 | 50600 | 42500 | 34200 | 3.2 | 2.44 | 48500 | 3.44 | 2.06 | 9 | 7
Live | 215674090 |  | 9.5 | 17.5 | 50600 | 42500 | 34200 | 3.2 | 2.44 | 48500 | 3.44 | 2.06 | 9 | 7
Live | 215679940 |  | 9.5 | 16.5 | 39790 | 30000 | 24800 | 3.2 | 2.26 | 34600 | 3.22 | 1.8 | 8.5 | 7
Live | 215679939 |  | 9.5 | 16.5 | 39790 | 30000 | 24800 | 3.2 | 2.26 | 34600 | 3.22 | 1.8 | 8.5 | 7
Live | 215676210 |  | 10 | 19 | 54050 | 45500 | 36200 | 3.37 | 2.48 | 50000 | 3.5 | 2 | 9 | 7.5
Live | 215676209 |  | 10 | 19 | 54050 | 45500 | 36200 | 3.37 | 2.48 | 50000 | 3.5 | 2 | 9 | 7.5
Live | 215674089 |  | 9.5 | 17.5 | 50600 | 42500 | 34200 | 3.2 | 2.44 | 48500 | 3.44 | 2.06 | 9 | 7
Live | 215674081 |  | 9 | 17 | 50600 | 43000 | 34600 | 3.03 | 2.4 | 49000 | 3.4 | 2.04 | 9 | 7
Live | 215679938 |  | 9.5 | 16.5 | 39790 | 30000 | 24800 | 3.2 | 2.26 | 34600 | 3.22 | 1.8 | 8.5 | 7
Live | 215679930 |  | 9.5 | 17 | 39330 | 30400 | 25200 | 3.2 | 2.26 | 35400 | 3.2 | 1.9 | 8.5 | 7
Live | 215676208 |  | 10 | 19 | 54050 | 45500 | 36200 | 3.37 | 2.48 | 50000 | 3.5 | 2 | 9 | 7.5
Live | 215676200 |  | 10 | 18.5 | 54050 | 46000 | 36600 | 3.37 | 2.46 | 50000 | 3.48 | 2.02 | 9 | 7
Live | 215674080 |  | 9 | 17 | 50600 | 43000 | 34600 | 3.03 | 2.4 | 49000 | 3.4 | 2.04 | 9 | 7
Live | 215674079 |  | 9 | 17 | 50600 | 43000 | 34600 | 3.03 | 2.4 | 49000 | 3.4 | 2.04 | 9 | 7
Live | 215679929 |  | 9.5 | 17 | 39330 | 30400 | 25200 | 3.2 | 2.26 | 35400 | 3.2 | 1.9 | 8.5 | 7
Live | 215679928 |  | 9.5 | 17 | 39330 | 30400 | 25200 | 3.2 | 2.26 | 35400 | 3.2 | 1.9 | 8.5 | 7
Live | 215676199 |  | 10 | 18.5 | 54050 | 46000 | 36600 | 3.37 | 2.46 | 50000 | 3.48 | 2.02 | 9 | 7
Live | 215676198 |  | 10 | 18.5 | 54050 | 46000 | 36600 | 3.37 | 2.46 | 50000 | 3.48 | 2.02 | 9 | 7
Live | 215679920 |  | 9.5 | 16.5 | 39330 | 30400 | 25200 | 3.2 | 2.26 | 35400 | 3.2 | 1.9 | 8.5 | 7
Live | 215679919 |  | 9.5 | 16.5 | 39330 | 30400 | 25200 | 3.2 | 2.26 | 35400 | 3.2 | 1.9 | 8.5 | 7
Live | 215674071 |  | 9.5 | 18 | 51175 | 42500 | 34000 | 3.2 | 2.46 | 48500 | 3.48 | 2.06 | 9 | 7.5
Live | 215674070 |  | 9.5 | 18 | 51175 | 42500 | 34000 | 3.2 | 2.46 | 48500 | 3.48 | 2.06 | 9 | 7.5
Live | 215676170 |  | 10 | 18.5 | 54050 | 45500 | 36400 | 3.37 | 2.44 | 50000 | 3.46 | 2 | 9 | 7
Live | 215676169 |  | 10 | 18.5 | 54050 | 45500 | 36400 | 3.37 | 2.44 | 50000 | 3.46 | 2 | 9 | 7
Live | 215679918 |  | 9.5 | 16.5 | 39330 | 30400 | 25200 | 3.2 | 2.26 | 35400 | 3.2 | 1.9 | 8.5 | 7
Live | 215679910 |  | 9.5 | 16 | 39330 | 30400 | 25200 | 3.2 | 2.26 | 35400 | 3.2 | 1.88 | 8.5 | 7
Live | 215676168 |  | 10 | 18.5 | 54050 | 45500 | 36400 | 3.37 | 2.44 | 50000 | 3.46 | 2 | 9 | 7
Live | 215676160 |  | 9.5 | 18 | 53475 | 44500 | 35600 | 3.2 | 2.4 | 50000 | 3.42 | 2 | 9 | 7
Live | 215674069 |  | 9.5 | 18 | 51175 | 42500 | 34000 | 3.2 | 2.46 | 48500 | 3.48 | 2.06 | 9 | 7.5
Live | 215674061 |  | 9.5 | 18 | 51175 | 42500 | 34000 | 3.2 | 2.46 | 48500 | 3.48 | 2.06 | 9 | 7.5
Live | 215676159 |  | 9.5 | 18 | 53475 | 44500 | 35600 | 3.2 | 2.4 | 50000 | 3.42 | 2 | 9 | 7
Live | 215676158 |  | 9.5 | 18 | 53475 | 44500 | 35600 | 3.2 | 2.4 | 50000 | 3.42 | 2 | 9 | 7
Live | 215679909 |  | 9.5 | 16 | 39330 | 30400 | 25200 | 3.2 | 2.26 | 35400 | 3.2 | 1.88 | 8.5 | 7
Live | 215679908 |  | 9.5 | 16 | 39330 | 30400 | 25200 | 3.2 | 2.26 | 35400 | 3.2 | 1.88 | 8.5 | 7
Live | 215674060 |  | 9.5 | 18 | 51175 | 42500 | 34000 | 3.2 | 2.46 | 48500 | 3.48 | 2.06 | 9 | 7.5
Live | 215674059 |  | 9.5 | 18 | 51175 | 42500 | 34000 | 3.2 | 2.46 | 48500 | 3.48 | 2.06 | 9 | 7.5
Live | 215676150 |  | 10 | 18.5 | 54050 | 45500 | 36400 | 3.37 | 2.44 | 50000 | 3.46 | 2 | 9 | 7
Live | 215676149 |  | 10 | 18.5 | 54050 | 45500 | 36400 | 3.37 | 2.44 | 50000 | 3.46 | 2 | 9 | 7
Live | 215679900 |  | 9 | 16 | 38870 | 30800 | 25600 | 3.03 | 2.22 | 35600 | 3.14 | 1.78 | 8.5 | 7
Live | 215679899 |  | 9 | 16 | 38870 | 30800 | 25600 | 3.03 | 2.22 | 35600 | 3.14 | 1.78 | 8.5 | 7
Live | 215674051 |  | 9.5 | 17.5 | 50600 | 42500 | 34200 | 3.2 | 2.42 | 48500 | 3.44 | 2.06 | 9 | 7
Live | 215674050 |  | 9.5 | 17.5 | 50600 | 42500 | 34200 | 3.2 | 2.42 | 48500 | 3.44 | 2.06 | 9 | 7
Live | 215679898 |  | 9 | 16 | 38870 | 30800 | 25600 | 3.03 | 2.22 | 35600 | 3.14 | 1.78 | 8.5 | 7
Live | 215679890 |  | 9.5 | 17 | 39330 | 30400 | 25200 | 3.2 | 2.26 | 35400 | 3.2 | 1.9 | 8.5 | 7
Live | 215676148 |  | 10 | 18.5 | 54050 | 45500 | 36400 | 3.37 | 2.44 | 50000 | 3.46 | 2 | 9 | 7
Live | 215676140 |  | 9.5 | 17.5 | 53475 | 46500 | 37000 | 3.2 | 2.4 | 50000 | 3.4 | 1.98 | 9 | 7
Live | 215674049 |  | 9.5 | 17.5 | 50600 | 42500 | 34200 | 3.2 | 2.42 | 48500 | 3.44 | 2.06 | 9 | 7
Live | 215674041 |  | 9.5 | 17.5 | 50600 | 42500 | 34200 | 3.2 | 2.44 | 48500 | 3.44 | 2.06 | 9 | 7
Live | 215679889 |  | 9.5 | 17 | 39330 | 30400 | 25200 | 3.2 | 2.26 | 35400 | 3.2 | 1.9 | 8.5 | 7
Live | 215679888 |  | 9.5 | 17 | 39330 | 30400 | 25200 | 3.2 | 2.26 | 35400 | 3.2 | 1.9 | 8.5 | 7
Live | 215676139 |  | 9.5 | 17.5 | 53475 | 46500 | 37000 | 3.2 | 2.4 | 50000 | 3.4 | 1.98 | 9 | 7
Live | 215676138 |  | 9.5 | 17.5 | 53475 | 46500 | 37000 | 3.2 | 2.4 | 50000 | 3.4 | 1.98 | 9 | 7
Live | 215674040 |  | 9.5 | 17.5 | 50600 | 42500 | 34200 | 3.2 | 2.44 | 48500 | 3.44 | 2.06 | 9 | 7
Live | 215674039 |  | 9.5 | 17.5 | 50600 | 42500 | 34200 | 3.2 | 2.44 | 48500 | 3.44 | 2.06 | 9 | 7
Live | 215679880 |  | 9.5 | 17 | 39330 | 30400 | 25200 | 3.2 | 2.26 | 35400 | 3.22 | 1.9 | 8.5 | 7
Live | 215679879 |  | 9.5 | 17 | 39330 | 30400 | 25200 | 3.2 | 2.26 | 35400 | 3.22 | 1.9 | 8.5 | 7
Live | 215676130 |  | 10 | 18.5 | 54050 | 45500 | 36400 | 3.37 | 2.44 | 50000 | 3.48 | 2 | 9 | 7
Live | 215676129 |  | 10 | 18.5 | 54050 | 45500 | 36400 | 3.37 | 2.44 | 50000 | 3.48 | 2 | 9 | 7
Live | 215674031 |  | 9.5 | 17.5 | 50600 | 43000 | 34400 | 3.2 | 2.4 | 49000 | 3.42 | 2.04 | 9 | 7
Live | 215674030 |  | 9.5 | 17.5 | 50600 | 43000 | 34400 | 3.2 | 2.4 | 49000 | 3.42 | 2.04 | 9 | 7
Live | 215679878 |  | 9.5 | 17 | 39330 | 30400 | 25200 | 3.2 | 2.26 | 35400 | 3.22 | 1.9 | 8.5 | 7
Live | 215679870 |  | 9.5 | 16 | 39330 | 30400 | 25200 | 3.2 | 2.26 | 35400 | 3.2 | 1.88 | 8.5 | 7
Live | 215676128 |  | 10 | 18.5 | 54050 | 45500 | 36400 | 3.37 | 2.44 | 50000 | 3.48 | 2 | 9 | 7
Live | 215676120 |  | 9.5 | 18 | 53475 | 46000 | 36800 | 3.2 | 2.42 | 50000 | 3.42 | 1.98 | 9 | 7
Live | 215674029 |  | 9.5 | 17.5 | 50600 | 43000 | 34400 | 3.2 | 2.4 | 49000 | 3.42 | 2.04 | 9 | 7
Live | 215674021 |  | 9 | 17 | 50025 | 43500 | 35000 | 3.04 | 2.36 | 49000 | 3.34 | 2.02 | 9 | 7
Live | 215679869 |  | 9.5 | 16 | 39330 | 30400 | 25200 | 3.2 | 2.26 | 35400 | 3.2 | 1.88 | 8.5 | 7
Live | 215679868 |  | 9.5 | 16 | 39330 | 30400 | 25200 | 3.2 | 2.26 | 35400 | 3.2 | 1.88 | 8.5 | 7
Live | 215676119 |  | 9.5 | 18 | 53475 | 46000 | 36800 | 3.2 | 2.42 | 50000 | 3.42 | 1.98 | 9 | 7
Live | 215676118 |  | 9.5 | 18 | 53475 | 46000 | 36800 | 3.2 | 2.42 | 50000 | 3.42 | 1.98 | 9 | 7
Live | 215674020 |  | 9 | 17 | 50025 | 43500 | 35000 | 3.04 | 2.36 | 49000 | 3.34 | 2.02 | 9 | 7
Live | 215674019 |  | 9 | 17 | 50025 | 43500 | 35000 | 3.04 | 2.36 | 49000 | 3.34 | 2.02 | 9 | 7
Live | 215679860 |  | 9.5 | 16 | 39100 | 30600 | 25200 | 3.2 | 2.24 | 35600 | 3.18 | 1.78 | 8.5 | 7
Live | 215679859 |  | 9.5 | 16 | 39100 | 30600 | 25200 | 3.2 | 2.24 | 35600 | 3.18 | 1.78 | 8.5 | 7
Live | 215676090 |  | 10.5 | 19.5 | 55775 | 46500 | 36600 | 3.54 | 2.52 | 50000 | 3.58 | 2.12 | 9.5 | 7.5
Live | 215676089 |  | 10.5 | 19.5 | 55775 | 46500 | 36600 | 3.54 | 2.52 | 50000 | 3.58 | 2.12 | 9.5 | 7.5
Live | 215662873 |  | 10.5 | 19 | 52325 | 42000 | 33600 | 3.54 | 2.52 | 48000 | 3.56 | 2.1 | 9 | 7
Live | 215662871 |  | 10.5 | 19 | 52325 | 42000 | 33600 | 3.54 | 2.52 | 48000 | 3.56 | 2.1 | 9 | 7
Live | 215679858 |  | 9.5 | 16 | 39100 | 30600 | 25200 | 3.2 | 2.24 | 35600 | 3.18 | 1.78 | 8.5 | 7
Live | 215679850 |  | 9.5 | 16.5 | 39100 | 30600 | 25200 | 3.2 | 2.24 | 35600 | 3.18 | 1.78 | 8.5 | 7
Live | 215662869 |  | 10.5 | 19 | 52325 | 42000 | 33600 | 3.54 | 2.52 | 48000 | 3.56 | 2.1 | 9 | 7
Live | 215676088 |  | 10.5 | 19.5 | 55775 | 46500 | 36600 | 3.54 | 2.52 | 50000 | 3.58 | 2.12 | 9.5 | 7.5
Live | 215676080 |  | 10.5 | 19.5 | 55775 | 46500 | 36600 | 3.54 | 2.52 | 50000 | 3.58 | 2.12 | 9.5 | 7.5
Live | 215679849 |  | 9.5 | 16.5 | 39100 | 30600 | 25200 | 3.2 | 2.24 | 35600 | 3.18 | 1.78 | 8.5 | 7
Live | 215679848 |  | 9.5 | 16.5 | 39100 | 30600 | 25200 | 3.2 | 2.24 | 35600 | 3.18 | 1.78 | 8.5 | 7
Live | 215676079 |  | 10.5 | 19.5 | 55775 | 46500 | 36600 | 3.54 | 2.52 | 50000 | 3.58 | 2.12 | 9.5 | 7.5
Live | 215676078 |  | 10.5 | 19.5 | 55775 | 46500 | 36600 | 3.54 | 2.52 | 50000 | 3.58 | 2.12 | 9.5 | 7.5
Live | 215679840 |  | 9.5 | 16 | 39100 | 30600 | 25200 | 3.2 | 2.24 | 35600 | 3.16 | 1.76 | 8.5 | 7
Live | 215679839 |  | 9.5 | 16 | 39100 | 30600 | 25200 | 3.2 | 2.24 | 35600 | 3.16 | 1.76 | 8.5 | 7
Live | 215676070 |  | 10.5 | 19.5 | 55775 | 46500 | 36800 | 3.54 | 2.52 | 50000 | 3.58 | 2.12 | 9.5 | 7.5
Live | 215676069 |  | 10.5 | 19.5 | 55775 | 46500 | 36800 | 3.54 | 2.52 | 50000 | 3.58 | 2.12 | 9.5 | 7.5
Live | 215679838 |  | 9.5 | 16 | 39100 | 30600 | 25200 | 3.2 | 2.24 | 35600 | 3.16 | 1.76 | 8.5 | 7
Live | 215679830 |  | 9 | 16 | 38870 | 30800 | 25400 | 3.03 | 2.22 | 35800 | 3.14 | 1.76 | 8.5 | 7
Live | 215676068 |  | 10.5 | 19.5 | 55775 | 46500 | 36800 | 3.54 | 2.52 | 50000 | 3.58 | 2.12 | 9.5 | 7.5
Live | 215676060 |  | 10.5 | 19.5 | 55775 | 46500 | 36600 | 3.54 | 2.52 | 50000 | 3.58 | 2.12 | 9.5 | 7.5
Live | 215679829 |  | 9 | 16 | 38870 | 30800 | 25400 | 3.03 | 2.22 | 35800 | 3.14 | 1.76 | 8.5 | 7
Live | 215679828 |  | 9 | 16 | 38870 | 30800 | 25400 | 3.03 | 2.22 | 35800 | 3.14 | 1.76 | 8.5 | 7
Live | 215676059 |  | 10.5 | 19.5 | 55775 | 46500 | 36600 | 3.54 | 2.52 | 50000 | 3.58 | 2.12 | 9.5 | 7.5
Live | 215676058 |  | 10.5 | 19.5 | 55775 | 46500 | 36600 | 3.54 | 2.52 | 50000 | 3.58 | 2.12 | 9.5 | 7.5
Live | 215676050 |  | 10.5 | 19 | 55775 | 46500 | 36800 | 3.54 | 2.52 | 50000 | 3.58 | 2.12 | 9.5 | 7.5
Live | 215676049 |  | 10.5 | 19 | 55775 | 46500 | 36800 | 3.54 | 2.52 | 50000 | 3.58 | 2.12 | 9.5 | 7.5
Live | 215679820 |  | 9 | 16 | 38640 | 31000 | 25600 | 3.04 | 2.2 | 35800 | 3.12 | 1.76 | 8.5 | 7
Live | 215679819 |  | 9 | 16 | 38640 | 31000 | 25600 | 3.04 | 2.2 | 35800 | 3.12 | 1.76 | 8.5 | 7
Live | 215676048 |  | 10.5 | 19 | 55775 | 46500 | 36800 | 3.54 | 2.52 | 50000 | 3.58 | 2.12 | 9.5 | 7.5
Live | 215676040 |  | 10 | 19 | 55775 | 47000 | 37200 | 3.37 | 2.48 | 50000 | 3.52 | 1.98 | 9 | 7.5
Live | 215679818 |  | 9 | 16 | 38640 | 31000 | 25600 | 3.04 | 2.2 | 35800 | 3.12 | 1.76 | 8.5 | 7
Live | 215679810 |  | 9.5 | 16.5 | 39100 | 30600 | 25200 | 3.2 | 2.24 | 35600 | 3.18 | 1.78 | 8.5 | 7
Live | 215676039 |  | 10 | 19 | 55775 | 47000 | 37200 | 3.37 | 2.48 | 50000 | 3.52 | 1.98 | 9 | 7.5
Live | 215676038 |  | 10 | 19 | 55775 | 47000 | 37200 | 3.37 | 2.48 | 50000 | 3.52 | 1.98 | 9 | 7.5
Live | 215669899 |  | 9.5 | 16.5 | 38870 | 30800 | 25400 | 3.2 | 2.2 | 35800 | 3.12 | 1.76 | 8.5 | 7
Live | 215669898 |  | 9.5 | 16.5 | 38870 | 30800 | 25400 | 3.2 | 2.2 | 35800 | 3.12 | 1.76 | 8.5 | 7
Live | 215679809 |  | 9.5 | 16.5 | 39100 | 30600 | 25200 | 3.2 | 2.24 | 35600 | 3.18 | 1.78 | 8.5 | 7
Live | 215679808 |  | 9.5 | 16.5 | 39100 | 30600 | 25200 | 3.2 | 2.24 | 35600 | 3.18 | 1.78 | 8.5 | 7
Live | 215669897 |  | 9.5 | 16.5 | 38870 | 30800 | 25400 | 3.2 | 2.2 | 35800 | 3.12 | 1.76 | 8.5 | 7
Live | 215669891 |  | 9.5 | 16.5 | 38870 | 30800 | 25400 | 3.2 | 2.2 | 35800 | 3.12 | 1.76 | 8.5 | 7
Live | 215676030 |  | 10.5 | 19 | 55775 | 46500 | 36600 | 3.54 | 2.54 | 50000 | 3.6 | 2.1 | 9 | 7.5
Live | 215676029 |  | 10.5 | 19 | 55775 | 46500 | 36600 | 3.54 | 2.54 | 50000 | 3.6 | 2.1 | 9 | 7.5
Live | 215679800 |  | 9.5 | 16.5 | 39100 | 30600 | 25200 | 3.2 | 2.24 | 35600 | 3.18 | 1.78 | 8.5 | 7
Live | 215679799 |  | 9.5 | 16.5 | 39100 | 30600 | 25200 | 3.2 | 2.24 | 35600 | 3.18 | 1.78 | 8.5 | 7
Live | 215669890 |  | 9.5 | 16.5 | 38870 | 30800 | 25400 | 3.2 | 2.2 | 35800 | 3.12 | 1.76 | 8.5 | 7
Live | 215669889 |  | 9.5 | 16.5 | 38870 | 30800 | 25400 | 3.2 | 2.2 | 35800 | 3.12 | 1.76 | 8.5 | 7
Live | 215676028 |  | 10.5 | 19 | 55775 | 46500 | 36600 | 3.54 | 2.54 | 50000 | 3.6 | 2.1 | 9 | 7.5
Live | 215676020 |  | 10 | 19 | 55775 | 46500 | 36800 | 3.37 | 2.52 | 50000 | 3.56 | 2 | 9 | 7.5
Live | 215679798 |  | 9.5 | 16.5 | 39100 | 30600 | 25200 | 3.2 | 2.24 | 35600 | 3.18 | 1.78 | 8.5 | 7
Live | 215679790 |  | 9.5 | 16 | 39100 | 30600 | 25200 | 3.2 | 2.24 | 35600 | 3.16 | 1.76 | 8.5 | 7
Live | 215669883 |  | 9.5 | 16.5 | 38870 | 30800 | 25400 | 3.2 | 2.2 | 35800 | 3.12 | 1.76 | 8.5 | 7
Live | 215669882 |  | 9.5 | 16.5 | 38870 | 30800 | 25400 | 3.2 | 2.2 | 35800 | 3.12 | 1.76 | 8.5 | 7
Live | 215676019 |  | 10 | 19 | 55775 | 46500 | 36800 | 3.37 | 2.52 | 50000 | 3.56 | 2 | 9 | 7.5
Live | 215676018 |  | 10 | 19 | 55775 | 46500 | 36800 | 3.37 | 2.52 | 50000 | 3.56 | 2 | 9 | 7.5
Live | 215679789 |  | 9.5 | 16 | 39100 | 30600 | 25200 | 3.2 | 2.24 | 35600 | 3.16 | 1.76 | 8.5 | 7
Live | 215679788 |  | 9.5 | 16 | 39100 | 30600 | 25200 | 3.2 | 2.24 | 35600 | 3.16 | 1.76 | 8.5 | 7
Live | 215669881 |  | 9.5 | 16.5 | 38870 | 30800 | 25400 | 3.2 | 2.2 | 35800 | 3.12 | 1.76 | 8.5 | 7
Live | 215669875 |  | 9 | 16 | 38410 | 31000 | 25600 | 3.03 | 2.18 | 35800 | 3.08 | 1.76 | 8.5 | 6.5
Live | 215676010 |  | 10.5 | 19.5 | 55775 | 46500 | 36600 | 3.54 | 2.54 | 50000 | 3.6 | 2.1 | 9.5 | 7.5
Live | 215676009 |  | 10.5 | 19.5 | 55775 | 46500 | 36600 | 3.54 | 2.54 | 50000 | 3.6 | 2.1 | 9.5 | 7.5
Live | 215679780 |  | 9.5 | 16.5 | 38870 | 30800 | 25400 | 3.2 | 2.2 | 35800 | 3.12 | 1.76 | 8.5 | 7
Live | 215679779 |  | 9.5 | 16.5 | 38870 | 30800 | 25400 | 3.2 | 2.2 | 35800 | 3.12 | 1.76 | 8.5 | 7
Live | 215669874 |  | 9 | 16 | 38410 | 31000 | 25600 | 3.03 | 2.18 | 35800 | 3.08 | 1.76 | 8.5 | 6.5
Live | 215669873 |  | 9 | 16 | 38410 | 31000 | 25600 | 3.03 | 2.18 | 35800 | 3.08 | 1.76 | 8.5 | 6.5
Live | 215676008 |  | 10.5 | 19.5 | 55775 | 46500 | 36600 | 3.54 | 2.54 | 50000 | 3.6 | 2.1 | 9.5 | 7.5
Live | 215676000 |  | 10.5 | 19.5 | 55775 | 46500 | 36600 | 3.54 | 2.54 | 50000 | 3.6 | 2.1 | 9.5 | 7.5
Live | 215679778 |  | 9.5 | 16.5 | 38870 | 30800 | 25400 | 3.2 | 2.2 | 35800 | 3.12 | 1.76 | 8.5 | 7
Live | 215679770 |  | 9.5 | 16 | 38870 | 30800 | 25400 | 3.2 | 2.2 | 35800 | 3.12 | 1.76 | 8.5 | 7
Live | 215669867 |  | 9 | 16 | 38640 | 31000 | 25600 | 3.04 | 2.18 | 35800 | 3.1 | 1.76 | 8.5 | 6.5
Live | 215669866 |  | 9 | 16 | 38640 | 31000 | 25600 | 3.04 | 2.18 | 35800 | 3.1 | 1.76 | 8.5 | 6.5
Live | 215679769 |  | 9.5 | 16 | 38870 | 30800 | 25400 | 3.2 | 2.2 | 35800 | 3.12 | 1.76 | 8.5 | 7
Live | 215679768 |  | 9.5 | 16 | 38870 | 30800 | 25400 | 3.2 | 2.2 | 35800 | 3.12 | 1.76 | 8.5 | 7
Live | 215669865 |  | 9 | 16 | 38640 | 31000 | 25600 | 3.04 | 2.18 | 35800 | 3.1 | 1.76 | 8.5 | 6.5
Live | 215669859 |  | 9.8 | 16 | 38410 | 31000 | 25800 | 3.3 | 2.16 | 36000 | 3.08 | 1.8 | 8.5 | 6.8
Live | 215675999 |  | 10.5 | 19.5 | 55775 | 46500 | 36600 | 3.54 | 2.54 | 50000 | 3.6 | 2.1 | 9.5 | 7.5
Live | 215675998 |  | 10.5 | 19.5 | 55775 | 46500 | 36600 | 3.54 | 2.54 | 50000 | 3.6 | 2.1 | 9.5 | 7.5
Live | 215669858 |  | 9.8 | 16 | 38410 | 31000 | 25800 | 3.3 | 2.16 | 36000 | 3.08 | 1.8 | 8.5 | 6.8
Live | 215669857 |  | 9.8 | 16 | 38410 | 31000 | 25800 | 3.3 | 2.16 | 36000 | 3.08 | 1.8 | 8.5 | 6.8
Live | 215679760 |  | 9.5 | 16 | 38640 | 30800 | 25400 | 3.2 | 2.2 | 35800 | 3.12 | 1.76 | 8.5 | 7
Live | 215679759 |  | 9.5 | 16 | 38640 | 30800 | 25400 | 3.2 | 2.2 | 35800 | 3.12 | 1.76 | 8.5 | 7
Live | 215675990 |  | 10.5 | 19.5 | 55775 | 46500 | 36600 | 3.54 | 2.54 | 50000 | 3.6 | 2.1 | 9.5 | 7.5
Live | 215675989 |  | 10.5 | 19.5 | 55775 | 46500 | 36600 | 3.54 | 2.54 | 50000 | 3.6 | 2.1 | 9.5 | 7.5
Live | 215669851 |  | 9.5 | 16.5 | 38870 | 30800 | 25400 | 3.2 | 2.2 | 35800 | 3.14 | 1.76 | 8.5 | 7
Live | 215669850 |  | 9.5 | 16.5 | 38870 | 30800 | 25400 | 3.2 | 2.2 | 35800 | 3.14 | 1.76 | 8.5 | 7
Live | 215679758 |  | 9.5 | 16 | 38640 | 30800 | 25400 | 3.2 | 2.2 | 35800 | 3.12 | 1.76 | 8.5 | 7
Live | 215679750 |  | 9 | 16 | 38410 | 31000 | 25600 | 3.03 | 2.18 | 36000 | 3.08 | 1.76 | 8.5 | 6.5
Live | 215675988 |  | 10.5 | 19.5 | 55775 | 46500 | 36600 | 3.54 | 2.54 | 50000 | 3.6 | 2.1 | 9.5 | 7.5
Live | 215675980 |  | 10.5 | 19 | 55775 | 46500 | 36800 | 3.54 | 2.52 | 50000 | 3.56 | 2.1 | 9.5 | 7.5
Live | 215669849 |  | 9.5 | 16.5 | 38870 | 30800 | 25400 | 3.2 | 2.2 | 35800 | 3.14 | 1.76 | 8.5 | 7
Live | 215669843 |  | 9.5 | 16 | 38640 | 30800 | 25400 | 3.2 | 2.2 | 35800 | 3.12 | 1.76 | 8.5 | 7
Live | 215679749 |  | 9 | 16 | 38410 | 31000 | 25600 | 3.03 | 2.18 | 36000 | 3.08 | 1.76 | 8.5 | 6.5
Live | 215679748 |  | 9 | 16 | 38410 | 31000 | 25600 | 3.03 | 2.18 | 36000 | 3.08 | 1.76 | 8.5 | 6.5
Live | 215675979 |  | 10.5 | 19 | 55775 | 46500 | 36800 | 3.54 | 2.52 | 50000 | 3.56 | 2.1 | 9.5 | 7.5
Live | 215675978 |  | 10.5 | 19 | 55775 | 46500 | 36800 | 3.54 | 2.52 | 50000 | 3.56 | 2.1 | 9.5 | 7.5
Live | 215669842 |  | 9.5 | 16 | 38640 | 30800 | 25400 | 3.2 | 2.2 | 35800 | 3.12 | 1.76 | 8.5 | 7
Live | 215669841 |  | 9.5 | 16 | 38640 | 30800 | 25400 | 3.2 | 2.2 | 35800 | 3.12 | 1.76 | 8.5 | 7
Live | 215679740 |  | 9 | 16 | 38410 | 31200 | 25800 | 3.03 | 2.16 | 36000 | 3.08 | 1.76 | 8.5 | 6.5
Live | 215679739 |  | 9 | 16 | 38410 | 31200 | 25800 | 3.03 | 2.16 | 36000 | 3.08 | 1.76 | 8.5 | 6.5
Live | 215675950 |  | 10.5 | 19 | 55200 | 46000 | 36600 | 3.54 | 2.5 | 50000 | 3.54 | 2 | 9 | 7.5
Live | 215675949 |  | 10.5 | 19 | 55200 | 46000 | 36600 | 3.54 | 2.5 | 50000 | 3.54 | 2 | 9 | 7.5
Live | 215669835 |  | 9 | 16 | 38640 | 31000 | 25600 | 3.04 | 2.18 | 35800 | 3.1 | 1.76 | 8.5 | 6.5
Live | 215669834 |  | 9 | 16 | 38640 | 31000 | 25600 | 3.04 | 2.18 | 35800 | 3.1 | 1.76 | 8.5 | 6.5
Live | 215679738 |  | 9 | 16 | 38410 | 31200 | 25800 | 3.03 | 2.16 | 36000 | 3.08 | 1.76 | 8.5 | 6.5
Live | 215679730 |  | 9.5 | 16.5 | 38870 | 30800 | 25400 | 3.2 | 2.2 | 35600 | 3.12 | 1.76 | 8.5 | 7
Live | 215675948 |  | 10.5 | 19 | 55200 | 46000 | 36600 | 3.54 | 2.5 | 50000 | 3.54 | 2 | 9 | 7.5
Live | 215675940 |  | 10 | 19 | 55200 | 46000 | 36600 | 3.37 | 2.5 | 50000 | 3.54 | 2 | 9 | 7.5
Live | 215669833 |  | 9 | 16 | 38640 | 31000 | 25600 | 3.04 | 2.18 | 35800 | 3.1 | 1.76 | 8.5 | 6.5
Live | 215669827 |  | 9.5 | 16 | 38870 | 30800 | 25400 | 3.2 | 2.2 | 35600 | 3.14 | 1.76 | 8.5 | 7
Live | 215679729 |  | 9.5 | 16.5 | 38870 | 30800 | 25400 | 3.2 | 2.2 | 35600 | 3.12 | 1.76 | 8.5 | 7
Live | 215679728 |  | 9.5 | 16.5 | 38870 | 30800 | 25400 | 3.2 | 2.2 | 35600 | 3.12 | 1.76 | 8.5 | 7
Live | 215675939 |  | 10 | 19 | 55200 | 46000 | 36600 | 3.37 | 2.5 | 50000 | 3.54 | 2 | 9 | 7.5
Live | 215675938 |  | 10 | 19 | 55200 | 46000 | 36600 | 3.37 | 2.5 | 50000 | 3.54 | 2 | 9 | 7.5
Live | 215669826 |  | 9.5 | 16 | 38870 | 30800 | 25400 | 3.2 | 2.2 | 35600 | 3.14 | 1.76 | 8.5 | 7
Live | 215669825 |  | 9.5 | 16 | 38870 | 30800 | 25400 | 3.2 | 2.2 | 35600 | 3.14 | 1.76 | 8.5 | 7
Live | 215679720 |  | 9.5 | 16 | 38870 | 30800 | 25400 | 3.2 | 2.2 | 35600 | 3.14 | 1.78 | 8.5 | 7
Live | 215679719 |  | 9.5 | 16 | 38870 | 30800 | 25400 | 3.2 | 2.2 | 35600 | 3.14 | 1.78 | 8.5 | 7
Live | 215675930 |  | 10.5 | 19 | 55200 | 46000 | 36600 | 3.54 | 2.5 | 50000 | 3.54 | 2 | 9 | 7.5
Live | 215675929 |  | 10.5 | 19 | 55200 | 46000 | 36600 | 3.54 | 2.5 | 50000 | 3.54 | 2 | 9 | 7.5
Live | 215669819 |  | 9.5 | 16 | 38870 | 30800 | 25400 | 3.2 | 2.2 | 35600 | 3.14 | 1.76 | 8.5 | 7
Live | 215669818 |  | 9.5 | 16 | 38870 | 30800 | 25400 | 3.2 | 2.2 | 35600 | 3.14 | 1.76 | 8.5 | 7
Live | 215679718 |  | 9.5 | 16 | 38870 | 30800 | 25400 | 3.2 | 2.2 | 35600 | 3.14 | 1.78 | 8.5 | 7
Live | 215679710 |  | 9.5 | 16 | 38640 | 30800 | 25400 | 3.2 | 2.2 | 35800 | 3.12 | 1.76 | 8.5 | 7
Live | 215675928 |  | 10.5 | 19 | 55200 | 46000 | 36600 | 3.54 | 2.5 | 50000 | 3.54 | 2 | 9 | 7.5
Live | 215675920 |  | 10 | 19 | 55200 | 46000 | 36400 | 3.37 | 2.5 | 50000 | 3.56 | 2.02 | 9 | 7.5
Live | 215679709 |  | 9.5 | 16 | 38640 | 30800 | 25400 | 3.2 | 2.2 | 35800 | 3.12 | 1.76 | 8.5 | 7
Live | 215679708 |  | 9.5 | 16 | 38640 | 30800 | 25400 | 3.2 | 2.2 | 35800 | 3.12 | 1.76 | 8.5 | 7
Live | 215669817 |  | 9.5 | 16 | 38870 | 30800 | 25400 | 3.2 | 2.2 | 35600 | 3.14 | 1.76 | 8.5 | 7
Live | 215669811 |  | 9.5 | 16.5 | 38870 | 30800 | 25400 | 3.2 | 2.2 | 35600 | 3.14 | 1.76 | 8.5 | 7
Live | 215675919 |  | 10 | 19 | 55200 | 46000 | 36400 | 3.37 | 2.5 | 50000 | 3.56 | 2.02 | 9 | 7.5
Live | 215675918 |  | 10 | 19 | 55200 | 46000 | 36400 | 3.37 | 2.5 | 50000 | 3.56 | 2.02 | 9 | 7.5
Live | 215679700 |  | 10.5 | 18.5 | 40250 | 29800 | 24800 | 3.54 | 2.26 | 34400 | 3.22 | 1.92 | 9 | 7
Live | 215679699 |  | 10.5 | 18.5 | 40250 | 29800 | 24800 | 3.54 | 2.26 | 34400 | 3.22 | 1.92 | 9 | 7
Live | 215669810 |  | 9.5 | 16.5 | 38870 | 30800 | 25400 | 3.2 | 2.2 | 35600 | 3.14 | 1.76 | 8.5 | 7
Live | 215669809 |  | 9.5 | 16.5 | 38870 | 30800 | 25400 | 3.2 | 2.2 | 35600 | 3.14 | 1.76 | 8.5 | 7
Live | 215675910 |  | 10 | 18.5 | 54625 | 46500 | 36800 | 3.37 | 2.48 | 50000 | 3.52 | 2 | 9 | 7.5
Live | 215675909 |  | 10 | 18.5 | 54625 | 46500 | 36800 | 3.37 | 2.48 | 50000 | 3.52 | 2 | 9 | 7.5
Live | 215679698 |  | 10.5 | 18.5 | 40250 | 29800 | 24800 | 3.54 | 2.26 | 34400 | 3.22 | 1.92 | 9 | 7
Live | 215679690 |  | 10.5 | 18.5 | 40250 | 29800 | 24800 | 3.54 | 2.26 | 34400 | 3.22 | 1.92 | 9 | 7
Live | 215669803 |  | 9.5 | 16 | 38640 | 30800 | 25400 | 3.2 | 2.2 | 35800 | 3.12 | 1.76 | 8.5 | 7
Live | 215669802 |  | 9.5 | 16 | 38640 | 30800 | 25400 | 3.2 | 2.2 | 35800 | 3.12 | 1.76 | 8.5 | 7
Live | 215675908 |  | 10 | 18.5 | 54625 | 46500 | 36800 | 3.37 | 2.48 | 50000 | 3.52 | 2 | 9 | 7.5
Live | 215675900 |  | 10.5 | 19 | 55200 | 46000 | 36400 | 3.54 | 2.5 | 50000 | 3.56 | 2 | 9 | 7.5
Live | 215679689 |  | 10.5 | 18.5 | 40250 | 29800 | 24800 | 3.54 | 2.26 | 34400 | 3.22 | 1.92 | 9 | 7
Live | 215679688 |  | 10.5 | 18.5 | 40250 | 29800 | 24800 | 3.54 | 2.26 | 34400 | 3.22 | 1.92 | 9 | 7
Live | 215669801 |  | 9.5 | 16 | 38640 | 30800 | 25400 | 3.2 | 2.2 | 35800 | 3.12 | 1.76 | 8.5 | 7
Live | 215669795 |  | 9.5 | 16.5 | 38640 | 30800 | 25400 | 3.2 | 2.2 | 35800 | 3.12 | 1.76 | 8.5 | 7
Live | 215675899 |  | 10.5 | 19 | 55200 | 46000 | 36400 | 3.54 | 2.5 | 50000 | 3.56 | 2 | 9 | 7.5
Live | 215675898 |  | 10.5 | 19 | 55200 | 46000 | 36400 | 3.54 | 2.5 | 50000 | 3.56 | 2 | 9 | 7.5
Live | 215679680 |  | 10.5 | 18 | 40020 | 29800 | 24800 | 3.54 | 2.26 | 34400 | 3.2 | 1.92 | 9 | 7
Live | 215679679 |  | 10.5 | 18 | 40020 | 29800 | 24800 | 3.54 | 2.26 | 34400 | 3.2 | 1.92 | 9 | 7
Live | 215669794 |  | 9.5 | 16.5 | 38640 | 30800 | 25400 | 3.2 | 2.2 | 35800 | 3.12 | 1.76 | 8.5 | 7
Live | 215669793 |  | 9.5 | 16.5 | 38640 | 30800 | 25400 | 3.2 | 2.2 | 35800 | 3.12 | 1.76 | 8.5 | 7
Live | 215679678 |  | 10.5 | 18 | 40020 | 29800 | 24800 | 3.54 | 2.26 | 34400 | 3.2 | 1.92 | 9 | 7
Live | 215679670 |  | 10.5 | 18 | 40020 | 29800 | 24800 | 3.54 | 2.26 | 34400 | 3.2 | 1.92 | 9 | 7
Live | 215675890 |  | 10.5 | 19 | 55200 | 46000 | 36400 | 3.54 | 2.5 | 50000 | 3.54 | 2 | 9 | 7.5
Live | 215675889 |  | 10.5 | 19 | 55200 | 46000 | 36400 | 3.54 | 2.5 | 50000 | 3.54 | 2 | 9 | 7.5
Live | 215669787 |  | 9 | 16.5 | 38640 | 31000 | 25600 | 3.04 | 2.18 | 35800 | 3.1 | 1.78 | 8.5 | 6.5
Live | 215669786 |  | 9 | 16.5 | 38640 | 31000 | 25600 | 3.04 | 2.18 | 35800 | 3.1 | 1.78 | 8.5 | 6.5
Live | 215679669 |  | 10.5 | 18 | 40020 | 29800 | 24800 | 3.54 | 2.26 | 34400 | 3.2 | 1.92 | 9 | 7
Live | 215679668 |  | 10.5 | 18 | 40020 | 29800 | 24800 | 3.54 | 2.26 | 34400 | 3.2 | 1.92 | 9 | 7
Live | 215675888 |  | 10.5 | 19 | 55200 | 46000 | 36400 | 3.54 | 2.5 | 50000 | 3.54 | 2 | 9 | 7.5
Live | 215675880 |  | 10.5 | 19 | 55200 | 46000 | 36400 | 3.54 | 2.5 | 50000 | 3.56 | 2 | 9 | 7.5
Live | 215669785 |  | 9 | 16.5 | 38640 | 31000 | 25600 | 3.04 | 2.18 | 35800 | 3.1 | 1.78 | 8.5 | 6.5
Live | 215669779 |  | 9 | 16.5 | 38410 | 31000 | 25600 | 3.03 | 2.18 | 35800 | 3.1 | 1.76 | 8.5 | 6.5
Live | 215679660 |  | 10.5 | 18.5 | 40020 | 29800 | 24800 | 3.54 | 2.26 | 34400 | 3.22 | 1.92 | 9 | 7
Live | 215679659 |  | 10.5 | 18.5 | 40020 | 29800 | 24800 | 3.54 | 2.26 | 34400 | 3.22 | 1.92 | 9 | 7
Live | 215675879 |  | 10.5 | 19 | 55200 | 46000 | 36400 | 3.54 | 2.5 | 50000 | 3.56 | 2 | 9 | 7.5
Live | 215675878 |  | 10.5 | 19 | 55200 | 46000 | 36400 | 3.54 | 2.5 | 50000 | 3.56 | 2 | 9 | 7.5
Live | 215669778 |  | 9 | 16.5 | 38410 | 31000 | 25600 | 3.03 | 2.18 | 35800 | 3.1 | 1.76 | 8.5 | 6.5
Live | 215669777 |  | 9 | 16.5 | 38410 | 31000 | 25600 | 3.03 | 2.18 | 35800 | 3.1 | 1.76 | 8.5 | 6.5
Live | 215679658 |  | 10.5 | 18.5 | 40020 | 29800 | 24800 | 3.54 | 2.26 | 34400 | 3.22 | 1.92 | 9 | 7
Live | 215679650 |  | 10.5 | 18 | 40020 | 29800 | 24800 | 3.54 | 2.26 | 34400 | 3.2 | 1.92 | 9 | 7
Live | 215675870 |  | 10 | 19 | 54625 | 46500 | 36800 | 3.37 | 2.48 | 50000 | 3.52 | 2 | 9 | 7.5
Live | 215675869 |  | 10 | 19 | 54625 | 46500 | 36800 | 3.37 | 2.48 | 50000 | 3.52 | 2 | 9 | 7.5
Live | 215679649 |  | 10.5 | 18 | 40020 | 29800 | 24800 | 3.54 | 2.26 | 34400 | 3.2 | 1.92 | 9 | 7
Live | 215679648 |  | 10.5 | 18 | 40020 | 29800 | 24800 | 3.54 | 2.26 | 34400 | 3.2 | 1.92 | 9 | 7
Live | 215675868 |  | 10 | 19 | 54625 | 46500 | 36800 | 3.37 | 2.48 | 50000 | 3.52 | 2 | 9 | 7.5
Live | 215675840 |  | 10 | 19 | 55200 | 46500 | 36800 | 3.37 | 2.5 | 50000 | 3.54 | 2 | 9 | 7.5
Live | 215669739 |  | 10.5 | 18.5 | 40250 | 29800 | 24800 | 3.54 | 2.26 | 34400 | 3.22 | 1.92 | 9 | 7
Live | 215679640 |  | 10 | 18 | 39790 | 30000 | 25000 | 3.37 | 2.24 | 34600 | 3.16 | 1.92 | 9 | 7
Live | 215679639 |  | 10 | 18 | 39790 | 30000 | 25000 | 3.37 | 2.24 | 34600 | 3.16 | 1.92 | 9 | 7
Live | 215675839 |  | 10 | 19 | 55200 | 46500 | 36800 | 3.37 | 2.5 | 50000 | 3.54 | 2 | 9 | 7.5
Live | 215675838 |  | 10 | 19 | 55200 | 46500 | 36800 | 3.37 | 2.5 | 50000 | 3.54 | 2 | 9 | 7.5
Live | 215669738 |  | 10.5 | 18.5 | 40250 | 29800 | 24800 | 3.54 | 2.26 | 34400 | 3.22 | 1.92 | 9 | 7
Live | 215669737 |  | 10.5 | 18.5 | 40250 | 29800 | 24800 | 3.54 | 2.26 | 34400 | 3.22 | 1.92 | 9 | 7
Live | 215679638 |  | 10 | 18 | 39790 | 30000 | 25000 | 3.37 | 2.24 | 34600 | 3.16 | 1.92 | 9 | 7
Live | 215679630 |  | 9.5 | 17.5 | 39560 | 30200 | 25200 | 3.2 | 2.22 | 34600 | 3.14 | 1.9 | 9 | 7
Live | 215675830 |  | 10 | 18.5 | 54625 | 45500 | 36200 | 3.37 | 2.48 | 50000 | 3.52 | 2.02 | 9 | 7
Live | 215675829 |  | 10 | 18.5 | 54625 | 45500 | 36200 | 3.37 | 2.48 | 50000 | 3.52 | 2.02 | 9 | 7
Live | 215669729 |  | 10.5 | 18.5 | 40250 | 29800 | 24800 | 3.54 | 2.26 | 34400 | 3.22 | 1.92 | 9 | 7
Live | 215669728 |  | 10.5 | 18.5 | 40250 | 29800 | 24800 | 3.54 | 2.26 | 34400 | 3.22 | 1.92 | 9 | 7
Live | 215679629 |  | 9.5 | 17.5 | 39560 | 30200 | 25200 | 3.2 | 2.22 | 34600 | 3.14 | 1.9 | 9 | 7
Live | 215679628 |  | 9.5 | 17.5 | 39560 | 30200 | 25200 | 3.2 | 2.22 | 34600 | 3.14 | 1.9 | 9 | 7
Live | 215675828 |  | 10 | 18.5 | 54625 | 45500 | 36200 | 3.37 | 2.48 | 50000 | 3.52 | 2.02 | 9 | 7
Live | 215675820 |  | 10 | 19 | 55200 | 46500 | 36800 | 3.37 | 2.5 | 50000 | 3.54 | 2 | 9 | 7.5
Live | 215669727 |  | 10.5 | 18.5 | 40250 | 29800 | 24800 | 3.54 | 2.26 | 34400 | 3.22 | 1.92 | 9 | 7
Live | 215669719 |  | 10.5 | 18.5 | 40020 | 29800 | 24800 | 3.54 | 2.26 | 34400 | 3.22 | 1.92 | 9 | 7
Live | 215675819 |  | 10 | 19 | 55200 | 46500 | 36800 | 3.37 | 2.5 | 50000 | 3.54 | 2 | 9 | 7.5
Live | 215675818 |  | 10 | 19 | 55200 | 46500 | 36800 | 3.37 | 2.5 | 50000 | 3.54 | 2 | 9 | 7.5
Live | 215679620 |  | 10 | 18 | 40250 | 29800 | 24800 | 3.37 | 2.26 | 34400 | 3.22 | 1.92 | 9 | 7
Live | 215679619 |  | 10 | 18 | 40250 | 29800 | 24800 | 3.37 | 2.26 | 34400 | 3.22 | 1.92 | 9 | 7
Live | 215669718 |  | 10.5 | 18.5 | 40020 | 29800 | 24800 | 3.54 | 2.26 | 34400 | 3.22 | 1.92 | 9 | 7
Live | 215669717 |  | 10.5 | 18.5 | 40020 | 29800 | 24800 | 3.54 | 2.26 | 34400 | 3.22 | 1.92 | 9 | 7
Live | 215679038 |  | 10 | 17.5 | 27140 | 19400 | 16200 | 3.37 | 2.18 | 27200 | 3.18 | 1.76 | 8.1 | 6.5
Live | 215679030 |  | 10 | 18 | 27370 | 19200 | 16100 | 3.37 | 2.22 | 27000 | 3.22 | 1.78 | 8 | 6.5
Live | 215675810 |  | 10 | 19 | 55200 | 46500 | 36800 | 3.37 | 2.5 | 50000 | 3.54 | 2 | 9 | 7.5
Live | 215675809 |  | 10 | 19 | 55200 | 46500 | 36800 | 3.37 | 2.5 | 50000 | 3.54 | 2 | 9 | 7.5
Live | 215679618 |  | 10 | 18 | 40250 | 29800 | 24800 | 3.37 | 2.26 | 34400 | 3.22 | 1.92 | 9 | 7
Live | 215679610 |  | 10 | 18 | 40250 | 29800 | 24800 | 3.37 | 2.26 | 34400 | 3.22 | 1.92 | 9 | 7
Live | 215669709 |  | 10.5 | 18.5 | 40250 | 29800 | 24800 | 3.54 | 2.26 | 34400 | 3.22 | 1.92 | 9 | 7
Live | 215669708 |  | 10.5 | 18.5 | 40250 | 29800 | 24800 | 3.54 | 2.26 | 34400 | 3.22 | 1.92 | 9 | 7
Live | 215675808 |  | 10 | 19 | 55200 | 46500 | 36800 | 3.37 | 2.5 | 50000 | 3.54 | 2 | 9 | 7.5
Live | 215675800 |  | 10 | 18.5 | 54625 | 47000 | 37400 | 3.37 | 2.46 | 50000 | 3.48 | 1.98 | 9 | 7
Live | 215679029 |  | 10 | 18 | 27370 | 19200 | 16100 | 3.37 | 2.22 | 27000 | 3.22 | 1.78 | 8 | 6.5
Live | 215679028 |  | 10 | 18 | 27370 | 19200 | 16100 | 3.37 | 2.22 | 27000 | 3.22 | 1.78 | 8 | 6.5
Live | 215679609 |  | 10 | 18 | 40250 | 29800 | 24800 | 3.37 | 2.26 | 34400 | 3.22 | 1.92 | 9 | 7
Live | 215679608 |  | 10 | 18 | 40250 | 29800 | 24800 | 3.37 | 2.26 | 34400 | 3.22 | 1.92 | 9 | 7
Live | 215669707 |  | 10.5 | 18.5 | 40250 | 29800 | 24800 | 3.54 | 2.26 | 34400 | 3.22 | 1.92 | 9 | 7
Live | 215669699 |  | 10.5 | 18 | 40020 | 29800 | 24800 | 3.54 | 2.26 | 34400 | 3.2 | 1.92 | 9 | 7
Live | 215675799 |  | 10 | 18.5 | 54625 | 47000 | 37400 | 3.37 | 2.46 | 50000 | 3.48 | 1.98 | 9 | 7
Live | 215675798 |  | 10 | 18.5 | 54625 | 47000 | 37400 | 3.37 | 2.46 | 50000 | 3.48 | 1.98 | 9 | 7
Live | 215679600 |  | 10.5 | 18 | 40020 | 29800 | 24800 | 3.54 | 2.26 | 34400 | 3.2 | 1.92 | 9 | 7
Live | 215679599 |  | 10.5 | 18 | 40020 | 29800 | 24800 | 3.54 | 2.26 | 34400 | 3.2 | 1.92 | 9 | 7
Live | 215679020 |  | 10 | 18 | 27370 | 19200 | 16000 | 3.37 | 2.22 | 27000 | 3.22 | 1.78 | 8 | 6.5
Live | 215679019 |  | 10 | 18 | 27370 | 19200 | 16000 | 3.37 | 2.22 | 27000 | 3.22 | 1.78 | 8 | 6.5
Live | 215670623 |  | 11.5 | 19.5 | 40710 | 29400 | 24400 | 3.87 | 2.34 | 34000 | 3.32 | 2.04 | 9.5 | 7
Live | 215670622 |  | 11.5 | 19.5 | 40710 | 29400 | 24400 | 3.87 | 2.34 | 34000 | 3.32 | 2.04 | 9.5 | 7
Live | 215669698 |  | 10.5 | 18 | 40020 | 29800 | 24800 | 3.54 | 2.26 | 34400 | 3.2 | 1.92 | 9 | 7
Live | 215669697 |  | 10.5 | 18 | 40020 | 29800 | 24800 | 3.54 | 2.26 | 34400 | 3.2 | 1.92 | 9 | 7
Live | 215675790 |  | 10 | 18.5 | 54625 | 47000 | 37200 | 3.37 | 2.46 | 50000 | 3.48 | 1.98 | 9 | 7.5
Live | 215675789 |  | 10 | 18.5 | 54625 | 47000 | 37200 | 3.37 | 2.46 | 50000 | 3.48 | 1.98 | 9 | 7.5
Live | 215679598 |  | 10.5 | 18 | 40020 | 29800 | 24800 | 3.54 | 2.26 | 34400 | 3.2 | 1.92 | 9 | 7
Live | 215679590 |  | 10.5 | 18.5 | 39560 | 29800 | 24800 | 3.53 | 2.24 | 34200 | 3.18 | 1.9 | 9 | 7
Live | 215679018 |  | 10 | 18 | 27370 | 19200 | 16000 | 3.37 | 2.22 | 27000 | 3.22 | 1.78 | 8 | 6.5
Live | 215679010 |  | 10.5 | 18.5 | 27600 | 19600 | 16200 | 3.53 | 2.24 | 27800 | 3.34 | 1.84 | 8.5 | 6.5
Live | 215669689 |  | 10 | 18 | 39790 | 30000 | 25000 | 3.37 | 2.24 | 34600 | 3.18 | 1.9 | 9 | 7
Live | 215669688 |  | 10 | 18 | 39790 | 30000 | 25000 | 3.37 | 2.24 | 34600 | 3.18 | 1.9 | 9 | 7
Live | 215670621 |  | 11.5 | 19.5 | 40710 | 29400 | 24400 | 3.87 | 2.34 | 34000 | 3.32 | 2.04 | 9.5 | 7
Live | 215670613 |  | 10 | 18.5 | 38410 | 31000 | 25600 | 3.37 | 2.16 | 35800 | 3.06 | 1.86 | 9 | 7
Live | 215675788 |  | 10 | 18.5 | 54625 | 47000 | 37200 | 3.37 | 2.46 | 50000 | 3.48 | 1.98 | 9 | 7.5
Live | 215675780 |  | 10 | 19 | 55200 | 46500 | 36600 | 3.37 | 2.52 | 50000 | 3.56 | 2.12 | 9 | 7.5
Live | 215679009 |  | 10.5 | 18.5 | 27600 | 19600 | 16200 | 3.53 | 2.24 | 27800 | 3.34 | 1.84 | 8.5 | 6.5
Live | 215679008 |  | 10.5 | 18.5 | 27600 | 19600 | 16200 | 3.53 | 2.24 | 27800 | 3.34 | 1.84 | 8.5 | 6.5
Live | 215679589 |  | 10.5 | 18.5 | 39560 | 29800 | 24800 | 3.53 | 2.24 | 34200 | 3.18 | 1.9 | 9 | 7
Live | 215679588 |  | 10.5 | 18.5 | 39560 | 29800 | 24800 | 3.53 | 2.24 | 34200 | 3.18 | 1.9 | 9 | 7
Live | 215669687 |  | 10 | 18 | 39790 | 30000 | 25000 | 3.37 | 2.24 | 34600 | 3.18 | 1.9 | 9 | 7
Live | 215669679 |  | 10 | 18.5 | 40250 | 29800 | 24600 | 3.37 | 2.28 | 34400 | 3.22 | 1.92 | 9 | 7
Live | 215670612 |  | 10 | 18.5 | 38410 | 31000 | 25600 | 3.37 | 2.16 | 35800 | 3.06 | 1.86 | 9 | 7
Live | 215670611 |  | 10 | 18.5 | 38410 | 31000 | 25600 | 3.37 | 2.16 | 35800 | 3.06 | 1.86 | 9 | 7
Live | 215675779 |  | 10 | 19 | 55200 | 46500 | 36600 | 3.37 | 2.52 | 50000 | 3.56 | 2.12 | 9 | 7.5
Live | 215675778 |  | 10 | 19 | 55200 | 46500 | 36600 | 3.37 | 2.52 | 50000 | 3.56 | 2.12 | 9 | 7.5
Live | 215679000 |  | 10.5 | 18.5 | 27600 | 19700 | 16300 | 3.53 | 2.22 | 27800 | 3.34 | 1.84 | 8.5 | 6.5
Live | 215678999 |  | 10.5 | 18.5 | 27600 | 19700 | 16300 | 3.53 | 2.22 | 27800 | 3.34 | 1.84 | 8.5 | 6.5
Live | 215679580 |  | 10.5 | 18.5 | 39560 | 29800 | 24800 | 3.53 | 2.24 | 34200 | 3.18 | 1.9 | 9 | 7
Live | 215679579 |  | 10.5 | 18.5 | 39560 | 29800 | 24800 | 3.53 | 2.24 | 34200 | 3.18 | 1.9 | 9 | 7
Live | 215669678 |  | 10 | 18.5 | 40250 | 29800 | 24600 | 3.37 | 2.28 | 34400 | 3.22 | 1.92 | 9 | 7
Live | 215669677 |  | 10 | 18.5 | 40250 | 29800 | 24600 | 3.37 | 2.28 | 34400 | 3.22 | 1.92 | 9 | 7
Live | 215670603 |  | 10 | 17 | 39790 | 30000 | 24800 | 3.37 | 2.28 | 34600 | 3.22 | 1.92 | 8.5 | 7
Live | 215670602 |  | 10 | 17 | 39790 | 30000 | 24800 | 3.37 | 2.28 | 34600 | 3.22 | 1.92 | 8.5 | 7
Live | 215675770 |  | 10 | 18.5 | 55200 | 46500 | 36800 | 3.37 | 2.48 | 50000 | 3.54 | 2 | 9 | 7.5
Live | 215675769 |  | 10 | 18.5 | 55200 | 46500 | 36800 | 3.37 | 2.48 | 50000 | 3.54 | 2 | 9 | 7.5
Live | 215679578 |  | 10.5 | 18.5 | 39560 | 29800 | 24800 | 3.53 | 2.24 | 34200 | 3.18 | 1.9 | 9 | 7
Live | 215679570 |  | 10 | 18 | 39560 | 29800 | 24800 | 3.37 | 2.24 | 34200 | 3.18 | 1.9 | 9 | 7
Live | 215670601 |  | 10 | 17 | 39790 | 30000 | 24800 | 3.37 | 2.28 | 34600 | 3.22 | 1.92 | 8.5 | 7
Live | 215670593 |  | 10 | 17 | 39790 | 30000 | 24800 | 3.37 | 2.28 | 34600 | 3.22 | 1.92 | 8.5 | 7
Live | 215669669 |  | 10 | 18 | 40020 | 29800 | 24800 | 3.37 | 2.26 | 34400 | 3.2 | 1.92 | 9 | 7
Live | 215669668 |  | 10 | 18 | 40020 | 29800 | 24800 | 3.37 | 2.26 | 34400 | 3.2 | 1.92 | 9 | 7
Live | 215675768 |  | 10 | 18.5 | 55200 | 46500 | 36800 | 3.37 | 2.48 | 50000 | 3.54 | 2 | 9 | 7.5
Live | 215675760 |  | 9.5 | 18 | 54625 | 47000 | 37200 | 3.2 | 2.46 | 50000 | 3.48 | 1.98 | 9 | 7.5
Live | 215678998 |  | 10.5 | 18.5 | 27600 | 19700 | 16300 | 3.53 | 2.22 | 27800 | 3.34 | 1.84 | 8.5 | 6.5
Live | 215678990 |  | 10.5 | 18.5 | 27830 | 19500 | 16100 | 3.55 | 2.26 | 27600 | 3.38 | 1.84 | 8 | 6.5
Live | 215679569 |  | 10 | 18 | 39560 | 29800 | 24800 | 3.37 | 2.24 | 34200 | 3.18 | 1.9 | 9 | 7
Live | 215679568 |  | 10 | 18 | 39560 | 29800 | 24800 | 3.37 | 2.24 | 34200 | 3.18 | 1.9 | 9 | 7
Live | 215675759 |  | 9.5 | 18 | 54625 | 47000 | 37200 | 3.2 | 2.46 | 50000 | 3.48 | 1.98 | 9 | 7.5
Live | 215675758 |  | 9.5 | 18 | 54625 | 47000 | 37200 | 3.2 | 2.46 | 50000 | 3.48 | 1.98 | 9 | 7.5
Live | 215670592 |  | 10 | 17 | 39790 | 30000 | 24800 | 3.37 | 2.28 | 34600 | 3.22 | 1.92 | 8.5 | 7
Live | 215670591 |  | 10 | 17 | 39790 | 30000 | 24800 | 3.37 | 2.28 | 34600 | 3.22 | 1.92 | 8.5 | 7
Live | 215669667 |  | 10 | 18 | 40020 | 29800 | 24800 | 3.37 | 2.26 | 34400 | 3.2 | 1.92 | 9 | 7
Live | 215669659 |  | 10.5 | 18.5 | 40250 | 29800 | 24600 | 3.54 | 2.28 | 34400 | 3.22 | 1.92 | 9 | 7
Live | 215679560 |  | 10 | 18 | 39560 | 29800 | 24800 | 3.37 | 2.24 | 34200 | 3.18 | 1.9 | 9 | 7
Live | 215679559 |  | 10 | 18 | 39560 | 29800 | 24800 | 3.37 | 2.24 | 34200 | 3.18 | 1.9 | 9 | 7
Live | 215678989 |  | 10.5 | 18.5 | 27830 | 19500 | 16100 | 3.55 | 2.26 | 27600 | 3.38 | 1.84 | 8 | 6.5
Live | 215678988 |  | 10.5 | 18.5 | 27830 | 19500 | 16100 | 3.55 | 2.26 | 27600 | 3.38 | 1.84 | 8 | 6.5
Live | 215669658 |  | 10.5 | 18.5 | 40250 | 29800 | 24600 | 3.54 | 2.28 | 34400 | 3.22 | 1.92 | 9 | 7
Live | 215669657 |  | 10.5 | 18.5 | 40250 | 29800 | 24600 | 3.54 | 2.28 | 34400 | 3.22 | 1.92 | 9 | 7
Live | 215675750 |  | 10.5 | 19 | 55200 | 46500 | 36600 | 3.54 | 2.5 | 50000 | 3.56 | 2 | 9 | 7.5
Live | 215675749 |  | 10.5 | 19 | 55200 | 46500 | 36600 | 3.54 | 2.5 | 50000 | 3.56 | 2 | 9 | 7.5
Live | 215670583 |  | 9.5 | 17 | 39560 | 30200 | 25000 | 3.2 | 2.26 | 34800 | 3.2 | 1.78 | 8.5 | 7
Live | 215670582 |  | 9.5 | 17 | 39560 | 30200 | 25000 | 3.2 | 2.26 | 34800 | 3.2 | 1.78 | 8.5 | 7
Live | 215679558 |  | 10 | 18 | 39560 | 29800 | 24800 | 3.37 | 2.24 | 34200 | 3.18 | 1.9 | 9 | 7
Live | 215679550 |  | 10 | 18 | 38870 | 30200 | 25000 | 3.37 | 2.26 | 35000 | 3.2 | 1.9 | 9 | 7
Live | 215678980 |  | 10.5 | 18.5 | 27830 | 19500 | 16100 | 3.55 | 2.26 | 27600 | 3.38 | 1.84 | 8 | 6.5
Live | 215678979 |  | 10.5 | 18.5 | 27830 | 19500 | 16100 | 3.55 | 2.26 | 27600 | 3.38 | 1.84 | 8 | 6.5
Live | 215669649 |  | 10.5 | 18.5 | 40250 | 29800 | 24600 | 3.54 | 2.28 | 34400 | 3.22 | 1.92 | 9 | 7
Live | 215669648 |  | 10.5 | 18.5 | 40250 | 29800 | 24600 | 3.54 | 2.28 | 34400 | 3.22 | 1.92 | 9 | 7
Live | 215675748 |  | 10.5 | 19 | 55200 | 46500 | 36600 | 3.54 | 2.5 | 50000 | 3.56 | 2 | 9 | 7.5
Live | 215675740 |  | 10.5 | 19 | 55200 | 46500 | 36600 | 3.54 | 2.5 | 50000 | 3.56 | 2.1 | 9.5 | 7.5
Live | 215679549 |  | 10 | 18 | 38870 | 30200 | 25000 | 3.37 | 2.26 | 35000 | 3.2 | 1.9 | 9 | 7
Live | 215679548 |  | 10 | 18 | 38870 | 30200 | 25000 | 3.37 | 2.26 | 35000 | 3.2 | 1.9 | 9 | 7
Live | 215670581 |  | 9.5 | 17 | 39560 | 30200 | 25000 | 3.2 | 2.26 | 34800 | 3.2 | 1.78 | 8.5 | 7
Live | 215670573 |  | 9.5 | 16.5 | 39330 | 30200 | 25200 | 3.2 | 2.24 | 34800 | 3.18 | 1.78 | 8.5 | 7
Live | 215678978 |  | 10.5 | 18.5 | 27830 | 19500 | 16100 | 3.55 | 2.26 | 27600 | 3.38 | 1.84 | 8 | 6.5
Live | 215678970 |  | 10.5 | 18 | 27140 | 19400 | 16200 | 3.54 | 2.2 | 27200 | 3.18 | 1.76 | 8.1 | 6.5
Live | 215675739 |  | 10.5 | 19 | 55200 | 46500 | 36600 | 3.54 | 2.5 | 50000 | 3.56 | 2.1 | 9.5 | 7.5
Live | 215675738 |  | 10.5 | 19 | 55200 | 46500 | 36600 | 3.54 | 2.5 | 50000 | 3.56 | 2.1 | 9.5 | 7.5
Live | 215669647 |  | 10.5 | 18.5 | 40250 | 29800 | 24600 | 3.54 | 2.28 | 34400 | 3.22 | 1.92 | 9 | 7
Live | 215669639 |  | 10.5 | 18.5 | 40250 | 29800 | 24600 | 3.54 | 2.28 | 34400 | 3.22 | 1.92 | 9 | 7
Live | 215670572 |  | 9.5 | 16.5 | 39330 | 30200 | 25200 | 3.2 | 2.24 | 34800 | 3.18 | 1.78 | 8.5 | 7
Live | 215670571 |  | 9.5 | 16.5 | 39330 | 30200 | 25200 | 3.2 | 2.24 | 34800 | 3.18 | 1.78 | 8.5 | 7
Live | 215679540 |  | 10 | 18 | 38870 | 30200 | 25000 | 3.37 | 2.24 | 35000 | 3.18 | 1.88 | 9 | 7
Live | 215679539 |  | 10 | 18 | 38870 | 30200 | 25000 | 3.37 | 2.24 | 35000 | 3.18 | 1.88 | 9 | 7
Live | 215678969 |  | 10.5 | 18 | 27140 | 19400 | 16200 | 3.54 | 2.2 | 27200 | 3.18 | 1.76 | 8.1 | 6.5
Live | 215678968 |  | 10.5 | 18 | 27140 | 19400 | 16200 | 3.54 | 2.2 | 27200 | 3.18 | 1.76 | 8.1 | 6.5
Live | 215669638 |  | 10.5 | 18.5 | 40250 | 29800 | 24600 | 3.54 | 2.28 | 34400 | 3.22 | 1.92 | 9 | 7
Live | 215669637 |  | 10.5 | 18.5 | 40250 | 29800 | 24600 | 3.54 | 2.28 | 34400 | 3.22 | 1.92 | 9 | 7
Live | 215675730 |  | 10 | 19 | 55200 | 46500 | 37000 | 3.37 | 2.48 | 50000 | 3.52 | 1.98 | 9 | 7.5
Live | 215675729 |  | 10 | 19 | 55200 | 46500 | 37000 | 3.37 | 2.48 | 50000 | 3.52 | 1.98 | 9 | 7.5
Live | 215670563 |  | 9 | 15.5 | 37950 | 30200 | 25200 | 3.03 | 2.16 | 35000 | 3.06 | 1.78 | 8.5 | 6.5
Live | 215670562 |  | 9 | 15.5 | 37950 | 30200 | 25200 | 3.03 | 2.16 | 35000 | 3.06 | 1.78 | 8.5 | 6.5
Live | 215679538 |  | 10 | 18 | 38870 | 30200 | 25000 | 3.37 | 2.24 | 35000 | 3.18 | 1.88 | 9 | 7
Live | 215679530 |  | 9.5 | 17.5 | 38640 | 30400 | 25200 | 3.2 | 2.22 | 35200 | 3.16 | 1.88 | 9 | 7
Live | 215678960 |  | 10 | 17.5 | 27140 | 19400 | 16200 | 3.37 | 2.18 | 27200 | 3.18 | 1.76 | 8.1 | 6.5
Live | 215678959 |  | 10 | 17.5 | 27140 | 19400 | 16200 | 3.37 | 2.18 | 27200 | 3.18 | 1.76 | 8.1 | 6.5
Live | 215669629 |  | 10 | 18.5 | 40020 | 29800 | 24800 | 3.37 | 2.26 | 34400 | 3.2 | 1.92 | 9 | 7
Live | 215669628 |  | 10 | 18.5 | 40020 | 29800 | 24800 | 3.37 | 2.26 | 34400 | 3.2 | 1.92 | 9 | 7
Live | 215675728 |  | 10 | 19 | 55200 | 46500 | 37000 | 3.37 | 2.48 | 50000 | 3.52 | 1.98 | 9 | 7.5
Live | 215675720 |  | 10 | 19 | 55200 | 46500 | 36800 | 3.37 | 2.48 | 50000 | 3.52 | 2 | 9 | 7.5
Live | 215670561 |  | 9 | 15.5 | 37950 | 30200 | 25200 | 3.03 | 2.16 | 35000 | 3.06 | 1.78 | 8.5 | 6.5
Live | 215670553 |  | 10 | 17 | 39790 | 30000 | 24800 | 3.37 | 2.28 | 34600 | 3.22 | 1.8 | 8.5 | 7
Live | 215678958 |  | 10 | 17.5 | 27140 | 19400 | 16200 | 3.37 | 2.18 | 27200 | 3.18 | 1.76 | 8.1 | 6.5
Live | 215678950 |  | 10 | 18 | 27370 | 19200 | 16100 | 3.37 | 2.22 | 27000 | 3.22 | 1.78 | 8 | 6.5
Live | 215679529 |  | 9.5 | 17.5 | 38640 | 30400 | 25200 | 3.2 | 2.22 | 35200 | 3.16 | 1.88 | 9 | 7
Live | 215679528 |  | 9.5 | 17.5 | 38640 | 30400 | 25200 | 3.2 | 2.22 | 35200 | 3.16 | 1.88 | 9 | 7
Live | 215669627 |  | 10 | 18.5 | 40020 | 29800 | 24800 | 3.37 | 2.26 | 34400 | 3.2 | 1.92 | 9 | 7
Live | 215669609 |  | 10.5 | 18.5 | 40020 | 29800 | 24800 | 3.54 | 2.26 | 34400 | 3.22 | 1.92 | 9 | 7
Live | 215675719 |  | 10 | 19 | 55200 | 46500 | 36800 | 3.37 | 2.48 | 50000 | 3.52 | 2 | 9 | 7.5
Live | 215675718 |  | 10 | 19 | 55200 | 46500 | 36800 | 3.37 | 2.48 | 50000 | 3.52 | 2 | 9 | 7.5
Live | 215678949 |  | 10 | 18 | 27370 | 19200 | 16100 | 3.37 | 2.22 | 27000 | 3.22 | 1.78 | 8 | 6.5
Live | 215678948 |  | 10 | 18 | 27370 | 19200 | 16100 | 3.37 | 2.22 | 27000 | 3.22 | 1.78 | 8 | 6.5
Live | 215670552 |  | 10 | 17 | 39790 | 30000 | 24800 | 3.37 | 2.28 | 34600 | 3.22 | 1.8 | 8.5 | 7
Live | 215670551 |  | 10 | 17 | 39790 | 30000 | 24800 | 3.37 | 2.28 | 34600 | 3.22 | 1.8 | 8.5 | 7
Live | 215679520 |  | 9.5 | 17.5 | 38410 | 30600 | 25400 | 3.2 | 2.22 | 35200 | 3.14 | 1.88 | 9 | 7
Live | 215679519 |  | 9.5 | 17.5 | 38410 | 30600 | 25400 | 3.2 | 2.22 | 35200 | 3.14 | 1.88 | 9 | 7
Live | 215669608 |  | 10.5 | 18.5 | 40020 | 29800 | 24800 | 3.54 | 2.26 | 34400 | 3.22 | 1.92 | 9 | 7
Live | 215669607 |  | 10.5 | 18.5 | 40020 | 29800 | 24800 | 3.54 | 2.26 | 34400 | 3.22 | 1.92 | 9 | 7
Live | 215667792 |  | 9.5 | 16 | 26910 | 20200 | 16900 | 3.21 | 2.32 | 24000 | 2.98 | 1.98 | 9 | 7
Live | 215667791 |  | 9.5 | 16 | 26910 | 20200 | 16900 | 3.21 | 2.32 | 24000 | 2.98 | 1.98 | 9 | 7
Live | 215675710 |  | 10 | 18.5 | 55200 | 47000 | 37200 | 3.37 | 2.46 | 50000 | 3.5 | 2 | 9 | 7.5
Live | 215675709 |  | 10 | 18.5 | 55200 | 47000 | 37200 | 3.37 | 2.46 | 50000 | 3.5 | 2 | 9 | 7.5
Live | 215678940 |  | 10 | 18 | 27370 | 19200 | 16000 | 3.37 | 2.22 | 27000 | 3.22 | 1.78 | 8 | 6.5
Live | 215678939 |  | 10 | 18 | 27370 | 19200 | 16000 | 3.37 | 2.22 | 27000 | 3.22 | 1.78 | 8 | 6.5
Live | 215669599 |  | 10 | 18 | 39790 | 30000 | 25000 | 3.37 | 2.24 | 34600 | 3.18 | 1.9 | 9 | 7
Live | 215669598 |  | 10 | 18 | 39790 | 30000 | 25000 | 3.37 | 2.24 | 34600 | 3.18 | 1.9 | 9 | 7
Live | 215670543 |  | 10 | 17 | 39790 | 30000 | 24800 | 3.37 | 2.28 | 34600 | 3.22 | 1.92 | 8.5 | 7
Live | 215670542 |  | 10 | 17 | 39790 | 30000 | 24800 | 3.37 | 2.28 | 34600 | 3.22 | 1.92 | 8.5 | 7
Live | 215679518 |  | 9.5 | 17.5 | 38410 | 30600 | 25400 | 3.2 | 2.22 | 35200 | 3.14 | 1.88 | 9 | 7
Live | 215679510 |  | 9.5 | 18 | 38870 | 30200 | 25000 | 3.2 | 2.26 | 35000 | 3.2 | 1.9 | 9 | 7
Live | 215675708 |  | 10 | 18.5 | 55200 | 47000 | 37200 | 3.37 | 2.46 | 50000 | 3.5 | 2 | 9 | 7.5
Live | 215675700 |  | 9.5 | 18 | 54625 | 47500 | 37600 | 3.2 | 2.42 | 50000 | 3.44 | 1.98 | 9 | 7
Live | 215667785 |  | 10.5 | 17 | 27370 | 19900 | 16500 | 3.53 | 2.4 | 23400 | 3.08 | 2 | 9 | 7
Live | 215667784 |  | 10.5 | 17 | 27370 | 19900 | 16500 | 3.53 | 2.4 | 23400 | 3.08 | 2 | 9 | 7
Live | 215678938 |  | 10 | 18 | 27370 | 19200 | 16000 | 3.37 | 2.22 | 27000 | 3.22 | 1.78 | 8 | 6.5
Live | 215678930 |  | 10.5 | 18 | 27140 | 19400 | 16200 | 3.54 | 2.2 | 27200 | 3.18 | 1.76 | 8.1 | 6.5
Live | 215669597 |  | 10 | 18 | 39790 | 30000 | 25000 | 3.37 | 2.24 | 34600 | 3.18 | 1.9 | 9 | 7
Live | 215669589 |  | 10 | 18 | 39790 | 30200 | 25000 | 3.37 | 2.22 | 34600 | 3.16 | 1.9 | 9 | 7
Live | 215675699 |  | 9.5 | 18 | 54625 | 47500 | 37600 | 3.2 | 2.42 | 50000 | 3.44 | 1.98 | 9 | 7
Live | 215675698 |  | 9.5 | 18 | 54625 | 47500 | 37600 | 3.2 | 2.42 | 50000 | 3.44 | 1.98 | 9 | 7
Live | 215670541 |  | 10 | 17 | 39790 | 30000 | 24800 | 3.37 | 2.28 | 34600 | 3.22 | 1.92 | 8.5 | 7
Live | 215670533 |  | 10 | 17 | 39790 | 30000 | 24800 | 3.37 | 2.26 | 34600 | 3.22 | 1.8 | 8.5 | 7
Live | 215667783 |  | 10.5 | 17 | 27370 | 19900 | 16500 | 3.53 | 2.4 | 23400 | 3.08 | 2 | 9 | 7
Live | 215667777 |  | 10 | 17 | 27140 | 19900 | 16600 | 3.37 | 2.4 | 23600 | 3.06 | 1.98 | 9 | 7
Live | 215679509 |  | 9.5 | 18 | 38870 | 30200 | 25000 | 3.2 | 2.26 | 35000 | 3.2 | 1.9 | 9 | 7
Live | 215679508 |  | 9.5 | 18 | 38870 | 30200 | 25000 | 3.2 | 2.26 | 35000 | 3.2 | 1.9 | 9 | 7
Live | 215669588 |  | 10 | 18 | 39790 | 30200 | 25000 | 3.37 | 2.22 | 34600 | 3.16 | 1.9 | 9 | 7
Live | 215669587 |  | 10 | 18 | 39790 | 30200 | 25000 | 3.37 | 2.22 | 34600 | 3.16 | 1.9 | 9 | 7
Live | 215675660 |  | 10.5 | 19 | 55200 | 46500 | 36800 | 3.54 | 2.5 | 50000 | 3.54 | 2 | 9 | 7.5
Live | 215675659 |  | 10.5 | 19 | 55200 | 46500 | 36800 | 3.54 | 2.5 | 50000 | 3.54 | 2 | 9 | 7.5
Live | 215667776 |  | 10 | 17 | 27140 | 19900 | 16600 | 3.37 | 2.4 | 23600 | 3.06 | 1.98 | 9 | 7
Live | 215667775 |  | 10 | 17 | 27140 | 19900 | 16600 | 3.37 | 2.4 | 23600 | 3.06 | 1.98 | 9 | 7
Live | 215678929 |  | 10.5 | 18 | 27140 | 19400 | 16200 | 3.54 | 2.2 | 27200 | 3.18 | 1.76 | 8.1 | 6.5
Live | 215678928 |  | 10.5 | 18 | 27140 | 19400 | 16200 | 3.54 | 2.2 | 27200 | 3.18 | 1.76 | 8.1 | 6.5
Live | 215670532 |  | 10 | 17 | 39790 | 30000 | 24800 | 3.37 | 2.26 | 34600 | 3.22 | 1.8 | 8.5 | 7
Live | 215670531 |  | 10 | 17 | 39790 | 30000 | 24800 | 3.37 | 2.26 | 34600 | 3.22 | 1.8 | 8.5 | 7
Live | 215679500 |  | 10 | 18 | 39100 | 30200 | 25000 | 3.37 | 2.26 | 35000 | 3.2 | 1.9 | 9 | 7
Live | 215679499 |  | 10 | 18 | 39100 | 30200 | 25000 | 3.37 | 2.26 | 35000 | 3.2 | 1.9 | 9 | 7
Live | 215675658 |  | 10.5 | 19 | 55200 | 46500 | 36800 | 3.54 | 2.5 | 50000 | 3.54 | 2 | 9 | 7.5
Live | 215675650 |  | 10 | 18.5 | 55200 | 45500 | 36200 | 3.37 | 2.48 | 50000 | 3.52 | 2.02 | 9 | 7
Live | 215667769 |  | 10.5 | 17 | 27370 | 19800 | 16500 | 3.53 | 2.42 | 23400 | 3.08 | 2 | 9 | 7
Live | 215667768 |  | 10.5 | 17 | 27370 | 19800 | 16500 | 3.53 | 2.42 | 23400 | 3.08 | 2 | 9 | 7
Live | 215678920 |  | 10 | 17.5 | 27140 | 19400 | 16200 | 3.37 | 2.18 | 27200 | 3.18 | 1.76 | 8.1 | 6.5
Live | 215678919 |  | 10 | 17.5 | 27140 | 19400 | 16200 | 3.37 | 2.18 | 27200 | 3.18 | 1.76 | 8.1 | 6.5
Live | 215669579 |  | 10.5 | 18.5 | 40020 | 29800 | 24800 | 3.54 | 2.26 | 34400 | 3.22 | 1.92 | 9 | 7
Live | 215669578 |  | 10.5 | 18.5 | 40020 | 29800 | 24800 | 3.54 | 2.26 | 34400 | 3.22 | 1.92 | 9 | 7
Live | 215670523 |  | 9.5 | 16.5 | 39560 | 30200 | 25000 | 3.2 | 2.24 | 34800 | 3.18 | 1.78 | 8.5 | 7
Live | 215670522 |  | 9.5 | 16.5 | 39560 | 30200 | 25000 | 3.2 | 2.24 | 34800 | 3.18 | 1.78 | 8.5 | 7
Live | 215679498 |  | 10 | 18 | 39100 | 30200 | 25000 | 3.37 | 2.26 | 35000 | 3.2 | 1.9 | 9 | 7
Live | 215679490 |  | 10 | 18 | 38870 | 30200 | 25000 | 3.37 | 2.24 | 35000 | 3.18 | 1.88 | 9 | 7
Live | 215675649 |  | 10 | 18.5 | 55200 | 45500 | 36200 | 3.37 | 2.48 | 50000 | 3.52 | 2.02 | 9 | 7
Live | 215675648 |  | 10 | 18.5 | 55200 | 45500 | 36200 | 3.37 | 2.48 | 50000 | 3.52 | 2.02 | 9 | 7
Live | 215678918 |  | 10 | 17.5 | 27140 | 19400 | 16200 | 3.37 | 2.18 | 27200 | 3.18 | 1.76 | 8.1 | 6.5
Live | 215678910 |  | 10 | 18 | 27370 | 19200 | 16100 | 3.37 | 2.22 | 27000 | 3.22 | 1.78 | 8 | 6.5
Live | 215667767 |  | 10.5 | 17 | 27370 | 19800 | 16500 | 3.53 | 2.42 | 23400 | 3.08 | 2 | 9 | 7
Live | 215667761 |  | 10.5 | 17 | 27370 | 19800 | 16500 | 3.53 | 2.4 | 23400 | 3.08 | 2 | 9 | 7
Live | 215669577 |  | 10.5 | 18.5 | 40020 | 29800 | 24800 | 3.54 | 2.26 | 34400 | 3.22 | 1.92 | 9 | 7
Live | 215669569 |  | 10 | 18 | 40020 | 29800 | 24800 | 3.37 | 2.26 | 34400 | 3.2 | 1.92 | 9 | 7
Live | 215670521 |  | 9.5 | 16.5 | 39560 | 30200 | 25000 | 3.2 | 2.24 | 34800 | 3.18 | 1.78 | 8.5 | 7
Live | 215670513 |  | 9.5 | 16 | 39560 | 30200 | 25000 | 3.2 | 2.24 | 34800 | 3.2 | 1.78 | 8.5 | 7
Live | 215679489 |  | 10 | 18 | 38870 | 30200 | 25000 | 3.37 | 2.24 | 35000 | 3.18 | 1.88 | 9 | 7
Live | 215679488 |  | 10 | 18 | 38870 | 30200 | 25000 | 3.37 | 2.24 | 35000 | 3.18 | 1.88 | 9 | 7
Live | 215675640 |  | 10.5 | 19 | 55200 | 46500 | 36800 | 3.54 | 2.5 | 50000 | 3.54 | 2 | 9 | 7.5
Live | 215675639 |  | 10.5 | 19 | 55200 | 46500 | 36800 | 3.54 | 2.5 | 50000 | 3.54 | 2 | 9 | 7.5
Live | 215667760 |  | 10.5 | 17 | 27370 | 19800 | 16500 | 3.53 | 2.4 | 23400 | 3.08 | 2 | 9 | 7
Live | 215667759 |  | 10.5 | 17 | 27370 | 19800 | 16500 | 3.53 | 2.4 | 23400 | 3.08 | 2 | 9 | 7
Live | 215678909 |  | 10 | 18 | 27370 | 19200 | 16100 | 3.37 | 2.22 | 27000 | 3.22 | 1.78 | 8 | 6.5
Live | 215678908 |  | 10 | 18 | 27370 | 19200 | 16100 | 3.37 | 2.22 | 27000 | 3.22 | 1.78 | 8 | 6.5
Live | 215670512 |  | 9.5 | 16 | 39560 | 30200 | 25000 | 3.2 | 2.24 | 34800 | 3.2 | 1.78 | 8.5 | 7
Live | 215670511 |  | 9.5 | 16 | 39560 | 30200 | 25000 | 3.2 | 2.24 | 34800 | 3.2 | 1.78 | 8.5 | 7
Live | 215669568 |  | 10 | 18 | 40020 | 29800 | 24800 | 3.37 | 2.26 | 34400 | 3.2 | 1.92 | 9 | 7
Live | 215669567 |  | 10 | 18 | 40020 | 29800 | 24800 | 3.37 | 2.26 | 34400 | 3.2 | 1.92 | 9 | 7
Live | 215679480 |  | 10 | 18 | 39790 | 30400 | 25000 | 3.37 | 2.28 | 35200 | 3.24 | 1.9 | 9 | 7
Live | 215679479 |  | 10 | 18 | 39790 | 30400 | 25000 | 3.37 | 2.28 | 35200 | 3.24 | 1.9 | 9 | 7
Live | 215678900 |  | 10 | 18 | 27370 | 19200 | 16000 | 3.37 | 2.22 | 27000 | 3.22 | 1.78 | 8 | 6.5
Live | 215678899 |  | 10 | 18 | 27370 | 19200 | 16000 | 3.37 | 2.22 | 27000 | 3.22 | 1.78 | 8 | 6.5
Live | 215667753 |  | 10.5 | 17.5 | 27370 | 19800 | 16500 | 3.53 | 2.42 | 23400 | 3.08 | 2 | 9 | 7
Live | 215667752 |  | 10.5 | 17.5 | 27370 | 19800 | 16500 | 3.53 | 2.42 | 23400 | 3.08 | 2 | 9 | 7
Live | 215669559 |  | 10 | 18 | 39790 | 30000 | 25000 | 3.37 | 2.24 | 34600 | 3.16 | 1.9 | 9 | 7
Live | 215669558 |  | 10 | 18 | 39790 | 30000 | 25000 | 3.37 | 2.24 | 34600 | 3.16 | 1.9 | 9 | 7
Live | 215675638 |  | 10.5 | 19 | 55200 | 46500 | 36800 | 3.54 | 2.5 | 50000 | 3.54 | 2 | 9 | 7.5
Live | 215675630 |  | 10 | 19 | 55200 | 46500 | 36800 | 3.37 | 2.5 | 50000 | 3.54 | 2 | 9 | 7.5
Live | 215670503 |  | 9.5 | 16.5 | 39330 | 30200 | 25200 | 3.2 | 2.24 | 34800 | 3.16 | 1.8 | 8.5 | 7
Live | 215670502 |  | 9.5 | 16.5 | 39330 | 30200 | 25200 | 3.2 | 2.24 | 34800 | 3.16 | 1.8 | 8.5 | 7
Live | 215679478 |  | 10 | 18 | 39790 | 30400 | 25000 | 3.37 | 2.28 | 35200 | 3.24 | 1.9 | 9 | 7
Live | 215679470 |  | 10 | 18 | 39560 | 30400 | 25200 | 3.37 | 2.28 | 35400 | 3.24 | 1.88 | 9 | 7
Live | 215678898 |  | 10 | 18 | 27370 | 19200 | 16000 | 3.37 | 2.22 | 27000 | 3.22 | 1.78 | 8 | 6.5
Live | 215667751 |  | 10.5 | 17.5 | 27370 | 19800 | 16500 | 3.53 | 2.42 | 23400 | 3.08 | 2 | 9 | 7
Live | 215667745 |  | 10 | 17 | 27140 | 20000 | 16600 | 3.37 | 2.38 | 23600 | 3.03 | 1.98 | 9 | 7
Live | 215670501 |  | 9.5 | 16.5 | 39330 | 30200 | 25200 | 3.2 | 2.24 | 34800 | 3.16 | 1.8 | 8.5 | 7
Live | 215670493 |  | 10 | 17 | 39790 | 29800 | 24800 | 3.37 | 2.28 | 34600 | 3.24 | 1.92 | 8.5 | 7
Live | 215669557 |  | 10 | 18 | 39790 | 30000 | 25000 | 3.37 | 2.24 | 34600 | 3.16 | 1.9 | 9 | 7
Live | 215669549 |  | 10 | 18 | 39790 | 30000 | 25000 | 3.37 | 2.24 | 34600 | 3.18 | 1.9 | 9 | 7
Live | 215679469 |  | 10 | 18 | 39560 | 30400 | 25200 | 3.37 | 2.28 | 35400 | 3.24 | 1.88 | 9 | 7
Live | 215679468 |  | 10 | 18 | 39560 | 30400 | 25200 | 3.37 | 2.28 | 35400 | 3.24 | 1.88 | 9 | 7
Live | 215675629 |  | 10 | 19 | 55200 | 46500 | 36800 | 3.37 | 2.5 | 50000 | 3.54 | 2 | 9 | 7.5
Live | 215675628 |  | 10 | 19 | 55200 | 46500 | 36800 | 3.37 | 2.5 | 50000 | 3.54 | 2 | 9 | 7.5
Live | 215667744 |  | 10 | 17 | 27140 | 20000 | 16600 | 3.37 | 2.38 | 23600 | 3.03 | 1.98 | 9 | 7
Live | 215667743 |  | 10 | 17 | 27140 | 20000 | 16600 | 3.37 | 2.38 | 23600 | 3.03 | 1.98 | 9 | 7
Live | 215675620 |  | 10 | 18.5 | 54625 | 47000 | 37400 | 3.37 | 2.46 | 50000 | 3.48 | 1.98 | 9 | 7
Live | 215675619 |  | 10 | 18.5 | 54625 | 47000 | 37400 | 3.37 | 2.46 | 50000 | 3.48 | 1.98 | 9 | 7
Live | 215669548 |  | 10 | 18 | 39790 | 30000 | 25000 | 3.37 | 2.24 | 34600 | 3.18 | 1.9 | 9 | 7
Live | 215669547 |  | 10 | 18 | 39790 | 30000 | 25000 | 3.37 | 2.24 | 34600 | 3.18 | 1.9 | 9 | 7
Live | 215679460 |  | 9.5 | 17.5 | 39330 | 30600 | 25400 | 3.2 | 2.26 | 35400 | 3.2 | 1.88 | 9 | 7
Live | 215679459 |  | 9.5 | 17.5 | 39330 | 30600 | 25400 | 3.2 | 2.26 | 35400 | 3.2 | 1.88 | 9 | 7
Live | 215667721 |  | 10 | 17 | 26680 | 20000 | 16600 | 3.37 | 2.32 | 23600 | 2.94 | 1.98 | 9 | 7
Live | 215667720 |  | 10 | 17 | 26680 | 20000 | 16600 | 3.37 | 2.32 | 23600 | 2.94 | 1.98 | 9 | 7
Live | 215670492 |  | 10 | 17 | 39790 | 29800 | 24800 | 3.37 | 2.28 | 34600 | 3.24 | 1.92 | 8.5 | 7
Live | 215670491 |  | 10 | 17 | 39790 | 29800 | 24800 | 3.37 | 2.28 | 34600 | 3.24 | 1.92 | 8.5 | 7
Live | 215675618 |  | 10 | 18.5 | 54625 | 47000 | 37400 | 3.37 | 2.46 | 50000 | 3.48 | 1.98 | 9 | 7
Live | 215675610 |  | 10 | 18.5 | 54625 | 47000 | 37200 | 3.37 | 2.46 | 50000 | 3.48 | 1.98 | 9 | 7.5
Live | 215669539 |  | 10 | 18 | 39560 | 30200 | 25200 | 3.37 | 2.22 | 34600 | 3.16 | 1.9 | 9 | 7
Live | 215669538 |  | 10 | 18 | 39560 | 30200 | 25200 | 3.37 | 2.22 | 34600 | 3.16 | 1.9 | 9 | 7
Live | 215679458 |  | 9.5 | 17.5 | 39330 | 30600 | 25400 | 3.2 | 2.26 | 35400 | 3.2 | 1.88 | 9 | 7
Live | 215679450 |  | 9.5 | 17.5 | 39330 | 30600 | 25400 | 3.2 | 2.24 | 35600 | 3.18 | 1.88 | 9 | 7
Live | 215670483 |  | 9.5 | 16.5 | 39560 | 30200 | 25000 | 3.2 | 2.24 | 34800 | 3.18 | 1.78 | 8.5 | 7
Live | 215670482 |  | 9.5 | 16.5 | 39560 | 30200 | 25000 | 3.2 | 2.24 | 34800 | 3.18 | 1.78 | 8.5 | 7
Live | 215667719 |  | 10 | 17 | 26680 | 20000 | 16600 | 3.37 | 2.32 | 23600 | 2.94 | 1.98 | 9 | 7
Live | 215667713 |  | 10 | 17 | 26450 | 20000 | 16700 | 3.37 | 2.32 | 23800 | 2.92 | 1.96 | 9 | 7
Live | 215675609 |  | 10 | 18.5 | 54625 | 47000 | 37200 | 3.37 | 2.46 | 50000 | 3.48 | 1.98 | 9 | 7.5
Live | 215675608 |  | 10 | 18.5 | 54625 | 47000 | 37200 | 3.37 | 2.46 | 50000 | 3.48 | 1.98 | 9 | 7.5
Live | 215670481 |  | 9.5 | 16.5 | 39560 | 30200 | 25000 | 3.2 | 2.24 | 34800 | 3.18 | 1.78 | 8.5 | 7
Live | 215670473 |  | 10 | 17 | 39790 | 29800 | 24800 | 3.37 | 2.28 | 34600 | 3.24 | 1.92 | 8.5 | 7
Live | 215669537 |  | 10 | 18 | 39560 | 30200 | 25200 | 3.37 | 2.22 | 34600 | 3.16 | 1.9 | 9 | 7
Live | 215669529 |  | 10 | 18 | 40250 | 29800 | 24800 | 3.37 | 2.26 | 34400 | 3.22 | 1.92 | 9 | 7
Live | 215679449 |  | 9.5 | 17.5 | 39330 | 30600 | 25400 | 3.2 | 2.24 | 35600 | 3.18 | 1.88 | 9 | 7
Live | 215679448 |  | 9.5 | 17.5 | 39330 | 30600 | 25400 | 3.2 | 2.24 | 35600 | 3.18 | 1.88 | 9 | 7
Live | 215667712 |  | 10 | 17 | 26450 | 20000 | 16700 | 3.37 | 2.32 | 23800 | 2.92 | 1.96 | 9 | 7
Live | 215667711 |  | 10 | 17 | 26450 | 20000 | 16700 | 3.37 | 2.32 | 23800 | 2.92 | 1.96 | 9 | 7
Live | 215675600 |  | 10 | 19 | 55200 | 46500 | 36600 | 3.37 | 2.52 | 50000 | 3.56 | 2.02 | 9 | 7.5
Live | 215675599 |  | 10 | 19 | 55200 | 46500 | 36600 | 3.37 | 2.52 | 50000 | 3.56 | 2.02 | 9 | 7.5
Live | 215667705 |  | 9.5 | 16 | 25990 | 20400 | 17000 | 3.2 | 2.26 | 24200 | 2.84 | 1.84 | 8.5 | 7
Live | 215667704 |  | 9.5 | 16 | 25990 | 20400 | 17000 | 3.2 | 2.26 | 24200 | 2.84 | 1.84 | 8.5 | 7
Live | 215670472 |  | 10 | 17 | 39790 | 29800 | 24800 | 3.37 | 2.28 | 34600 | 3.24 | 1.92 | 8.5 | 7
Live | 215670471 |  | 10 | 17 | 39790 | 29800 | 24800 | 3.37 | 2.28 | 34600 | 3.24 | 1.92 | 8.5 | 7
Live | 215669528 |  | 10 | 18 | 40250 | 29800 | 24800 | 3.37 | 2.26 | 34400 | 3.22 | 1.92 | 9 | 7
Live | 215669527 |  | 10 | 18 | 40250 | 29800 | 24800 | 3.37 | 2.26 | 34400 | 3.22 | 1.92 | 9 | 7
Live | 215679440 |  | 10 | 18 | 39790 | 30200 | 25000 | 3.37 | 2.28 | 35200 | 3.24 | 1.9 | 9 | 7
Live | 215679439 |  | 10 | 18 | 39790 | 30200 | 25000 | 3.37 | 2.28 | 35200 | 3.24 | 1.9 | 9 | 7
Live | 215675598 |  | 10 | 19 | 55200 | 46500 | 36600 | 3.37 | 2.52 | 50000 | 3.56 | 2.02 | 9 | 7.5
Live | 215675590 |  | 10 | 18 | 54625 | 47000 | 37200 | 3.37 | 2.46 | 50000 | 3.48 | 1.98 | 9 | 7
Live | 215670463 |  | 10 | 17 | 39790 | 29800 | 24800 | 3.37 | 2.28 | 34600 | 3.24 | 1.92 | 8.5 | 7
Live | 215670462 |  | 10 | 17 | 39790 | 29800 | 24800 | 3.37 | 2.28 | 34600 | 3.24 | 1.92 | 8.5 | 7
Live | 215679438 |  | 10 | 18 | 39790 | 30200 | 25000 | 3.37 | 2.28 | 35200 | 3.24 | 1.9 | 9 | 7
Live | 215679430 |  | 10 | 18 | 39790 | 30200 | 25000 | 3.37 | 2.3 | 35200 | 3.24 | 1.9 | 9 | 7
Live | 215667703 |  | 9.5 | 16 | 25990 | 20400 | 17000 | 3.2 | 2.26 | 24200 | 2.84 | 1.84 | 8.5 | 7
Live | 215667690 |  | 10 | 17 | 26450 | 20000 | 16700 | 3.37 | 2.32 | 23800 | 2.92 | 1.98 | 9 | 7
Live | 215669519 |  | 10 | 18 | 40020 | 29800 | 24800 | 3.37 | 2.26 | 34400 | 3.2 | 1.92 | 9 | 7
Live | 215669518 |  | 10 | 18 | 40020 | 29800 | 24800 | 3.37 | 2.26 | 34400 | 3.2 | 1.92 | 9 | 7
Live | 215678850 |  | 10.5 | 18 | 27140 | 19400 | 16200 | 3.54 | 2.2 | 27000 | 3.18 | 1.76 | 8.5 | 6.5
Live | 215675589 |  | 10 | 18 | 54625 | 47000 | 37200 | 3.37 | 2.46 | 50000 | 3.48 | 1.98 | 9 | 7
Live | 215675588 |  | 10 | 18 | 54625 | 47000 | 37200 | 3.37 | 2.46 | 50000 | 3.48 | 1.98 | 9 | 7
Live | 215670461 |  | 10 | 17 | 39790 | 29800 | 24800 | 3.37 | 2.28 | 34600 | 3.24 | 1.92 | 8.5 | 7
Live | 215670453 |  | 10 | 17 | 39790 | 29800 | 24800 | 3.37 | 2.28 | 34600 | 3.24 | 1.92 | 8.5 | 7
Live | 215679429 |  | 10 | 18 | 39790 | 30200 | 25000 | 3.37 | 2.3 | 35200 | 3.24 | 1.9 | 9 | 7
Live | 215679428 |  | 10 | 18 | 39790 | 30200 | 25000 | 3.37 | 2.3 | 35200 | 3.24 | 1.9 | 9 | 7
Live | 215667688 |  | 10 | 17 | 26450 | 20000 | 16700 | 3.37 | 2.32 | 23800 | 2.92 | 1.98 | 9 | 7
Live | 215667686 |  | 10 | 17 | 26450 | 20000 | 16700 | 3.37 | 2.32 | 23800 | 2.92 | 1.98 | 9 | 7
Live | 215669517 |  | 10 | 18 | 40020 | 29800 | 24800 | 3.37 | 2.26 | 34400 | 3.2 | 1.92 | 9 | 7
Live | 215669509 |  | 10 | 17.5 | 39790 | 30000 | 25000 | 3.37 | 2.24 | 34600 | 3.18 | 1.9 | 9 | 7
Live | 215678849 |  | 10.5 | 18 | 27140 | 19400 | 16200 | 3.54 | 2.2 | 27000 | 3.18 | 1.76 | 8.5 | 6.5
Live | 215678848 |  | 10.5 | 18 | 27140 | 19400 | 16200 | 3.54 | 2.2 | 27000 | 3.18 | 1.76 | 8.5 | 6.5
Live | 215675580 |  | 10.5 | 19 | 55200 | 46500 | 36600 | 3.54 | 2.5 | 50000 | 3.56 | 2 | 9 | 7.5
Live | 215675579 |  | 10.5 | 19 | 55200 | 46500 | 36600 | 3.54 | 2.5 | 50000 | 3.56 | 2 | 9 | 7.5
Live | 215679420 |  | 10 | 18 | 39560 | 30400 | 25200 | 3.37 | 2.28 | 35400 | 3.24 | 1.88 | 9 | 7
Live | 215679419 |  | 10 | 18 | 39560 | 30400 | 25200 | 3.37 | 2.28 | 35400 | 3.24 | 1.88 | 9 | 7
Live | 215669508 |  | 10 | 17.5 | 39790 | 30000 | 25000 | 3.37 | 2.24 | 34600 | 3.18 | 1.9 | 9 | 7
Live | 215669507 |  | 10 | 17.5 | 39790 | 30000 | 25000 | 3.37 | 2.24 | 34600 | 3.18 | 1.9 | 9 | 7
Live | 215670452 |  | 10 | 17 | 39790 | 29800 | 24800 | 3.37 | 2.28 | 34600 | 3.24 | 1.92 | 8.5 | 7
Live | 215670451 |  | 10 | 17 | 39790 | 29800 | 24800 | 3.37 | 2.28 | 34600 | 3.24 | 1.92 | 8.5 | 7
Live | 215667673 |  | 10 | 17 | 26450 | 20000 | 16700 | 3.37 | 2.32 | 23800 | 2.92 | 1.98 | 9 | 7
Live | 215667671 |  | 10 | 17 | 26450 | 20000 | 16700 | 3.37 | 2.32 | 23800 | 2.92 | 1.98 | 9 | 7
Live | 215678840 |  | 10 | 17.5 | 27140 | 19400 | 16200 | 3.37 | 2.18 | 27200 | 3.18 | 1.76 | 8.1 | 6.5
Live | 215678839 |  | 10 | 17.5 | 27140 | 19400 | 16200 | 3.37 | 2.18 | 27200 | 3.18 | 1.76 | 8.1 | 6.5
Live | 215679418 |  | 10 | 18 | 39560 | 30400 | 25200 | 3.37 | 2.28 | 35400 | 3.24 | 1.88 | 9 | 7
Live | 215679410 |  | 10 | 17.5 | 38180 | 31000 | 25600 | 3.37 | 2.16 | 35800 | 3.06 | 1.84 | 9 | 7
Live | 215669499 |  | 10.5 | 18.5 | 40250 | 29800 | 24800 | 3.54 | 2.26 | 34400 | 3.22 | 1.92 | 9 | 7
Live | 215669498 |  | 10.5 | 18.5 | 40250 | 29800 | 24800 | 3.54 | 2.26 | 34400 | 3.22 | 1.92 | 9 | 7
Live | 215675578 |  | 10.5 | 19 | 55200 | 46500 | 36600 | 3.54 | 2.5 | 50000 | 3.56 | 2 | 9 | 7.5
Live | 215675570 |  | 10.5 | 19 | 55200 | 46500 | 36600 | 3.54 | 2.5 | 50000 | 3.56 | 2 | 9 | 7.5
Live | 215678838 |  | 10 | 17.5 | 27140 | 19400 | 16200 | 3.37 | 2.18 | 27200 | 3.18 | 1.76 | 8.1 | 6.5
Live | 215678830 |  | 10 | 18 | 27370 | 19200 | 16100 | 3.37 | 2.22 | 27000 | 3.22 | 1.78 | 8 | 6.5
Live | 215670443 |  | 9.5 | 17 | 39790 | 30000 | 24800 | 3.2 | 2.26 | 34600 | 3.22 | 1.8 | 8.5 | 7
Live | 215670442 |  | 9.5 | 17 | 39790 | 30000 | 24800 | 3.2 | 2.26 | 34600 | 3.22 | 1.8 | 8.5 | 7
Live | 215667669 |  | 10 | 17 | 26450 | 20000 | 16700 | 3.37 | 2.32 | 23800 | 2.92 | 1.98 | 9 | 7
Live | 215667657 |  | 10.5 | 17 | 26680 | 20000 | 16600 | 3.54 | 2.34 | 23600 | 2.94 | 1.98 | 9 | 7
Live | 215679409 |  | 10 | 17.5 | 38180 | 31000 | 25600 | 3.37 | 2.16 | 35800 | 3.06 | 1.84 | 9 | 7
Live | 215679408 |  | 10 | 17.5 | 38180 | 31000 | 25600 | 3.37 | 2.16 | 35800 | 3.06 | 1.84 | 9 | 7
Live | 215669497 |  | 10.5 | 18.5 | 40250 | 29800 | 24800 | 3.54 | 2.26 | 34400 | 3.22 | 1.92 | 9 | 7
Live | 215669489 |  | 10 | 18.5 | 40020 | 29800 | 24800 | 3.37 | 2.26 | 34400 | 3.2 | 1.92 | 9 | 7
Live | 215675569 |  | 10.5 | 19 | 55200 | 46500 | 36600 | 3.54 | 2.5 | 50000 | 3.56 | 2 | 9 | 7.5
Live | 215675568 |  | 10.5 | 19 | 55200 | 46500 | 36600 | 3.54 | 2.5 | 50000 | 3.56 | 2 | 9 | 7.5
Live | 215678829 |  | 10 | 18 | 27370 | 19200 | 16100 | 3.37 | 2.22 | 27000 | 3.22 | 1.78 | 8 | 6.5
Live | 215678828 |  | 10 | 18 | 27370 | 19200 | 16100 | 3.37 | 2.22 | 27000 | 3.22 | 1.78 | 8 | 6.5
Live | 215667655 |  | 10.5 | 17 | 26680 | 20000 | 16600 | 3.54 | 2.34 | 23600 | 2.94 | 1.98 | 9 | 7
Live | 215667653 |  | 10.5 | 17 | 26680 | 20000 | 16600 | 3.54 | 2.34 | 23600 | 2.94 | 1.98 | 9 | 7
Live | 215670441 |  | 9.5 | 17 | 39790 | 30000 | 24800 | 3.2 | 2.26 | 34600 | 3.22 | 1.8 | 8.5 | 7
Live | 215670433 |  | 9.5 | 17 | 39790 | 30000 | 24800 | 3.2 | 2.26 | 34600 | 3.22 | 1.8 | 8.5 | 7
Live | 215679400 |  | 10 | 17.5 | 38180 | 31000 | 25600 | 3.37 | 2.14 | 35800 | 3.04 | 1.86 | 9 | 7
Live | 215679399 |  | 10 | 17.5 | 38180 | 31000 | 25600 | 3.37 | 2.14 | 35800 | 3.04 | 1.86 | 9 | 7
Live | 215669488 |  | 10 | 18.5 | 40020 | 29800 | 24800 | 3.37 | 2.26 | 34400 | 3.2 | 1.92 | 9 | 7
Live | 215669487 |  | 10 | 18.5 | 40020 | 29800 | 24800 | 3.37 | 2.26 | 34400 | 3.2 | 1.92 | 9 | 7
Live | 215678820 |  | 10 | 18 | 27370 | 19200 | 16000 | 3.37 | 2.22 | 27000 | 3.22 | 1.78 | 8 | 6.5
Live | 215678819 |  | 10 | 18 | 27370 | 19200 | 16000 | 3.37 | 2.22 | 27000 | 3.22 | 1.78 | 8 | 6.5
Live | 215675560 |  | 10 | 19 | 55200 | 46500 | 37000 | 3.37 | 2.48 | 50000 | 3.52 | 1.98 | 9 | 7.5
Live | 215675559 |  | 10 | 19 | 55200 | 46500 | 37000 | 3.37 | 2.48 | 50000 | 3.52 | 1.98 | 9 | 7.5
Live | 215667640 |  | 10 | 17 | 26680 | 20000 | 16600 | 3.37 | 2.32 | 23600 | 2.94 | 1.98 | 9 | 7
Live | 215667638 |  | 10 | 17 | 26680 | 20000 | 16600 | 3.37 | 2.32 | 23600 | 2.94 | 1.98 | 9 | 7
Live | 215670432 |  | 9.5 | 17 | 39790 | 30000 | 24800 | 3.2 | 2.26 | 34600 | 3.22 | 1.8 | 8.5 | 7
Live | 215670431 |  | 9.5 | 17 | 39790 | 30000 | 24800 | 3.2 | 2.26 | 34600 | 3.22 | 1.8 | 8.5 | 7
Live | 215679398 |  | 10 | 17.5 | 38180 | 31000 | 25600 | 3.37 | 2.14 | 35800 | 3.04 | 1.86 | 9 | 7
Live | 215667636 |  | 10 | 17 | 26680 | 20000 | 16600 | 3.37 | 2.32 | 23600 | 2.94 | 1.98 | 9 | 7
Live | 215667623 |  | 10 | 17 | 26680 | 20000 | 16600 | 3.37 | 2.32 | 23600 | 2.94 | 1.98 | 9 | 7
Live | 215678818 |  | 10 | 18 | 27370 | 19200 | 16000 | 3.37 | 2.22 | 27000 | 3.22 | 1.78 | 8 | 6.5
Live | 215678810 |  | 10.5 | 19 | 27830 | 19700 | 16200 | 3.55 | 2.24 | 27800 | 3.39 | 1.86 | 8.5 | 6.5
Live | 215669479 |  | 10 | 18.5 | 40020 | 29800 | 24800 | 3.37 | 2.26 | 34400 | 3.2 | 1.92 | 9 | 7
Live | 215669478 |  | 10 | 18.5 | 40020 | 29800 | 24800 | 3.37 | 2.26 | 34400 | 3.2 | 1.92 | 9 | 7
Live | 215675558 |  | 10 | 19 | 55200 | 46500 | 37000 | 3.37 | 2.48 | 50000 | 3.52 | 1.98 | 9 | 7.5
Live | 215675550 |  | 10 | 19 | 55200 | 46500 | 36800 | 3.37 | 2.48 | 50000 | 3.52 | 2 | 9 | 7.5
Live | 215670423 |  | 9.5 | 17 | 39560 | 30000 | 25000 | 3.2 | 2.26 | 34800 | 3.2 | 1.8 | 8.5 | 7
Live | 215670422 |  | 9.5 | 17 | 39560 | 30000 | 25000 | 3.2 | 2.26 | 34800 | 3.2 | 1.8 | 8.5 | 7
Live | 215667621 |  | 10 | 17 | 26680 | 20000 | 16600 | 3.37 | 2.32 | 23600 | 2.94 | 1.98 | 9 | 7
Live | 215667619 |  | 10 | 17 | 26680 | 20000 | 16600 | 3.37 | 2.32 | 23600 | 2.94 | 1.98 | 9 | 7
Live | 215678809 |  | 10.5 | 19 | 27830 | 19700 | 16200 | 3.55 | 2.24 | 27800 | 3.39 | 1.86 | 8.5 | 6.5
Live | 215678808 |  | 10.5 | 19 | 27830 | 19700 | 16200 | 3.55 | 2.24 | 27800 | 3.39 | 1.86 | 8.5 | 6.5
Live | 215669477 |  | 10 | 18.5 | 40020 | 29800 | 24800 | 3.37 | 2.26 | 34400 | 3.2 | 1.92 | 9 | 7
Live | 215669469 |  | 10 | 18 | 39790 | 30000 | 25000 | 3.37 | 2.24 | 34600 | 3.18 | 1.9 | 9 | 7
Live | 215675549 |  | 10 | 19 | 55200 | 46500 | 36800 | 3.37 | 2.48 | 50000 | 3.52 | 2 | 9 | 7.5
Live | 215675548 |  | 10 | 19 | 55200 | 46500 | 36800 | 3.37 | 2.48 | 50000 | 3.52 | 2 | 9 | 7.5
Live | 215678800 |  | 10.5 | 18.5 | 27830 | 19700 | 16300 | 3.55 | 2.24 | 28000 | 3.38 | 1.84 | 8.5 | 6.5
Live | 215678799 |  | 10.5 | 18.5 | 27830 | 19700 | 16300 | 3.55 | 2.24 | 28000 | 3.38 | 1.84 | 8.5 | 6.5
Live | 215667606 |  | 10 | 16.5 | 26450 | 20200 | 16700 | 3.37 | 2.3 | 23800 | 2.89 | 1.98 | 9 | 7
Live | 215667603 |  | 10 | 16.5 | 26450 | 20200 | 16700 | 3.37 | 2.3 | 23800 | 2.89 | 1.98 | 9 | 7
Live | 215679370 |  | 9.5 | 17.5 | 38180 | 31000 | 25600 | 3.21 | 2.16 | 35800 | 3.06 | 1.84 | 8.5 | 7
Live | 215669468 |  | 10 | 18 | 39790 | 30000 | 25000 | 3.37 | 2.24 | 34600 | 3.18 | 1.9 | 9 | 7
Live | 215669467 |  | 10 | 18 | 39790 | 30000 | 25000 | 3.37 | 2.24 | 34600 | 3.18 | 1.9 | 9 | 7
Live | 215675540 |  | 10 | 18.5 | 55200 | 47000 | 37200 | 3.37 | 2.46 | 50000 | 3.5 | 2 | 9 | 7.5
Live | 215675539 |  | 10 | 18.5 | 55200 | 47000 | 37200 | 3.37 | 2.46 | 50000 | 3.5 | 2 | 9 | 7.5
Live | 215679369 |  | 9.5 | 17.5 | 38180 | 31000 | 25600 | 3.21 | 2.16 | 35800 | 3.06 | 1.84 | 8.5 | 7
Live | 215679368 |  | 9.5 | 17.5 | 38180 | 31000 | 25600 | 3.21 | 2.16 | 35800 | 3.06 | 1.84 | 8.5 | 7
Live | 215678798 |  | 10.5 | 18.5 | 27830 | 19700 | 16300 | 3.55 | 2.24 | 28000 | 3.38 | 1.84 | 8.5 | 6.5
Live | 215678790 |  | 10.5 | 19 | 28060 | 19600 | 16100 | 3.54 | 2.26 | 27800 | 3.44 | 1.84 | 8 | 6.5
Live | 215667601 |  | 10 | 16.5 | 26450 | 20200 | 16700 | 3.37 | 2.3 | 23800 | 2.89 | 1.98 | 9 | 7
Live | 215667551 |  | 10 | 17 | 26450 | 20200 | 16700 | 3.37 | 2.3 | 23800 | 2.89 | 1.98 | 9 | 7
Live | 215669459 |  | 9.5 | 17.5 | 39560 | 30200 | 25200 | 3.2 | 2.22 | 34600 | 3.14 | 1.9 | 9 | 7
Live | 215669458 |  | 9.5 | 17.5 | 39560 | 30200 | 25200 | 3.2 | 2.22 | 34600 | 3.14 | 1.9 | 9 | 7
Live | 215675538 |  | 10 | 18.5 | 55200 | 47000 | 37200 | 3.37 | 2.46 | 50000 | 3.5 | 2 | 9 | 7.5
Live | 215675530 |  | 9.5 | 18 | 54625 | 47500 | 37600 | 3.2 | 2.42 | 50000 | 3.44 | 1.98 | 9 | 7
Live | 215679360 |  | 9.5 | 17.5 | 38180 | 30800 | 25600 | 3.21 | 2.16 | 35800 | 3.06 | 1.86 | 8.5 | 7
Live | 215679359 |  | 9.5 | 17.5 | 38180 | 30800 | 25600 | 3.21 | 2.16 | 35800 | 3.06 | 1.86 | 8.5 | 7
Live | 215678789 |  | 10.5 | 19 | 28060 | 19600 | 16100 | 3.54 | 2.26 | 27800 | 3.44 | 1.84 | 8 | 6.5
Live | 215678788 |  | 10.5 | 19 | 28060 | 19600 | 16100 | 3.54 | 2.26 | 27800 | 3.44 | 1.84 | 8 | 6.5
Live | 215667549 |  | 10 | 17 | 26450 | 20200 | 16700 | 3.37 | 2.3 | 23800 | 2.89 | 1.98 | 9 | 7
Live | 215667546 |  | 10 | 17 | 26450 | 20200 | 16700 | 3.37 | 2.3 | 23800 | 2.89 | 1.98 | 9 | 7
Live | 215669457 |  | 9.5 | 17.5 | 39560 | 30200 | 25200 | 3.2 | 2.22 | 34600 | 3.14 | 1.9 | 9 | 7
Live | 215669419 |  | 10.5 | 18.5 | 39560 | 29800 | 24800 | 3.53 | 2.24 | 34200 | 3.18 | 1.9 | 9 | 7
Live | 215675529 |  | 9.5 | 18 | 54625 | 47500 | 37600 | 3.2 | 2.42 | 50000 | 3.44 | 1.98 | 9 | 7
Live | 215675528 |  | 9.5 | 18 | 54625 | 47500 | 37600 | 3.2 | 2.42 | 50000 | 3.44 | 1.98 | 9 | 7
Live | 215679358 |  | 9.5 | 17.5 | 38180 | 30800 | 25600 | 3.21 | 2.16 | 35800 | 3.06 | 1.86 | 8.5 | 7
Live | 215679350 |  | 10 | 17.5 | 38180 | 31000 | 25600 | 3.37 | 2.14 | 35800 | 3.04 | 1.86 | 9 | 7
Live | 215678780 |  | 10.5 | 19 | 28060 | 19500 | 16100 | 3.54 | 2.26 | 27800 | 3.44 | 1.86 | 8 | 6.5
Live | 215678779 |  | 10.5 | 19 | 28060 | 19500 | 16100 | 3.54 | 2.26 | 27800 | 3.44 | 1.86 | 8 | 6.5
Live | 215667533 |  | 10 | 17 | 26450 | 20200 | 16700 | 3.37 | 2.28 | 23800 | 2.89 | 1.86 | 8.5 | 7
Live | 215667531 |  | 10 | 17 | 26450 | 20200 | 16700 | 3.37 | 2.28 | 23800 | 2.89 | 1.86 | 8.5 | 7
Live | 215669418 |  | 10.5 | 18.5 | 39560 | 29800 | 24800 | 3.53 | 2.24 | 34200 | 3.18 | 1.9 | 9 | 7
Live | 215669417 |  | 10.5 | 18.5 | 39560 | 29800 | 24800 | 3.53 | 2.24 | 34200 | 3.18 | 1.9 | 9 | 7
Live | 215675490 |  | 10 | 18.5 | 54050 | 45500 | 36400 | 3.37 | 2.44 | 50000 | 3.46 | 2 | 9 | 7
Live | 215675489 |  | 10 | 18.5 | 54050 | 45500 | 36400 | 3.37 | 2.44 | 50000 | 3.46 | 2 | 9 | 7
Live | 215679349 |  | 10 | 17.5 | 38180 | 31000 | 25600 | 3.37 | 2.14 | 35800 | 3.04 | 1.86 | 9 | 7
Live | 215679348 |  | 10 | 17.5 | 38180 | 31000 | 25600 | 3.37 | 2.14 | 35800 | 3.04 | 1.86 | 9 | 7
Live | 215670421 |  | 9.5 | 17 | 39560 | 30000 | 25000 | 3.2 | 2.26 | 34800 | 3.2 | 1.8 | 8.5 | 7
Live | 215670413 |  | 9.5 | 16.5 | 39560 | 30200 | 25000 | 3.2 | 2.24 | 34800 | 3.18 | 1.78 | 8.5 | 7
Live | 215669409 |  | 10.5 | 18 | 39560 | 29800 | 24800 | 3.53 | 2.24 | 34200 | 3.18 | 1.9 | 9 | 7
Live | 215669408 |  | 10.5 | 18 | 39560 | 29800 | 24800 | 3.53 | 2.24 | 34200 | 3.18 | 1.9 | 9 | 7
Live | 215667529 |  | 10 | 17 | 26450 | 20200 | 16700 | 3.37 | 2.28 | 23800 | 2.89 | 1.86 | 8.5 | 7
Live | 215667517 |  | 9 | 15.5 | 25990 | 20400 | 17100 | 3.03 | 2.22 | 24400 | 2.82 | 1.84 | 8.5 | 7
Live | 215678778 |  | 10.5 | 19 | 28060 | 19500 | 16100 | 3.54 | 2.26 | 27800 | 3.44 | 1.86 | 8 | 6.5
Live | 215678770 |  | 10.5 | 18.5 | 27600 | 19600 | 16200 | 3.53 | 2.22 | 27800 | 3.34 | 1.84 | 8.5 | 6.5
Live | 215675488 |  | 10 | 18.5 | 54050 | 45500 | 36400 | 3.37 | 2.44 | 50000 | 3.46 | 2 | 9 | 7
Live | 215675480 |  | 10 | 18.5 | 54050 | 45500 | 36400 | 3.37 | 2.46 | 50000 | 3.48 | 2 | 9 | 7
Live | 215679340 |  | 10 | 18 | 39790 | 30400 | 25000 | 3.37 | 2.28 | 35200 | 3.24 | 1.9 | 9 | 7
Live | 215679339 |  | 10 | 18 | 39790 | 30400 | 25000 | 3.37 | 2.28 | 35200 | 3.24 | 1.9 | 9 | 7
Live | 215669407 |  | 10.5 | 18 | 39560 | 29800 | 24800 | 3.53 | 2.24 | 34200 | 3.18 | 1.9 | 9 | 7
Live | 215669399 |  | 10 | 18.5 | 39560 | 29800 | 24800 | 3.37 | 2.24 | 34200 | 3.18 | 1.9 | 9 | 7
Live | 215667514 |  | 9 | 15.5 | 25990 | 20400 | 17100 | 3.03 | 2.22 | 24400 | 2.82 | 1.84 | 8.5 | 7
Live | 215667511 |  | 9 | 15.5 | 25990 | 20400 | 17100 | 3.03 | 2.22 | 24400 | 2.82 | 1.84 | 8.5 | 7
Live | 215678769 |  | 10.5 | 18.5 | 27600 | 19600 | 16200 | 3.53 | 2.22 | 27800 | 3.34 | 1.84 | 8.5 | 6.5
Live | 215678768 |  | 10.5 | 18.5 | 27600 | 19600 | 16200 | 3.53 | 2.22 | 27800 | 3.34 | 1.84 | 8.5 | 6.5
Live | 215679338 |  | 10 | 18 | 39790 | 30400 | 25000 | 3.37 | 2.28 | 35200 | 3.24 | 1.9 | 9 | 7
Live | 215679330 |  | 10 | 18 | 39560 | 30400 | 25200 | 3.37 | 2.28 | 35400 | 3.24 | 1.88 | 9 | 7
Live | 215675479 |  | 10 | 18.5 | 54050 | 45500 | 36400 | 3.37 | 2.46 | 50000 | 3.48 | 2 | 9 | 7
Live | 215675478 |  | 10 | 18.5 | 54050 | 45500 | 36400 | 3.37 | 2.46 | 50000 | 3.48 | 2 | 9 | 7
Live | 215669398 |  | 10 | 18.5 | 39560 | 29800 | 24800 | 3.37 | 2.24 | 34200 | 3.18 | 1.9 | 9 | 7
Live | 215669397 |  | 10 | 18.5 | 39560 | 29800 | 24800 | 3.37 | 2.24 | 34200 | 3.18 | 1.9 | 9 | 7
Live | 215667498 |  | 10 | 17 | 26450 | 20200 | 16700 | 3.37 | 2.28 | 23800 | 2.89 | 1.86 | 8.5 | 7
Live | 215667495 |  | 10 | 17 | 26450 | 20200 | 16700 | 3.37 | 2.28 | 23800 | 2.89 | 1.86 | 8.5 | 7
Live | 215679329 |  | 10 | 18 | 39560 | 30400 | 25200 | 3.37 | 2.28 | 35400 | 3.24 | 1.88 | 9 | 7
Live | 215679328 |  | 10 | 18 | 39560 | 30400 | 25200 | 3.37 | 2.28 | 35400 | 3.24 | 1.88 | 9 | 7
Live | 215678760 |  | 10.5 | 18.5 | 27600 | 19700 | 16300 | 3.53 | 2.22 | 27800 | 3.33 | 1.84 | 8.5 | 6.5
Live | 215678759 |  | 10.5 | 18.5 | 27600 | 19700 | 16300 | 3.53 | 2.22 | 27800 | 3.33 | 1.84 | 8.5 | 6.5
Live | 215675470 |  | 9.5 | 18 | 53475 | 44500 | 35600 | 3.2 | 2.4 | 50000 | 3.42 | 2 | 9 | 7
Live | 215675469 |  | 9.5 | 18 | 53475 | 44500 | 35600 | 3.2 | 2.4 | 50000 | 3.42 | 2 | 9 | 7
Live | 215669389 |  | 10.5 | 18 | 39560 | 29800 | 24800 | 3.53 | 2.24 | 34200 | 3.18 | 1.9 | 9 | 7
Live | 215669388 |  | 10.5 | 18 | 39560 | 29800 | 24800 | 3.53 | 2.24 | 34200 | 3.18 | 1.9 | 9 | 7
Live | 215667493 |  | 10 | 17 | 26450 | 20200 | 16700 | 3.37 | 2.28 | 23800 | 2.89 | 1.86 | 8.5 | 7
Live | 215667478 |  | 10 | 16.5 | 26450 | 20200 | 16800 | 3.37 | 2.28 | 24000 | 2.88 | 1.86 | 8.5 | 7
Live | 215679320 |  | 9.5 | 17.5 | 39330 | 30600 | 25400 | 3.2 | 2.26 | 35400 | 3.2 | 1.88 | 9 | 7
Live | 215679319 |  | 9.5 | 17.5 | 39330 | 30600 | 25400 | 3.2 | 2.26 | 35400 | 3.2 | 1.88 | 9 | 7
Live | 215678758 |  | 10.5 | 18.5 | 27600 | 19700 | 16300 | 3.53 | 2.22 | 27800 | 3.33 | 1.84 | 8.5 | 6.5
Live | 215678750 |  | 10.5 | 18.5 | 27830 | 19500 | 16100 | 3.55 | 2.26 | 27600 | 3.38 | 1.84 | 8 | 6.5
Live | 215675468 |  | 9.5 | 18 | 53475 | 44500 | 35600 | 3.2 | 2.4 | 50000 | 3.42 | 2 | 9 | 7
Live | 215675460 |  | 10 | 18.5 | 54050 | 45500 | 36400 | 3.37 | 2.44 | 50000 | 3.46 | 2 | 9 | 7
Live | 215669387 |  | 10.5 | 18 | 39560 | 29800 | 24800 | 3.53 | 2.24 | 34200 | 3.18 | 1.9 | 9 | 7
Live | 215669379 |  | 10 | 18 | 39560 | 29800 | 24800 | 3.37 | 2.24 | 34200 | 3.18 | 1.9 | 9 | 7
Live | 215667476 |  | 10 | 16.5 | 26450 | 20200 | 16800 | 3.37 | 2.28 | 24000 | 2.88 | 1.86 | 8.5 | 7
Live | 215667474 |  | 10 | 16.5 | 26450 | 20200 | 16800 | 3.37 | 2.28 | 24000 | 2.88 | 1.86 | 8.5 | 7
Live | 215679318 |  | 9.5 | 17.5 | 39330 | 30600 | 25400 | 3.2 | 2.26 | 35400 | 3.2 | 1.88 | 9 | 7
Live | 215679310 |  | 9.5 | 17.5 | 39330 | 30600 | 25400 | 3.2 | 2.24 | 35600 | 3.18 | 1.88 | 9 | 7
Live | 215678749 |  | 10.5 | 18.5 | 27830 | 19500 | 16100 | 3.55 | 2.26 | 27600 | 3.38 | 1.84 | 8 | 6.5
Live | 215678748 |  | 10.5 | 18.5 | 27830 | 19500 | 16100 | 3.55 | 2.26 | 27600 | 3.38 | 1.84 | 8 | 6.5
Live | 215669378 |  | 10 | 18 | 39560 | 29800 | 24800 | 3.37 | 2.24 | 34200 | 3.18 | 1.9 | 9 | 7
Live | 215669377 |  | 10 | 18 | 39560 | 29800 | 24800 | 3.37 | 2.24 | 34200 | 3.18 | 1.9 | 9 | 7
Live | 215667459 |  | 10 | 17 | 26450 | 20000 | 16700 | 3.37 | 2.3 | 23800 | 2.92 | 1.98 | 9 | 7
Live | 215667457 |  | 10 | 17 | 26450 | 20000 | 16700 | 3.37 | 2.3 | 23800 | 2.92 | 1.98 | 9 | 7
Live | 215675459 |  | 10 | 18.5 | 54050 | 45500 | 36400 | 3.37 | 2.44 | 50000 | 3.46 | 2 | 9 | 7
Live | 215675458 |  | 10 | 18.5 | 54050 | 45500 | 36400 | 3.37 | 2.44 | 50000 | 3.46 | 2 | 9 | 7
Live | 215678740 |  | 10.5 | 18.5 | 27830 | 19500 | 16100 | 3.55 | 2.26 | 27600 | 3.38 | 1.84 | 8 | 6.5
Live | 215678739 |  | 10.5 | 18.5 | 27830 | 19500 | 16100 | 3.55 | 2.26 | 27600 | 3.38 | 1.84 | 8 | 6.5
Live | 215679309 |  | 9.5 | 17.5 | 39330 | 30600 | 25400 | 3.2 | 2.24 | 35600 | 3.18 | 1.88 | 9 | 7
Live | 215679308 |  | 9.5 | 17.5 | 39330 | 30600 | 25400 | 3.2 | 2.24 | 35600 | 3.18 | 1.88 | 9 | 7
Live | 215669369 |  | 10 | 18 | 39330 | 30000 | 25000 | 3.37 | 2.22 | 34400 | 3.14 | 1.9 | 9 | 7
Live | 215669368 |  | 10 | 18 | 39330 | 30000 | 25000 | 3.37 | 2.22 | 34400 | 3.14 | 1.9 | 9 | 7
Live | 215667455 |  | 10 | 17 | 26450 | 20000 | 16700 | 3.37 | 2.3 | 23800 | 2.92 | 1.98 | 9 | 7
Live | 215667442 |  | 10 | 17 | 26450 | 20200 | 16700 | 3.37 | 2.3 | 23800 | 2.89 | 1.96 | 9 | 7
Live | 215675450 |  | 10 | 18.5 | 54050 | 46000 | 36600 | 3.37 | 2.44 | 50000 | 3.46 | 2 | 9 | 7
Live | 215675449 |  | 10 | 18.5 | 54050 | 46000 | 36600 | 3.37 | 2.44 | 50000 | 3.46 | 2 | 9 | 7
Live | 215678738 |  | 10.5 | 18.5 | 27830 | 19500 | 16100 | 3.55 | 2.26 | 27600 | 3.38 | 1.84 | 8 | 6.5
Live | 215678730 |  | 10.5 | 18 | 27140 | 19400 | 16200 | 3.54 | 2.2 | 27000 | 3.18 | 1.76 | 8.5 | 6.5
Live | 215679300 |  | 10 | 17.5 | 39790 | 30400 | 25000 | 3.37 | 2.28 | 35200 | 3.24 | 1.9 | 9 | 7
Live | 215679299 |  | 10 | 17.5 | 39790 | 30400 | 25000 | 3.37 | 2.28 | 35200 | 3.24 | 1.9 | 9 | 7
Live | 215675448 |  | 10 | 18.5 | 54050 | 46000 | 36600 | 3.37 | 2.44 | 50000 | 3.46 | 2 | 9 | 7
Live | 215675440 |  | 9.5 | 18 | 53475 | 46000 | 37000 | 3.2 | 2.4 | 50000 | 3.4 | 1.98 | 9 | 7
Live | 215669367 |  | 10 | 18 | 39330 | 30000 | 25000 | 3.37 | 2.22 | 34400 | 3.14 | 1.9 | 9 | 7
Live | 215669359 |  | 10 | 18 | 39560 | 29600 | 24600 | 3.37 | 2.24 | 34200 | 3.18 | 1.92 | 9 | 7
Live | 215667440 |  | 10 | 17 | 26450 | 20200 | 16700 | 3.37 | 2.3 | 23800 | 2.89 | 1.96 | 9 | 7
Live | 215667437 |  | 10 | 17 | 26450 | 20200 | 16700 | 3.37 | 2.3 | 23800 | 2.89 | 1.96 | 9 | 7
Live | 215670412 |  | 9.5 | 16.5 | 39560 | 30200 | 25000 | 3.2 | 2.24 | 34800 | 3.18 | 1.78 | 8.5 | 7
Live | 215670411 |  | 9.5 | 16.5 | 39560 | 30200 | 25000 | 3.2 | 2.24 | 34800 | 3.18 | 1.78 | 8.5 | 7
Live | 215675439 |  | 9.5 | 18 | 53475 | 46000 | 37000 | 3.2 | 2.4 | 50000 | 3.4 | 1.98 | 9 | 7
Live | 215675438 |  | 9.5 | 18 | 53475 | 46000 | 37000 | 3.2 | 2.4 | 50000 | 3.4 | 1.98 | 9 | 7
Live | 215678729 |  | 10.5 | 18 | 27140 | 19400 | 16200 | 3.54 | 2.2 | 27000 | 3.18 | 1.76 | 8.5 | 6.5
Live | 215678728 |  | 10.5 | 18 | 27140 | 19400 | 16200 | 3.54 | 2.2 | 27000 | 3.18 | 1.76 | 8.5 | 6.5
Live | 215669358 |  | 10 | 18 | 39560 | 29600 | 24600 | 3.37 | 2.24 | 34200 | 3.18 | 1.92 | 9 | 7
Live | 215669357 |  | 10 | 18 | 39560 | 29600 | 24600 | 3.37 | 2.24 | 34200 | 3.18 | 1.92 | 9 | 7
Live | 215679298 |  | 10 | 17.5 | 39790 | 30400 | 25000 | 3.37 | 2.28 | 35200 | 3.24 | 1.9 | 9 | 7
Live | 215679290 |  | 10 | 17.5 | 39790 | 30200 | 25000 | 3.37 | 2.28 | 35200 | 3.24 | 1.9 | 9 | 7
Live | 215667424 |  | 10 | 17 | 26450 | 20000 | 16700 | 3.37 | 2.3 | 23800 | 2.89 | 1.98 | 9 | 7
Live | 215667421 |  | 10 | 17 | 26450 | 20000 | 16700 | 3.37 | 2.3 | 23800 | 2.89 | 1.98 | 9 | 7
Live | 215675430 |  | 10 | 18 | 54050 | 45500 | 36400 | 3.37 | 2.46 | 50000 | 3.48 | 2.02 | 9 | 7
Live | 215675429 |  | 10 | 18 | 54050 | 45500 | 36400 | 3.37 | 2.46 | 50000 | 3.48 | 2.02 | 9 | 7
Live | 215678720 |  | 10 | 17.5 | 27140 | 19400 | 16200 | 3.37 | 2.18 | 27200 | 3.18 | 1.76 | 8.1 | 6.5
Live | 215678719 |  | 10 | 17.5 | 27140 | 19400 | 16200 | 3.37 | 2.18 | 27200 | 3.18 | 1.76 | 8.1 | 6.5
Live | 215669349 |  | 10 | 18 | 39560 | 29800 | 24800 | 3.37 | 2.24 | 34200 | 3.18 | 1.9 | 9 | 7
Live | 215669348 |  | 10 | 18 | 39560 | 29800 | 24800 | 3.37 | 2.24 | 34200 | 3.18 | 1.9 | 9 | 7
Live | 215679289 |  | 10 | 17.5 | 39790 | 30200 | 25000 | 3.37 | 2.28 | 35200 | 3.24 | 1.9 | 9 | 7
Live | 215679288 |  | 10 | 17.5 | 39790 | 30200 | 25000 | 3.37 | 2.28 | 35200 | 3.24 | 1.9 | 9 | 7
Live | 215667419 |  | 10 | 17 | 26450 | 20000 | 16700 | 3.37 | 2.3 | 23800 | 2.89 | 1.98 | 9 | 7
Live | 215667406 |  | 10 | 16.5 | 26450 | 20200 | 16800 | 3.37 | 2.28 | 24000 | 2.88 | 1.86 | 8.5 | 7
Live | 215678718 |  | 10 | 17.5 | 27140 | 19400 | 16200 | 3.37 | 2.18 | 27200 | 3.18 | 1.76 | 8.1 | 6.5
Live | 215678710 |  | 10 | 18 | 27370 | 19200 | 16100 | 3.37 | 2.22 | 27000 | 3.22 | 1.78 | 8 | 6.5
Live | 215675428 |  | 10 | 18 | 54050 | 45500 | 36400 | 3.37 | 2.46 | 50000 | 3.48 | 2.02 | 9 | 7
Live | 215675420 |  | 9.5 | 18 | 54050 | 46000 | 36600 | 3.2 | 2.44 | 50000 | 3.46 | 1.98 | 9 | 7
Live | 215669347 |  | 10 | 18 | 39560 | 29800 | 24800 | 3.37 | 2.24 | 34200 | 3.18 | 1.9 | 9 | 7
Live | 215669339 |  | 10.5 | 18.5 | 39560 | 29600 | 24600 | 3.53 | 2.24 | 34200 | 3.18 | 1.92 | 9 | 7
Live | 215670403 |  | 9 | 16.5 | 39330 | 30400 | 25200 | 3.03 | 2.22 | 35000 | 3.16 | 1.78 | 8.5 | 7
Live | 215670402 |  | 9 | 16.5 | 39330 | 30400 | 25200 | 3.03 | 2.22 | 35000 | 3.16 | 1.78 | 8.5 | 7
Live | 215679280 |  | 10 | 18 | 39560 | 30400 | 25200 | 3.37 | 2.28 | 35400 | 3.24 | 1.88 | 9 | 7
Live | 215679279 |  | 10 | 18 | 39560 | 30400 | 25200 | 3.37 | 2.28 | 35400 | 3.24 | 1.88 | 9 | 7
Live | 215667404 |  | 10 | 16.5 | 26450 | 20200 | 16800 | 3.37 | 2.28 | 24000 | 2.88 | 1.86 | 8.5 | 7
Live | 215667402 |  | 10 | 16.5 | 26450 | 20200 | 16800 | 3.37 | 2.28 | 24000 | 2.88 | 1.86 | 8.5 | 7
Live | 215675419 |  | 9.5 | 18 | 54050 | 46000 | 36600 | 3.2 | 2.44 | 50000 | 3.46 | 1.98 | 9 | 7
Live | 215675418 |  | 9.5 | 18 | 54050 | 46000 | 36600 | 3.2 | 2.44 | 50000 | 3.46 | 1.98 | 9 | 7
Live | 215678709 |  | 10 | 18 | 27370 | 19200 | 16100 | 3.37 | 2.22 | 27000 | 3.22 | 1.78 | 8 | 6.5
Live | 215678708 |  | 10 | 18 | 27370 | 19200 | 16100 | 3.37 | 2.22 | 27000 | 3.22 | 1.78 | 8 | 6.5
Live | 215669338 |  | 10.5 | 18.5 | 39560 | 29600 | 24600 | 3.53 | 2.24 | 34200 | 3.18 | 1.92 | 9 | 7
Live | 215669337 |  | 10.5 | 18.5 | 39560 | 29600 | 24600 | 3.53 | 2.24 | 34200 | 3.18 | 1.92 | 9 | 7
Live | 215679278 |  | 10 | 18 | 39560 | 30400 | 25200 | 3.37 | 2.28 | 35400 | 3.24 | 1.88 | 9 | 7
Live | 215679270 |  | 9.5 | 17.5 | 38870 | 31000 | 25600 | 3.2 | 2.2 | 35800 | 3.14 | 1.86 | 9 | 7
Live | 215667355 |  | 9 | 15.5 | 25990 | 20600 | 17100 | 3.03 | 2.22 | 24200 | 2.8 | 1.84 | 8.5 | 7
Live | 215667353 |  | 9 | 15.5 | 25990 | 20600 | 17100 | 3.03 | 2.22 | 24200 | 2.8 | 1.84 | 8.5 | 7
Live | 215675410 |  | 9.5 | 17.5 | 53475 | 46500 | 37000 | 3.2 | 2.4 | 50000 | 3.4 | 1.98 | 9 | 7
Live | 215675409 |  | 9.5 | 17.5 | 53475 | 46500 | 37000 | 3.2 | 2.4 | 50000 | 3.4 | 1.98 | 9 | 7
Live | 215678700 |  | 10 | 18 | 27370 | 19200 | 16000 | 3.37 | 2.22 | 27000 | 3.22 | 1.78 | 8 | 6.5
Live | 215678699 |  | 10 | 18 | 27370 | 19200 | 16000 | 3.37 | 2.22 | 27000 | 3.22 | 1.78 | 8 | 6.5
Live | 215669329 |  | 10.5 | 18.5 | 39560 | 29600 | 24600 | 3.53 | 2.24 | 34200 | 3.18 | 1.92 | 9 | 7
Live | 215669328 |  | 10.5 | 18.5 | 39560 | 29600 | 24600 | 3.53 | 2.24 | 34200 | 3.18 | 1.92 | 9 | 7
Live | 215679269 |  | 9.5 | 17.5 | 38870 | 31000 | 25600 | 3.2 | 2.2 | 35800 | 3.14 | 1.86 | 9 | 7
Live | 215679268 |  | 9.5 | 17.5 | 38870 | 31000 | 25600 | 3.2 | 2.2 | 35800 | 3.14 | 1.86 | 9 | 7
Live | 215667351 |  | 9 | 15.5 | 25990 | 20600 | 17100 | 3.03 | 2.22 | 24200 | 2.8 | 1.84 | 8.5 | 7
Live | 215667338 |  | 10 | 17 | 26450 | 20200 | 16700 | 3.37 | 2.28 | 23800 | 2.89 | 1.86 | 8.5 | 7
Live | 215675408 |  | 9.5 | 17.5 | 53475 | 46500 | 37000 | 3.2 | 2.4 | 50000 | 3.4 | 1.98 | 9 | 7
Live | 215675400 |  | 10 | 18.5 | 54050 | 45500 | 36400 | 3.37 | 2.44 | 50000 | 3.48 | 2 | 9 | 7
Live | 215669327 |  | 10.5 | 18.5 | 39560 | 29600 | 24600 | 3.53 | 2.24 | 34200 | 3.18 | 1.92 | 9 | 7
Live | 215669319 |  | 10.5 | 18.5 | 39560 | 29600 | 24600 | 3.53 | 2.24 | 34200 | 3.2 | 1.92 | 9 | 7
Live | 215678698 |  | 10 | 18 | 27370 | 19200 | 16000 | 3.37 | 2.22 | 27000 | 3.22 | 1.78 | 8 | 6.5
Live | 215678690 |  | 10.5 | 18 | 27140 | 19400 | 16200 | 3.54 | 2.2 | 27000 | 3.18 | 1.76 | 8.5 | 6.5
Live | 215679260 |  | 9 | 17 | 38640 | 31000 | 25800 | 3.04 | 2.2 | 36000 | 3.1 | 1.88 | 9 | 7
Live | 215679259 |  | 9 | 17 | 38640 | 31000 | 25800 | 3.04 | 2.2 | 36000 | 3.1 | 1.88 | 9 | 7
Live | 215667336 |  | 10 | 17 | 26450 | 20200 | 16700 | 3.37 | 2.28 | 23800 | 2.89 | 1.86 | 8.5 | 7
Live | 215667334 |  | 10 | 17 | 26450 | 20200 | 16700 | 3.37 | 2.28 | 23800 | 2.89 | 1.86 | 8.5 | 7
Live | 215675399 |  | 10 | 18.5 | 54050 | 45500 | 36400 | 3.37 | 2.44 | 50000 | 3.48 | 2 | 9 | 7
Live | 215675398 |  | 10 | 18.5 | 54050 | 45500 | 36400 | 3.37 | 2.44 | 50000 | 3.48 | 2 | 9 | 7
Live | 215669318 |  | 10.5 | 18.5 | 39560 | 29600 | 24600 | 3.53 | 2.24 | 34200 | 3.2 | 1.92 | 9 | 7
Live | 215669317 |  | 10.5 | 18.5 | 39560 | 29600 | 24600 | 3.53 | 2.24 | 34200 | 3.2 | 1.92 | 9 | 7
Live | 215678689 |  | 10.5 | 18 | 27140 | 19400 | 16200 | 3.54 | 2.2 | 27000 | 3.18 | 1.76 | 8.5 | 6.5
Live | 215678688 |  | 10.5 | 18 | 27140 | 19400 | 16200 | 3.54 | 2.2 | 27000 | 3.18 | 1.76 | 8.5 | 6.5
Live | 215679258 |  | 9 | 17 | 38640 | 31000 | 25800 | 3.04 | 2.2 | 36000 | 3.1 | 1.88 | 9 | 7
Live | 215679250 |  | 9.5 | 17 | 39100 | 30600 | 25400 | 3.2 | 2.24 | 35600 | 3.18 | 1.86 | 9 | 7
Live | 215667320 |  | 10.5 | 17.5 | 27600 | 19700 | 16400 | 3.53 | 2.44 | 23400 | 3.12 | 2 | 9 | 7
Live | 215667318 |  | 10.5 | 17.5 | 27600 | 19700 | 16400 | 3.53 | 2.44 | 23400 | 3.12 | 2 | 9 | 7
Live | 215675390 |  | 10 | 18.5 | 54050 | 45500 | 36400 | 3.37 | 2.46 | 50000 | 3.48 | 2 | 9 | 7.5
Live | 215675389 |  | 10 | 18.5 | 54050 | 45500 | 36400 | 3.37 | 2.46 | 50000 | 3.48 | 2 | 9 | 7.5
Live | 215669309 |  | 10 | 18 | 39560 | 29800 | 24800 | 3.37 | 2.24 | 34200 | 3.18 | 1.9 | 9 | 7
Live | 215669308 |  | 10 | 18 | 39560 | 29800 | 24800 | 3.37 | 2.24 | 34200 | 3.18 | 1.9 | 9 | 7
Live | 215678680 |  | 10 | 17.5 | 27140 | 19400 | 16200 | 3.37 | 2.18 | 27200 | 3.18 | 1.76 | 8.1 | 6.5
Live | 215678679 |  | 10 | 17.5 | 27140 | 19400 | 16200 | 3.37 | 2.18 | 27200 | 3.18 | 1.76 | 8.1 | 6.5
Live | 215667316 |  | 10.5 | 17.5 | 27600 | 19700 | 16400 | 3.53 | 2.44 | 23400 | 3.12 | 2 | 9 | 7
Live | 215667300 |  | 10.5 | 17 | 27370 | 19800 | 16500 | 3.53 | 2.42 | 23400 | 3.1 | 2.02 | 9 | 7
Live | 215679249 |  | 9.5 | 17 | 39100 | 30600 | 25400 | 3.2 | 2.24 | 35600 | 3.18 | 1.86 | 9 | 7
Live | 215679248 |  | 9.5 | 17 | 39100 | 30600 | 25400 | 3.2 | 2.24 | 35600 | 3.18 | 1.86 | 9 | 7
Live | 215670401 |  | 9 | 16.5 | 39330 | 30400 | 25200 | 3.03 | 2.22 | 35000 | 3.16 | 1.78 | 8.5 | 7
Live | 215670373 |  | 9.5 | 17 | 39330 | 30400 | 25200 | 3.2 | 2.26 | 35400 | 3.2 | 1.9 | 8.5 | 7
Live | 215675388 |  | 10 | 18.5 | 54050 | 45500 | 36400 | 3.37 | 2.46 | 50000 | 3.48 | 2 | 9 | 7.5
Live | 215675380 |  | 9.5 | 18 | 53475 | 46000 | 36800 | 3.2 | 2.42 | 50000 | 3.42 | 2 | 9 | 7
Live | 215669307 |  | 10 | 18 | 39560 | 29800 | 24800 | 3.37 | 2.24 | 34200 | 3.18 | 1.9 | 9 | 7
Live | 215669289 |  | 10 | 18 | 38870 | 30200 | 25000 | 3.37 | 2.26 | 35000 | 3.2 | 1.9 | 9 | 7
Live | 215678678 |  | 10 | 17.5 | 27140 | 19400 | 16200 | 3.37 | 2.18 | 27200 | 3.18 | 1.76 | 8.1 | 6.5
Live | 215678670 |  | 10 | 18 | 27370 | 19200 | 16100 | 3.37 | 2.22 | 27000 | 3.22 | 1.78 | 8 | 6.5
Live | 215667297 |  | 10.5 | 17 | 27370 | 19800 | 16500 | 3.53 | 2.42 | 23400 | 3.1 | 2.02 | 9 | 7
Live | 215667295 |  | 10.5 | 17 | 27370 | 19800 | 16500 | 3.53 | 2.42 | 23400 | 3.1 | 2.02 | 9 | 7
Live | 215679240 |  | 9.5 | 17 | 39330 | 30600 | 25400 | 3.2 | 2.24 | 35600 | 3.18 | 1.88 | 9 | 7
Live | 215679239 |  | 9.5 | 17 | 39330 | 30600 | 25400 | 3.2 | 2.24 | 35600 | 3.18 | 1.88 | 9 | 7
Live | 215675379 |  | 9.5 | 18 | 53475 | 46000 | 36800 | 3.2 | 2.42 | 50000 | 3.42 | 2 | 9 | 7
Live | 215675378 |  | 9.5 | 18 | 53475 | 46000 | 36800 | 3.2 | 2.42 | 50000 | 3.42 | 2 | 9 | 7
Live | 215669288 |  | 10 | 18 | 38870 | 30200 | 25000 | 3.37 | 2.26 | 35000 | 3.2 | 1.9 | 9 | 7
Live | 215669287 |  | 10 | 18 | 38870 | 30200 | 25000 | 3.37 | 2.26 | 35000 | 3.2 | 1.9 | 9 | 7
Live | 215667282 |  | 9.5 | 16 | 26910 | 20200 | 16800 | 3.21 | 2.34 | 24000 | 3.01 | 1.98 | 9 | 7
Live | 215667280 |  | 9.5 | 16 | 26910 | 20200 | 16800 | 3.21 | 2.34 | 24000 | 3.01 | 1.98 | 9 | 7
Live | 215679238 |  | 9.5 | 17 | 39330 | 30600 | 25400 | 3.2 | 2.24 | 35600 | 3.18 | 1.88 | 9 | 7
Live | 215678669 |  | 10 | 18 | 27370 | 19200 | 16100 | 3.37 | 2.22 | 27000 | 3.22 | 1.78 | 8 | 6.5
Live | 215678668 |  | 10 | 18 | 27370 | 19200 | 16100 | 3.37 | 2.22 | 27000 | 3.22 | 1.78 | 8 | 6.5
Live | 215669279 |  | 9.5 | 18 | 38640 | 30400 | 25200 | 3.2 | 2.22 | 35200 | 3.16 | 1.88 | 9 | 7
Live | 215669278 |  | 9.5 | 18 | 38640 | 30400 | 25200 | 3.2 | 2.22 | 35200 | 3.16 | 1.88 | 9 | 7
Live | 215675350 |  | 10.5 | 19.5 | 53475 | 41000 | 33000 | 3.54 | 2.58 | 47000 | 3.68 | 2.2 | 9.5 | 7.5
Live | 215675349 |  | 10.5 | 19.5 | 53475 | 41000 | 33000 | 3.54 | 2.58 | 47000 | 3.68 | 2.2 | 9.5 | 7.5
Live | 215667277 |  | 9.5 | 16 | 26910 | 20200 | 16800 | 3.21 | 2.34 | 24000 | 3.01 | 1.98 | 9 | 7
Live | 215667264 |  | 10.5 | 17 | 27370 | 19800 | 16400 | 3.53 | 2.42 | 23400 | 3.1 | 2 | 9 | 7
Live | 215678660 |  | 10 | 18 | 27370 | 19200 | 16000 | 3.37 | 2.22 | 27000 | 3.22 | 1.78 | 8 | 6.5
Live | 215678659 |  | 10 | 18 | 27370 | 19200 | 16000 | 3.37 | 2.22 | 27000 | 3.22 | 1.78 | 8 | 6.5
Live | 215670372 |  | 9.5 | 17 | 39330 | 30400 | 25200 | 3.2 | 2.26 | 35400 | 3.2 | 1.9 | 8.5 | 7
Live | 215670371 |  | 9.5 | 17 | 39330 | 30400 | 25200 | 3.2 | 2.26 | 35400 | 3.2 | 1.9 | 8.5 | 7
Live | 215669277 |  | 9.5 | 18 | 38640 | 30400 | 25200 | 3.2 | 2.22 | 35200 | 3.16 | 1.88 | 9 | 7
Live | 215669269 |  | 9.5 | 17.5 | 38640 | 30600 | 25400 | 3.2 | 2.22 | 35200 | 3.14 | 1.88 | 9 | 7
Live | 215675348 |  | 10.5 | 19.5 | 53475 | 41000 | 33000 | 3.54 | 2.58 | 47000 | 3.68 | 2.2 | 9.5 | 7.5
Live | 215675340 |  | 9.5 | 16.5 | 52325 | 42000 | 33800 | 3.2 | 2.48 | 48000 | 3.52 | 2.08 | 8.5 | 7
Live | 215667262 |  | 10.5 | 17 | 27370 | 19800 | 16400 | 3.53 | 2.42 | 23400 | 3.1 | 2 | 9 | 7
Live | 215667259 |  | 10.5 | 17 | 27370 | 19800 | 16400 | 3.53 | 2.42 | 23400 | 3.1 | 2 | 9 | 7
Live | 215678658 |  | 10 | 18 | 27370 | 19200 | 16000 | 3.37 | 2.22 | 27000 | 3.22 | 1.78 | 8 | 6.5
Live | 215667246 |  | 10.5 | 17 | 27370 | 19800 | 16500 | 3.53 | 2.42 | 23400 | 3.1 | 2 | 9 | 7
Live | 215667243 |  | 10.5 | 17 | 27370 | 19800 | 16500 | 3.53 | 2.42 | 23400 | 3.1 | 2 | 9 | 7
Live | 215675339 |  | 9.5 | 16.5 | 52325 | 42000 | 33800 | 3.2 | 2.48 | 48000 | 3.52 | 2.08 | 8.5 | 7
Live | 215675338 |  | 9.5 | 16.5 | 52325 | 42000 | 33800 | 3.2 | 2.48 | 48000 | 3.52 | 2.08 | 8.5 | 7
Live | 215669268 |  | 9.5 | 17.5 | 38640 | 30600 | 25400 | 3.2 | 2.22 | 35200 | 3.14 | 1.88 | 9 | 7
Live | 215669267 |  | 9.5 | 17.5 | 38640 | 30600 | 25400 | 3.2 | 2.22 | 35200 | 3.14 | 1.88 | 9 | 7
Live | 215667241 |  | 10.5 | 17 | 27370 | 19800 | 16500 | 3.53 | 2.42 | 23400 | 3.1 | 2 | 9 | 7
Live | 215667228 |  | 10.5 | 17.5 | 27600 | 19700 | 16400 | 3.53 | 2.44 | 23200 | 3.12 | 2 | 9 | 7
Live | 215669259 |  | 10 | 18 | 38870 | 30200 | 25000 | 3.37 | 2.26 | 35000 | 3.2 | 1.9 | 9 | 7
Live | 215669258 |  | 10 | 18 | 38870 | 30200 | 25000 | 3.37 | 2.26 | 35000 | 3.2 | 1.9 | 9 | 7
Live | 215675330 |  | 9.5 | 16.5 | 52325 | 42000 | 33800 | 3.2 | 2.48 | 48000 | 3.52 | 2.08 | 8.5 | 7
Live | 215675329 |  | 9.5 | 16.5 | 52325 | 42000 | 33800 | 3.2 | 2.48 | 48000 | 3.52 | 2.08 | 8.5 | 7
Live | 215667226 |  | 10.5 | 17.5 | 27600 | 19700 | 16400 | 3.53 | 2.44 | 23200 | 3.12 | 2 | 9 | 7
Live | 215667223 |  | 10.5 | 17.5 | 27600 | 19700 | 16400 | 3.53 | 2.44 | 23200 | 3.12 | 2 | 9 | 7
Live | 215679200 |  | 9.5 | 17 | 37720 | 31200 | 25800 | 3.2 | 2.12 | 36000 | 3 | 1.76 | 8.5 | 7
Live | 215679199 |  | 9.5 | 17 | 37720 | 31200 | 25800 | 3.2 | 2.12 | 36000 | 3 | 1.76 | 8.5 | 7
Live | 215675328 |  | 9.5 | 16.5 | 52325 | 42000 | 33800 | 3.2 | 2.48 | 48000 | 3.52 | 2.08 | 8.5 | 7
Live | 215675320 |  | 9 | 16 | 51750 | 42000 | 33600 | 3.03 | 2.44 | 48500 | 3.46 | 1.96 | 8.5 | 7
Live | 215669257 |  | 10 | 18 | 38870 | 30200 | 25000 | 3.37 | 2.26 | 35000 | 3.2 | 1.9 | 9 | 7
Live | 215669249 |  | 10 | 18 | 38870 | 30200 | 25000 | 3.37 | 2.24 | 35000 | 3.18 | 1.88 | 9 | 7
Live | 215667209 |  | 10.5 | 17.5 | 27600 | 19700 | 16400 | 3.53 | 2.42 | 23200 | 3.12 | 2 | 9 | 7
Live | 215667207 |  | 10.5 | 17.5 | 27600 | 19700 | 16400 | 3.53 | 2.42 | 23200 | 3.12 | 2 | 9 | 7
Live | 215679198 |  | 9.5 | 17 | 37720 | 31200 | 25800 | 3.2 | 2.12 | 36000 | 3 | 1.76 | 8.5 | 7
Live | 215675319 |  | 9 | 16 | 51750 | 42000 | 33600 | 3.03 | 2.44 | 48500 | 3.46 | 1.96 | 8.5 | 7
Live | 215675318 |  | 9 | 16 | 51750 | 42000 | 33600 | 3.03 | 2.44 | 48500 | 3.46 | 1.96 | 8.5 | 7
Live | 215669248 |  | 10 | 18 | 38870 | 30200 | 25000 | 3.37 | 2.24 | 35000 | 3.18 | 1.88 | 9 | 7
Live | 215669247 |  | 10 | 18 | 38870 | 30200 | 25000 | 3.37 | 2.24 | 35000 | 3.18 | 1.88 | 9 | 7
Live | 215667204 |  | 10.5 | 17.5 | 27600 | 19700 | 16400 | 3.53 | 2.42 | 23200 | 3.12 | 2 | 9 | 7
Live | 215667190 |  | 10.5 | 17.5 | 27600 | 19700 | 16400 | 3.53 | 2.44 | 23200 | 3.12 | 2 | 9 | 7
Live | 215669239 |  | 9.5 | 17.5 | 38640 | 30400 | 25200 | 3.2 | 2.22 | 35200 | 3.16 | 1.88 | 9 | 7
Live | 215669238 |  | 9.5 | 17.5 | 38640 | 30400 | 25200 | 3.2 | 2.22 | 35200 | 3.16 | 1.88 | 9 | 7
Live | 215675310 |  | 9.5 | 16.5 | 52325 | 42000 | 33800 | 3.2 | 2.48 | 48000 | 3.52 | 2.08 | 8.5 | 7
Live | 215675309 |  | 9.5 | 16.5 | 52325 | 42000 | 33800 | 3.2 | 2.48 | 48000 | 3.52 | 2.08 | 8.5 | 7
Live | 215667188 |  | 10.5 | 17.5 | 27600 | 19700 | 16400 | 3.53 | 2.44 | 23200 | 3.12 | 2 | 9 | 7
Live | 215667186 |  | 10.5 | 17.5 | 27600 | 19700 | 16400 | 3.53 | 2.44 | 23200 | 3.12 | 2 | 9 | 7
Live | 215669237 |  | 9.5 | 17.5 | 38640 | 30400 | 25200 | 3.2 | 2.22 | 35200 | 3.16 | 1.88 | 9 | 7
Live | 215669229 |  | 9.5 | 17.5 | 38640 | 30400 | 25200 | 3.2 | 2.22 | 35200 | 3.16 | 1.9 | 9 | 7
Live | 215678610 |  | 10 | 16 | 27140 | 19800 | 16400 | 3.37 | 2.4 | 24000 | 3.06 | 1.88 | 8.5 | 7
Live | 215667172 |  | 10 | 17 | 27370 | 19800 | 16500 | 3.37 | 2.4 | 23400 | 3.08 | 2 | 9 | 7
Live | 215667170 |  | 10 | 17 | 27370 | 19800 | 16500 | 3.37 | 2.4 | 23400 | 3.08 | 2 | 9 | 7
Live | 215675308 |  | 9.5 | 16.5 | 52325 | 42000 | 33800 | 3.2 | 2.48 | 48000 | 3.52 | 2.08 | 8.5 | 7
Live | 215675300 |  | 9.5 | 16.5 | 52325 | 42000 | 33800 | 3.2 | 2.48 | 48000 | 3.52 | 2.08 | 8.5 | 7
Live | 215942251 |  | 11.7 | 18.5 | 65550 | 46500 | 41500 | 3.94 | 2.46 | 63500 | 3.12 | 2 | 7.8 | 6.7
Live | 215942250 |  | 11.7 | 18.5 | 65550 | 46500 | 41500 | 3.94 | 2.46 | 63500 | 3.12 | 2 | 7.8 | 6.7
Live | 215942249 |  | 11.7 | 18.5 | 65550 | 46500 | 41500 | 3.94 | 2.46 | 63500 | 3.12 | 2 | 7.8 | 6.7
Live | 215669228 |  | 9.5 | 17.5 | 38640 | 30400 | 25200 | 3.2 | 2.22 | 35200 | 3.16 | 1.9 | 9 | 7
Live | 215669227 |  | 9.5 | 17.5 | 38640 | 30400 | 25200 | 3.2 | 2.22 | 35200 | 3.16 | 1.9 | 9 | 7
Live | 215678609 |  | 10 | 16 | 27140 | 19800 | 16400 | 3.37 | 2.4 | 24000 | 3.06 | 1.88 | 8.5 | 7
Live | 215678608 |  | 10 | 16 | 27140 | 19800 | 16400 | 3.37 | 2.4 | 24000 | 3.06 | 1.88 | 8.5 | 7
Live | 215675299 |  | 9.5 | 16.5 | 52325 | 42000 | 33800 | 3.2 | 2.48 | 48000 | 3.52 | 2.08 | 8.5 | 7
Live | 215675298 |  | 9.5 | 16.5 | 52325 | 42000 | 33800 | 3.2 | 2.48 | 48000 | 3.52 | 2.08 | 8.5 | 7
Live | 215667168 |  | 10 | 17 | 27370 | 19800 | 16500 | 3.37 | 2.4 | 23400 | 3.08 | 2 | 9 | 7
Live | 215667139 |  | 10 | 16.5 | 26220 | 20400 | 16900 | 3.37 | 2.3 | 24000 | 2.89 | 1.94 | 9 | 7
Live | 215669219 |  | 9.5 | 17.5 | 38410 | 30600 | 25400 | 3.2 | 2.22 | 35200 | 3.14 | 1.88 | 9 | 7
Live | 215669218 |  | 9.5 | 17.5 | 38410 | 30600 | 25400 | 3.2 | 2.22 | 35200 | 3.14 | 1.88 | 9 | 7
Live | 215675290 |  | 9.5 | 16.5 | 52325 | 42000 | 33800 | 3.2 | 2.48 | 48000 | 3.52 | 2.06 | 8.5 | 7
Live | 215675289 |  | 9.5 | 16.5 | 52325 | 42000 | 33800 | 3.2 | 2.48 | 48000 | 3.52 | 2.06 | 8.5 | 7
Live | 215678600 |  | 10 | 16 | 27140 | 19800 | 16400 | 3.37 | 2.4 | 24000 | 3.06 | 1.88 | 8.5 | 7
Live | 215678599 |  | 10 | 16 | 27140 | 19800 | 16400 | 3.37 | 2.4 | 24000 | 3.06 | 1.88 | 8.5 | 7
Live | 215667137 |  | 10 | 16.5 | 26220 | 20400 | 16900 | 3.37 | 2.3 | 24000 | 2.89 | 1.94 | 9 | 7
Live | 215667135 |  | 10 | 16.5 | 26220 | 20400 | 16900 | 3.37 | 2.3 | 24000 | 2.89 | 1.94 | 9 | 7
Live | 215675288 |  | 9.5 | 16.5 | 52325 | 42000 | 33800 | 3.2 | 2.48 | 48000 | 3.52 | 2.06 | 8.5 | 7
Live | 215675280 |  | 9 | 16 | 51750 | 42500 | 34200 | 3.03 | 2.44 | 48500 | 3.44 | 1.94 | 8.5 | 7
Live | 215669217 |  | 9.5 | 17.5 | 38410 | 30600 | 25400 | 3.2 | 2.22 | 35200 | 3.14 | 1.88 | 9 | 7
Live | 215669209 |  | 10 | 18 | 38870 | 30200 | 25000 | 3.37 | 2.26 | 35000 | 3.2 | 1.9 | 9 | 7
Live | 215678598 |  | 10 | 16 | 27140 | 19800 | 16400 | 3.37 | 2.4 | 24000 | 3.06 | 1.88 | 8.5 | 7
Live | 215678590 |  | 9.5 | 15.5 | 27140 | 19900 | 16500 | 3.21 | 2.38 | 24000 | 3.04 | 1.88 | 8.5 | 7
Live | 215667121 |  | 9 | 15.5 | 25760 | 20800 | 17200 | 3.03 | 2.24 | 24400 | 2.84 | 1.82 | 8.5 | 7
Live | 215667119 |  | 9 | 15.5 | 25760 | 20800 | 17200 | 3.03 | 2.24 | 24400 | 2.84 | 1.82 | 8.5 | 7
Live | 215675279 |  | 9 | 16 | 51750 | 42500 | 34200 | 3.03 | 2.44 | 48500 | 3.44 | 1.94 | 8.5 | 7
Live | 215675278 |  | 9 | 16 | 51750 | 42500 | 34200 | 3.03 | 2.44 | 48500 | 3.44 | 1.94 | 8.5 | 7
Live | 215669208 |  | 10 | 18 | 38870 | 30200 | 25000 | 3.37 | 2.26 | 35000 | 3.2 | 1.9 | 9 | 7
Live | 215669207 |  | 10 | 18 | 38870 | 30200 | 25000 | 3.37 | 2.26 | 35000 | 3.2 | 1.9 | 9 | 7
Live | 215678589 |  | 9.5 | 15.5 | 27140 | 19900 | 16500 | 3.21 | 2.38 | 24000 | 3.04 | 1.88 | 8.5 | 7
Live | 215678588 |  | 9.5 | 15.5 | 27140 | 19900 | 16500 | 3.21 | 2.38 | 24000 | 3.04 | 1.88 | 8.5 | 7
Live | 215667116 |  | 9 | 15.5 | 25760 | 20800 | 17200 | 3.03 | 2.24 | 24400 | 2.84 | 1.82 | 8.5 | 7
Live | 215667102 |  | 10 | 16.5 | 26220 | 20400 | 16900 | 3.37 | 2.3 | 24000 | 2.89 | 1.94 | 9 | 7
Live | 215678580 |  | 9.5 | 15.5 | 26910 | 20000 | 16600 | 3.21 | 2.38 | 24000 | 3.02 | 1.88 | 8.5 | 7
Live | 215678579 |  | 9.5 | 15.5 | 26910 | 20000 | 16600 | 3.21 | 2.38 | 24000 | 3.02 | 1.88 | 8.5 | 7
Live | 215669199 |  | 9.5 | 17.5 | 38870 | 30200 | 25000 | 3.2 | 2.24 | 35000 | 3.18 | 1.88 | 9 | 7
Live | 215669198 |  | 9.5 | 17.5 | 38870 | 30200 | 25000 | 3.2 | 2.24 | 35000 | 3.18 | 1.88 | 9 | 7
Live | 215675270 |  | 9 | 16 | 51750 | 42500 | 34200 | 3.03 | 2.44 | 48500 | 3.46 | 1.96 | 8.5 | 7
Live | 215675269 |  | 9 | 16 | 51750 | 42500 | 34200 | 3.03 | 2.44 | 48500 | 3.46 | 1.96 | 8.5 | 7
Live | 215667100 |  | 10 | 16.5 | 26220 | 20400 | 16900 | 3.37 | 2.3 | 24000 | 2.89 | 1.94 | 9 | 7
Live | 215667098 |  | 10 | 16.5 | 26220 | 20400 | 16900 | 3.37 | 2.3 | 24000 | 2.89 | 1.94 | 9 | 7
Live | 215678578 |  | 9.5 | 15.5 | 26910 | 20000 | 16600 | 3.21 | 2.38 | 24000 | 3.02 | 1.88 | 8.5 | 7
Live | 215678570 |  | 10 | 16 | 27140 | 19800 | 16400 | 3.37 | 2.4 | 23800 | 3.09 | 1.88 | 8.5 | 7
Live | 215669197 |  | 9.5 | 17.5 | 38870 | 30200 | 25000 | 3.2 | 2.24 | 35000 | 3.18 | 1.88 | 9 | 7
Live | 215669189 |  | 9.5 | 17.5 | 38640 | 30400 | 25200 | 3.2 | 2.22 | 35200 | 3.16 | 1.88 | 9 | 7
Live | 215675268 |  | 9 | 16 | 51750 | 42500 | 34200 | 3.03 | 2.44 | 48500 | 3.46 | 1.96 | 8.5 | 7
Live | 215675260 |  | 9.5 | 16.5 | 52325 | 42000 | 33600 | 3.2 | 2.5 | 48000 | 3.54 | 2.06 | 8.5 | 7
Live | 215667084 |  | 10 | 16.5 | 26220 | 20400 | 16900 | 3.37 | 2.28 | 24000 | 2.89 | 1.94 | 9 | 7
Live | 215667081 |  | 10 | 16.5 | 26220 | 20400 | 16900 | 3.37 | 2.28 | 24000 | 2.89 | 1.94 | 9 | 7
Live | 215678569 |  | 10 | 16 | 27140 | 19800 | 16400 | 3.37 | 2.4 | 23800 | 3.09 | 1.88 | 8.5 | 7
Live | 215678568 |  | 10 | 16 | 27140 | 19800 | 16400 | 3.37 | 2.4 | 23800 | 3.09 | 1.88 | 8.5 | 7
Live | 215675259 |  | 9.5 | 16.5 | 52325 | 42000 | 33600 | 3.2 | 2.5 | 48000 | 3.54 | 2.06 | 8.5 | 7
Live | 215675258 |  | 9.5 | 16.5 | 52325 | 42000 | 33600 | 3.2 | 2.5 | 48000 | 3.54 | 2.06 | 8.5 | 7
Live | 215669188 |  | 9.5 | 17.5 | 38640 | 30400 | 25200 | 3.2 | 2.22 | 35200 | 3.16 | 1.88 | 9 | 7
Live | 215669187 |  | 9.5 | 17.5 | 38640 | 30400 | 25200 | 3.2 | 2.22 | 35200 | 3.16 | 1.88 | 9 | 7
Live | 215667079 |  | 10 | 16.5 | 26220 | 20400 | 16900 | 3.37 | 2.28 | 24000 | 2.89 | 1.94 | 9 | 7
Live | 215667064 |  | 10 | 17 | 26220 | 20400 | 16800 | 3.37 | 2.3 | 24000 | 2.92 | 1.96 | 9 | 7
Live | 215669179 |  | 10 | 18 | 38870 | 30200 | 25000 | 3.37 | 2.26 | 35000 | 3.2 | 1.9 | 9 | 7
Live | 215669178 |  | 10 | 18 | 38870 | 30200 | 25000 | 3.37 | 2.26 | 35000 | 3.2 | 1.9 | 9 | 7
Live | 215678560 |  | 10 | 16 | 27370 | 19800 | 16400 | 3.37 | 2.42 | 23800 | 3.09 | 1.88 | 8.5 | 7
Live | 215678559 |  | 10 | 16 | 27370 | 19800 | 16400 | 3.37 | 2.42 | 23800 | 3.09 | 1.88 | 8.5 | 7
Live | 215667062 |  | 10 | 17 | 26220 | 20400 | 16800 | 3.37 | 2.3 | 24000 | 2.92 | 1.96 | 9 | 7
Live | 215667060 |  | 10 | 17 | 26220 | 20400 | 16800 | 3.37 | 2.3 | 24000 | 2.92 | 1.96 | 9 | 7
Live | 215675250 |  | 9.5 | 16.5 | 52325 | 42000 | 33800 | 3.2 | 2.48 | 48000 | 3.5 | 2.06 | 8.5 | 7
Live | 215675249 |  | 9.5 | 16.5 | 52325 | 42000 | 33800 | 3.2 | 2.48 | 48000 | 3.5 | 2.06 | 8.5 | 7
Live | 215678558 |  | 10 | 16 | 27370 | 19800 | 16400 | 3.37 | 2.42 | 23800 | 3.09 | 1.88 | 8.5 | 7
Live | 215678550 |  | 9.5 | 15.5 | 26910 | 20000 | 16600 | 3.21 | 2.4 | 24400 | 3.04 | 1.98 | 8.5 | 7
Live | 215667047 |  | 10 | 16.5 | 26220 | 20400 | 16900 | 3.37 | 2.3 | 24000 | 2.92 | 1.96 | 9 | 7
Live | 215667045 |  | 10 | 16.5 | 26220 | 20400 | 16900 | 3.37 | 2.3 | 24000 | 2.92 | 1.96 | 9 | 7
Live | 215669177 |  | 10 | 18 | 38870 | 30200 | 25000 | 3.37 | 2.26 | 35000 | 3.2 | 1.9 | 9 | 7
Live | 215669169 |  | 10 | 18 | 38870 | 30200 | 25000 | 3.37 | 2.26 | 35000 | 3.2 | 1.9 | 9 | 7
Live | 215675248 |  | 9.5 | 16.5 | 52325 | 42000 | 33800 | 3.2 | 2.48 | 48000 | 3.5 | 2.06 | 8.5 | 7
Live | 215675240 |  | 9 | 16 | 51750 | 42500 | 34200 | 3.03 | 2.44 | 48500 | 3.46 | 1.94 | 8.5 | 7
Live | 215678549 |  | 9.5 | 15.5 | 26910 | 20000 | 16600 | 3.21 | 2.4 | 24400 | 3.04 | 1.98 | 8.5 | 7
Live | 215678548 |  | 9.5 | 15.5 | 26910 | 20000 | 16600 | 3.21 | 2.4 | 24400 | 3.04 | 1.98 | 8.5 | 7
Live | 215667043 |  | 10 | 16.5 | 26220 | 20400 | 16900 | 3.37 | 2.3 | 24000 | 2.92 | 1.96 | 9 | 7
Live | 215667029 |  | 10 | 17 | 26220 | 20400 | 16800 | 3.37 | 2.3 | 24000 | 2.92 | 1.96 | 9 | 7
Live | 215669168 |  | 10 | 18 | 38870 | 30200 | 25000 | 3.37 | 2.26 | 35000 | 3.2 | 1.9 | 9 | 7
Live | 215669167 |  | 10 | 18 | 38870 | 30200 | 25000 | 3.37 | 2.26 | 35000 | 3.2 | 1.9 | 9 | 7
Live | 215675239 |  | 9 | 16 | 51750 | 42500 | 34200 | 3.03 | 2.44 | 48500 | 3.46 | 1.94 | 8.5 | 7
Live | 215675238 |  | 9 | 16 | 51750 | 42500 | 34200 | 3.03 | 2.44 | 48500 | 3.46 | 1.94 | 8.5 | 7
Live | 215678540 |  | 9.5 | 15.5 | 26910 | 20000 | 16600 | 3.21 | 2.4 | 24400 | 3.06 | 1.98 | 8.5 | 7
Live | 215678539 |  | 9.5 | 15.5 | 26910 | 20000 | 16600 | 3.21 | 2.4 | 24400 | 3.06 | 1.98 | 8.5 | 7
Live | 215667027 |  | 10 | 17 | 26220 | 20400 | 16800 | 3.37 | 2.3 | 24000 | 2.92 | 1.96 | 9 | 7
Live | 215667024 |  | 10 | 17 | 26220 | 20400 | 16800 | 3.37 | 2.3 | 24000 | 2.92 | 1.96 | 9 | 7
Live | 215669159 |  | 10 | 18 | 38870 | 30200 | 25000 | 3.37 | 2.24 | 35000 | 3.18 | 1.88 | 9 | 7
Live | 215669158 |  | 10 | 18 | 38870 | 30200 | 25000 | 3.37 | 2.24 | 35000 | 3.18 | 1.88 | 9 | 7
Live | 215675230 |  | 9.5 | 16.5 | 52325 | 42000 | 33600 | 3.2 | 2.5 | 48000 | 3.54 | 2.06 | 8.5 | 7
Live | 215675229 |  | 9.5 | 16.5 | 52325 | 42000 | 33600 | 3.2 | 2.5 | 48000 | 3.54 | 2.06 | 8.5 | 7
Live | 215678538 |  | 9.5 | 15.5 | 26910 | 20000 | 16600 | 3.21 | 2.4 | 24400 | 3.06 | 1.98 | 8.5 | 7
Live | 215678530 |  | 9.5 | 15.5 | 26680 | 20200 | 16700 | 3.2 | 2.38 | 24400 | 3.02 | 1.86 | 8.5 | 7
Live | 215667010 |  | 9.5 | 16.5 | 25990 | 20400 | 17000 | 3.2 | 2.28 | 24200 | 2.89 | 1.94 | 9 | 7
Live | 215667008 |  | 9.5 | 16.5 | 25990 | 20400 | 17000 | 3.2 | 2.28 | 24200 | 2.89 | 1.94 | 9 | 7
Live | 215675228 |  | 9.5 | 16.5 | 52325 | 42000 | 33600 | 3.2 | 2.5 | 48000 | 3.54 | 2.06 | 8.5 | 7
Live | 215675220 |  | 9.5 | 16.5 | 52325 | 42000 | 33600 | 3.2 | 2.5 | 48000 | 3.54 | 2.06 | 8.5 | 7
Live | 215669157 |  | 10 | 18 | 38870 | 30200 | 25000 | 3.37 | 2.24 | 35000 | 3.18 | 1.88 | 9 | 7
Live | 215669149 |  | 10 | 18 | 38870 | 30200 | 25000 | 3.37 | 2.24 | 35000 | 3.18 | 1.88 | 9 | 7
Live | 215678529 |  | 9.5 | 15.5 | 26680 | 20200 | 16700 | 3.2 | 2.38 | 24400 | 3.02 | 1.86 | 8.5 | 7
Live | 215678528 |  | 9.5 | 15.5 | 26680 | 20200 | 16700 | 3.2 | 2.38 | 24400 | 3.02 | 1.86 | 8.5 | 7
Live | 215675219 |  | 9.5 | 16.5 | 52325 | 42000 | 33600 | 3.2 | 2.5 | 48000 | 3.54 | 2.06 | 8.5 | 7
Live | 215675218 |  | 9.5 | 16.5 | 52325 | 42000 | 33600 | 3.2 | 2.5 | 48000 | 3.54 | 2.06 | 8.5 | 7
Live | 215667006 |  | 9.5 | 16.5 | 25990 | 20400 | 17000 | 3.2 | 2.28 | 24200 | 2.89 | 1.94 | 9 | 7
Live | 215666955 |  | 9 | 15.5 | 25760 | 20800 | 17300 | 3.03 | 2.22 | 24600 | 2.82 | 1.82 | 8.5 | 7
Live | 215669148 |  | 10 | 18 | 38870 | 30200 | 25000 | 3.37 | 2.24 | 35000 | 3.18 | 1.88 | 9 | 7
Live | 215669147 |  | 10 | 18 | 38870 | 30200 | 25000 | 3.37 | 2.24 | 35000 | 3.18 | 1.88 | 9 | 7
Live | 215678520 |  | 9.5 | 15.2 | 26680 | 20200 | 16800 | 3.2 | 2.36 | 24400 | 3.02 | 1.86 | 8.5 | 7
Live | 215678519 |  | 9.5 | 15.2 | 26680 | 20200 | 16800 | 3.2 | 2.36 | 24400 | 3.02 | 1.86 | 8.5 | 7
Live | 215666953 |  | 9 | 15.5 | 25760 | 20800 | 17300 | 3.03 | 2.22 | 24600 | 2.82 | 1.82 | 8.5 | 7
Live | 215666950 |  | 9 | 15.5 | 25760 | 20800 | 17300 | 3.03 | 2.22 | 24600 | 2.82 | 1.82 | 8.5 | 7
Live | 215675210 |  | 9.5 | 16.5 | 52325 | 42000 | 33600 | 3.2 | 2.5 | 48000 | 3.54 | 2.06 | 8.5 | 7
Live | 215675209 |  | 9.5 | 16.5 | 52325 | 42000 | 33600 | 3.2 | 2.5 | 48000 | 3.54 | 2.06 | 8.5 | 7
Live | 215669139 |  | 10 | 18 | 38640 | 30400 | 25200 | 3.37 | 2.24 | 35200 | 3.16 | 1.88 | 9 | 7
Live | 215669138 |  | 10 | 18 | 38640 | 30400 | 25200 | 3.37 | 2.24 | 35200 | 3.16 | 1.88 | 9 | 7
Live | 215678518 |  | 9.5 | 15.2 | 26680 | 20200 | 16800 | 3.2 | 2.36 | 24400 | 3.02 | 1.86 | 8.5 | 7
Live | 215678510 |  | 10 | 16 | 26910 | 20000 | 16600 | 3.37 | 2.4 | 24400 | 3.06 | 1.98 | 8.5 | 7
Live | 215666938 |  | 10 | 17 | 26220 | 20400 | 16900 | 3.37 | 2.3 | 24000 | 2.92 | 1.94 | 9 | 7
Live | 215666936 |  | 10 | 17 | 26220 | 20400 | 16900 | 3.37 | 2.3 | 24000 | 2.92 | 1.94 | 9 | 7
Live | 215675208 |  | 9.5 | 16.5 | 52325 | 42000 | 33600 | 3.2 | 2.5 | 48000 | 3.54 | 2.06 | 8.5 | 7
Live | 215675200 |  | 9.5 | 16.5 | 52325 | 42500 | 34000 | 3.2 | 2.46 | 48000 | 3.5 | 2.06 | 8.5 | 7
Live | 215669137 |  | 10 | 18 | 38640 | 30400 | 25200 | 3.37 | 2.24 | 35200 | 3.16 | 1.88 | 9 | 7
Live | 215669129 |  | 9.5 | 17.5 | 38410 | 30600 | 25400 | 3.2 | 2.2 | 35200 | 3.14 | 1.88 | 9 | 7
Live | 215678509 |  | 10 | 16 | 26910 | 20000 | 16600 | 3.37 | 2.4 | 24400 | 3.06 | 1.98 | 8.5 | 7
Live | 215678508 |  | 10 | 16 | 26910 | 20000 | 16600 | 3.37 | 2.4 | 24400 | 3.06 | 1.98 | 8.5 | 7
Live | 215666934 |  | 10 | 17 | 26220 | 20400 | 16900 | 3.37 | 2.3 | 24000 | 2.92 | 1.94 | 9 | 7
Live | 215666921 |  | 11 | 19 | 28060 | 19600 | 16200 | 3.7 | 2.26 | 27800 | 3.42 | 1.84 | 8.5 | 6.5
Live | 215675199 |  | 9.5 | 16.5 | 52325 | 42500 | 34000 | 3.2 | 2.46 | 48000 | 3.5 | 2.06 | 8.5 | 7
Live | 215675198 |  | 9.5 | 16.5 | 52325 | 42500 | 34000 | 3.2 | 2.46 | 48000 | 3.5 | 2.06 | 8.5 | 7
Live | 215678500 |  | 10 | 16 | 26910 | 20000 | 16600 | 3.37 | 2.4 | 24200 | 3.06 | 1.98 | 8.5 | 7
Live | 215678499 |  | 10 | 16 | 26910 | 20000 | 16600 | 3.37 | 2.4 | 24200 | 3.06 | 1.98 | 8.5 | 7
Live | 215669128 |  | 9.5 | 17.5 | 38410 | 30600 | 25400 | 3.2 | 2.2 | 35200 | 3.14 | 1.88 | 9 | 7
Live | 215669127 |  | 9.5 | 17.5 | 38410 | 30600 | 25400 | 3.2 | 2.2 | 35200 | 3.14 | 1.88 | 9 | 7
Live | 215666919 |  | 11 | 19 | 28060 | 19600 | 16200 | 3.7 | 2.26 | 27800 | 3.42 | 1.84 | 8.5 | 6.5
Live | 215666916 |  | 11 | 19 | 28060 | 19600 | 16200 | 3.7 | 2.26 | 27800 | 3.42 | 1.84 | 8.5 | 6.5
Live | 215675190 |  | 9.5 | 16.5 | 52325 | 42500 | 33800 | 3.2 | 2.48 | 48000 | 3.5 | 2.06 | 8.5 | 7
Live | 215675189 |  | 9.5 | 16.5 | 52325 | 42500 | 33800 | 3.2 | 2.48 | 48000 | 3.5 | 2.06 | 8.5 | 7
Live | 215678498 |  | 10 | 16 | 26910 | 20000 | 16600 | 3.37 | 2.4 | 24200 | 3.06 | 1.98 | 8.5 | 7
Live | 215678490 |  | 9.5 | 15.2 | 26680 | 20200 | 16800 | 3.2 | 2.36 | 24600 | 3 | 1.86 | 8.5 | 7
Live | 215669089 |  | 10 | 18 | 39790 | 30400 | 25000 | 3.37 | 2.28 | 35200 | 3.24 | 1.9 | 9 | 7
Live | 215669088 |  | 10 | 18 | 39790 | 30400 | 25000 | 3.37 | 2.28 | 35200 | 3.24 | 1.9 | 9 | 7
Live | 215666901 |  | 10.5 | 19 | 27830 | 19700 | 16200 | 3.55 | 2.24 | 27800 | 3.39 | 1.84 | 8.5 | 6.5
Live | 215666899 |  | 10.5 | 19 | 27830 | 19700 | 16200 | 3.55 | 2.24 | 27800 | 3.39 | 1.84 | 8.5 | 6.5
Live | 215675188 |  | 9.5 | 16.5 | 52325 | 42500 | 33800 | 3.2 | 2.48 | 48000 | 3.5 | 2.06 | 8.5 | 7
Live | 215675180 |  | 9 | 16 | 51750 | 42500 | 34200 | 3.03 | 2.44 | 48500 | 3.48 | 1.94 | 8.5 | 7
Live | 215669087 |  | 10 | 18 | 39790 | 30400 | 25000 | 3.37 | 2.28 | 35200 | 3.24 | 1.9 | 9 | 7
Live | 215669081 |  | 10 | 18 | 39560 | 30600 | 25200 | 3.37 | 2.26 | 35400 | 3.2 | 1.8 | 8.5 | 6.65
Live | 215678489 |  | 9.5 | 15.2 | 26680 | 20200 | 16800 | 3.2 | 2.36 | 24600 | 3 | 1.86 | 8.5 | 7
Live | 215678488 |  | 9.5 | 15.2 | 26680 | 20200 | 16800 | 3.2 | 2.36 | 24600 | 3 | 1.86 | 8.5 | 7
Live | 215666896 |  | 10.5 | 19 | 27830 | 19700 | 16200 | 3.55 | 2.24 | 27800 | 3.39 | 1.84 | 8.5 | 6.5
Live | 215675179 |  | 9 | 16 | 51750 | 42500 | 34200 | 3.03 | 2.44 | 48500 | 3.48 | 1.94 | 8.5 | 7
Live | 215675178 |  | 9 | 16 | 51750 | 42500 | 34200 | 3.03 | 2.44 | 48500 | 3.48 | 1.94 | 8.5 | 7
Live | 215669080 |  | 10 | 18 | 39560 | 30600 | 25200 | 3.37 | 2.26 | 35400 | 3.2 | 1.8 | 8.5 | 6.65
Live | 215669079 |  | 10 | 18 | 39560 | 30600 | 25200 | 3.37 | 2.26 | 35400 | 3.2 | 1.8 | 8.5 | 6.65
Live | 215678480 |  | 9.5 | 15.2 | 26680 | 20200 | 16800 | 3.2 | 2.36 | 24600 | 3 | 1.86 | 8.5 | 7
Live | 215678479 |  | 9.5 | 15.2 | 26680 | 20200 | 16800 | 3.2 | 2.36 | 24600 | 3 | 1.86 | 8.5 | 7
Live | 215675170 |  | 9 | 16 | 51750 | 42000 | 33600 | 3.03 | 2.44 | 48500 | 3.46 | 1.96 | 8.5 | 7
Live | 215675169 |  | 9 | 16 | 51750 | 42000 | 33600 | 3.03 | 2.44 | 48500 | 3.46 | 1.96 | 8.5 | 7
Live | 215669073 |  | 10 | 18 | 39790 | 30400 | 25000 | 3.37 | 2.28 | 35200 | 3.24 | 1.9 | 9 | 7
Live | 215669072 |  | 10 | 18 | 39790 | 30400 | 25000 | 3.37 | 2.28 | 35200 | 3.24 | 1.9 | 9 | 7
Live | 215666864 |  | 11 | 19 | 27830 | 19700 | 16200 | 3.71 | 2.24 | 27800 | 3.39 | 1.84 | 8.5 | 6.5
Live | 215666861 |  | 11 | 19 | 27830 | 19700 | 16200 | 3.71 | 2.24 | 27800 | 3.39 | 1.84 | 8.5 | 6.5
Live | 215678478 |  | 9.5 | 15.2 | 26680 | 20200 | 16800 | 3.2 | 2.36 | 24600 | 3 | 1.86 | 8.5 | 7
Live | 215678470 |  | 9.5 | 15.2 | 26450 | 20400 | 16900 | 3.2 | 2.34 | 24600 | 2.98 | 1.84 | 8.5 | 7
Live | 215669071 |  | 10 | 18 | 39790 | 30400 | 25000 | 3.37 | 2.28 | 35200 | 3.24 | 1.9 | 9 | 7
Live | 215669065 |  | 10 | 18 | 39790 | 30400 | 25000 | 3.37 | 2.28 | 35200 | 3.24 | 1.88 | 9 | 7
Live | 215675168 |  | 9 | 16 | 51750 | 42000 | 33600 | 3.03 | 2.44 | 48500 | 3.46 | 1.96 | 8.5 | 7
Live | 215675160 |  | 9 | 15.5 | 51750 | 43000 | 34600 | 3.03 | 2.4 | 48500 | 3.4 | 1.94 | 8.5 | 7
Live | 215666859 |  | 11 | 19 | 27830 | 19700 | 16200 | 3.71 | 2.24 | 27800 | 3.39 | 1.84 | 8.5 | 6.5
Live | 215666845 |  | 10.5 | 18.5 | 27830 | 19700 | 16300 | 3.55 | 2.24 | 28000 | 3.4 | 1.84 | 8.5 | 6.5
Live | 215678469 |  | 9.5 | 15.2 | 26450 | 20400 | 16900 | 3.2 | 2.34 | 24600 | 2.98 | 1.84 | 8.5 | 7
Live | 215678468 |  | 9.5 | 15.2 | 26450 | 20400 | 16900 | 3.2 | 2.34 | 24600 | 2.98 | 1.84 | 8.5 | 7
Live | 215669064 |  | 10 | 18 | 39790 | 30400 | 25000 | 3.37 | 2.28 | 35200 | 3.24 | 1.88 | 9 | 7
Live | 215669063 |  | 10 | 18 | 39790 | 30400 | 25000 | 3.37 | 2.28 | 35200 | 3.24 | 1.88 | 9 | 7
Live | 215675159 |  | 9 | 15.5 | 51750 | 43000 | 34600 | 3.03 | 2.4 | 48500 | 3.4 | 1.94 | 8.5 | 7
Live | 215675158 |  | 9 | 15.5 | 51750 | 43000 | 34600 | 3.03 | 2.4 | 48500 | 3.4 | 1.94 | 8.5 | 7
Live | 215666843 |  | 10.5 | 18.5 | 27830 | 19700 | 16300 | 3.55 | 2.24 | 28000 | 3.4 | 1.84 | 8.5 | 6.5
Live | 215666841 |  | 10.5 | 18.5 | 27830 | 19700 | 16300 | 3.55 | 2.24 | 28000 | 3.4 | 1.84 | 8.5 | 6.5
Live | 215678460 |  | 9 | 15.2 | 26450 | 20400 | 16900 | 3.03 | 2.32 | 24600 | 2.95 | 1.86 | 8.5 | 7
Live | 215678459 |  | 9 | 15.2 | 26450 | 20400 | 16900 | 3.03 | 2.32 | 24600 | 2.95 | 1.86 | 8.5 | 7
Live | 215669057 |  | 9.5 | 18 | 39330 | 30600 | 25400 | 3.2 | 2.26 | 35400 | 3.2 | 1.88 | 9 | 7
Live | 215669056 |  | 9.5 | 18 | 39330 | 30600 | 25400 | 3.2 | 2.26 | 35400 | 3.2 | 1.88 | 9 | 7
Live | 215675108 |  | 9.5 | 16.5 | 51750 | 43000 | 34200 | 3.2 | 2.46 | 49000 | 3.5 | 2.06 | 8.5 | 7
Live | 215675106 |  | 9.5 | 16.5 | 51750 | 43000 | 34200 | 3.2 | 2.46 | 49000 | 3.5 | 2.06 | 8.5 | 7
Live | 215678458 |  | 9 | 15.2 | 26450 | 20400 | 16900 | 3.03 | 2.32 | 24600 | 2.95 | 1.86 | 8.5 | 7
Live | 215678450 |  | 9.5 | 15.5 | 26680 | 20200 | 16700 | 3.2 | 2.36 | 24600 | 3 | 1.86 | 8.5 | 7
Live | 215666827 |  | 11 | 19 | 28060 | 19600 | 16200 | 3.7 | 2.26 | 27800 | 3.42 | 1.84 | 8.5 | 6.5
Live | 215666825 |  | 11 | 19 | 28060 | 19600 | 16200 | 3.7 | 2.26 | 27800 | 3.42 | 1.84 | 8.5 | 6.5
Live | 215670363 |  | 9.5 | 17 | 39330 | 30400 | 25200 | 3.2 | 2.26 | 35400 | 3.2 | 1.9 | 8.5 | 7
Live | 215670362 |  | 9.5 | 17 | 39330 | 30400 | 25200 | 3.2 | 2.26 | 35400 | 3.2 | 1.9 | 8.5 | 7
Live | 215669055 |  | 9.5 | 18 | 39330 | 30600 | 25400 | 3.2 | 2.26 | 35400 | 3.2 | 1.88 | 9 | 7
Live | 215669049 |  | 9.5 | 17.5 | 39330 | 30600 | 25400 | 3.2 | 2.24 | 35600 | 3.18 | 1.88 | 9 | 7
Live | 215675105 |  | 9.5 | 16.5 | 51750 | 43000 | 34200 | 3.2 | 2.46 | 49000 | 3.5 | 2.06 | 8.5 | 7
Live | 215675088 |  | 9.5 | 16.5 | 51750 | 43000 | 34200 | 3.2 | 2.46 | 49500 | 3.48 | 2.04 | 8.5 | 7
Live | 215678449 |  | 9.5 | 15.5 | 26680 | 20200 | 16700 | 3.2 | 2.36 | 24600 | 3 | 1.86 | 8.5 | 7
Live | 215678448 |  | 9.5 | 15.5 | 26680 | 20200 | 16700 | 3.2 | 2.36 | 24600 | 3 | 1.86 | 8.5 | 7
Live | 215666823 |  | 11 | 19 | 28060 | 19600 | 16200 | 3.7 | 2.26 | 27800 | 3.42 | 1.84 | 8.5 | 6.5
Live | 215666809 |  | 11 | 19 | 28060 | 19600 | 16200 | 3.7 | 2.26 | 27800 | 3.42 | 1.84 | 8.5 | 6.5
Live | 215669048 |  | 9.5 | 17.5 | 39330 | 30600 | 25400 | 3.2 | 2.24 | 35600 | 3.18 | 1.88 | 9 | 7
Live | 215669047 |  | 9.5 | 17.5 | 39330 | 30600 | 25400 | 3.2 | 2.24 | 35600 | 3.18 | 1.88 | 9 | 7
Live | 215675087 |  | 9.5 | 16.5 | 51750 | 43000 | 34200 | 3.2 | 2.46 | 49500 | 3.48 | 2.04 | 8.5 | 7
Live | 215675086 |  | 9.5 | 16.5 | 51750 | 43000 | 34200 | 3.2 | 2.46 | 49500 | 3.48 | 2.04 | 8.5 | 7
Live | 215666807 |  | 11 | 19 | 28060 | 19600 | 16200 | 3.7 | 2.26 | 27800 | 3.42 | 1.84 | 8.5 | 6.5
Live | 215666804 |  | 11 | 19 | 28060 | 19600 | 16200 | 3.7 | 2.26 | 27800 | 3.42 | 1.84 | 8.5 | 6.5
Live | 215678440 |  | 9.5 | 15.5 | 26680 | 20200 | 16700 | 3.2 | 2.36 | 24400 | 3.02 | 1.86 | 8.5 | 7
Live | 215678439 |  | 9.5 | 15.5 | 26680 | 20200 | 16700 | 3.2 | 2.36 | 24400 | 3.02 | 1.86 | 8.5 | 7
Live | 215675069 |  | 9 | 16 | 51175 | 43000 | 34200 | 3.04 | 2.42 | 49500 | 3.44 | 1.94 | 8.5 | 7
Live | 215675067 |  | 9 | 16 | 51175 | 43000 | 34200 | 3.04 | 2.42 | 49500 | 3.44 | 1.94 | 8.5 | 7
Live | 215669041 |  | 10 | 18 | 39790 | 30200 | 25000 | 3.37 | 2.28 | 35200 | 3.24 | 1.9 | 9 | 7
Live | 215669040 |  | 10 | 18 | 39790 | 30200 | 25000 | 3.37 | 2.28 | 35200 | 3.24 | 1.9 | 9 | 7
Live | 215678438 |  | 9.5 | 15.5 | 26680 | 20200 | 16700 | 3.2 | 2.36 | 24400 | 3.02 | 1.86 | 8.5 | 7
Live | 215678430 |  | 10.5 | 17.5 | 27600 | 19600 | 16300 | 3.53 | 2.45 | 23200 | 3.16 | 2.02 | 9 | 7
Live | 215666791 |  | 10.5 | 19 | 28060 | 19600 | 16200 | 3.54 | 2.26 | 27800 | 3.42 | 1.84 | 8.5 | 6.5
Live | 215666789 |  | 10.5 | 19 | 28060 | 19600 | 16200 | 3.54 | 2.26 | 27800 | 3.42 | 1.84 | 8.5 | 6.5
Live | 215675065 |  | 9 | 16 | 51175 | 43000 | 34200 | 3.04 | 2.42 | 49500 | 3.44 | 1.94 | 8.5 | 7
Live | 215675051 |  | 9 | 16.5 | 51175 | 43000 | 34400 | 3.04 | 2.46 | 49500 | 3.48 | 2.04 | 8.5 | 7
Live | 215669039 |  | 10 | 18 | 39790 | 30200 | 25000 | 3.37 | 2.28 | 35200 | 3.24 | 1.9 | 9 | 7
Live | 215669033 |  | 9.5 | 17.5 | 39560 | 30400 | 25200 | 3.2 | 2.28 | 35400 | 3.22 | 1.88 | 9 | 7
Live | 215678429 |  | 10.5 | 17.5 | 27600 | 19600 | 16300 | 3.53 | 2.45 | 23200 | 3.16 | 2.02 | 9 | 7
Live | 215678428 |  | 10.5 | 17.5 | 27600 | 19600 | 16300 | 3.53 | 2.45 | 23200 | 3.16 | 2.02 | 9 | 7
Live | 215666787 |  | 10.5 | 19 | 28060 | 19600 | 16200 | 3.54 | 2.26 | 27800 | 3.42 | 1.84 | 8.5 | 6.5
Live | 215666771 |  | 10.5 | 18.5 | 27830 | 19800 | 16300 | 3.55 | 2.24 | 28000 | 3.38 | 1.84 | 8.5 | 6.5
Live | 215669032 |  | 9.5 | 17.5 | 39560 | 30400 | 25200 | 3.2 | 2.28 | 35400 | 3.22 | 1.88 | 9 | 7
Live | 215669031 |  | 9.5 | 17.5 | 39560 | 30400 | 25200 | 3.2 | 2.28 | 35400 | 3.22 | 1.88 | 9 | 7
Live | 215666769 |  | 10.5 | 18.5 | 27830 | 19800 | 16300 | 3.55 | 2.24 | 28000 | 3.38 | 1.84 | 8.5 | 6.5
Live | 215666767 |  | 10.5 | 18.5 | 27830 | 19800 | 16300 | 3.55 | 2.24 | 28000 | 3.38 | 1.84 | 8.5 | 6.5
Live | 215675050 |  | 9 | 16.5 | 51175 | 43000 | 34400 | 3.04 | 2.46 | 49500 | 3.48 | 2.04 | 8.5 | 7
Live | 215675048 |  | 9 | 16.5 | 51175 | 43000 | 34400 | 3.04 | 2.46 | 49500 | 3.48 | 2.04 | 8.5 | 7
Live | 215678420 |  | 10.5 | 17 | 27600 | 19700 | 16400 | 3.53 | 2.44 | 23400 | 3.12 | 2 | 9 | 7
Live | 215678419 |  | 10.5 | 17 | 27600 | 19700 | 16400 | 3.53 | 2.44 | 23400 | 3.12 | 2 | 9 | 7
Live | 215669025 |  | 9.5 | 17.5 | 39560 | 30600 | 25200 | 3.2 | 2.26 | 35400 | 3.2 | 1.88 | 9 | 7
Live | 215669024 |  | 9.5 | 17.5 | 39560 | 30600 | 25200 | 3.2 | 2.26 | 35400 | 3.2 | 1.88 | 9 | 7
Live | 215678418 |  | 10.5 | 17 | 27600 | 19700 | 16400 | 3.53 | 2.44 | 23400 | 3.12 | 2 | 9 | 7
Live | 215678410 |  | 10.5 | 17 | 27600 | 19700 | 16400 | 3.53 | 2.42 | 23400 | 3.1 | 2.02 | 9 | 7
Live | 215675029 |  | 9.5 | 16.5 | 51750 | 43000 | 34200 | 3.2 | 2.46 | 49500 | 3.48 | 2.04 | 8.5 | 7
Live | 215675027 |  | 9.5 | 16.5 | 51750 | 43000 | 34200 | 3.2 | 2.46 | 49500 | 3.48 | 2.04 | 8.5 | 7
Live | 215666722 |  | 11 | 18.5 | 27600 | 19400 | 16100 | 3.71 | 2.24 | 27400 | 3.32 | 1.86 | 8.5 | 6.5
Live | 215666720 |  | 11 | 18.5 | 27600 | 19400 | 16100 | 3.71 | 2.24 | 27400 | 3.32 | 1.86 | 8.5 | 6.5
Live | 215669023 |  | 9.5 | 17.5 | 39560 | 30600 | 25200 | 3.2 | 2.26 | 35400 | 3.2 | 1.88 | 9 | 7
Live | 215669017 |  | 10 | 18 | 39790 | 30200 | 25000 | 3.37 | 2.28 | 35200 | 3.24 | 1.9 | 9 | 7
Live | 215678409 |  | 10.5 | 17 | 27600 | 19700 | 16400 | 3.53 | 2.42 | 23400 | 3.1 | 2.02 | 9 | 7
Live | 215678408 |  | 10.5 | 17 | 27600 | 19700 | 16400 | 3.53 | 2.42 | 23400 | 3.1 | 2.02 | 9 | 7
Live | 215675026 |  | 9.5 | 16.5 | 51750 | 43000 | 34200 | 3.2 | 2.46 | 49500 | 3.48 | 2.04 | 8.5 | 7
Live | 215675008 |  | 9 | 16.5 | 51750 | 43000 | 34400 | 3.03 | 2.46 | 49500 | 3.48 | 2.04 | 8.5 | 7
Live | 215666718 |  | 11 | 18.5 | 27600 | 19400 | 16100 | 3.71 | 2.24 | 27400 | 3.32 | 1.86 | 8.5 | 6.5
Live | 215666706 |  | 10.5 | 18.5 | 27600 | 19500 | 16200 | 3.53 | 2.24 | 27400 | 3.3 | 1.86 | 8.5 | 6.5
Live | 215669016 |  | 10 | 18 | 39790 | 30200 | 25000 | 3.37 | 2.28 | 35200 | 3.24 | 1.9 | 9 | 7
Live | 215669015 |  | 10 | 18 | 39790 | 30200 | 25000 | 3.37 | 2.28 | 35200 | 3.24 | 1.9 | 9 | 7
Live | 215678400 |  | 10.5 | 17.5 | 27830 | 19600 | 16300 | 3.55 | 2.45 | 23200 | 3.16 | 2.02 | 9 | 7
Live | 215678399 |  | 10.5 | 17.5 | 27830 | 19600 | 16300 | 3.55 | 2.45 | 23200 | 3.16 | 2.02 | 9 | 7
Live | 215666704 |  | 10.5 | 18.5 | 27600 | 19500 | 16200 | 3.53 | 2.24 | 27400 | 3.3 | 1.86 | 8.5 | 6.5
Live | 215666702 |  | 10.5 | 18.5 | 27600 | 19500 | 16200 | 3.53 | 2.24 | 27400 | 3.3 | 1.86 | 8.5 | 6.5
Live | 215675006 |  | 9 | 16.5 | 51750 | 43000 | 34400 | 3.03 | 2.46 | 49500 | 3.48 | 2.04 | 8.5 | 7
Live | 215675004 |  | 9 | 16.5 | 51750 | 43000 | 34400 | 3.03 | 2.46 | 49500 | 3.48 | 2.04 | 8.5 | 7
Live | 215669009 |  | 10 | 18 | 39790 | 30200 | 25000 | 3.37 | 2.28 | 35200 | 3.24 | 1.9 | 9 | 7
Live | 215669008 |  | 10 | 18 | 39790 | 30200 | 25000 | 3.37 | 2.28 | 35200 | 3.24 | 1.9 | 9 | 7
Live | 215670361 |  | 9.5 | 17 | 39330 | 30400 | 25200 | 3.2 | 2.26 | 35400 | 3.2 | 1.9 | 8.5 | 7
Live | 215670353 |  | 9.5 | 16.5 | 39100 | 30600 | 25400 | 3.2 | 2.24 | 35600 | 3.18 | 1.78 | 8.5 | 7
Live | 215678398 |  | 10.5 | 17.5 | 27830 | 19600 | 16300 | 3.55 | 2.45 | 23200 | 3.16 | 2.02 | 9 | 7
Live | 215678390 |  | 10.5 | 17 | 27830 | 19500 | 16200 | 3.55 | 2.46 | 23600 | 3.16 | 2.04 | 9 | 7
Live | 215666690 |  | 10.5 | 18.5 | 27370 | 19500 | 16200 | 3.53 | 2.22 | 27400 | 3.28 | 1.84 | 8.5 | 6.5
Live | 215666688 |  | 10.5 | 18.5 | 27370 | 19500 | 16200 | 3.53 | 2.22 | 27400 | 3.28 | 1.84 | 8.5 | 6.5
Live | 215674990 |  | 9 | 16 | 51175 | 43500 | 34800 | 3.04 | 2.4 | 49500 | 3.42 | 1.92 | 8.5 | 7
Live | 215674989 |  | 9 | 16 | 51175 | 43500 | 34800 | 3.04 | 2.4 | 49500 | 3.42 | 1.92 | 8.5 | 7
Live | 215669007 |  | 10 | 18 | 39790 | 30200 | 25000 | 3.37 | 2.28 | 35200 | 3.24 | 1.9 | 9 | 7
Live | 215669001 |  | 10 | 18 | 39560 | 30400 | 25200 | 3.37 | 2.28 | 35400 | 3.24 | 1.88 | 9 | 7
Live | 215666686 |  | 10.5 | 18.5 | 27370 | 19500 | 16200 | 3.53 | 2.22 | 27400 | 3.28 | 1.84 | 8.5 | 6.5
Live | 215666673 |  | 11 | 18.5 | 27600 | 19400 | 16100 | 3.71 | 2.24 | 27400 | 3.32 | 1.86 | 8.5 | 6.5
Live | 215678389 |  | 10.5 | 17 | 27830 | 19500 | 16200 | 3.55 | 2.46 | 23600 | 3.16 | 2.04 | 9 | 7
Live | 215678388 |  | 10.5 | 17 | 27830 | 19500 | 16200 | 3.55 | 2.46 | 23600 | 3.16 | 2.04 | 9 | 7
Live | 215674987 |  | 9 | 16 | 51175 | 43500 | 34800 | 3.04 | 2.4 | 49500 | 3.42 | 1.92 | 8.5 | 7
Live | 215674970 |  | 9 | 16 | 51175 | 43500 | 34800 | 3.04 | 2.42 | 49500 | 3.42 | 1.92 | 8.5 | 7
Live | 215666671 |  | 11 | 18.5 | 27600 | 19400 | 16100 | 3.71 | 2.24 | 27400 | 3.32 | 1.86 | 8.5 | 6.5
Live | 215666669 |  | 11 | 18.5 | 27600 | 19400 | 16100 | 3.71 | 2.24 | 27400 | 3.32 | 1.86 | 8.5 | 6.5
Live | 215669000 |  | 10 | 18 | 39560 | 30400 | 25200 | 3.37 | 2.28 | 35400 | 3.24 | 1.88 | 9 | 7
Live | 215668999 |  | 10 | 18 | 39560 | 30400 | 25200 | 3.37 | 2.28 | 35400 | 3.24 | 1.88 | 9 | 7
Live | 215678380 |  | 10 | 17 | 27370 | 19900 | 16500 | 3.37 | 2.4 | 23400 | 3.06 | 2 | 9 | 7
Live | 215678379 |  | 10 | 17 | 27370 | 19900 | 16500 | 3.37 | 2.4 | 23400 | 3.06 | 2 | 9 | 7
Live | 215674968 |  | 9 | 16 | 51175 | 43500 | 34800 | 3.04 | 2.42 | 49500 | 3.42 | 1.92 | 8.5 | 7
Live | 215674966 |  | 9 | 16 | 51175 | 43500 | 34800 | 3.04 | 2.42 | 49500 | 3.42 | 1.92 | 8.5 | 7
Live | 215666654 |  | 10.5 | 18.5 | 27600 | 19500 | 16200 | 3.53 | 2.22 | 27400 | 3.3 | 1.84 | 8.5 | 6.5
Live | 215666651 |  | 10.5 | 18.5 | 27600 | 19500 | 16200 | 3.53 | 2.22 | 27400 | 3.3 | 1.84 | 8.5 | 6.5
Live | 215668993 |  | 10 | 18 | 39560 | 30400 | 25200 | 3.37 | 2.28 | 35400 | 3.24 | 1.88 | 9 | 7
Live | 215668992 |  | 10 | 18 | 39560 | 30400 | 25200 | 3.37 | 2.28 | 35400 | 3.24 | 1.88 | 9 | 7
Live | 215674947 |  | 9.5 | 16.5 | 51750 | 43000 | 34200 | 3.2 | 2.48 | 49000 | 3.5 | 2.06 | 8.5 | 7
Live | 215674946 |  | 9.5 | 16.5 | 51750 | 43000 | 34200 | 3.2 | 2.48 | 49000 | 3.5 | 2.06 | 8.5 | 7
Live | 215678378 |  | 10 | 17 | 27370 | 19900 | 16500 | 3.37 | 2.4 | 23400 | 3.06 | 2 | 9 | 7
Live | 215678370 |  | 10 | 16.5 | 27140 | 19900 | 16600 | 3.37 | 2.38 | 23600 | 3.06 | 1.98 | 9 | 7
Live | 215668991 |  | 10 | 18 | 39560 | 30400 | 25200 | 3.37 | 2.28 | 35400 | 3.24 | 1.88 | 9 | 7
Live | 215668985 |  | 10 | 18 | 39560 | 30400 | 25200 | 3.37 | 2.26 | 35400 | 3.22 | 1.8 | 8.5 | 6.65
Live | 215666649 |  | 10.5 | 18.5 | 27600 | 19500 | 16200 | 3.53 | 2.22 | 27400 | 3.3 | 1.84 | 8.5 | 6.5
Live | 215666635 |  | 10.5 | 18 | 27600 | 19500 | 16200 | 3.53 | 2.22 | 27400 | 3.28 | 1.84 | 8.5 | 6.5
Live | 215678369 |  | 10 | 16.5 | 27140 | 19900 | 16600 | 3.37 | 2.38 | 23600 | 3.06 | 1.98 | 9 | 7
Live | 215678368 |  | 10 | 16.5 | 27140 | 19900 | 16600 | 3.37 | 2.38 | 23600 | 3.06 | 1.98 | 9 | 7
Live | 215674944 |  | 9.5 | 16.5 | 51750 | 43000 | 34200 | 3.2 | 2.48 | 49000 | 3.5 | 2.06 | 8.5 | 7
Live | 215674928 |  | 9 | 16 | 51175 | 43000 | 34400 | 3.04 | 2.44 | 49500 | 3.46 | 2.04 | 8.5 | 7
Live | 215668984 |  | 10 | 18 | 39560 | 30400 | 25200 | 3.37 | 2.26 | 35400 | 3.22 | 1.8 | 8.5 | 6.65
Live | 215668983 |  | 10 | 18 | 39560 | 30400 | 25200 | 3.37 | 2.26 | 35400 | 3.22 | 1.8 | 8.5 | 6.65
Live | 215666633 |  | 10.5 | 18 | 27600 | 19500 | 16200 | 3.53 | 2.22 | 27400 | 3.28 | 1.84 | 8.5 | 6.5
Live | 215666630 |  | 10.5 | 18 | 27600 | 19500 | 16200 | 3.53 | 2.22 | 27400 | 3.28 | 1.84 | 8.5 | 6.5
Live | 215678360 |  | 10 | 17 | 27370 | 19800 | 16400 | 3.37 | 2.42 | 23400 | 3.1 | 2 | 9 | 7
Live | 215678359 |  | 10 | 17 | 27370 | 19800 | 16400 | 3.37 | 2.42 | 23400 | 3.1 | 2 | 9 | 7
Live | 215674926 |  | 9 | 16 | 51175 | 43000 | 34400 | 3.04 | 2.44 | 49500 | 3.46 | 2.04 | 8.5 | 7
Live | 215674925 |  | 9 | 16 | 51175 | 43000 | 34400 | 3.04 | 2.44 | 49500 | 3.46 | 2.04 | 8.5 | 7
Live | 215666616 |  | 10.5 | 18.5 | 27370 | 19500 | 16200 | 3.53 | 2.22 | 27400 | 3.28 | 1.84 | 8.5 | 6.5
Live | 215666615 |  | 10.5 | 18.5 | 27370 | 19500 | 16200 | 3.53 | 2.22 | 27400 | 3.28 | 1.84 | 8.5 | 6.5
Live | 215668977 |  | 9.5 | 17.5 | 39100 | 30800 | 25400 | 3.2 | 2.24 | 35600 | 3.18 | 1.86 | 9 | 7
Live | 215668976 |  | 9.5 | 17.5 | 39100 | 30800 | 25400 | 3.2 | 2.24 | 35600 | 3.18 | 1.86 | 9 | 7
Live | 215678358 |  | 10 | 17 | 27370 | 19800 | 16400 | 3.37 | 2.42 | 23400 | 3.1 | 2 | 9 | 7
Live | 215678350 |  | 10 | 17 | 27370 | 19700 | 16400 | 3.37 | 2.42 | 23400 | 3.1 | 2 | 9 | 7
Live | 215674911 |  | 9 | 16 | 51175 | 43500 | 34800 | 3.04 | 2.4 | 49500 | 3.42 | 1.92 | 8.5 | 7
Live | 215674909 |  | 9 | 16 | 51175 | 43500 | 34800 | 3.04 | 2.4 | 49500 | 3.42 | 1.92 | 8.5 | 7
Live | 215668975 |  | 9.5 | 17.5 | 39100 | 30800 | 25400 | 3.2 | 2.24 | 35600 | 3.18 | 1.86 | 9 | 7
Live | 215668945 |  | 10 | 17.5 | 38180 | 31000 | 25600 | 3.37 | 2.16 | 35800 | 3.06 | 1.84 | 9 | 7
Live | 215666613 |  | 10.5 | 18.5 | 27370 | 19500 | 16200 | 3.53 | 2.22 | 27400 | 3.28 | 1.84 | 8.5 | 6.5
Live | 215666600 |  | 10.5 | 18.5 | 27600 | 19400 | 16100 | 3.53 | 2.24 | 27400 | 3.32 | 1.86 | 8.5 | 6.5
Live | 215678349 |  | 10 | 17 | 27370 | 19700 | 16400 | 3.37 | 2.42 | 23400 | 3.1 | 2 | 9 | 7
Live | 215678348 |  | 10 | 17 | 27370 | 19700 | 16400 | 3.37 | 2.42 | 23400 | 3.1 | 2 | 9 | 7
Live | 215674906 |  | 9 | 16 | 51175 | 43500 | 34800 | 3.04 | 2.4 | 49500 | 3.42 | 1.92 | 8.5 | 7
Live | 215674891 |  | 9.5 | 16.5 | 51750 | 43000 | 34200 | 3.2 | 2.46 | 49000 | 3.5 | 2.06 | 8.5 | 7
Live | 215668944 |  | 10 | 17.5 | 38180 | 31000 | 25600 | 3.37 | 2.16 | 35800 | 3.06 | 1.84 | 9 | 7
Live | 215668943 |  | 10 | 17.5 | 38180 | 31000 | 25600 | 3.37 | 2.16 | 35800 | 3.06 | 1.84 | 9 | 7
Live | 215666595 |  | 10.5 | 18.5 | 27600 | 19400 | 16100 | 3.53 | 2.24 | 27400 | 3.32 | 1.86 | 8.5 | 6.5
Live | 215666593 |  | 10.5 | 18.5 | 27600 | 19400 | 16100 | 3.53 | 2.24 | 27400 | 3.32 | 1.86 | 8.5 | 6.5
Live | 215678340 |  | 10 | 17 | 26450 | 20000 | 16700 | 3.37 | 2.32 | 23800 | 2.92 | 1.98 | 9 | 7
Live | 215678339 |  | 10 | 17 | 26450 | 20000 | 16700 | 3.37 | 2.32 | 23800 | 2.92 | 1.98 | 9 | 7
Live | 215674889 |  | 9.5 | 16.5 | 51750 | 43000 | 34200 | 3.2 | 2.46 | 49000 | 3.5 | 2.06 | 8.5 | 7
Live | 215674888 |  | 9.5 | 16.5 | 51750 | 43000 | 34200 | 3.2 | 2.46 | 49000 | 3.5 | 2.06 | 8.5 | 7
Live | 215668937 |  | 9.5 | 17.5 | 37950 | 31200 | 25800 | 3.21 | 2.14 | 36000 | 3.02 | 1.84 | 9 | 7
Live | 215668936 |  | 9.5 | 17.5 | 37950 | 31200 | 25800 | 3.21 | 2.14 | 36000 | 3.02 | 1.84 | 9 | 7
Live | 215666580 |  | 10.5 | 18.5 | 27600 | 19500 | 16100 | 3.53 | 2.24 | 27400 | 3.3 | 1.86 | 8.5 | 6.5
Live | 215666578 |  | 10.5 | 18.5 | 27600 | 19500 | 16100 | 3.53 | 2.24 | 27400 | 3.3 | 1.86 | 8.5 | 6.5
Live | 215678338 |  | 10 | 17 | 26450 | 20000 | 16700 | 3.37 | 2.32 | 23800 | 2.92 | 1.98 | 9 | 7
Live | 215678330 |  | 10 | 16.5 | 26450 | 20000 | 16700 | 3.37 | 2.3 | 23800 | 2.92 | 1.98 | 9 | 7
Live | 215674874 |  | 9.5 | 16.5 | 51750 | 43000 | 34200 | 3.2 | 2.46 | 49000 | 3.5 | 2.06 | 8.5 | 7
Live | 215674872 |  | 9.5 | 16.5 | 51750 | 43000 | 34200 | 3.2 | 2.46 | 49000 | 3.5 | 2.06 | 8.5 | 7
Live | 215668935 |  | 9.5 | 17.5 | 37950 | 31200 | 25800 | 3.21 | 2.14 | 36000 | 3.02 | 1.84 | 9 | 7
Live | 215666576 |  | 10.5 | 18.5 | 27600 | 19500 | 16100 | 3.53 | 2.24 | 27400 | 3.3 | 1.86 | 8.5 | 6.5
Live | 215666564 |  | 11 | 18.5 | 27600 | 19400 | 16100 | 3.71 | 2.24 | 27400 | 3.32 | 1.86 | 8.5 | 6.5
Live | 215678329 |  | 10 | 16.5 | 26450 | 20000 | 16700 | 3.37 | 2.3 | 23800 | 2.92 | 1.98 | 9 | 7
Live | 215678328 |  | 10 | 16.5 | 26450 | 20000 | 16700 | 3.37 | 2.3 | 23800 | 2.92 | 1.98 | 9 | 7
Live | 215674871 |  | 9.5 | 16.5 | 51750 | 43000 | 34200 | 3.2 | 2.46 | 49000 | 3.5 | 2.06 | 8.5 | 7
Live | 215674853 |  | 9.5 | 16.5 | 51750 | 43000 | 34200 | 3.2 | 2.46 | 49000 | 3.5 | 2.06 | 8.5 | 7
Live | 215666561 |  | 11 | 18.5 | 27600 | 19400 | 16100 | 3.71 | 2.24 | 27400 | 3.32 | 1.86 | 8.5 | 6.5
Live | 215666559 |  | 11 | 18.5 | 27600 | 19400 | 16100 | 3.71 | 2.24 | 27400 | 3.32 | 1.86 | 8.5 | 6.5
Live | 215678320 |  | 10 | 17 | 26680 | 19900 | 16500 | 3.37 | 2.34 | 23400 | 2.96 | 1.98 | 8.5 | 7
Live | 215678319 |  | 10 | 17 | 26680 | 19900 | 16500 | 3.37 | 2.34 | 23400 | 2.96 | 1.98 | 8.5 | 7
Live | 215668921 |  | 10 | 17.5 | 38180 | 31000 | 25600 | 3.37 | 2.16 | 35800 | 3.06 | 1.84 | 9 | 7
Live | 215668920 |  | 10 | 17.5 | 38180 | 31000 | 25600 | 3.37 | 2.16 | 35800 | 3.06 | 1.84 | 9 | 7
Live | 215674851 |  | 9.5 | 16.5 | 51750 | 43000 | 34200 | 3.2 | 2.46 | 49000 | 3.5 | 2.06 | 8.5 | 7
Live | 215674850 |  | 9.5 | 16.5 | 51750 | 43000 | 34200 | 3.2 | 2.46 | 49000 | 3.5 | 2.06 | 8.5 | 7
Live | 215666544 |  | 11 | 18.5 | 27600 | 19400 | 16100 | 3.71 | 2.24 | 27400 | 3.32 | 1.86 | 8.5 | 6.5
Live | 215666542 |  | 11 | 18.5 | 27600 | 19400 | 16100 | 3.71 | 2.24 | 27400 | 3.32 | 1.86 | 8.5 | 6.5
Live | 215668919 |  | 10 | 17.5 | 38180 | 31000 | 25600 | 3.37 | 2.16 | 35800 | 3.06 | 1.84 | 9 | 7
Live | 215668913 |  | 10 | 17.5 | 38180 | 31000 | 25600 | 3.37 | 2.16 | 35800 | 3.06 | 1.86 | 9 | 7
Live | 215678318 |  | 10 | 17 | 26680 | 19900 | 16500 | 3.37 | 2.34 | 23400 | 2.96 | 1.98 | 8.5 | 7
Live | 215678310 |  | 10 | 17 | 26680 | 19900 | 16500 | 3.37 | 2.34 | 23400 | 2.96 | 2 | 8.5 | 7
Live | 215674835 |  | 9 | 16.5 | 51175 | 43000 | 34400 | 3.04 | 2.44 | 49500 | 3.46 | 2.04 | 8.5 | 7
Live | 215674833 |  | 9 | 16.5 | 51175 | 43000 | 34400 | 3.04 | 2.44 | 49500 | 3.46 | 2.04 | 8.5 | 7
Live | 215670352 |  | 9.5 | 16.5 | 39100 | 30600 | 25400 | 3.2 | 2.24 | 35600 | 3.18 | 1.78 | 8.5 | 7
Live | 215670351 |  | 9.5 | 16.5 | 39100 | 30600 | 25400 | 3.2 | 2.24 | 35600 | 3.18 | 1.78 | 8.5 | 7
Live | 215668912 |  | 10 | 17.5 | 38180 | 31000 | 25600 | 3.37 | 2.16 | 35800 | 3.06 | 1.86 | 9 | 7
Live | 215668911 |  | 10 | 17.5 | 38180 | 31000 | 25600 | 3.37 | 2.16 | 35800 | 3.06 | 1.86 | 9 | 7
Live | 215666539 |  | 11 | 18.5 | 27600 | 19400 | 16100 | 3.71 | 2.24 | 27400 | 3.32 | 1.86 | 8.5 | 6.5
Live | 215666526 |  | 10.5 | 18.5 | 27600 | 19400 | 16100 | 3.53 | 2.24 | 27400 | 3.32 | 1.86 | 8.5 | 6.5
Live | 215678309 |  | 10 | 17 | 26680 | 19900 | 16500 | 3.37 | 2.34 | 23400 | 2.96 | 2 | 8.5 | 7
Live | 215678308 |  | 10 | 17 | 26680 | 19900 | 16500 | 3.37 | 2.34 | 23400 | 2.96 | 2 | 8.5 | 7
Live | 215674831 |  | 9 | 16.5 | 51175 | 43000 | 34400 | 3.04 | 2.44 | 49500 | 3.46 | 2.04 | 8.5 | 7
Live | 215674811 |  | 9 | 16.5 | 51175 | 43000 | 34400 | 3.04 | 2.44 | 49500 | 3.46 | 2.04 | 8.5 | 7
Live | 215666523 |  | 10.5 | 18.5 | 27600 | 19400 | 16100 | 3.53 | 2.24 | 27400 | 3.32 | 1.86 | 8.5 | 6.5
Live | 215666521 |  | 10.5 | 18.5 | 27600 | 19400 | 16100 | 3.53 | 2.24 | 27400 | 3.32 | 1.86 | 8.5 | 6.5
Live | 215678300 |  | 10 | 16.5 | 26450 | 20200 | 16700 | 3.37 | 2.28 | 23800 | 2.89 | 1.86 | 9 | 7
Live | 215678299 |  | 10 | 16.5 | 26450 | 20200 | 16700 | 3.37 | 2.28 | 23800 | 2.89 | 1.86 | 9 | 7
Live | 215674808 |  | 9 | 16.5 | 51175 | 43000 | 34400 | 3.04 | 2.44 | 49500 | 3.46 | 2.04 | 8.5 | 7
Live | 215674806 |  | 9 | 16.5 | 51175 | 43000 | 34400 | 3.04 | 2.44 | 49500 | 3.46 | 2.04 | 8.5 | 7
Live | 215666507 |  | 10.5 | 18.5 | 27600 | 19400 | 16100 | 3.53 | 2.24 | 27400 | 3.32 | 1.86 | 8.5 | 6.5
Live | 215666505 |  | 10.5 | 18.5 | 27600 | 19400 | 16100 | 3.53 | 2.24 | 27400 | 3.32 | 1.86 | 8.5 | 6.5
Live | 215678298 |  | 10 | 16.5 | 26450 | 20200 | 16700 | 3.37 | 2.28 | 23800 | 2.89 | 1.86 | 9 | 7
Live | 215678290 |  | 10 | 16.5 | 26450 | 20200 | 16800 | 3.37 | 2.28 | 24000 | 2.88 | 1.86 | 9 | 7
Live | 215674790 |  | 9 | 16 | 51175 | 43500 | 34600 | 3.04 | 2.42 | 49500 | 3.44 | 1.94 | 8.5 | 7
Live | 215674788 |  | 9 | 16 | 51175 | 43500 | 34600 | 3.04 | 2.42 | 49500 | 3.44 | 1.94 | 8.5 | 7
Live | 215666503 |  | 10.5 | 18.5 | 27600 | 19400 | 16100 | 3.53 | 2.24 | 27400 | 3.32 | 1.86 | 8.5 | 6.5
Live | 215666491 |  | 10.5 | 18.5 | 27600 | 19500 | 16200 | 3.53 | 2.22 | 27400 | 3.3 | 1.86 | 8.5 | 6.5
Live | 215678289 |  | 10 | 16.5 | 26450 | 20200 | 16800 | 3.37 | 2.28 | 24000 | 2.88 | 1.86 | 9 | 7
Live | 215678288 |  | 10 | 16.5 | 26450 | 20200 | 16800 | 3.37 | 2.28 | 24000 | 2.88 | 1.86 | 9 | 7
Live | 215674786 |  | 9 | 16 | 51175 | 43500 | 34600 | 3.04 | 2.42 | 49500 | 3.44 | 1.94 | 8.5 | 7
Live | 215674769 |  | 9 | 16 | 51175 | 43000 | 34200 | 3.04 | 2.42 | 49500 | 3.44 | 1.94 | 8.5 | 7
Live | 215666488 |  | 10.5 | 18.5 | 27600 | 19500 | 16200 | 3.53 | 2.22 | 27400 | 3.3 | 1.86 | 8.5 | 6.5
Live | 215666486 |  | 10.5 | 18.5 | 27600 | 19500 | 16200 | 3.53 | 2.22 | 27400 | 3.3 | 1.86 | 8.5 | 6.5
Live | 215678280 |  | 10 | 17 | 26680 | 20000 | 16600 | 3.37 | 2.3 | 23600 | 2.92 | 1.98 | 8.5 | 7
Live | 215678279 |  | 10 | 17 | 26680 | 20000 | 16600 | 3.37 | 2.3 | 23600 | 2.92 | 1.98 | 8.5 | 7
Live | 215674767 |  | 9 | 16 | 51175 | 43000 | 34200 | 3.04 | 2.42 | 49500 | 3.44 | 1.94 | 8.5 | 7
Live | 215674765 |  | 9 | 16 | 51175 | 43000 | 34200 | 3.04 | 2.42 | 49500 | 3.44 | 1.94 | 8.5 | 7
Live | 215668881 |  | 10 | 17.5 | 38180 | 30800 | 25600 | 3.37 | 2.16 | 35800 | 3.06 | 1.84 | 9 | 7
Live | 215674747 |  | 9 | 15.5 | 50600 | 44000 | 35200 | 3.03 | 2.38 | 50000 | 3.36 | 1.92 | 8.5 | 7
Live | 215674745 |  | 9 | 15.5 | 50600 | 44000 | 35200 | 3.03 | 2.38 | 50000 | 3.36 | 1.92 | 8.5 | 7
Live | 215678278 |  | 10 | 17 | 26680 | 20000 | 16600 | 3.37 | 2.3 | 23600 | 2.92 | 1.98 | 8.5 | 7
Live | 215678270 |  | 10 | 17 | 26680 | 20000 | 16600 | 3.37 | 2.32 | 23600 | 2.92 | 1.98 | 8.5 | 7
Live | 215668880 |  | 10 | 17.5 | 38180 | 30800 | 25600 | 3.37 | 2.16 | 35800 | 3.06 | 1.84 | 9 | 7
Live | 215668879 |  | 10 | 17.5 | 38180 | 30800 | 25600 | 3.37 | 2.16 | 35800 | 3.06 | 1.84 | 9 | 7
Live | 215674743 |  | 9 | 15.5 | 50600 | 44000 | 35200 | 3.03 | 2.38 | 50000 | 3.36 | 1.92 | 8.5 | 7
Live | 215674672 |  | 10 | 18.5 | 52900 | 42000 | 33600 | 3.37 | 2.48 | 47500 | 3.52 | 2.06 | 9 | 7
Live | 215666417 |  | 10.5 | 18.5 | 27370 | 19200 | 16000 | 3.53 | 2.22 | 27000 | 3.22 | 1.78 | 8 | 6.5
Live | 215678269 |  | 10 | 17 | 26680 | 20000 | 16600 | 3.37 | 2.32 | 23600 | 2.92 | 1.98 | 8.5 | 7
Live | 215678268 |  | 10 | 17 | 26680 | 20000 | 16600 | 3.37 | 2.32 | 23600 | 2.92 | 1.98 | 8.5 | 7
Live | 215668873 |  | 9.5 | 17.5 | 38180 | 31000 | 25600 | 3.21 | 2.14 | 35800 | 3.04 | 1.86 | 8.5 | 7
Live | 215668872 |  | 9.5 | 17.5 | 38180 | 31000 | 25600 | 3.21 | 2.14 | 35800 | 3.04 | 1.86 | 8.5 | 7
Live | 215674670 |  | 10 | 18.5 | 52900 | 42000 | 33600 | 3.37 | 2.48 | 47500 | 3.52 | 2.06 | 9 | 7
Live | 215674668 |  | 10 | 18.5 | 52900 | 42000 | 33600 | 3.37 | 2.48 | 47500 | 3.52 | 2.06 | 9 | 7
Live | 215678260 |  | 10.5 | 17 | 27370 | 19800 | 16500 | 3.53 | 2.42 | 23400 | 3.1 | 2.02 | 9 | 7
Live | 215678259 |  | 10.5 | 17 | 27370 | 19800 | 16500 | 3.53 | 2.42 | 23400 | 3.1 | 2.02 | 9 | 7
Live | 215666415 |  | 10.5 | 18.5 | 27370 | 19200 | 16000 | 3.53 | 2.22 | 27000 | 3.22 | 1.78 | 8 | 6.5
Live | 215666413 |  | 10.5 | 18.5 | 27370 | 19200 | 16000 | 3.53 | 2.22 | 27000 | 3.22 | 1.78 | 8 | 6.5
Live | 215668871 |  | 9.5 | 17.5 | 38180 | 31000 | 25600 | 3.21 | 2.14 | 35800 | 3.04 | 1.86 | 8.5 | 7
Live | 215674652 |  | 10 | 18.5 | 52900 | 42000 | 33600 | 3.37 | 2.48 | 47500 | 3.52 | 2.06 | 9 | 7
Live | 215674650 |  | 10 | 18.5 | 52900 | 42000 | 33600 | 3.37 | 2.48 | 47500 | 3.52 | 2.06 | 9 | 7
Live | 215678258 |  | 10.5 | 17 | 27370 | 19800 | 16500 | 3.53 | 2.42 | 23400 | 3.1 | 2.02 | 9 | 7
Live | 215678250 |  | 10 | 17 | 27370 | 19800 | 16500 | 3.37 | 2.4 | 23400 | 3.08 | 2 | 9 | 7
Live | 215666400 |  | 10.5 | 18.5 | 27370 | 19300 | 16100 | 3.53 | 2.2 | 27000 | 3.22 | 1.76 | 8 | 6.5
Live | 215666398 |  | 10.5 | 18.5 | 27370 | 19300 | 16100 | 3.53 | 2.2 | 27000 | 3.22 | 1.76 | 8 | 6.5
Live | 215670343 |  | 9 | 16 | 38870 | 30800 | 25400 | 3.03 | 2.22 | 35600 | 3.16 | 1.78 | 8.5 | 7
Live | 215670342 |  | 9 | 16 | 38870 | 30800 | 25400 | 3.03 | 2.22 | 35600 | 3.16 | 1.78 | 8.5 | 7
Live | 215674647 |  | 10 | 18.5 | 52900 | 42000 | 33600 | 3.37 | 2.48 | 47500 | 3.52 | 2.06 | 9 | 7
Live | 215674631 |  | 10 | 18 | 52900 | 42000 | 33800 | 3.37 | 2.48 | 48000 | 3.5 | 2.08 | 9 | 7
Live | 215678249 |  | 10 | 17 | 27370 | 19800 | 16500 | 3.37 | 2.4 | 23400 | 3.08 | 2 | 9 | 7
Live | 215678248 |  | 10 | 17 | 27370 | 19800 | 16500 | 3.37 | 2.4 | 23400 | 3.08 | 2 | 9 | 7
Live | 215666396 |  | 10.5 | 18.5 | 27370 | 19300 | 16100 | 3.53 | 2.2 | 27000 | 3.22 | 1.76 | 8 | 6.5
Live | 215666384 |  | 10.5 | 18.5 | 27140 | 19300 | 16100 | 3.54 | 2.2 | 27000 | 3.2 | 1.76 | 8 | 6.5
Live | 215668857 |  | 10 | 18 | 38180 | 30800 | 25600 | 3.37 | 2.16 | 35800 | 3.06 | 1.84 | 9 | 7
Live | 215668856 |  | 10 | 18 | 38180 | 30800 | 25600 | 3.37 | 2.16 | 35800 | 3.06 | 1.84 | 9 | 7
Live | 215670341 |  | 9 | 16 | 38870 | 30800 | 25400 | 3.03 | 2.22 | 35600 | 3.16 | 1.78 | 8.5 | 7
Live | 215670333 |  | 9 | 15.5 | 37490 | 30800 | 25600 | 3.04 | 2.16 | 36000 | 3.06 | 1.78 | 8.5 | 6.5
Live | 215674628 |  | 10 | 18 | 52900 | 42000 | 33800 | 3.37 | 2.48 | 48000 | 3.5 | 2.08 | 9 | 7
Live | 215674626 |  | 10 | 18 | 52900 | 42000 | 33800 | 3.37 | 2.48 | 48000 | 3.5 | 2.08 | 9 | 7
Live | 215668855 |  | 10 | 18 | 38180 | 30800 | 25600 | 3.37 | 2.16 | 35800 | 3.06 | 1.84 | 9 | 7
Live | 215668849 |  | 10 | 18 | 38180 | 30800 | 25600 | 3.37 | 2.16 | 35800 | 3.06 | 1.86 | 9 | 7
Live | 215678240 |  | 10.5 | 17 | 27600 | 19700 | 16300 | 3.53 | 2.44 | 23200 | 3.13 | 2.02 | 9 | 7
Live | 215678239 |  | 10.5 | 17 | 27600 | 19700 | 16300 | 3.53 | 2.44 | 23200 | 3.13 | 2.02 | 9 | 7
Live | 215666381 |  | 10.5 | 18.5 | 27140 | 19300 | 16100 | 3.54 | 2.2 | 27000 | 3.2 | 1.76 | 8 | 6.5
Live | 215666379 |  | 10.5 | 18.5 | 27140 | 19300 | 16100 | 3.54 | 2.2 | 27000 | 3.2 | 1.76 | 8 | 6.5
Live | 215670332 |  | 9 | 15.5 | 37490 | 30800 | 25600 | 3.04 | 2.16 | 36000 | 3.06 | 1.78 | 8.5 | 6.5
Live | 215670331 |  | 9 | 15.5 | 37490 | 30800 | 25600 | 3.04 | 2.16 | 36000 | 3.06 | 1.78 | 8.5 | 6.5
Live | 215674608 |  | 10 | 18.5 | 52900 | 42000 | 33600 | 3.37 | 2.48 | 47500 | 3.52 | 2.06 | 9 | 7
Live | 215674606 |  | 10 | 18.5 | 52900 | 42000 | 33600 | 3.37 | 2.48 | 47500 | 3.52 | 2.06 | 9 | 7
Live | 215668848 |  | 10 | 18 | 38180 | 30800 | 25600 | 3.37 | 2.16 | 35800 | 3.06 | 1.86 | 9 | 7
Live | 215668847 |  | 10 | 18 | 38180 | 30800 | 25600 | 3.37 | 2.16 | 35800 | 3.06 | 1.86 | 9 | 7
Live | 215670323 |  | 9.5 | 17 | 39330 | 30400 | 25200 | 3.2 | 2.26 | 35400 | 3.2 | 1.88 | 8.5 | 7
Live | 215670322 |  | 9.5 | 17 | 39330 | 30400 | 25200 | 3.2 | 2.26 | 35400 | 3.2 | 1.88 | 8.5 | 7
Live | 215678238 |  | 10.5 | 17 | 27600 | 19700 | 16300 | 3.53 | 2.44 | 23200 | 3.13 | 2.02 | 9 | 7
Live | 215678230 |  | 10.5 | 17 | 27600 | 19600 | 16300 | 3.53 | 2.45 | 23200 | 3.13 | 2.02 | 9 | 7
Live | 215666366 |  | 10.5 | 18.5 | 27370 | 19200 | 16000 | 3.53 | 2.22 | 27000 | 3.22 | 1.78 | 8 | 6.5
Live | 215666364 |  | 10.5 | 18.5 | 27370 | 19200 | 16000 | 3.53 | 2.22 | 27000 | 3.22 | 1.78 | 8 | 6.5
Live | 215674603 |  | 10 | 18.5 | 52900 | 42000 | 33600 | 3.37 | 2.48 | 47500 | 3.52 | 2.06 | 9 | 7
Live | 215674588 |  | 10 | 18 | 52900 | 42000 | 33800 | 3.37 | 2.46 | 48000 | 3.5 | 2.08 | 9 | 7
Live | 215668841 |  | 10 | 18 | 38180 | 31000 | 25600 | 3.37 | 2.14 | 35800 | 3.04 | 1.86 | 9 | 7
Live | 215668840 |  | 10 | 18 | 38180 | 31000 | 25600 | 3.37 | 2.14 | 35800 | 3.04 | 1.86 | 9 | 7
Live | 215678229 |  | 10.5 | 17 | 27600 | 19600 | 16300 | 3.53 | 2.45 | 23200 | 3.13 | 2.02 | 9 | 7
Live | 215678228 |  | 10.5 | 17 | 27600 | 19600 | 16300 | 3.53 | 2.45 | 23200 | 3.13 | 2.02 | 9 | 7
Live | 215666361 |  | 10.5 | 18.5 | 27370 | 19200 | 16000 | 3.53 | 2.22 | 27000 | 3.22 | 1.78 | 8 | 6.5
Live | 215666346 |  | 10.5 | 18.5 | 27140 | 19300 | 16100 | 3.54 | 2.2 | 27000 | 3.2 | 1.76 | 8 | 6.5
Live | 215670321 |  | 9.5 | 17 | 39330 | 30400 | 25200 | 3.2 | 2.26 | 35400 | 3.2 | 1.88 | 8.5 | 7
Live | 215670313 |  | 9.5 | 17 | 39330 | 30400 | 25200 | 3.2 | 2.26 | 35400 | 3.2 | 1.9 | 8.5 | 7
Live | 215674586 |  | 10 | 18 | 52900 | 42000 | 33800 | 3.37 | 2.46 | 48000 | 3.5 | 2.08 | 9 | 7
Live | 215674585 |  | 10 | 18 | 52900 | 42000 | 33800 | 3.37 | 2.46 | 48000 | 3.5 | 2.08 | 9 | 7
Live | 215668839 |  | 10 | 18 | 38180 | 31000 | 25600 | 3.37 | 2.14 | 35800 | 3.04 | 1.86 | 9 | 7
Live | 215668833 |  | 10 | 17.5 | 37950 | 31000 | 25600 | 3.37 | 2.14 | 35800 | 3.04 | 1.86 | 9 | 7
Live | 215678220 |  | 10 | 16.5 | 26220 | 20400 | 16900 | 3.37 | 2.3 | 24000 | 2.89 | 1.94 | 9 | 7
Live | 215678219 |  | 10 | 16.5 | 26220 | 20400 | 16900 | 3.37 | 2.3 | 24000 | 2.89 | 1.94 | 9 | 7
Live | 215666344 |  | 10.5 | 18.5 | 27140 | 19300 | 16100 | 3.54 | 2.2 | 27000 | 3.2 | 1.76 | 8 | 6.5
Live | 215666342 |  | 10.5 | 18.5 | 27140 | 19300 | 16100 | 3.54 | 2.2 | 27000 | 3.2 | 1.76 | 8 | 6.5
Live | 215670312 |  | 9.5 | 17 | 39330 | 30400 | 25200 | 3.2 | 2.26 | 35400 | 3.2 | 1.9 | 8.5 | 7
Live | 215670311 |  | 9.5 | 17 | 39330 | 30400 | 25200 | 3.2 | 2.26 | 35400 | 3.2 | 1.9 | 8.5 | 7
Live | 215939581 |  | 11.7 | 18.5 | 65550 | 46500 | 41500 | 3.94 | 2.46 | 63500 | 3.14 | 2.05 | 7.8 | 6.7
Live | 215939580 |  | 11.7 | 18.5 | 65550 | 46500 | 41500 | 3.94 | 2.46 | 63500 | 3.14 | 2.05 | 7.8 | 6.7
Live | 215674570 |  | 9.5 | 17.5 | 52325 | 42500 | 34200 | 3.2 | 2.42 | 48000 | 3.44 | 2.06 | 9 | 7
Live | 215674567 |  | 9.5 | 17.5 | 52325 | 42500 | 34200 | 3.2 | 2.42 | 48000 | 3.44 | 2.06 | 9 | 7
Live | 215668832 |  | 10 | 17.5 | 37950 | 31000 | 25600 | 3.37 | 2.14 | 35800 | 3.04 | 1.86 | 9 | 7
Live | 215668831 |  | 10 | 17.5 | 37950 | 31000 | 25600 | 3.37 | 2.14 | 35800 | 3.04 | 1.86 | 9 | 7
Live | 215678218 |  | 10 | 16.5 | 26220 | 20400 | 16900 | 3.37 | 2.3 | 24000 | 2.89 | 1.94 | 9 | 7
Live | 215678210 |  | 10 | 16.5 | 26220 | 20400 | 16900 | 3.37 | 2.28 | 24000 | 2.89 | 1.94 | 9 | 7
Live | 215939579 |  | 11.7 | 18.5 | 65550 | 46500 | 41500 | 3.94 | 2.46 | 63500 | 3.14 | 2.05 | 7.8 | 6.7
Live | 215670303 |  | 9.5 | 16.5 | 39330 | 30400 | 25200 | 3.2 | 2.26 | 35400 | 3.2 | 1.88 | 8.5 | 7
Live | 215670302 |  | 9.5 | 16.5 | 39330 | 30400 | 25200 | 3.2 | 2.26 | 35400 | 3.2 | 1.88 | 8.5 | 7
Live | 215666328 |  | 10.5 | 18 | 27140 | 19300 | 16200 | 3.54 | 2.2 | 27000 | 3.2 | 1.76 | 8.5 | 6.5
Live | 215666326 |  | 10.5 | 18 | 27140 | 19300 | 16200 | 3.54 | 2.2 | 27000 | 3.2 | 1.76 | 8.5 | 6.5
Live | 215674565 |  | 9.5 | 17.5 | 52325 | 42500 | 34200 | 3.2 | 2.42 | 48000 | 3.44 | 2.06 | 9 | 7
Live | 215674546 |  | 10 | 18 | 52900 | 42000 | 33600 | 3.37 | 2.48 | 47500 | 3.52 | 2.08 | 9 | 7
Live | 215668825 |  | 9.5 | 17.5 | 37950 | 31000 | 25800 | 3.21 | 2.14 | 36000 | 3.04 | 1.86 | 9 | 7
Live | 215668824 |  | 9.5 | 17.5 | 37950 | 31000 | 25800 | 3.21 | 2.14 | 36000 | 3.04 | 1.86 | 9 | 7
Live | 215678209 |  | 10 | 16.5 | 26220 | 20400 | 16900 | 3.37 | 2.28 | 24000 | 2.89 | 1.94 | 9 | 7
Live | 215678208 |  | 10 | 16.5 | 26220 | 20400 | 16900 | 3.37 | 2.28 | 24000 | 2.89 | 1.94 | 9 | 7
Live | 215666323 |  | 10.5 | 18 | 27140 | 19300 | 16200 | 3.54 | 2.2 | 27000 | 3.2 | 1.76 | 8.5 | 6.5
Live | 215666310 |  | 10.5 | 18.5 | 27370 | 19200 | 16000 | 3.53 | 2.22 | 27000 | 3.22 | 1.78 | 8 | 6.5
Live | 215670301 |  | 9.5 | 16.5 | 39330 | 30400 | 25200 | 3.2 | 2.26 | 35400 | 3.2 | 1.88 | 8.5 | 7
Live | 215670293 |  | 9 | 16.5 | 39100 | 30600 | 25400 | 3.03 | 2.24 | 35600 | 3.16 | 1.76 | 8.5 | 7
Live | 215674544 |  | 10 | 18 | 52900 | 42000 | 33600 | 3.37 | 2.48 | 47500 | 3.52 | 2.08 | 9 | 7
Live | 215674542 |  | 10 | 18 | 52900 | 42000 | 33600 | 3.37 | 2.48 | 47500 | 3.52 | 2.08 | 9 | 7
Live | 215668823 |  | 9.5 | 17.5 | 37950 | 31000 | 25800 | 3.21 | 2.14 | 36000 | 3.04 | 1.86 | 9 | 7
Live | 215678200 |  | 10 | 16.5 | 26220 | 20200 | 16800 | 3.37 | 2.32 | 24000 | 2.94 | 1.96 | 8.5 | 7
Live | 215678199 |  | 10 | 16.5 | 26220 | 20200 | 16800 | 3.37 | 2.32 | 24000 | 2.94 | 1.96 | 8.5 | 7
Live | 215666307 |  | 10.5 | 18.5 | 27370 | 19200 | 16000 | 3.53 | 2.22 | 27000 | 3.22 | 1.78 | 8 | 6.5
Live | 215666305 |  | 10.5 | 18.5 | 27370 | 19200 | 16000 | 3.53 | 2.22 | 27000 | 3.22 | 1.78 | 8 | 6.5
Live | 215674525 |  | 10 | 17.5 | 52900 | 42000 | 33800 | 3.37 | 2.46 | 48000 | 3.5 | 2.08 | 9 | 7
Live | 215674523 |  | 10 | 17.5 | 52900 | 42000 | 33800 | 3.37 | 2.46 | 48000 | 3.5 | 2.08 | 9 | 7
Live | 215666291 |  | 10 | 18.5 | 27370 | 19300 | 16100 | 3.37 | 2.22 | 27000 | 3.22 | 1.76 | 8 | 6.5
Live | 215666289 |  | 10 | 18.5 | 27370 | 19300 | 16100 | 3.37 | 2.22 | 27000 | 3.22 | 1.76 | 8 | 6.5
Live | 215678198 |  | 10 | 16.5 | 26220 | 20200 | 16800 | 3.37 | 2.32 | 24000 | 2.94 | 1.96 | 8.5 | 7
Live | 215678190 |  | 10 | 16.5 | 26450 | 20200 | 16800 | 3.37 | 2.32 | 24000 | 2.94 | 1.98 | 8.5 | 7
Live | 215670292 |  | 9 | 16.5 | 39100 | 30600 | 25400 | 3.03 | 2.24 | 35600 | 3.16 | 1.76 | 8.5 | 7
Live | 215670291 |  | 9 | 16.5 | 39100 | 30600 | 25400 | 3.03 | 2.24 | 35600 | 3.16 | 1.76 | 8.5 | 7
Live | 215674521 |  | 10 | 17.5 | 52900 | 42000 | 33800 | 3.37 | 2.46 | 48000 | 3.5 | 2.08 | 9 | 7
Live | 215674511 |  | 10 | 18.5 | 52900 | 42000 | 33600 | 3.37 | 2.48 | 47500 | 3.52 | 2.08 | 9 | 7
Live | 215666287 |  | 10 | 18.5 | 27370 | 19300 | 16100 | 3.37 | 2.22 | 27000 | 3.22 | 1.76 | 8 | 6.5
Live | 215666273 |  | 10.5 | 18.5 | 27370 | 19200 | 16000 | 3.53 | 2.22 | 27000 | 3.22 | 1.78 | 8 | 6.5
Live | 215678189 |  | 10 | 16.5 | 26450 | 20200 | 16800 | 3.37 | 2.32 | 24000 | 2.94 | 1.98 | 8.5 | 7
Live | 215678188 |  | 10 | 16.5 | 26450 | 20200 | 16800 | 3.37 | 2.32 | 24000 | 2.94 | 1.98 | 8.5 | 7
Live | 215670283 |  | 9.5 | 16.5 | 39100 | 30600 | 25400 | 3.2 | 2.24 | 35600 | 3.16 | 1.76 | 8.5 | 7
Live | 215670282 |  | 9.5 | 16.5 | 39100 | 30600 | 25400 | 3.2 | 2.24 | 35600 | 3.16 | 1.76 | 8.5 | 7
Live | 215668785 |  | 10 | 18 | 39790 | 30400 | 25000 | 3.37 | 2.28 | 35200 | 3.24 | 1.9 | 9 | 7
Live | 215668784 |  | 10 | 18 | 39790 | 30400 | 25000 | 3.37 | 2.28 | 35200 | 3.24 | 1.9 | 9 | 7
Live | 215666270 |  | 10.5 | 18.5 | 27370 | 19200 | 16000 | 3.53 | 2.22 | 27000 | 3.22 | 1.78 | 8 | 6.5
Live | 215666268 |  | 10.5 | 18.5 | 27370 | 19200 | 16000 | 3.53 | 2.22 | 27000 | 3.22 | 1.78 | 8 | 6.5
Live | 215674510 |  | 10 | 18.5 | 52900 | 42000 | 33600 | 3.37 | 2.48 | 47500 | 3.52 | 2.08 | 9 | 7
Live | 215674509 |  | 10 | 18.5 | 52900 | 42000 | 33600 | 3.37 | 2.48 | 47500 | 3.52 | 2.08 | 9 | 7
Live | 215668441 |  | 10 | 16 | 27140 | 19800 | 16500 | 3.37 | 2.4 | 24000 | 3.06 | 1.88 | 8.5 | 7
Live | 215668440 |  | 10 | 16 | 27140 | 19800 | 16500 | 3.37 | 2.4 | 24000 | 3.06 | 1.88 | 8.5 | 7
Live | 215670281 |  | 9.5 | 16.5 | 39100 | 30600 | 25400 | 3.2 | 2.24 | 35600 | 3.16 | 1.76 | 8.5 | 7
Live | 215670273 |  | 9 | 16.5 | 38870 | 30800 | 25400 | 3.03 | 2.22 | 35600 | 3.14 | 1.78 | 8.5 | 7
Live | 215668783 |  | 10 | 18 | 39790 | 30400 | 25000 | 3.37 | 2.28 | 35200 | 3.24 | 1.9 | 9 | 7
Live | 215668777 |  | 10 | 18 | 39560 | 30600 | 25200 | 3.37 | 2.26 | 35400 | 3.2 | 1.9 | 9 | 7
Live | 215666254 |  | 10.5 | 18.5 | 27370 | 19200 | 16000 | 3.53 | 2.22 | 27000 | 3.22 | 1.78 | 8 | 6.5
Live | 215666252 |  | 10.5 | 18.5 | 27370 | 19200 | 16000 | 3.53 | 2.22 | 27000 | 3.22 | 1.78 | 8 | 6.5
Live | 215674501 |  | 10 | 18.5 | 52900 | 42000 | 33600 | 3.37 | 2.48 | 47500 | 3.52 | 2.08 | 9 | 7
Live | 215674500 |  | 10 | 18.5 | 52900 | 42000 | 33600 | 3.37 | 2.48 | 47500 | 3.52 | 2.08 | 9 | 7
Live | 215668439 |  | 10 | 16 | 27140 | 19800 | 16500 | 3.37 | 2.4 | 24000 | 3.06 | 1.88 | 8.5 | 7
Live | 215668433 |  | 10 | 16 | 27140 | 19800 | 16400 | 3.37 | 2.4 | 24000 | 3.06 | 1.88 | 8.5 | 7
Live | 215668776 |  | 10 | 18 | 39560 | 30600 | 25200 | 3.37 | 2.26 | 35400 | 3.2 | 1.9 | 9 | 7
Live | 215668775 |  | 10 | 18 | 39560 | 30600 | 25200 | 3.37 | 2.26 | 35400 | 3.2 | 1.9 | 9 | 7
Live | 215670272 |  | 9 | 16.5 | 38870 | 30800 | 25400 | 3.03 | 2.22 | 35600 | 3.14 | 1.78 | 8.5 | 7
Live | 215670271 |  | 9 | 16.5 | 38870 | 30800 | 25400 | 3.03 | 2.22 | 35600 | 3.14 | 1.78 | 8.5 | 7
Live | 215666249 |  | 10.5 | 18.5 | 27370 | 19200 | 16000 | 3.53 | 2.22 | 27000 | 3.22 | 1.78 | 8 | 6.5
Live | 215666236 |  | 10.5 | 18.5 | 27370 | 19200 | 16100 | 3.53 | 2.22 | 27000 | 3.22 | 1.78 | 8 | 6.5
Live | 215674499 |  | 10 | 18.5 | 52900 | 42000 | 33600 | 3.37 | 2.48 | 47500 | 3.52 | 2.08 | 9 | 7
Live | 215674491 |  | 10 | 18.5 | 52900 | 42000 | 33600 | 3.37 | 2.48 | 48000 | 3.52 | 2.08 | 9 | 7
Live | 215668432 |  | 10 | 16 | 27140 | 19800 | 16400 | 3.37 | 2.4 | 24000 | 3.06 | 1.88 | 8.5 | 7
Live | 215668431 |  | 10 | 16 | 27140 | 19800 | 16400 | 3.37 | 2.4 | 24000 | 3.06 | 1.88 | 8.5 | 7
Live | 215668769 |  | 9.5 | 17.5 | 39330 | 30600 | 25400 | 3.2 | 2.24 | 35400 | 3.18 | 1.88 | 9 | 7
Live | 215668768 |  | 9.5 | 17.5 | 39330 | 30600 | 25400 | 3.2 | 2.24 | 35400 | 3.18 | 1.88 | 9 | 7
Live | 215670263 |  | 9.5 | 16.5 | 39330 | 30400 | 25200 | 3.2 | 2.26 | 35400 | 3.22 | 1.9 | 8.5 | 7
Live | 215670262 |  | 9.5 | 16.5 | 39330 | 30400 | 25200 | 3.2 | 2.26 | 35400 | 3.22 | 1.9 | 8.5 | 7
Live | 215666233 |  | 10.5 | 18.5 | 27370 | 19200 | 16100 | 3.53 | 2.22 | 27000 | 3.22 | 1.78 | 8 | 6.5
Live | 215666231 |  | 10.5 | 18.5 | 27370 | 19200 | 16100 | 3.53 | 2.22 | 27000 | 3.22 | 1.78 | 8 | 6.5
Live | 215674490 |  | 10 | 18.5 | 52900 | 42000 | 33600 | 3.37 | 2.48 | 48000 | 3.52 | 2.08 | 9 | 7
Live | 215674489 |  | 10 | 18.5 | 52900 | 42000 | 33600 | 3.37 | 2.48 | 48000 | 3.52 | 2.08 | 9 | 7
Live | 215668425 |  | 10 | 16 | 27140 | 19900 | 16500 | 3.37 | 2.4 | 24000 | 3.06 | 1.9 | 8.5 | 6.75
Live | 215668424 |  | 10 | 16 | 27140 | 19900 | 16500 | 3.37 | 2.4 | 24000 | 3.06 | 1.9 | 8.5 | 6.75
Live | 215670261 |  | 9.5 | 16.5 | 39330 | 30400 | 25200 | 3.2 | 2.26 | 35400 | 3.22 | 1.9 | 8.5 | 7
Live | 215670253 |  | 9.5 | 16.5 | 39330 | 30400 | 25200 | 3.2 | 2.26 | 35400 | 3.2 | 1.88 | 8.5 | 7
Live | 215668767 |  | 9.5 | 17.5 | 39330 | 30600 | 25400 | 3.2 | 2.24 | 35400 | 3.18 | 1.88 | 9 | 7
Live | 215668761 |  | 10 | 18 | 39790 | 30400 | 25000 | 3.37 | 2.28 | 35200 | 3.24 | 1.9 | 9 | 7
Live | 215666218 |  | 10 | 18 | 27140 | 19400 | 16200 | 3.37 | 2.18 | 27200 | 3.18 | 1.76 | 8 | 6.5
Live | 215666216 |  | 10 | 18 | 27140 | 19400 | 16200 | 3.37 | 2.18 | 27200 | 3.18 | 1.76 | 8 | 6.5
Live | 215674481 |  | 10 | 18 | 52900 | 42000 | 33800 | 3.37 | 2.46 | 48000 | 3.5 | 2.08 | 9 | 7
Live | 215674480 |  | 10 | 18 | 52900 | 42000 | 33800 | 3.37 | 2.46 | 48000 | 3.5 | 2.08 | 9 | 7
Live | 215668423 |  | 10 | 16 | 27140 | 19900 | 16500 | 3.37 | 2.4 | 24000 | 3.06 | 1.9 | 8.5 | 6.75
Live | 215668417 |  | 10 | 16 | 27140 | 19900 | 16600 | 3.37 | 2.38 | 24000 | 3.04 | 1.88 | 8.5 | 7
Live | 215670252 |  | 9.5 | 16.5 | 39330 | 30400 | 25200 | 3.2 | 2.26 | 35400 | 3.2 | 1.88 | 8.5 | 7
Live | 215670251 |  | 9.5 | 16.5 | 39330 | 30400 | 25200 | 3.2 | 2.26 | 35400 | 3.2 | 1.88 | 8.5 | 7
Live | 215668760 |  | 10 | 18 | 39790 | 30400 | 25000 | 3.37 | 2.28 | 35200 | 3.24 | 1.9 | 9 | 7
Live | 215668759 |  | 10 | 18 | 39790 | 30400 | 25000 | 3.37 | 2.28 | 35200 | 3.24 | 1.9 | 9 | 7
Live | 215666214 |  | 10 | 18 | 27140 | 19400 | 16200 | 3.37 | 2.18 | 27200 | 3.18 | 1.76 | 8 | 6.5
Live | 215666168 |  | 10.5 | 18.5 | 27140 | 19300 | 16100 | 3.54 | 2.2 | 27000 | 3.2 | 1.76 | 8 | 6.5
Live | 215674479 |  | 10 | 18 | 52900 | 42000 | 33800 | 3.37 | 2.46 | 48000 | 3.5 | 2.08 | 9 | 7
Live | 215674451 |  | 10 | 18 | 52900 | 42000 | 33800 | 3.37 | 2.48 | 47500 | 3.5 | 2.08 | 9 | 7
Live | 215670243 |  | 9.5 | 16.5 | 39100 | 30600 | 25400 | 3.2 | 2.24 | 35600 | 3.16 | 1.76 | 8.5 | 7
Live | 215670242 |  | 9.5 | 16.5 | 39100 | 30600 | 25400 | 3.2 | 2.24 | 35600 | 3.16 | 1.76 | 8.5 | 7
Live | 215668416 |  | 10 | 16 | 27140 | 19900 | 16600 | 3.37 | 2.38 | 24000 | 3.04 | 1.88 | 8.5 | 7
Live | 215668415 |  | 10 | 16 | 27140 | 19900 | 16600 | 3.37 | 2.38 | 24000 | 3.04 | 1.88 | 8.5 | 7
Live | 215668753 |  | 10 | 18 | 39560 | 30400 | 25200 | 3.37 | 2.28 | 35400 | 3.24 | 1.8 | 8.5 | 6.6
Live | 215668752 |  | 10 | 18 | 39560 | 30400 | 25200 | 3.37 | 2.28 | 35400 | 3.24 | 1.8 | 8.5 | 6.6
Live | 215674450 |  | 10 | 18 | 52900 | 42000 | 33800 | 3.37 | 2.48 | 47500 | 3.5 | 2.08 | 9 | 7
Live | 215674449 |  | 10 | 18 | 52900 | 42000 | 33800 | 3.37 | 2.48 | 47500 | 3.5 | 2.08 | 9 | 7
Live | 215666166 |  | 10.5 | 18.5 | 27140 | 19300 | 16100 | 3.54 | 2.2 | 27000 | 3.2 | 1.76 | 8 | 6.5
Live | 215666164 |  | 10.5 | 18.5 | 27140 | 19300 | 16100 | 3.54 | 2.2 | 27000 | 3.2 | 1.76 | 8 | 6.5
Live | 215670241 |  | 9.5 | 16.5 | 39100 | 30600 | 25400 | 3.2 | 2.24 | 35600 | 3.16 | 1.76 | 8.5 | 7
Live | 215670233 |  | 9.5 | 17 | 39330 | 30400 | 25200 | 3.2 | 2.26 | 35400 | 3.22 | 1.9 | 8.5 | 7
Live | 215668409 |  | 9 | 14.5 | 26680 | 20200 | 16900 | 3.03 | 2.32 | 24400 | 2.95 | 1.86 | 8.5 | 7
Live | 215668408 |  | 9 | 14.5 | 26680 | 20200 | 16900 | 3.03 | 2.32 | 24400 | 2.95 | 1.86 | 8.5 | 7
Live | 215668751 |  | 10 | 18 | 39560 | 30400 | 25200 | 3.37 | 2.28 | 35400 | 3.24 | 1.8 | 8.5 | 6.6
Live | 215668745 |  | 9.5 | 17.5 | 39330 | 30600 | 25400 | 3.2 | 2.26 | 35400 | 3.2 | 1.88 | 9 | 7
Live | 215666150 |  | 10 | 18 | 27140 | 19400 | 16200 | 3.37 | 2.2 | 27200 | 3.18 | 1.76 | 8 | 6.5
Live | 215666148 |  | 10 | 18 | 27140 | 19400 | 16200 | 3.37 | 2.2 | 27200 | 3.18 | 1.76 | 8 | 6.5
Live | 215674441 |  | 9.5 | 17.5 | 52325 | 41500 | 33600 | 3.2 | 2.44 | 48000 | 3.46 | 2.08 | 9 | 7
Live | 215674440 |  | 9.5 | 17.5 | 52325 | 41500 | 33600 | 3.2 | 2.44 | 48000 | 3.46 | 2.08 | 9 | 7
Live | 215670232 |  | 9.5 | 17 | 39330 | 30400 | 25200 | 3.2 | 2.26 | 35400 | 3.22 | 1.9 | 8.5 | 7
Live | 215670231 |  | 9.5 | 17 | 39330 | 30400 | 25200 | 3.2 | 2.26 | 35400 | 3.22 | 1.9 | 8.5 | 7
Live | 215668407 |  | 9 | 14.5 | 26680 | 20200 | 16900 | 3.03 | 2.32 | 24400 | 2.95 | 1.86 | 8.5 | 7
Live | 215668401 |  | 10 | 16 | 27140 | 19800 | 16400 | 3.37 | 2.4 | 24000 | 3.06 | 1.88 | 8.5 | 7
Live | 215668744 |  | 9.5 | 17.5 | 39330 | 30600 | 25400 | 3.2 | 2.26 | 35400 | 3.2 | 1.88 | 9 | 7
Live | 215668743 |  | 9.5 | 17.5 | 39330 | 30600 | 25400 | 3.2 | 2.26 | 35400 | 3.2 | 1.88 | 9 | 7
Live | 215674439 |  | 9.5 | 17.5 | 52325 | 41500 | 33600 | 3.2 | 2.44 | 48000 | 3.46 | 2.08 | 9 | 7
Live | 215674431 |  | 10 | 18 | 52900 | 42000 | 33800 | 3.37 | 2.48 | 47500 | 3.5 | 2.08 | 9 | 7
Live | 215670223 |  | 9.5 | 17 | 39330 | 30400 | 25200 | 3.2 | 2.26 | 35400 | 3.2 | 1.9 | 8.5 | 7
Live | 215670222 |  | 9.5 | 17 | 39330 | 30400 | 25200 | 3.2 | 2.26 | 35400 | 3.2 | 1.9 | 8.5 | 7
Live | 215666146 |  | 10 | 18 | 27140 | 19400 | 16200 | 3.37 | 2.2 | 27200 | 3.18 | 1.76 | 8 | 6.5
Live | 215668400 |  | 10 | 16 | 27140 | 19800 | 16400 | 3.37 | 2.4 | 24000 | 3.06 | 1.88 | 8.5 | 7
Live | 215668399 |  | 10 | 16 | 27140 | 19800 | 16400 | 3.37 | 2.4 | 24000 | 3.06 | 1.88 | 8.5 | 7
Live | 215668737 |  | 9.5 | 17.5 | 39330 | 30600 | 25400 | 3.2 | 2.26 | 35400 | 3.2 | 1.88 | 9 | 7
Live | 215668736 |  | 9.5 | 17.5 | 39330 | 30600 | 25400 | 3.2 | 2.26 | 35400 | 3.2 | 1.88 | 9 | 7
Live | 215674430 |  | 10 | 18 | 52900 | 42000 | 33800 | 3.37 | 2.48 | 47500 | 3.5 | 2.08 | 9 | 7
Live | 215674429 |  | 10 | 18 | 52900 | 42000 | 33800 | 3.37 | 2.48 | 47500 | 3.5 | 2.08 | 9 | 7
Live | 215670221 |  | 9.5 | 17 | 39330 | 30400 | 25200 | 3.2 | 2.26 | 35400 | 3.2 | 1.9 | 8.5 | 7
Live | 215670213 |  | 9.5 | 17 | 39330 | 30400 | 25200 | 3.2 | 2.26 | 35400 | 3.22 | 1.9 | 8.5 | 7
Live | 215668393 |  | 10 | 16 | 27140 | 19900 | 16500 | 3.37 | 2.38 | 24000 | 3.04 | 1.88 | 8.5 | 7
Live | 215668392 |  | 10 | 16 | 27140 | 19900 | 16500 | 3.37 | 2.38 | 24000 | 3.04 | 1.88 | 8.5 | 7
Live | 215668735 |  | 9.5 | 17.5 | 39330 | 30600 | 25400 | 3.2 | 2.26 | 35400 | 3.2 | 1.88 | 9 | 7
Live | 215668729 |  | 9.5 | 17.5 | 39330 | 30600 | 25400 | 3.2 | 2.24 | 35600 | 3.18 | 1.88 | 9 | 7
Live | 215674421 |  | 10 | 18 | 52900 | 42000 | 33800 | 3.37 | 2.46 | 48000 | 3.5 | 2.08 | 9 | 7
Live | 215674420 |  | 10 | 18 | 52900 | 42000 | 33800 | 3.37 | 2.46 | 48000 | 3.5 | 2.08 | 9 | 7
Live | 215666113 |  | 10.5 | 18 | 27140 | 19400 | 16200 | 3.54 | 2.2 | 27000 | 3.18 | 1.76 | 8.5 | 6.5
Live | 215666109 |  | 10.5 | 18 | 27140 | 19400 | 16200 | 3.54 | 2.2 | 27000 | 3.18 | 1.76 | 8.5 | 6.5
Live | 215670212 |  | 9.5 | 17 | 39330 | 30400 | 25200 | 3.2 | 2.26 | 35400 | 3.22 | 1.9 | 8.5 | 7
Live | 215670211 |  | 9.5 | 17 | 39330 | 30400 | 25200 | 3.2 | 2.26 | 35400 | 3.22 | 1.9 | 8.5 | 7
Live | 215668391 |  | 10 | 16 | 27140 | 19900 | 16500 | 3.37 | 2.38 | 24000 | 3.04 | 1.88 | 8.5 | 7
Live | 215668385 |  | 10 | 16 | 27140 | 19900 | 16600 | 3.37 | 2.38 | 24000 | 3.04 | 1.9 | 8.5 | 6.7
Live | 215668728 |  | 9.5 | 17.5 | 39330 | 30600 | 25400 | 3.2 | 2.24 | 35600 | 3.18 | 1.88 | 9 | 7
Live | 215668727 |  | 9.5 | 17.5 | 39330 | 30600 | 25400 | 3.2 | 2.24 | 35600 | 3.18 | 1.88 | 9 | 7
Live | 215670203 |  | 9.5 | 17 | 39330 | 30400 | 25200 | 3.2 | 2.26 | 35400 | 3.2 | 1.88 | 8.5 | 7
Live | 215670202 |  | 9.5 | 17 | 39330 | 30400 | 25200 | 3.2 | 2.26 | 35400 | 3.2 | 1.88 | 8.5 | 7
Live | 215674419 |  | 10 | 18 | 52900 | 42000 | 33800 | 3.37 | 2.46 | 48000 | 3.5 | 2.08 | 9 | 7
Live | 215674411 |  | 9.5 | 17.5 | 52325 | 42500 | 34200 | 3.2 | 2.42 | 48000 | 3.44 | 2.06 | 9 | 7
Live | 215668384 |  | 10 | 16 | 27140 | 19900 | 16600 | 3.37 | 2.38 | 24000 | 3.04 | 1.9 | 8.5 | 6.7
Live | 215668383 |  | 10 | 16 | 27140 | 19900 | 16600 | 3.37 | 2.38 | 24000 | 3.04 | 1.9 | 8.5 | 6.7
Live | 215668721 |  | 10 | 18 | 39790 | 30400 | 25000 | 3.37 | 2.28 | 35200 | 3.24 | 1.9 | 9 | 7
Live | 215668720 |  | 10 | 18 | 39790 | 30400 | 25000 | 3.37 | 2.28 | 35200 | 3.24 | 1.9 | 9 | 7
Live | 215666107 |  | 10.5 | 18 | 27140 | 19400 | 16200 | 3.54 | 2.2 | 27000 | 3.18 | 1.76 | 8.5 | 6.5
Live | 215674410 |  | 9.5 | 17.5 | 52325 | 42500 | 34200 | 3.2 | 2.42 | 48000 | 3.44 | 2.06 | 9 | 7
Live | 215674409 |  | 9.5 | 17.5 | 52325 | 42500 | 34200 | 3.2 | 2.42 | 48000 | 3.44 | 2.06 | 9 | 7
Live | 215670201 |  | 9.5 | 17 | 39330 | 30400 | 25200 | 3.2 | 2.26 | 35400 | 3.2 | 1.88 | 8.5 | 7
Live | 215670193 |  | 9.5 | 17 | 39330 | 30400 | 25200 | 3.2 | 2.26 | 35400 | 3.2 | 1.88 | 8.5 | 7
Live | 215668377 |  | 9.5 | 15.5 | 27140 | 19900 | 16600 | 3.21 | 2.38 | 24000 | 3.04 | 1.88 | 8.5 | 7
Live | 215668376 |  | 9.5 | 15.5 | 27140 | 19900 | 16600 | 3.21 | 2.38 | 24000 | 3.04 | 1.88 | 8.5 | 7
Live | 215668719 |  | 10 | 18 | 39790 | 30400 | 25000 | 3.37 | 2.28 | 35200 | 3.24 | 1.9 | 9 | 7
Live | 215668713 |  | 10 | 17.5 | 39560 | 30400 | 25200 | 3.37 | 2.28 | 35400 | 3.22 | 1.9 | 9 | 7
Live | 215670192 |  | 9.5 | 17 | 39330 | 30400 | 25200 | 3.2 | 2.26 | 35400 | 3.2 | 1.88 | 8.5 | 7
Live | 215670191 |  | 9.5 | 17 | 39330 | 30400 | 25200 | 3.2 | 2.26 | 35400 | 3.2 | 1.88 | 8.5 | 7
Live | 215674401 |  | 10 | 18 | 52900 | 42000 | 33600 | 3.37 | 2.48 | 48000 | 3.52 | 2.08 | 9 | 7
Live | 215668375 |  | 9.5 | 15.5 | 27140 | 19900 | 16600 | 3.21 | 2.38 | 24000 | 3.04 | 1.88 | 8.5 | 7
Live | 215668369 |  | 10 | 16 | 27140 | 19800 | 16400 | 3.37 | 2.4 | 24000 | 3.06 | 1.88 | 8.5 | 7
Live | 215666074 |  | 10.5 | 18.5 | 27370 | 19300 | 16100 | 3.53 | 2.2 | 27000 | 3.2 | 1.76 | 8 | 6.5
Live | 215666071 |  | 10.5 | 18.5 | 27370 | 19300 | 16100 | 3.53 | 2.2 | 27000 | 3.2 | 1.76 | 8 | 6.5
Live | 215668712 |  | 10 | 17.5 | 39560 | 30400 | 25200 | 3.37 | 2.28 | 35400 | 3.22 | 1.9 | 9 | 7
Live | 215668711 |  | 10 | 17.5 | 39560 | 30400 | 25200 | 3.37 | 2.28 | 35400 | 3.22 | 1.9 | 9 | 7
Live | 215670183 |  | 9.5 | 16.5 | 39100 | 30600 | 25400 | 3.2 | 2.24 | 35600 | 3.18 | 1.78 | 8.5 | 7
Live | 215670182 |  | 9.5 | 16.5 | 39100 | 30600 | 25400 | 3.2 | 2.24 | 35600 | 3.18 | 1.78 | 8.5 | 7
Live | 215666069 |  | 10.5 | 18.5 | 27370 | 19300 | 16100 | 3.53 | 2.2 | 27000 | 3.2 | 1.76 | 8 | 6.5
Live | 215666055 |  | 10.5 | 18.5 | 27140 | 19300 | 16100 | 3.54 | 2.2 | 27000 | 3.2 | 1.76 | 8 | 6.5
Live | 215668368 |  | 10 | 16 | 27140 | 19800 | 16400 | 3.37 | 2.4 | 24000 | 3.06 | 1.88 | 8.5 | 7
Live | 215668367 |  | 10 | 16 | 27140 | 19800 | 16400 | 3.37 | 2.4 | 24000 | 3.06 | 1.88 | 8.5 | 7
Live | 215668705 |  | 9.5 | 17.5 | 39330 | 30600 | 25200 | 3.2 | 2.26 | 35400 | 3.2 | 1.88 | 9 | 7
Live | 215668704 |  | 9.5 | 17.5 | 39330 | 30600 | 25200 | 3.2 | 2.26 | 35400 | 3.2 | 1.88 | 9 | 7
Live | 215670181 |  | 9.5 | 16.5 | 39100 | 30600 | 25400 | 3.2 | 2.24 | 35600 | 3.18 | 1.78 | 8.5 | 7
Live | 215670173 |  | 9.5 | 16.5 | 39100 | 30600 | 25400 | 3.2 | 2.24 | 35600 | 3.16 | 1.76 | 8.5 | 7
Live | 215668361 |  | 10 | 16 | 27140 | 19800 | 16500 | 3.37 | 2.4 | 24000 | 3.06 | 1.9 | 8.5 | 6.75
Live | 215668360 |  | 10 | 16 | 27140 | 19800 | 16500 | 3.37 | 2.4 | 24000 | 3.06 | 1.9 | 8.5 | 6.75
Live | 215666053 |  | 10.5 | 18.5 | 27140 | 19300 | 16100 | 3.54 | 2.2 | 27000 | 3.2 | 1.76 | 8 | 6.5
Live | 215666051 |  | 10.5 | 18.5 | 27140 | 19300 | 16100 | 3.54 | 2.2 | 27000 | 3.2 | 1.76 | 8 | 6.5
Live | 215668703 |  | 9.5 | 17.5 | 39330 | 30600 | 25200 | 3.2 | 2.26 | 35400 | 3.2 | 1.88 | 9 | 7
Live | 215668697 |  | 10 | 18 | 39790 | 30400 | 25000 | 3.37 | 2.28 | 35200 | 3.24 | 1.9 | 9 | 7
Live | 215670172 |  | 9.5 | 16.5 | 39100 | 30600 | 25400 | 3.2 | 2.24 | 35600 | 3.16 | 1.76 | 8.5 | 7
Live | 215670171 |  | 9.5 | 16.5 | 39100 | 30600 | 25400 | 3.2 | 2.24 | 35600 | 3.16 | 1.76 | 8.5 | 7
Live | 215668359 |  | 10 | 16 | 27140 | 19800 | 16500 | 3.37 | 2.4 | 24000 | 3.06 | 1.9 | 8.5 | 6.75
Live | 215668353 |  | 10 | 16 | 27140 | 19800 | 16400 | 3.37 | 2.4 | 24000 | 3.06 | 1.88 | 8.5 | 7
Live | 215666038 |  | 10.5 | 18.5 | 27140 | 19300 | 16100 | 3.54 | 2.2 | 27000 | 3.2 | 1.76 | 8 | 6.5
Live | 215666036 |  | 10.5 | 18.5 | 27140 | 19300 | 16100 | 3.54 | 2.2 | 27000 | 3.2 | 1.76 | 8 | 6.5
Live | 215668696 |  | 10 | 18 | 39790 | 30400 | 25000 | 3.37 | 2.28 | 35200 | 3.24 | 1.9 | 9 | 7
Live | 215668695 |  | 10 | 18 | 39790 | 30400 | 25000 | 3.37 | 2.28 | 35200 | 3.24 | 1.9 | 9 | 7
Live | 215670163 |  | 9 | 16.5 | 38870 | 30800 | 25600 | 3.03 | 2.22 | 35600 | 3.14 | 1.78 | 8.5 | 7
Live | 215670162 |  | 9 | 16.5 | 38870 | 30800 | 25600 | 3.03 | 2.22 | 35600 | 3.14 | 1.78 | 8.5 | 7
Live | 215666034 |  | 10.5 | 18.5 | 27140 | 19300 | 16100 | 3.54 | 2.2 | 27000 | 3.2 | 1.76 | 8 | 6.5
Live | 215666021 |  | 10 | 18 | 27140 | 19400 | 16300 | 3.37 | 2.18 | 27200 | 3.16 | 1.76 | 8 | 6.5
Live | 215668352 |  | 10 | 16 | 27140 | 19800 | 16400 | 3.37 | 2.4 | 24000 | 3.06 | 1.88 | 8.5 | 7
Live | 215668351 |  | 10 | 16 | 27140 | 19800 | 16400 | 3.37 | 2.4 | 24000 | 3.06 | 1.88 | 8.5 | 7
Live | 215668689 |  | 10 | 18 | 39790 | 30400 | 25000 | 3.37 | 2.28 | 35200 | 3.24 | 1.9 | 9 | 7
Live | 215668688 |  | 10 | 18 | 39790 | 30400 | 25000 | 3.37 | 2.28 | 35200 | 3.24 | 1.9 | 9 | 7
Live | 215670161 |  | 9 | 16.5 | 38870 | 30800 | 25600 | 3.03 | 2.22 | 35600 | 3.14 | 1.78 | 8.5 | 7
Live | 215670123 |  | 9.5 | 16.5 | 39100 | 30600 | 25200 | 3.2 | 2.24 | 35600 | 3.18 | 1.78 | 8.5 | 7
Live | 215666019 |  | 10 | 18 | 27140 | 19400 | 16300 | 3.37 | 2.18 | 27200 | 3.16 | 1.76 | 8 | 6.5
Live | 215666017 |  | 10 | 18 | 27140 | 19400 | 16300 | 3.37 | 2.18 | 27200 | 3.16 | 1.76 | 8 | 6.5
Live | 215668345 |  | 10 | 16 | 27140 | 19800 | 16400 | 3.37 | 2.4 | 24000 | 3.06 | 1.88 | 8.5 | 7
Live | 215668344 |  | 10 | 16 | 27140 | 19800 | 16400 | 3.37 | 2.4 | 24000 | 3.06 | 1.88 | 8.5 | 7
Live | 215668687 |  | 10 | 18 | 39790 | 30400 | 25000 | 3.37 | 2.28 | 35200 | 3.24 | 1.9 | 9 | 7
Live | 215668681 |  | 10 | 18 | 39560 | 30400 | 25200 | 3.37 | 2.28 | 35400 | 3.22 | 1.88 | 9 | 7
Live | 215670122 |  | 9.5 | 16.5 | 39100 | 30600 | 25200 | 3.2 | 2.24 | 35600 | 3.18 | 1.78 | 8.5 | 7
Live | 215670121 |  | 9.5 | 16.5 | 39100 | 30600 | 25200 | 3.2 | 2.24 | 35600 | 3.18 | 1.78 | 8.5 | 7
Live | 215665972 |  | 10.5 | 19 | 27830 | 19600 | 16200 | 3.55 | 2.24 | 27600 | 3.36 | 1.86 | 8.5 | 6.5
Live | 215665970 |  | 10.5 | 19 | 27830 | 19600 | 16200 | 3.55 | 2.24 | 27600 | 3.36 | 1.86 | 8.5 | 6.5
Live | 215668343 |  | 10 | 16 | 27140 | 19800 | 16400 | 3.37 | 2.4 | 24000 | 3.06 | 1.88 | 8.5 | 7
Live | 215668337 |  | 10 | 16 | 27140 | 19800 | 16400 | 3.37 | 2.4 | 24000 | 3.06 | 1.88 | 8.5 | 7
Live | 215668680 |  | 10 | 18 | 39560 | 30400 | 25200 | 3.37 | 2.28 | 35400 | 3.22 | 1.88 | 9 | 7
Live | 215668679 |  | 10 | 18 | 39560 | 30400 | 25200 | 3.37 | 2.28 | 35400 | 3.22 | 1.88 | 9 | 7
Live | 215670115 |  | 9.5 | 16.5 | 39100 | 30600 | 25200 | 3.2 | 2.24 | 35600 | 3.18 | 1.78 | 8.5 | 7
Live | 215670114 |  | 9.5 | 16.5 | 39100 | 30600 | 25200 | 3.2 | 2.24 | 35600 | 3.18 | 1.78 | 8.5 | 7
Live | 215665967 |  | 10.5 | 19 | 27830 | 19600 | 16200 | 3.55 | 2.24 | 27600 | 3.36 | 1.86 | 8.5 | 6.5
Live | 215665954 |  | 10.5 | 18.5 | 27600 | 19600 | 16200 | 3.53 | 2.24 | 27800 | 3.34 | 1.84 | 8.5 | 6.5
Live | 215668336 |  | 10 | 16 | 27140 | 19800 | 16400 | 3.37 | 2.4 | 24000 | 3.06 | 1.88 | 8.5 | 7
Live | 215668335 |  | 10 | 16 | 27140 | 19800 | 16400 | 3.37 | 2.4 | 24000 | 3.06 | 1.88 | 8.5 | 7
Live | 215668673 |  | 10 | 18 | 39560 | 30400 | 25200 | 3.37 | 2.28 | 35400 | 3.22 | 1.88 | 9 | 7
Live | 215668672 |  | 10 | 18 | 39560 | 30400 | 25200 | 3.37 | 2.28 | 35400 | 3.22 | 1.88 | 9 | 7
Live | 215670113 |  | 9.5 | 16.5 | 39100 | 30600 | 25200 | 3.2 | 2.24 | 35600 | 3.18 | 1.78 | 8.5 | 7
Live | 215670107 |  | 9.5 | 16.5 | 38870 | 30800 | 25400 | 3.2 | 2.22 | 35600 | 3.14 | 1.78 | 8.5 | 7
Live | 215665952 |  | 10.5 | 18.5 | 27600 | 19600 | 16200 | 3.53 | 2.24 | 27800 | 3.34 | 1.84 | 8.5 | 6.5
Live | 215665950 |  | 10.5 | 18.5 | 27600 | 19600 | 16200 | 3.53 | 2.24 | 27800 | 3.34 | 1.84 | 8.5 | 6.5
Live | 215668329 |  | 10 | 16 | 27140 | 19800 | 16500 | 3.37 | 2.4 | 24000 | 3.06 | 1.88 | 8.5 | 7
Live | 215668328 |  | 10 | 16 | 27140 | 19800 | 16500 | 3.37 | 2.4 | 24000 | 3.06 | 1.88 | 8.5 | 7
Live | 215668671 |  | 10 | 18 | 39560 | 30400 | 25200 | 3.37 | 2.28 | 35400 | 3.22 | 1.88 | 9 | 7
Live | 215668665 |  | 10 | 18 | 39560 | 30400 | 25200 | 3.37 | 2.26 | 35400 | 3.22 | 1.9 | 9 | 7
Live | 215670106 |  | 9.5 | 16.5 | 38870 | 30800 | 25400 | 3.2 | 2.22 | 35600 | 3.14 | 1.78 | 8.5 | 7
Live | 215670105 |  | 9.5 | 16.5 | 38870 | 30800 | 25400 | 3.2 | 2.22 | 35600 | 3.14 | 1.78 | 8.5 | 7
Live | 215668327 |  | 10 | 16 | 27140 | 19800 | 16500 | 3.37 | 2.4 | 24000 | 3.06 | 1.88 | 8.5 | 7
Live | 215668321 |  | 10 | 16 | 27140 | 19800 | 16500 | 3.37 | 2.4 | 24000 | 3.06 | 1.88 | 8.5 | 7
Live | 215668664 |  | 10 | 18 | 39560 | 30400 | 25200 | 3.37 | 2.26 | 35400 | 3.22 | 1.9 | 9 | 7
Live | 215668663 |  | 10 | 18 | 39560 | 30400 | 25200 | 3.37 | 2.26 | 35400 | 3.22 | 1.9 | 9 | 7
Live | 215670099 |  | 9 | 16.5 | 38640 | 30800 | 25600 | 3.04 | 2.2 | 35800 | 3.12 | 1.76 | 8.5 | 7
Live | 215670098 |  | 9 | 16.5 | 38640 | 30800 | 25600 | 3.04 | 2.2 | 35800 | 3.12 | 1.76 | 8.5 | 7
Live | 215665916 |  | 10.5 | 18.5 | 27830 | 19600 | 16200 | 3.55 | 2.24 | 27600 | 3.36 | 1.86 | 8.5 | 6.5
Live | 215668320 |  | 10 | 16 | 27140 | 19800 | 16500 | 3.37 | 2.4 | 24000 | 3.06 | 1.88 | 8.5 | 7
Live | 215668319 |  | 10 | 16 | 27140 | 19800 | 16500 | 3.37 | 2.4 | 24000 | 3.06 | 1.88 | 8.5 | 7
Live | 215665914 |  | 10.5 | 18.5 | 27830 | 19600 | 16200 | 3.55 | 2.24 | 27600 | 3.36 | 1.86 | 8.5 | 6.5
Live | 215665912 |  | 10.5 | 18.5 | 27830 | 19600 | 16200 | 3.55 | 2.24 | 27600 | 3.36 | 1.86 | 8.5 | 6.5
Live | 215668657 |  | 9.5 | 17.5 | 39100 | 30800 | 25400 | 3.2 | 2.24 | 35600 | 3.16 | 1.86 | 9 | 7
Live | 215668656 |  | 9.5 | 17.5 | 39100 | 30800 | 25400 | 3.2 | 2.24 | 35600 | 3.16 | 1.86 | 9 | 7
Live | 215670097 |  | 9 | 16.5 | 38640 | 30800 | 25600 | 3.04 | 2.2 | 35800 | 3.12 | 1.76 | 8.5 | 7
Live | 215670091 |  | 9 | 15.2 | 37490 | 31000 | 25600 | 3.04 | 2.14 | 36000 | 3.02 | 1.76 | 8.5 | 6.5
Live | 215668313 |  | 10 | 16 | 27140 | 19900 | 16500 | 3.37 | 2.4 | 24000 | 3.04 | 1.88 | 8.5 | 7
Live | 215668312 |  | 10 | 16 | 27140 | 19900 | 16500 | 3.37 | 2.4 | 24000 | 3.04 | 1.88 | 8.5 | 7
Live | 215665898 |  | 10.5 | 18.5 | 27600 | 19600 | 16300 | 3.53 | 2.22 | 27800 | 3.34 | 1.84 | 8.5 | 6.5
Live | 215665895 |  | 10.5 | 18.5 | 27600 | 19600 | 16300 | 3.53 | 2.22 | 27800 | 3.34 | 1.84 | 8.5 | 6.5
Live | 215668655 |  | 9.5 | 17.5 | 39100 | 30800 | 25400 | 3.2 | 2.24 | 35600 | 3.16 | 1.86 | 9 | 7
Live | 215668625 |  | 9.5 | 17.5 | 38870 | 30800 | 25600 | 3.2 | 2.22 | 35800 | 3.14 | 1.88 | 9 | 7
Live | 215670090 |  | 9 | 15.2 | 37490 | 31000 | 25600 | 3.04 | 2.14 | 36000 | 3.02 | 1.76 | 8.5 | 6.5
Live | 215670089 |  | 9 | 15.2 | 37490 | 31000 | 25600 | 3.04 | 2.14 | 36000 | 3.02 | 1.76 | 8.5 | 6.5
Live | 215665893 |  | 10.5 | 18.5 | 27600 | 19600 | 16300 | 3.53 | 2.22 | 27800 | 3.34 | 1.84 | 8.5 | 6.5
Live | 215665879 |  | 11 | 19 | 27830 | 19500 | 16100 | 3.71 | 2.24 | 27600 | 3.36 | 1.84 | 8.5 | 6.5
Live | 215668311 |  | 10 | 16 | 27140 | 19900 | 16500 | 3.37 | 2.4 | 24000 | 3.04 | 1.88 | 8.5 | 7
Live | 215668305 |  | 9.5 | 16 | 27140 | 19900 | 16500 | 3.21 | 2.4 | 24000 | 3.06 | 1.88 | 8.5 | 7
Live | 215668624 |  | 9.5 | 17.5 | 38870 | 30800 | 25600 | 3.2 | 2.22 | 35800 | 3.14 | 1.88 | 9 | 7
Live | 215668623 |  | 9.5 | 17.5 | 38870 | 30800 | 25600 | 3.2 | 2.22 | 35800 | 3.14 | 1.88 | 9 | 7
Live | 215670083 |  | 9.5 | 16.5 | 39100 | 30600 | 25200 | 3.2 | 2.24 | 35600 | 3.18 | 1.78 | 8.5 | 7
Live | 215670082 |  | 9.5 | 16.5 | 39100 | 30600 | 25200 | 3.2 | 2.24 | 35600 | 3.18 | 1.78 | 8.5 | 7
Live | 215668304 |  | 9.5 | 16 | 27140 | 19900 | 16500 | 3.21 | 2.4 | 24000 | 3.06 | 1.88 | 8.5 | 7
Live | 215668303 |  | 9.5 | 16 | 27140 | 19900 | 16500 | 3.21 | 2.4 | 24000 | 3.06 | 1.88 | 8.5 | 7
Live | 215665876 |  | 11 | 19 | 27830 | 19500 | 16100 | 3.71 | 2.24 | 27600 | 3.36 | 1.84 | 8.5 | 6.5
Live | 215665874 |  | 11 | 19 | 27830 | 19500 | 16100 | 3.71 | 2.24 | 27600 | 3.36 | 1.84 | 8.5 | 6.5
Live | 215668297 |  | 9.5 | 15.5 | 26910 | 20000 | 16600 | 3.21 | 2.36 | 24200 | 3.02 | 1.88 | 8.5 | 7
Live | 215668296 |  | 9.5 | 15.5 | 26910 | 20000 | 16600 | 3.21 | 2.36 | 24200 | 3.02 | 1.88 | 8.5 | 7
Live | 215668617 |  | 9.5 | 17.5 | 38870 | 31000 | 25600 | 3.2 | 2.2 | 35800 | 3.12 | 1.86 | 9 | 7
Live | 215668616 |  | 9.5 | 17.5 | 38870 | 31000 | 25600 | 3.2 | 2.2 | 35800 | 3.12 | 1.86 | 9 | 7
Live | 215665860 |  | 10.5 | 19 | 27830 | 19600 | 16200 | 3.55 | 2.24 | 27600 | 3.36 | 1.86 | 8.5 | 6.5
Live | 215665858 |  | 10.5 | 19 | 27830 | 19600 | 16200 | 3.55 | 2.24 | 27600 | 3.36 | 1.86 | 8.5 | 6.5
Live | 215670081 |  | 9.5 | 16.5 | 39100 | 30600 | 25200 | 3.2 | 2.24 | 35600 | 3.18 | 1.78 | 8.5 | 7
Live | 215670075 |  | 9.5 | 16.5 | 39100 | 30600 | 25200 | 3.2 | 2.24 | 35600 | 3.18 | 1.78 | 8.5 | 7
Live | 215668295 |  | 9.5 | 15.5 | 26910 | 20000 | 16600 | 3.21 | 2.36 | 24200 | 3.02 | 1.88 | 8.5 | 7
Live | 215668273 |  | 9.5 | 16 | 26910 | 20000 | 16600 | 3.21 | 2.4 | 24400 | 3.06 | 1.98 | 8.5 | 7
Live | 215668615 |  | 9.5 | 17.5 | 38870 | 31000 | 25600 | 3.2 | 2.2 | 35800 | 3.12 | 1.86 | 9 | 7
Live | 215668609 |  | 9.5 | 16 | 37490 | 31000 | 25600 | 3.2 | 2.14 | 36200 | 3.04 | 1.76 | 8.5 | 7
Live | 215665856 |  | 10.5 | 19 | 27830 | 19600 | 16200 | 3.55 | 2.24 | 27600 | 3.36 | 1.86 | 8.5 | 6.5
Live | 215665842 |  | 11 | 19 | 27830 | 19600 | 16200 | 3.71 | 2.24 | 27600 | 3.36 | 1.86 | 8.5 | 6.5
Live | 215670074 |  | 9.5 | 16.5 | 39100 | 30600 | 25200 | 3.2 | 2.24 | 35600 | 3.18 | 1.78 | 8.5 | 7
Live | 215670073 |  | 9.5 | 16.5 | 39100 | 30600 | 25200 | 3.2 | 2.24 | 35600 | 3.18 | 1.78 | 8.5 | 7
Live | 215668272 |  | 9.5 | 16 | 26910 | 20000 | 16600 | 3.21 | 2.4 | 24400 | 3.06 | 1.98 | 8.5 | 7
Live | 215668271 |  | 9.5 | 16 | 26910 | 20000 | 16600 | 3.21 | 2.4 | 24400 | 3.06 | 1.98 | 8.5 | 7
Live | 215668608 |  | 9.5 | 16 | 37490 | 31000 | 25600 | 3.2 | 2.14 | 36200 | 3.04 | 1.76 | 8.5 | 7
Live | 215668607 |  | 9.5 | 16 | 37490 | 31000 | 25600 | 3.2 | 2.14 | 36200 | 3.04 | 1.76 | 8.5 | 7
Live | 215665840 |  | 11 | 19 | 27830 | 19600 | 16200 | 3.71 | 2.24 | 27600 | 3.36 | 1.86 | 8.5 | 6.5
Live | 215665838 |  | 11 | 19 | 27830 | 19600 | 16200 | 3.71 | 2.24 | 27600 | 3.36 | 1.86 | 8.5 | 6.5
Live | 215670067 |  | 9.5 | 16.5 | 39100 | 30600 | 25200 | 3.2 | 2.24 | 35600 | 3.16 | 1.78 | 8.5 | 7
Live | 215670066 |  | 9.5 | 16.5 | 39100 | 30600 | 25200 | 3.2 | 2.24 | 35600 | 3.16 | 1.78 | 8.5 | 7
Live | 215668265 |  | 10 | 16 | 26910 | 20000 | 16600 | 3.37 | 2.4 | 24400 | 3.06 | 1.9 | 8.5 | 6.75
Live | 215668264 |  | 10 | 16 | 26910 | 20000 | 16600 | 3.37 | 2.4 | 24400 | 3.06 | 1.9 | 8.5 | 6.75
Live | 215668601 |  | 9.5 | 17.5 | 38870 | 31000 | 25600 | 3.2 | 2.2 | 35800 | 3.12 | 1.86 | 9 | 7
Live | 215668600 |  | 9.5 | 17.5 | 38870 | 31000 | 25600 | 3.2 | 2.2 | 35800 | 3.12 | 1.86 | 9 | 7
Live | 215670065 |  | 9.5 | 16.5 | 39100 | 30600 | 25200 | 3.2 | 2.24 | 35600 | 3.16 | 1.78 | 8.5 | 7
Live | 215670059 |  | 9 | 16.5 | 38870 | 30800 | 25400 | 3.03 | 2.22 | 35800 | 3.14 | 1.78 | 8.5 | 7
Live | 215665824 |  | 10.5 | 18.5 | 27600 | 19700 | 16300 | 3.53 | 2.22 | 27800 | 3.33 | 1.84 | 8.5 | 6.5
Live | 215665822 |  | 10.5 | 18.5 | 27600 | 19700 | 16300 | 3.53 | 2.22 | 27800 | 3.33 | 1.84 | 8.5 | 6.5
Live | 215668263 |  | 10 | 16 | 26910 | 20000 | 16600 | 3.37 | 2.4 | 24400 | 3.06 | 1.9 | 8.5 | 6.75
Live | 215668257 |  | 9.5 | 16 | 26680 | 20200 | 16700 | 3.2 | 2.38 | 24400 | 3.04 | 1.96 | 8.5 | 7
Live | 215670058 |  | 9 | 16.5 | 38870 | 30800 | 25400 | 3.03 | 2.22 | 35800 | 3.14 | 1.78 | 8.5 | 7
Live | 215670057 |  | 9 | 16.5 | 38870 | 30800 | 25400 | 3.03 | 2.22 | 35800 | 3.14 | 1.78 | 8.5 | 7
Live | 215665820 |  | 10.5 | 18.5 | 27600 | 19700 | 16300 | 3.53 | 2.22 | 27800 | 3.33 | 1.84 | 8.5 | 6.5
Live | 215665774 |  | 10.5 | 18.5 | 27140 | 19300 | 16100 | 3.54 | 2.2 | 27000 | 3.2 | 1.76 | 8 | 6.5
Live | 215668599 |  | 9.5 | 17.5 | 38870 | 31000 | 25600 | 3.2 | 2.2 | 35800 | 3.12 | 1.86 | 9 | 7
Live | 215668593 |  | 9.5 | 17 | 38640 | 31000 | 25800 | 3.2 | 2.2 | 36000 | 3.12 | 1.86 | 9 | 7
Live | 215668256 |  | 9.5 | 16 | 26680 | 20200 | 16700 | 3.2 | 2.38 | 24400 | 3.04 | 1.96 | 8.5 | 7
Live | 215668255 |  | 9.5 | 16 | 26680 | 20200 | 16700 | 3.2 | 2.38 | 24400 | 3.04 | 1.96 | 8.5 | 7
Live | 215670051 |  | 9 | 16 | 38640 | 30800 | 25600 | 3.04 | 2.2 | 35800 | 3.12 | 1.76 | 8.5 | 7
Live | 215670050 |  | 9 | 16 | 38640 | 30800 | 25600 | 3.04 | 2.2 | 35800 | 3.12 | 1.76 | 8.5 | 7
Live | 215668592 |  | 9.5 | 17 | 38640 | 31000 | 25800 | 3.2 | 2.2 | 36000 | 3.12 | 1.86 | 9 | 7
Live | 215668591 |  | 9.5 | 17 | 38640 | 31000 | 25800 | 3.2 | 2.2 | 36000 | 3.12 | 1.86 | 9 | 7
Live | 215665772 |  | 10.5 | 18.5 | 27140 | 19300 | 16100 | 3.54 | 2.2 | 27000 | 3.2 | 1.76 | 8 | 6.5
Live | 215665770 |  | 10.5 | 18.5 | 27140 | 19300 | 16100 | 3.54 | 2.2 | 27000 | 3.2 | 1.76 | 8 | 6.5
Live | 215668249 |  | 9.5 | 15.5 | 26680 | 20200 | 16700 | 3.2 | 2.38 | 24400 | 3.02 | 1.96 | 8.5 | 7
Live | 215668248 |  | 9.5 | 15.5 | 26680 | 20200 | 16700 | 3.2 | 2.38 | 24400 | 3.02 | 1.96 | 8.5 | 7
Live | 215670049 |  | 9 | 16 | 38640 | 30800 | 25600 | 3.04 | 2.2 | 35800 | 3.12 | 1.76 | 8.5 | 7
Live | 215670043 |  | 9.5 | 16.5 | 39100 | 30600 | 25200 | 3.2 | 2.24 | 35600 | 3.18 | 1.78 | 8.5 | 7
Live | 215668585 |  | 9.5 | 17 | 38870 | 31000 | 25600 | 3.2 | 2.2 | 35800 | 3.14 | 1.86 | 9 | 7
Live | 215668584 |  | 9.5 | 17 | 38870 | 31000 | 25600 | 3.2 | 2.2 | 35800 | 3.14 | 1.86 | 9 | 7
Live | 215668247 |  | 9.5 | 15.5 | 26680 | 20200 | 16700 | 3.2 | 2.38 | 24400 | 3.02 | 1.96 | 8.5 | 7
Live | 215668241 |  | 9 | 14.5 | 26220 | 20400 | 17100 | 3.04 | 2.3 | 24800 | 2.94 | 1.84 | 8.5 | 7
Live | 215665757 |  | 10 | 18 | 27140 | 19400 | 16200 | 3.37 | 2.2 | 27200 | 3.18 | 1.76 | 8 | 6.5
Live | 215665755 |  | 10 | 18 | 27140 | 19400 | 16200 | 3.37 | 2.2 | 27200 | 3.18 | 1.76 | 8 | 6.5
Live | 215670042 |  | 9.5 | 16.5 | 39100 | 30600 | 25200 | 3.2 | 2.24 | 35600 | 3.18 | 1.78 | 8.5 | 7
Live | 215670041 |  | 9.5 | 16.5 | 39100 | 30600 | 25200 | 3.2 | 2.24 | 35600 | 3.18 | 1.78 | 8.5 | 7
Live | 215668583 |  | 9.5 | 17 | 38870 | 31000 | 25600 | 3.2 | 2.2 | 35800 | 3.14 | 1.86 | 9 | 7
Live | 215668577 |  | 9.5 | 17.5 | 39100 | 30800 | 25400 | 3.2 | 2.22 | 35800 | 3.16 | 1.88 | 9 | 7
Live | 215668240 |  | 9 | 14.5 | 26220 | 20400 | 17100 | 3.04 | 2.3 | 24800 | 2.94 | 1.84 | 8.5 | 7
Live | 215668239 |  | 9 | 14.5 | 26220 | 20400 | 17100 | 3.04 | 2.3 | 24800 | 2.94 | 1.84 | 8.5 | 7
Live | 215665752 |  | 10 | 18 | 27140 | 19400 | 16200 | 3.37 | 2.2 | 27200 | 3.18 | 1.76 | 8 | 6.5
Live | 215670035 |  | 9.5 | 16 | 39100 | 30600 | 25400 | 3.2 | 2.24 | 35600 | 3.16 | 1.78 | 8.5 | 7
Live | 215670034 |  | 9.5 | 16 | 39100 | 30600 | 25400 | 3.2 | 2.24 | 35600 | 3.16 | 1.78 | 8.5 | 7
Live | 215668576 |  | 9.5 | 17.5 | 39100 | 30800 | 25400 | 3.2 | 2.22 | 35800 | 3.16 | 1.88 | 9 | 7
Live | 215668575 |  | 9.5 | 17.5 | 39100 | 30800 | 25400 | 3.2 | 2.22 | 35800 | 3.16 | 1.88 | 9 | 7
Live | 215668233 |  | 10 | 16 | 26910 | 20000 | 16600 | 3.37 | 2.4 | 24400 | 3.06 | 1.9 | 8.5 | 6.75
Live | 215668232 |  | 10 | 16 | 26910 | 20000 | 16600 | 3.37 | 2.4 | 24400 | 3.06 | 1.9 | 8.5 | 6.75
Live | 215670033 |  | 9.5 | 16 | 39100 | 30600 | 25400 | 3.2 | 2.24 | 35600 | 3.16 | 1.78 | 8.5 | 7
Live | 215670027 |  | 9 | 16 | 38870 | 30800 | 25400 | 3.03 | 2.22 | 35600 | 3.14 | 1.78 | 8.5 | 7
Live | 215668569 |  | 9.5 | 17.5 | 38870 | 30800 | 25600 | 3.2 | 2.22 | 35800 | 3.14 | 1.88 | 9 | 7
Live | 215668568 |  | 9.5 | 17.5 | 38870 | 30800 | 25600 | 3.2 | 2.22 | 35800 | 3.14 | 1.88 | 9 | 7
Live | 215668231 |  | 10 | 16 | 26910 | 20000 | 16600 | 3.37 | 2.4 | 24400 | 3.06 | 1.9 | 8.5 | 6.75
Live | 215668225 |  | 9.5 | 15.5 | 26680 | 20200 | 16700 | 3.2 | 2.38 | 24400 | 3.04 | 1.96 | 8.5 | 7
Live | 215665721 |  | 10.5 | 18 | 27140 | 19400 | 16200 | 3.54 | 2.2 | 27000 | 3.18 | 1.76 | 8.5 | 6.5
Live | 215665719 |  | 10.5 | 18 | 27140 | 19400 | 16200 | 3.54 | 2.2 | 27000 | 3.18 | 1.76 | 8.5 | 6.5
Live | 215670026 |  | 9 | 16 | 38870 | 30800 | 25400 | 3.03 | 2.22 | 35600 | 3.14 | 1.78 | 8.5 | 7
Live | 215670025 |  | 9 | 16 | 38870 | 30800 | 25400 | 3.03 | 2.22 | 35600 | 3.14 | 1.78 | 8.5 | 7
Live | 215668224 |  | 9.5 | 15.5 | 26680 | 20200 | 16700 | 3.2 | 2.38 | 24400 | 3.04 | 1.96 | 8.5 | 7
Live | 215668223 |  | 9.5 | 15.5 | 26680 | 20200 | 16700 | 3.2 | 2.38 | 24400 | 3.04 | 1.96 | 8.5 | 7
Live | 215665717 |  | 10.5 | 18 | 27140 | 19400 | 16200 | 3.54 | 2.2 | 27000 | 3.18 | 1.76 | 8.5 | 6.5
Live | 215668567 |  | 9.5 | 17.5 | 38870 | 30800 | 25600 | 3.2 | 2.22 | 35800 | 3.14 | 1.88 | 9 | 7
Live | 215668561 |  | 9.5 | 17.5 | 38870 | 30800 | 25600 | 3.2 | 2.22 | 35800 | 3.14 | 1.86 | 9 | 7
Live | 215670019 |  | 9.5 | 16.5 | 39100 | 30600 | 25200 | 3.2 | 2.24 | 35600 | 3.18 | 1.78 | 8.5 | 7
Live | 215670018 |  | 9.5 | 16.5 | 39100 | 30600 | 25200 | 3.2 | 2.24 | 35600 | 3.18 | 1.78 | 8.5 | 7
Live | 215668217 |  | 9.5 | 15.5 | 26680 | 20200 | 16700 | 3.2 | 2.38 | 24400 | 3.02 | 1.86 | 8.5 | 7
Live | 215668216 |  | 9.5 | 15.5 | 26680 | 20200 | 16700 | 3.2 | 2.38 | 24400 | 3.02 | 1.86 | 8.5 | 7
Live | 215668560 |  | 9.5 | 17.5 | 38870 | 30800 | 25600 | 3.2 | 2.22 | 35800 | 3.14 | 1.86 | 9 | 7
Live | 215668559 |  | 9.5 | 17.5 | 38870 | 30800 | 25600 | 3.2 | 2.22 | 35800 | 3.14 | 1.86 | 9 | 7
Live | 215670017 |  | 9.5 | 16.5 | 39100 | 30600 | 25200 | 3.2 | 2.24 | 35600 | 3.18 | 1.78 | 8.5 | 7
Live | 215670011 |  | 9.5 | 16.5 | 39100 | 30600 | 25200 | 3.2 | 2.24 | 35600 | 3.18 | 1.78 | 8.5 | 7
Live | 215668215 |  | 9.5 | 15.5 | 26680 | 20200 | 16700 | 3.2 | 2.38 | 24400 | 3.02 | 1.86 | 8.5 | 7
Live | 215668209 |  | 9.5 | 15.5 | 26680 | 20200 | 16800 | 3.2 | 2.38 | 24400 | 3.02 | 1.86 | 8.5 | 7
Live | 215668553 |  | 9 | 17 | 38640 | 31200 | 25800 | 3.04 | 2.18 | 36000 | 3.1 | 1.86 | 9 | 7
Live | 215668552 |  | 9 | 17 | 38640 | 31200 | 25800 | 3.04 | 2.18 | 36000 | 3.1 | 1.86 | 9 | 7
Live | 215665686 |  | 10.5 | 18.5 | 27370 | 19300 | 16100 | 3.53 | 2.2 | 27000 | 3.2 | 1.76 | 8 | 6.5
Live | 215665684 |  | 10.5 | 18.5 | 27370 | 19300 | 16100 | 3.53 | 2.2 | 27000 | 3.2 | 1.76 | 8 | 6.5
Live | 215670010 |  | 9.5 | 16.5 | 39100 | 30600 | 25200 | 3.2 | 2.24 | 35600 | 3.18 | 1.78 | 8.5 | 7
Live | 215670009 |  | 9.5 | 16.5 | 39100 | 30600 | 25200 | 3.2 | 2.24 | 35600 | 3.18 | 1.78 | 8.5 | 7
Live | 215668208 |  | 9.5 | 15.5 | 26680 | 20200 | 16800 | 3.2 | 2.38 | 24400 | 3.02 | 1.86 | 8.5 | 7
Live | 215668207 |  | 9.5 | 15.5 | 26680 | 20200 | 16800 | 3.2 | 2.38 | 24400 | 3.02 | 1.86 | 8.5 | 7
Live | 215668551 |  | 9 | 17 | 38640 | 31200 | 25800 | 3.04 | 2.18 | 36000 | 3.1 | 1.86 | 9 | 7
Live | 215665682 |  | 10.5 | 18.5 | 27370 | 19300 | 16100 | 3.53 | 2.2 | 27000 | 3.2 | 1.76 | 8 | 6.5
Live | 215665669 |  | 10.5 | 18 | 27140 | 19300 | 16100 | 3.54 | 2.2 | 27000 | 3.2 | 1.76 | 8 | 6.5
Live | 215670003 |  | 9.5 | 16.5 | 39100 | 30600 | 25200 | 3.2 | 2.24 | 35600 | 3.18 | 1.78 | 8.5 | 7
Live | 215670002 |  | 9.5 | 16.5 | 39100 | 30600 | 25200 | 3.2 | 2.24 | 35600 | 3.18 | 1.78 | 8.5 | 7
Live | 215668201 |  | 10 | 16 | 26910 | 20000 | 16600 | 3.37 | 2.4 | 24400 | 3.06 | 1.9 | 8.5 | 6.75
Live | 215668200 |  | 10 | 16 | 26910 | 20000 | 16600 | 3.37 | 2.4 | 24400 | 3.06 | 1.9 | 8.5 | 6.75
Live | 215670001 |  | 9.5 | 16.5 | 39100 | 30600 | 25200 | 3.2 | 2.24 | 35600 | 3.18 | 1.78 | 8.5 | 7
Live | 215669995 |  | 9.5 | 16.5 | 39100 | 30600 | 25400 | 3.2 | 2.24 | 35600 | 3.16 | 1.76 | 8.5 | 7
Live | 215665667 |  | 10.5 | 18 | 27140 | 19300 | 16100 | 3.54 | 2.2 | 27000 | 3.2 | 1.76 | 8 | 6.5
Live | 215665664 |  | 10.5 | 18 | 27140 | 19300 | 16100 | 3.54 | 2.2 | 27000 | 3.2 | 1.76 | 8 | 6.5
Live | 215668199 |  | 10 | 16 | 26910 | 20000 | 16600 | 3.37 | 2.4 | 24400 | 3.06 | 1.9 | 8.5 | 6.75
Live | 215668193 |  | 9.5 | 15.5 | 26680 | 20000 | 16700 | 3.2 | 2.4 | 24400 | 3.04 | 1.96 | 8.5 | 7
Live | 215669994 |  | 9.5 | 16.5 | 39100 | 30600 | 25400 | 3.2 | 2.24 | 35600 | 3.16 | 1.76 | 8.5 | 7
Live | 215669993 |  | 9.5 | 16.5 | 39100 | 30600 | 25400 | 3.2 | 2.24 | 35600 | 3.16 | 1.76 | 8.5 | 7
Live | 215665650 |  | 10.5 | 18.5 | 27140 | 19300 | 16100 | 3.54 | 2.2 | 27000 | 3.2 | 1.76 | 8 | 6.5
Live | 215665648 |  | 10.5 | 18.5 | 27140 | 19300 | 16100 | 3.54 | 2.2 | 27000 | 3.2 | 1.76 | 8 | 6.5
Live | 215668192 |  | 9.5 | 15.5 | 26680 | 20000 | 16700 | 3.2 | 2.4 | 24400 | 3.04 | 1.96 | 8.5 | 7
Live | 215668191 |  | 9.5 | 15.5 | 26680 | 20000 | 16700 | 3.2 | 2.4 | 24400 | 3.04 | 1.96 | 8.5 | 7
Live | 215669987 |  | 9.5 | 16.5 | 39100 | 30600 | 25400 | 3.2 | 2.24 | 35600 | 3.16 | 1.76 | 8.5 | 7
Live | 215669986 |  | 9.5 | 16.5 | 39100 | 30600 | 25400 | 3.2 | 2.24 | 35600 | 3.16 | 1.76 | 8.5 | 7
Live | 215665646 |  | 10.5 | 18.5 | 27140 | 19300 | 16100 | 3.54 | 2.2 | 27000 | 3.2 | 1.76 | 8 | 6.5
Live | 215665633 |  | 10 | 18 | 27140 | 19400 | 16300 | 3.37 | 2.18 | 27200 | 3.16 | 1.76 | 8 | 6.5
Live | 215668185 |  | 9.5 | 15.5 | 26910 | 20000 | 16600 | 3.21 | 2.4 | 24200 | 3.04 | 1.98 | 8.5 | 7
Live | 215668184 |  | 9.5 | 15.5 | 26910 | 20000 | 16600 | 3.21 | 2.4 | 24200 | 3.04 | 1.98 | 8.5 | 7
Live | 215665631 |  | 10 | 18 | 27140 | 19400 | 16300 | 3.37 | 2.18 | 27200 | 3.16 | 1.76 | 8 | 6.5
Live | 215665628 |  | 10 | 18 | 27140 | 19400 | 16300 | 3.37 | 2.18 | 27200 | 3.16 | 1.76 | 8 | 6.5
Live | 215669985 |  | 9.5 | 16.5 | 39100 | 30600 | 25400 | 3.2 | 2.24 | 35600 | 3.16 | 1.76 | 8.5 | 7
Live | 215669979 |  | 9.5 | 16.5 | 38870 | 30800 | 25400 | 3.2 | 2.22 | 35600 | 3.14 | 1.78 | 8.5 | 7
Live | 215668183 |  | 9.5 | 15.5 | 26910 | 20000 | 16600 | 3.21 | 2.4 | 24200 | 3.04 | 1.98 | 8.5 | 7
Live | 215668177 |  | 10 | 16 | 26910 | 20000 | 16600 | 3.37 | 2.4 | 24400 | 3.06 | 1.9 | 8.5 | 6.75
Live | 215669978 |  | 9.5 | 16.5 | 38870 | 30800 | 25400 | 3.2 | 2.22 | 35600 | 3.14 | 1.78 | 8.5 | 7
Live | 215669977 |  | 9.5 | 16.5 | 38870 | 30800 | 25400 | 3.2 | 2.22 | 35600 | 3.14 | 1.78 | 8.5 | 7
Live | 215665553 |  | 10 | 18 | 26680 | 19000 | 16100 | 3.37 | 2.14 | 26400 | 3.03 | 1.8 | 8 | 6.5
Live | 215668176 |  | 10 | 16 | 26910 | 20000 | 16600 | 3.37 | 2.4 | 24400 | 3.06 | 1.9 | 8.5 | 6.75
Live | 215668175 |  | 10 | 16 | 26910 | 20000 | 16600 | 3.37 | 2.4 | 24400 | 3.06 | 1.9 | 8.5 | 6.75
Live | 215669971 |  | 9 | 16.5 | 38870 | 30800 | 25400 | 3.03 | 2.22 | 35800 | 3.14 | 1.78 | 8.5 | 7
Live | 215669970 |  | 9 | 16.5 | 38870 | 30800 | 25400 | 3.03 | 2.22 | 35800 | 3.14 | 1.78 | 8.5 | 7
Live | 215665550 |  | 10 | 18 | 26680 | 19000 | 16100 | 3.37 | 2.14 | 26400 | 3.03 | 1.8 | 8 | 6.5
Live | 215665548 |  | 10 | 18 | 26680 | 19000 | 16100 | 3.37 | 2.14 | 26400 | 3.03 | 1.8 | 8 | 6.5
Live | 215668169 |  | 9.5 | 15.5 | 26910 | 20000 | 16600 | 3.21 | 2.4 | 24200 | 3.06 | 1.98 | 8.5 | 7
Live | 215668168 |  | 9.5 | 15.5 | 26910 | 20000 | 16600 | 3.21 | 2.4 | 24200 | 3.06 | 1.98 | 8.5 | 7
Live | 215669969 |  | 9 | 16.5 | 38870 | 30800 | 25400 | 3.03 | 2.22 | 35800 | 3.14 | 1.78 | 8.5 | 7
Live | 215669963 |  | 9 | 16 | 38640 | 31000 | 25600 | 3.04 | 2.2 | 35800 | 3.12 | 1.76 | 8.5 | 7
Live | 215668167 |  | 9.5 | 15.5 | 26910 | 20000 | 16600 | 3.21 | 2.4 | 24200 | 3.06 | 1.98 | 8.5 | 7
Live | 215668161 |  | 9.5 | 16 | 26910 | 20000 | 16700 | 3.21 | 2.4 | 24400 | 3.04 | 1.98 | 8.5 | 7
Live | 215665531 |  | 10.5 | 18.5 | 27140 | 19300 | 16100 | 3.54 | 2.2 | 27000 | 3.2 | 1.76 | 8 | 6.5
Live | 215665529 |  | 10.5 | 18.5 | 27140 | 19300 | 16100 | 3.54 | 2.2 | 27000 | 3.2 | 1.76 | 8 | 6.5
Live | 215669962 |  | 9 | 16 | 38640 | 31000 | 25600 | 3.04 | 2.2 | 35800 | 3.12 | 1.76 | 8.5 | 7
Live | 215669961 |  | 9 | 16 | 38640 | 31000 | 25600 | 3.04 | 2.2 | 35800 | 3.12 | 1.76 | 8.5 | 7
Live | 215668160 |  | 9.5 | 16 | 26910 | 20000 | 16700 | 3.21 | 2.4 | 24400 | 3.04 | 1.98 | 8.5 | 7
Live | 215668159 |  | 9.5 | 16 | 26910 | 20000 | 16700 | 3.21 | 2.4 | 24400 | 3.04 | 1.98 | 8.5 | 7
Live | 215665527 |  | 10.5 | 18.5 | 27140 | 19300 | 16100 | 3.54 | 2.2 | 27000 | 3.2 | 1.76 | 8 | 6.5
Live | 215665513 |  | 10 | 18 | 27140 | 19400 | 16200 | 3.37 | 2.2 | 27200 | 3.18 | 1.76 | 8 | 6.5
Live | 215665511 |  | 10 | 18 | 27140 | 19400 | 16200 | 3.37 | 2.2 | 27200 | 3.18 | 1.76 | 8 | 6.5
Live | 215665509 |  | 10 | 18 | 27140 | 19400 | 16200 | 3.37 | 2.2 | 27200 | 3.18 | 1.76 | 8 | 6.5
Live | 215669931 |  | 9.5 | 16 | 38870 | 30800 | 25400 | 3.2 | 2.2 | 35800 | 3.12 | 1.76 | 8.5 | 7
Live | 215669930 |  | 9.5 | 16 | 38870 | 30800 | 25400 | 3.2 | 2.2 | 35800 | 3.12 | 1.76 | 8.5 | 7
Live | 215668153 |  | 9.5 | 15.5 | 26910 | 20000 | 16700 | 3.21 | 2.4 | 24400 | 3.04 | 1.98 | 8.5 | 7
Live | 215668152 |  | 9.5 | 15.5 | 26910 | 20000 | 16700 | 3.21 | 2.4 | 24400 | 3.04 | 1.98 | 8.5 | 7
Live | 215669929 |  | 9.5 | 16 | 38870 | 30800 | 25400 | 3.2 | 2.2 | 35800 | 3.12 | 1.76 | 8.5 | 7
Live | 215669923 |  | 9.5 | 16.5 | 38870 | 30800 | 25400 | 3.2 | 2.2 | 35800 | 3.12 | 1.76 | 8.5 | 7
Live | 215668151 |  | 9.5 | 15.5 | 26910 | 20000 | 16700 | 3.21 | 2.4 | 24400 | 3.04 | 1.98 | 8.5 | 7
Live | 215668145 |  | 9.5 | 15.5 | 26680 | 20200 | 16700 | 3.2 | 2.38 | 24400 | 3.04 | 1.96 | 8.5 | 7
Live | 215669922 |  | 9.5 | 16.5 | 38870 | 30800 | 25400 | 3.2 | 2.2 | 35800 | 3.12 | 1.76 | 8.5 | 7
Live | 215669921 |  | 9.5 | 16.5 | 38870 | 30800 | 25400 | 3.2 | 2.2 | 35800 | 3.12 | 1.76 | 8.5 | 7
Live | 215665478 |  | 10.5 | 18 | 27140 | 19400 | 16200 | 3.54 | 2.2 | 27000 | 3.18 | 1.76 | 8.5 | 6.5
Live | 215668144 |  | 9.5 | 15.5 | 26680 | 20200 | 16700 | 3.2 | 2.38 | 24400 | 3.04 | 1.96 | 8.5 | 7
Live | 215668143 |  | 9.5 | 15.5 | 26680 | 20200 | 16700 | 3.2 | 2.38 | 24400 | 3.04 | 1.96 | 8.5 | 7
Live | 215665476 |  | 10.5 | 18 | 27140 | 19400 | 16200 | 3.54 | 2.2 | 27000 | 3.18 | 1.76 | 8.5 | 6.5
Live | 215665474 |  | 10.5 | 18 | 27140 | 19400 | 16200 | 3.54 | 2.2 | 27000 | 3.18 | 1.76 | 8.5 | 6.5
Live | 215669915 |  | 9 | 16 | 38410 | 31000 | 25800 | 3.03 | 2.18 | 36000 | 3.08 | 1.76 | 8.5 | 6.5
Live | 215669914 |  | 9 | 16 | 38410 | 31000 | 25800 | 3.03 | 2.18 | 36000 | 3.08 | 1.76 | 8.5 | 6.5
Live | 215668137 |  | 9.5 | 16 | 26680 | 20000 | 16700 | 3.2 | 2.38 | 24400 | 3.04 | 1.96 | 8.5 | 7
Live | 215668136 |  | 9.5 | 16 | 26680 | 20000 | 16700 | 3.2 | 2.38 | 24400 | 3.04 | 1.96 | 8.5 | 7
Live | 215669913 |  | 9 | 16 | 38410 | 31000 | 25800 | 3.03 | 2.18 | 36000 | 3.08 | 1.76 | 8.5 | 6.5
Live | 215669907 |  | 9 | 15.2 | 37030 | 31200 | 25800 | 3.03 | 2.1 | 36200 | 2.98 | 1.76 | 8.5 | 6.5
Live | 215662850 |  | 11 | 19 | 40020 | 29800 | 24600 | 3.71 | 2.3 | 34600 | 3.26 | 1.96 | 9 | 7
Live | 215662848 |  | 11 | 19 | 40020 | 29800 | 24600 | 3.71 | 2.3 | 34600 | 3.26 | 1.96 | 9 | 7
Live | 215668135 |  | 9.5 | 16 | 26680 | 20000 | 16700 | 3.2 | 2.38 | 24400 | 3.04 | 1.96 | 8.5 | 7
Live | 215668129 |  | 9.5 | 15.5 | 26680 | 20200 | 16800 | 3.2 | 2.36 | 24600 | 3 | 1.86 | 8.5 | 7
Live | 215665445 |  | 10.5 | 18.5 | 27370 | 19300 | 16100 | 3.53 | 2.2 | 27000 | 3.2 | 1.76 | 8 | 6.5
Live | 215669906 |  | 9 | 15.2 | 37030 | 31200 | 25800 | 3.03 | 2.1 | 36200 | 2.98 | 1.76 | 8.5 | 6.5
Live | 215669905 |  | 9 | 15.2 | 37030 | 31200 | 25800 | 3.03 | 2.1 | 36200 | 2.98 | 1.76 | 8.5 | 6.5
Live | 215662846 |  | 11 | 19 | 40020 | 29800 | 24600 | 3.71 | 2.3 | 34600 | 3.26 | 1.96 | 9 | 7
Live | 215679190 |  | 10.5 | 19 | 27830 | 19700 | 16200 | 3.55 | 2.24 | 27800 | 3.39 | 1.84 | 8.5 | 6.5
Live | 215668128 |  | 9.5 | 15.5 | 26680 | 20200 | 16800 | 3.2 | 2.36 | 24600 | 3 | 1.86 | 8.5 | 7
Live | 215668127 |  | 9.5 | 15.5 | 26680 | 20200 | 16800 | 3.2 | 2.36 | 24600 | 3 | 1.86 | 8.5 | 7
Live | 215665443 |  | 10.5 | 18.5 | 27370 | 19300 | 16100 | 3.53 | 2.2 | 27000 | 3.2 | 1.76 | 8 | 6.5
Live | 215665441 |  | 10.5 | 18.5 | 27370 | 19300 | 16100 | 3.53 | 2.2 | 27000 | 3.2 | 1.76 | 8 | 6.5
Live | 215679189 |  | 10.5 | 19 | 27830 | 19700 | 16200 | 3.55 | 2.24 | 27800 | 3.39 | 1.84 | 8.5 | 6.5
Live | 215679188 |  | 10.5 | 19 | 27830 | 19700 | 16200 | 3.55 | 2.24 | 27800 | 3.39 | 1.84 | 8.5 | 6.5
Live | 215668105 |  | 9.5 | 15.5 | 26680 | 20200 | 16800 | 3.2 | 2.36 | 24600 | 3 | 1.86 | 8.5 | 7
Live | 215668104 |  | 9.5 | 15.5 | 26680 | 20200 | 16800 | 3.2 | 2.36 | 24600 | 3 | 1.86 | 8.5 | 7
Live | 215665428 |  | 10.5 | 18 | 27140 | 19300 | 16100 | 3.54 | 2.2 | 27000 | 3.2 | 1.76 | 8 | 6.5
Live | 215665426 |  | 10.5 | 18 | 27140 | 19300 | 16100 | 3.54 | 2.2 | 27000 | 3.2 | 1.76 | 8 | 6.5
Live | 215679180 |  | 10.5 | 18.5 | 27830 | 19700 | 16300 | 3.55 | 2.24 | 28000 | 3.38 | 1.84 | 8.5 | 6.5
Live | 215679179 |  | 10.5 | 18.5 | 27830 | 19700 | 16300 | 3.55 | 2.24 | 28000 | 3.38 | 1.84 | 8.5 | 6.5
Live | 215668103 |  | 9.5 | 15.5 | 26680 | 20200 | 16800 | 3.2 | 2.36 | 24600 | 3 | 1.86 | 8.5 | 7
Live | 215668097 |  | 9.5 | 15.2 | 26680 | 20200 | 16800 | 3.2 | 2.36 | 24600 | 3 | 1.86 | 8.5 | 7
Live | 215679178 |  | 10.5 | 18.5 | 27830 | 19700 | 16300 | 3.55 | 2.24 | 28000 | 3.38 | 1.84 | 8.5 | 6.5
Live | 215679170 |  | 10.5 | 19 | 28060 | 19600 | 16100 | 3.54 | 2.26 | 27800 | 3.44 | 1.86 | 8 | 6.5
Live | 215665424 |  | 10.5 | 18 | 27140 | 19300 | 16100 | 3.54 | 2.2 | 27000 | 3.2 | 1.76 | 8 | 6.5
Live | 215665408 |  | 10.5 | 18.5 | 27140 | 19300 | 16100 | 3.54 | 2.2 | 27000 | 3.2 | 1.76 | 8 | 6.5
Live | 215668096 |  | 9.5 | 15.2 | 26680 | 20200 | 16800 | 3.2 | 2.36 | 24600 | 3 | 1.86 | 8.5 | 7
Live | 215668095 |  | 9.5 | 15.2 | 26680 | 20200 | 16800 | 3.2 | 2.36 | 24600 | 3 | 1.86 | 8.5 | 7
Live | 215679169 |  | 10.5 | 19 | 28060 | 19600 | 16100 | 3.54 | 2.26 | 27800 | 3.44 | 1.86 | 8 | 6.5
Live | 215679168 |  | 10.5 | 19 | 28060 | 19600 | 16100 | 3.54 | 2.26 | 27800 | 3.44 | 1.86 | 8 | 6.5
Live | 215665405 |  | 10.5 | 18.5 | 27140 | 19300 | 16100 | 3.54 | 2.2 | 27000 | 3.2 | 1.76 | 8 | 6.5
Live | 215665403 |  | 10.5 | 18.5 | 27140 | 19300 | 16100 | 3.54 | 2.2 | 27000 | 3.2 | 1.76 | 8 | 6.5
Live | 215668089 |  | 9.5 | 15.5 | 26680 | 20200 | 16800 | 3.2 | 2.34 | 24600 | 2.98 | 1.86 | 8.5 | 7
Live | 215668088 |  | 9.5 | 15.5 | 26680 | 20200 | 16800 | 3.2 | 2.34 | 24600 | 2.98 | 1.86 | 8.5 | 7
Live | 215679160 |  | 10.5 | 19 | 28060 | 19500 | 16100 | 3.54 | 2.28 | 27800 | 3.44 | 1.86 | 8 | 6.5
Live | 215679159 |  | 10.5 | 19 | 28060 | 19500 | 16100 | 3.54 | 2.28 | 27800 | 3.44 | 1.86 | 8 | 6.5
Live | 215665390 |  | 10 | 18 | 27140 | 19400 | 16300 | 3.37 | 2.18 | 27200 | 3.16 | 1.76 | 8 | 6.5
Live | 215665387 |  | 10 | 18 | 27140 | 19400 | 16300 | 3.37 | 2.18 | 27200 | 3.16 | 1.76 | 8 | 6.5
Live | 215668087 |  | 9.5 | 15.5 | 26680 | 20200 | 16800 | 3.2 | 2.34 | 24600 | 2.98 | 1.86 | 8.5 | 7
Live | 215668081 |  | 9.5 | 15.2 | 26450 | 20400 | 16900 | 3.2 | 2.34 | 24600 | 2.98 | 1.84 | 8.5 | 7
Live | 215679158 |  | 10.5 | 19 | 28060 | 19500 | 16100 | 3.54 | 2.28 | 27800 | 3.44 | 1.86 | 8 | 6.5
Live | 215679150 |  | 10.5 | 18.5 | 27600 | 19400 | 16100 | 3.53 | 2.24 | 27400 | 3.32 | 1.86 | 8.5 | 6.5
Live | 215665385 |  | 10 | 18 | 27140 | 19400 | 16300 | 3.37 | 2.18 | 27200 | 3.16 | 1.76 | 8 | 6.5
Live | 215668080 |  | 9.5 | 15.2 | 26450 | 20400 | 16900 | 3.2 | 2.34 | 24600 | 2.98 | 1.84 | 8.5 | 7
Live | 215668079 |  | 9.5 | 15.2 | 26450 | 20400 | 16900 | 3.2 | 2.34 | 24600 | 2.98 | 1.84 | 8.5 | 7
Live | 215679149 |  | 10.5 | 18.5 | 27600 | 19400 | 16100 | 3.53 | 2.24 | 27400 | 3.32 | 1.86 | 8.5 | 6.5
Live | 215679148 |  | 10.5 | 18.5 | 27600 | 19400 | 16100 | 3.53 | 2.24 | 27400 | 3.32 | 1.86 | 8.5 | 6.5
Live | 215668073 |  | 9 | 14.5 | 25990 | 20600 | 17200 | 3.03 | 2.28 | 25000 | 2.9 | 1.82 | 8.5 | 7
Live | 215668072 |  | 9 | 14.5 | 25990 | 20600 | 17200 | 3.03 | 2.28 | 25000 | 2.9 | 1.82 | 8.5 | 7
Live | 215665316 |  | 10 | 18 | 26680 | 19000 | 16100 | 3.37 | 2.14 | 26400 | 3.03 | 1.8 | 8 | 6.5
Live | 215665314 |  | 10 | 18 | 26680 | 19000 | 16100 | 3.37 | 2.14 | 26400 | 3.03 | 1.8 | 8 | 6.5
Live | 215679140 |  | 10.5 | 18.5 | 27600 | 19500 | 16200 | 3.53 | 2.22 | 27400 | 3.28 | 1.84 | 8.5 | 6.5
Live | 215679139 |  | 10.5 | 18.5 | 27600 | 19500 | 16200 | 3.53 | 2.22 | 27400 | 3.28 | 1.84 | 8.5 | 6.5
Live | 215668071 |  | 9 | 14.5 | 25990 | 20600 | 17200 | 3.03 | 2.28 | 25000 | 2.9 | 1.82 | 8.5 | 7
Live | 215668065 |  | 9.5 | 15.2 | 26680 | 20200 | 16800 | 3.2 | 2.36 | 24600 | 3 | 1.86 | 8.5 | 7
Live | 215665312 |  | 10 | 18 | 26680 | 19000 | 16100 | 3.37 | 2.14 | 26400 | 3.03 | 1.8 | 8 | 6.5
Live | 215679138 |  | 10.5 | 18.5 | 27600 | 19500 | 16200 | 3.53 | 2.22 | 27400 | 3.28 | 1.84 | 8.5 | 6.5
Live | 215668064 |  | 9.5 | 15.2 | 26680 | 20200 | 16800 | 3.2 | 2.36 | 24600 | 3 | 1.86 | 8.5 | 7
Live | 215668063 |  | 9.5 | 15.2 | 26680 | 20200 | 16800 | 3.2 | 2.36 | 24600 | 3 | 1.86 | 8.5 | 7
Live | 215668057 |  | 9.5 | 15.2 | 26450 | 20200 | 16800 | 3.2 | 2.34 | 24600 | 2.98 | 1.84 | 8.5 | 7
Live | 215668056 |  | 9.5 | 15.2 | 26450 | 20200 | 16800 | 3.2 | 2.34 | 24600 | 2.98 | 1.84 | 8.5 | 7
Live | 215679120 |  | 10.5 | 18 | 27600 | 19400 | 16100 | 3.53 | 2.24 | 27400 | 3.32 | 1.86 | 8 | 6.5
Live | 215679119 |  | 10.5 | 18 | 27600 | 19400 | 16100 | 3.53 | 2.24 | 27400 | 3.32 | 1.86 | 8 | 6.5
Live | 215668055 |  | 9.5 | 15.2 | 26450 | 20200 | 16800 | 3.2 | 2.34 | 24600 | 2.98 | 1.84 | 8.5 | 7
Live | 215668049 |  | 9.5 | 15.2 | 26450 | 20400 | 16900 | 3.2 | 2.34 | 24600 | 2.98 | 1.86 | 8.5 | 7
Live | 215668048 |  | 9.5 | 15.2 | 26450 | 20400 | 16900 | 3.2 | 2.34 | 24600 | 2.98 | 1.86 | 8.5 | 7
Live | 215668047 |  | 9.5 | 15.2 | 26450 | 20400 | 16900 | 3.2 | 2.34 | 24600 | 2.98 | 1.86 | 8.5 | 7
Live | 215679118 |  | 10.5 | 18 | 27600 | 19400 | 16100 | 3.53 | 2.24 | 27400 | 3.32 | 1.86 | 8 | 6.5
Live | 215679110 |  | 10.5 | 18.5 | 27600 | 19400 | 16100 | 3.53 | 2.24 | 27200 | 3.32 | 1.86 | 8 | 6.5
Live | 215668041 |  | 9.5 | 14.5 | 26450 | 20400 | 16900 | 3.2 | 2.34 | 24600 | 2.95 | 1.86 | 8.5 | 7
Live | 215668040 |  | 9.5 | 14.5 | 26450 | 20400 | 16900 | 3.2 | 2.34 | 24600 | 2.95 | 1.86 | 8.5 | 7
Live | 215679109 |  | 10.5 | 18.5 | 27600 | 19400 | 16100 | 3.53 | 2.24 | 27200 | 3.32 | 1.86 | 8 | 6.5
Live | 215679108 |  | 10.5 | 18.5 | 27600 | 19400 | 16100 | 3.53 | 2.24 | 27200 | 3.32 | 1.86 | 8 | 6.5
Live | 215668039 |  | 9.5 | 14.5 | 26450 | 20400 | 16900 | 3.2 | 2.34 | 24600 | 2.95 | 1.86 | 8.5 | 7
Live | 215668033 |  | 9.5 | 15.2 | 26680 | 20200 | 16800 | 3.2 | 2.36 | 24600 | 3 | 1.86 | 8.5 | 7
Live | 215679100 |  | 10.5 | 18.5 | 27370 | 19200 | 16000 | 3.53 | 2.22 | 26800 | 3.22 | 1.78 | 8.1 | 6.5
Live | 215679099 |  | 10.5 | 18.5 | 27370 | 19200 | 16000 | 3.53 | 2.22 | 26800 | 3.22 | 1.78 | 8.1 | 6.5
Live | 215668032 |  | 9.5 | 15.2 | 26680 | 20200 | 16800 | 3.2 | 2.36 | 24600 | 3 | 1.86 | 8.5 | 7
Live | 215668031 |  | 9.5 | 15.2 | 26680 | 20200 | 16800 | 3.2 | 2.36 | 24600 | 3 | 1.86 | 8.5 | 7
Live | 215668025 |  | 9.5 | 15.2 | 26680 | 20200 | 16800 | 3.2 | 2.36 | 24600 | 3 | 1.86 | 8.5 | 7
Live | 215668024 |  | 9.5 | 15.2 | 26680 | 20200 | 16800 | 3.2 | 2.36 | 24600 | 3 | 1.86 | 8.5 | 7
Live | 215679098 |  | 10.5 | 18.5 | 27370 | 19200 | 16000 | 3.53 | 2.22 | 26800 | 3.22 | 1.78 | 8.1 | 6.5
Live | 215679090 |  | 10.5 | 18 | 27140 | 19300 | 16100 | 3.54 | 2.2 | 27000 | 3.2 | 1.76 | 8.1 | 6.5
Live | 215668023 |  | 9.5 | 15.2 | 26680 | 20200 | 16800 | 3.2 | 2.36 | 24600 | 3 | 1.86 | 8.5 | 7
Live | 215668017 |  | 9.5 | 15.5 | 26680 | 20200 | 16800 | 3.2 | 2.36 | 24600 | 3 | 1.86 | 8.5 | 7
Live | 215679089 |  | 10.5 | 18 | 27140 | 19300 | 16100 | 3.54 | 2.2 | 27000 | 3.2 | 1.76 | 8.1 | 6.5
Live | 215679088 |  | 10.5 | 18 | 27140 | 19300 | 16100 | 3.54 | 2.2 | 27000 | 3.2 | 1.76 | 8.1 | 6.5
Live | 215668016 |  | 9.5 | 15.5 | 26680 | 20200 | 16800 | 3.2 | 2.36 | 24600 | 3 | 1.86 | 8.5 | 7
Live | 215668015 |  | 9.5 | 15.5 | 26680 | 20200 | 16800 | 3.2 | 2.36 | 24600 | 3 | 1.86 | 8.5 | 7
Live | 215679080 |  | 10.5 | 18 | 27140 | 19400 | 16200 | 3.54 | 2.2 | 27200 | 3.18 | 1.76 | 8.1 | 6.5
Live | 215679079 |  | 10.5 | 18 | 27140 | 19400 | 16200 | 3.54 | 2.2 | 27200 | 3.18 | 1.76 | 8.1 | 6.5
Live | 215668009 |  | 9.5 | 15.2 | 26680 | 20200 | 16800 | 3.2 | 2.36 | 24600 | 3 | 1.86 | 8.5 | 7
Live | 215668008 |  | 9.5 | 15.2 | 26680 | 20200 | 16800 | 3.2 | 2.36 | 24600 | 3 | 1.86 | 8.5 | 7
Live | 215679078 |  | 10.5 | 18 | 27140 | 19400 | 16200 | 3.54 | 2.2 | 27200 | 3.18 | 1.76 | 8.1 | 6.5
Live | 215679070 |  | 10.5 | 18.5 | 27370 | 19200 | 16000 | 3.53 | 2.22 | 26800 | 3.25 | 1.78 | 8 | 6.5
Live | 215668007 |  | 9.5 | 15.2 | 26680 | 20200 | 16800 | 3.2 | 2.36 | 24600 | 3 | 1.86 | 8.5 | 7
Live | 215668001 |  | 9.5 | 15.2 | 26680 | 20200 | 16800 | 3.2 | 2.36 | 24600 | 3 | 1.86 | 8.5 | 7
Live | 215679069 |  | 10.5 | 18.5 | 27370 | 19200 | 16000 | 3.53 | 2.22 | 26800 | 3.25 | 1.78 | 8 | 6.5
Live | 215679068 |  | 10.5 | 18.5 | 27370 | 19200 | 16000 | 3.53 | 2.22 | 26800 | 3.25 | 1.78 | 8 | 6.5
Live | 215668000 |  | 9.5 | 15.2 | 26680 | 20200 | 16800 | 3.2 | 2.36 | 24600 | 3 | 1.86 | 8.5 | 7
Live | 215667999 |  | 9.5 | 15.2 | 26680 | 20200 | 16800 | 3.2 | 2.36 | 24600 | 3 | 1.86 | 8.5 | 7
Live | 215679060 |  | 10.5 | 18.5 | 27370 | 19200 | 16000 | 3.53 | 2.22 | 26800 | 3.25 | 1.78 | 8 | 6.5
Live | 215679059 |  | 10.5 | 18.5 | 27370 | 19200 | 16000 | 3.53 | 2.22 | 26800 | 3.25 | 1.78 | 8 | 6.5
Live | 215667993 |  | 9.5 | 15.5 | 26680 | 20200 | 16800 | 3.2 | 2.34 | 24600 | 3 | 1.86 | 8.5 | 7
Live | 215667992 |  | 9.5 | 15.5 | 26680 | 20200 | 16800 | 3.2 | 2.34 | 24600 | 3 | 1.86 | 8.5 | 7
Live | 215679058 |  | 10.5 | 18.5 | 27370 | 19200 | 16000 | 3.53 | 2.22 | 26800 | 3.25 | 1.78 | 8 | 6.5
Live | 215679050 |  | 10.5 | 18 | 27140 | 19400 | 16200 | 3.54 | 2.2 | 27200 | 3.18 | 1.76 | 8.1 | 6.5
Live | 215667991 |  | 9.5 | 15.5 | 26680 | 20200 | 16800 | 3.2 | 2.34 | 24600 | 3 | 1.86 | 8.5 | 7
Live | 215667985 |  | 9.5 | 15.2 | 26680 | 20200 | 16800 | 3.2 | 2.34 | 24600 | 3 | 1.86 | 8.5 | 7
Live | 215679049 |  | 10.5 | 18 | 27140 | 19400 | 16200 | 3.54 | 2.2 | 27200 | 3.18 | 1.76 | 8.1 | 6.5
Live | 215679048 |  | 10.5 | 18 | 27140 | 19400 | 16200 | 3.54 | 2.2 | 27200 | 3.18 | 1.76 | 8.1 | 6.5
Live | 215667984 |  | 9.5 | 15.2 | 26680 | 20200 | 16800 | 3.2 | 2.34 | 24600 | 3 | 1.86 | 8.5 | 7
Live | 215667983 |  | 9.5 | 15.2 | 26680 | 20200 | 16800 | 3.2 | 2.34 | 24600 | 3 | 1.86 | 8.5 | 7
Live | 215679040 |  | 10 | 17.5 | 27140 | 19400 | 16200 | 3.37 | 2.18 | 27200 | 3.18 | 1.76 | 8.1 | 6.5
Live | 215679039 |  | 10 | 17.5 | 27140 | 19400 | 16200 | 3.37 | 2.18 | 27200 | 3.18 | 1.76 | 8.1 | 6.5
Live | 215667977 |  | 9.5 | 15.5 | 26450 | 20200 | 16800 | 3.2 | 2.34 | 24600 | 2.98 | 1.84 | 8.5 | 7
Live | 215667976 |  | 9.5 | 15.5 | 26450 | 20200 | 16800 | 3.2 | 2.34 | 24600 | 2.98 | 1.84 | 8.5 | 7
Live | 215665063 |  | 10.5 | 18.5 | 27140 | 19300 | 16100 | 3.54 | 2.2 | 27000 | 3.2 | 1.76 | 8 | 6.5
Live | 215665060 |  | 10.5 | 18.5 | 27140 | 19300 | 16100 | 3.54 | 2.2 | 27000 | 3.2 | 1.76 | 8 | 6.5
Live | 215665058 |  | 10.5 | 18.5 | 27140 | 19300 | 16100 | 3.54 | 2.2 | 27000 | 3.2 | 1.76 | 8 | 6.5
Live | 215667975 |  | 9.5 | 15.5 | 26450 | 20200 | 16800 | 3.2 | 2.34 | 24600 | 2.98 | 1.84 | 8.5 | 7
Live | 215667969 |  | 9.5 | 15.5 | 26680 | 20200 | 16800 | 3.2 | 2.36 | 24600 | 3 | 1.86 | 8.5 | 7
Live | 215667968 |  | 9.5 | 15.5 | 26680 | 20200 | 16800 | 3.2 | 2.36 | 24600 | 3 | 1.86 | 8.5 | 7
Live | 215667967 |  | 9.5 | 15.5 | 26680 | 20200 | 16800 | 3.2 | 2.36 | 24600 | 3 | 1.86 | 8.5 | 7
Live | 215665030 |  | 10.5 | 18 | 27140 | 19300 | 16200 | 3.54 | 2.2 | 27000 | 3.2 | 1.76 | 8.5 | 6.5
Live | 215665028 |  | 10.5 | 18 | 27140 | 19300 | 16200 | 3.54 | 2.2 | 27000 | 3.2 | 1.76 | 8.5 | 6.5
Live | 215667961 |  | 9 | 15.2 | 26450 | 20400 | 16900 | 3.03 | 2.32 | 24800 | 2.95 | 1.84 | 8.5 | 7
Live | 215667960 |  | 9 | 15.2 | 26450 | 20400 | 16900 | 3.03 | 2.32 | 24800 | 2.95 | 1.84 | 8.5 | 7
Live | 215665026 |  | 10.5 | 18 | 27140 | 19300 | 16200 | 3.54 | 2.2 | 27000 | 3.2 | 1.76 | 8.5 | 6.5
Live | 215665013 |  | 10 | 18 | 27140 | 19400 | 16200 | 3.37 | 2.18 | 27200 | 3.18 | 1.76 | 8 | 6.5
Live | 215667959 |  | 9 | 15.2 | 26450 | 20400 | 16900 | 3.03 | 2.32 | 24800 | 2.95 | 1.84 | 8.5 | 7
Live | 215667937 |  | 10.5 | 17.5 | 27600 | 19600 | 16300 | 3.53 | 2.45 | 23200 | 3.16 | 2.02 | 9 | 7
Live | 215665012 |  | 10 | 18 | 27140 | 19400 | 16200 | 3.37 | 2.18 | 27200 | 3.18 | 1.76 | 8 | 6.5
Live | 215665009 |  | 10 | 18 | 27140 | 19400 | 16200 | 3.37 | 2.18 | 27200 | 3.18 | 1.76 | 8 | 6.5
Live | 215667936 |  | 10.5 | 17.5 | 27600 | 19600 | 16300 | 3.53 | 2.45 | 23200 | 3.16 | 2.02 | 9 | 7
Live | 215667935 |  | 10.5 | 17.5 | 27600 | 19600 | 16300 | 3.53 | 2.45 | 23200 | 3.16 | 2.02 | 9 | 7
Live | 215664996 |  | 10.5 | 18.5 | 27370 | 19300 | 16100 | 3.53 | 2.2 | 27000 | 3.2 | 1.76 | 8 | 6.5
Live | 215664993 |  | 10.5 | 18.5 | 27370 | 19300 | 16100 | 3.53 | 2.2 | 27000 | 3.2 | 1.76 | 8 | 6.5
Live | 215667929 |  | 10.5 | 17.5 | 27600 | 19600 | 16300 | 3.53 | 2.44 | 23200 | 3.13 | 2.02 | 9 | 7
Live | 215667928 |  | 10.5 | 17.5 | 27600 | 19600 | 16300 | 3.53 | 2.44 | 23200 | 3.13 | 2.02 | 9 | 7
Live | 215664991 |  | 10.5 | 18.5 | 27370 | 19300 | 16100 | 3.53 | 2.2 | 27000 | 3.2 | 1.76 | 8 | 6.5
Live | 215664978 |  | 10.5 | 18.5 | 27140 | 19300 | 16100 | 3.54 | 2.2 | 27000 | 3.2 | 1.76 | 8 | 6.5
Live | 215667927 |  | 10.5 | 17.5 | 27600 | 19600 | 16300 | 3.53 | 2.44 | 23200 | 3.13 | 2.02 | 9 | 7
Live | 215667921 |  | 10.5 | 17.5 | 27600 | 19700 | 16400 | 3.53 | 2.44 | 23400 | 3.12 | 2 | 9 | 7
Live | 215664976 |  | 10.5 | 18.5 | 27140 | 19300 | 16100 | 3.54 | 2.2 | 27000 | 3.2 | 1.76 | 8 | 6.5
Live | 215664973 |  | 10.5 | 18.5 | 27140 | 19300 | 16100 | 3.54 | 2.2 | 27000 | 3.2 | 1.76 | 8 | 6.5
Live | 215667920 |  | 10.5 | 17.5 | 27600 | 19700 | 16400 | 3.53 | 2.44 | 23400 | 3.12 | 2 | 9 | 7
Live | 215667919 |  | 10.5 | 17.5 | 27600 | 19700 | 16400 | 3.53 | 2.44 | 23400 | 3.12 | 2 | 9 | 7
Live | 215664960 |  | 10.5 | 18.5 | 27140 | 19300 | 16100 | 3.54 | 2.2 | 27000 | 3.2 | 1.76 | 8 | 6.5
Live | 215664957 |  | 10.5 | 18.5 | 27140 | 19300 | 16100 | 3.54 | 2.2 | 27000 | 3.2 | 1.76 | 8 | 6.5
Live | 215667913 |  | 10.5 | 17.5 | 27600 | 19600 | 16300 | 3.53 | 2.45 | 23200 | 3.16 | 2.02 | 9 | 7
Live | 215667912 |  | 10.5 | 17.5 | 27600 | 19600 | 16300 | 3.53 | 2.45 | 23200 | 3.16 | 2.02 | 9 | 7
Live | 215664955 |  | 10.5 | 18.5 | 27140 | 19300 | 16100 | 3.54 | 2.2 | 27000 | 3.2 | 1.76 | 8 | 6.5
Live | 215664942 |  | 10 | 18 | 27140 | 19400 | 16200 | 3.37 | 2.18 | 27200 | 3.16 | 1.76 | 8 | 6.5
Live | 215667911 |  | 10.5 | 17.5 | 27600 | 19600 | 16300 | 3.53 | 2.45 | 23200 | 3.16 | 2.02 | 9 | 7
Live | 215667905 |  | 10.5 | 17.5 | 27600 | 19700 | 16400 | 3.53 | 2.44 | 23400 | 3.12 | 2 | 9 | 7
Live | 215664940 |  | 10 | 18 | 27140 | 19400 | 16200 | 3.37 | 2.18 | 27200 | 3.16 | 1.76 | 8 | 6.5
Live | 215664938 |  | 10 | 18 | 27140 | 19400 | 16200 | 3.37 | 2.18 | 27200 | 3.16 | 1.76 | 8 | 6.5
Live | 215667904 |  | 10.5 | 17.5 | 27600 | 19700 | 16400 | 3.53 | 2.44 | 23400 | 3.12 | 2 | 9 | 7
Live | 215667903 |  | 10.5 | 17.5 | 27600 | 19700 | 16400 | 3.53 | 2.44 | 23400 | 3.12 | 2 | 9 | 7
Live | 215664906 |  | 11 | 19 | 28060 | 19600 | 16200 | 3.7 | 2.26 | 27800 | 3.42 | 1.84 | 8.5 | 6.5
Live | 215664903 |  | 11 | 19 | 28060 | 19600 | 16200 | 3.7 | 2.26 | 27800 | 3.42 | 1.84 | 8.5 | 6.5
Live | 215667897 |  | 10.5 | 17 | 27600 | 19700 | 16400 | 3.53 | 2.44 | 23400 | 3.12 | 2.02 | 9 | 7
Live | 215667896 |  | 10.5 | 17 | 27600 | 19700 | 16400 | 3.53 | 2.44 | 23400 | 3.12 | 2.02 | 9 | 7
Live | 215664901 |  | 11 | 19 | 28060 | 19600 | 16200 | 3.7 | 2.26 | 27800 | 3.42 | 1.84 | 8.5 | 6.5
Live | 215664888 |  | 10.5 | 19 | 27830 | 19700 | 16300 | 3.55 | 2.24 | 27800 | 3.39 | 1.82 | 8.5 | 6.5
Live | 215667895 |  | 10.5 | 17 | 27600 | 19700 | 16400 | 3.53 | 2.44 | 23400 | 3.12 | 2.02 | 9 | 7
Live | 215667889 |  | 10.5 | 17 | 27600 | 19700 | 16400 | 3.53 | 2.42 | 23400 | 3.12 | 2.02 | 9 | 7
Live | 215664886 |  | 10.5 | 19 | 27830 | 19700 | 16300 | 3.55 | 2.24 | 27800 | 3.39 | 1.82 | 8.5 | 6.5
Live | 215664884 |  | 10.5 | 19 | 27830 | 19700 | 16300 | 3.55 | 2.24 | 27800 | 3.39 | 1.82 | 8.5 | 6.5
Live | 215667888 |  | 10.5 | 17 | 27600 | 19700 | 16400 | 3.53 | 2.42 | 23400 | 3.12 | 2.02 | 9 | 7
Live | 215667887 |  | 10.5 | 17 | 27600 | 19700 | 16400 | 3.53 | 2.42 | 23400 | 3.12 | 2.02 | 9 | 7
Live | 215667881 |  | 10.5 | 17 | 27600 | 19600 | 16300 | 3.53 | 2.45 | 23200 | 3.16 | 2.02 | 9 | 7
Live | 215667880 |  | 10.5 | 17 | 27600 | 19600 | 16300 | 3.53 | 2.45 | 23200 | 3.16 | 2.02 | 9 | 7
Live | 215664852 |  | 10.5 | 19 | 27830 | 19700 | 16200 | 3.55 | 2.24 | 27800 | 3.39 | 1.84 | 8.5 | 6.5
Live | 215667879 |  | 10.5 | 17 | 27600 | 19600 | 16300 | 3.53 | 2.45 | 23200 | 3.16 | 2.02 | 9 | 7
Live | 215667873 |  | 10.5 | 17.5 | 27600 | 19600 | 16300 | 3.53 | 2.45 | 23200 | 3.16 | 2.02 | 9 | 7
Live | 215664850 |  | 10.5 | 19 | 27830 | 19700 | 16200 | 3.55 | 2.24 | 27800 | 3.39 | 1.84 | 8.5 | 6.5
Live | 215664848 |  | 10.5 | 19 | 27830 | 19700 | 16200 | 3.55 | 2.24 | 27800 | 3.39 | 1.84 | 8.5 | 6.5
Live | 215667872 |  | 10.5 | 17.5 | 27600 | 19600 | 16300 | 3.53 | 2.45 | 23200 | 3.16 | 2.02 | 9 | 7
Live | 215667871 |  | 10.5 | 17.5 | 27600 | 19600 | 16300 | 3.53 | 2.45 | 23200 | 3.16 | 2.02 | 9 | 7
Live | 215664836 |  | 10.5 | 18.5 | 27830 | 19700 | 16300 | 3.55 | 2.24 | 28000 | 3.38 | 1.84 | 8.5 | 6.5
Live | 215664834 |  | 10.5 | 18.5 | 27830 | 19700 | 16300 | 3.55 | 2.24 | 28000 | 3.38 | 1.84 | 8.5 | 6.5
Live | 215667865 |  | 10.5 | 17.5 | 27600 | 19600 | 16300 | 3.53 | 2.45 | 23200 | 3.16 | 2.02 | 9 | 7
Live | 215667864 |  | 10.5 | 17.5 | 27600 | 19600 | 16300 | 3.53 | 2.45 | 23200 | 3.16 | 2.02 | 9 | 7
Live | 215664832 |  | 10.5 | 18.5 | 27830 | 19700 | 16300 | 3.55 | 2.24 | 28000 | 3.38 | 1.84 | 8.5 | 6.5
Live | 215664820 |  | 11 | 19 | 28060 | 19600 | 16200 | 3.7 | 2.26 | 27800 | 3.42 | 1.84 | 8.5 | 6.5
Live | 215667863 |  | 10.5 | 17.5 | 27600 | 19600 | 16300 | 3.53 | 2.45 | 23200 | 3.16 | 2.02 | 9 | 7
Live | 215667857 |  | 10.5 | 17.5 | 27600 | 19600 | 16300 | 3.53 | 2.45 | 23200 | 3.13 | 2.02 | 9 | 7
Live | 215664818 |  | 11 | 19 | 28060 | 19600 | 16200 | 3.7 | 2.26 | 27800 | 3.42 | 1.84 | 8.5 | 6.5
Live | 215664816 |  | 11 | 19 | 28060 | 19600 | 16200 | 3.7 | 2.26 | 27800 | 3.42 | 1.84 | 8.5 | 6.5
Live | 215667856 |  | 10.5 | 17.5 | 27600 | 19600 | 16300 | 3.53 | 2.45 | 23200 | 3.13 | 2.02 | 9 | 7
Live | 215667855 |  | 10.5 | 17.5 | 27600 | 19600 | 16300 | 3.53 | 2.45 | 23200 | 3.13 | 2.02 | 9 | 7
Live | 215664803 |  | 11 | 19 | 27830 | 19700 | 16200 | 3.71 | 2.24 | 27800 | 3.39 | 1.84 | 8.5 | 6.5
Live | 215664801 |  | 11 | 19 | 27830 | 19700 | 16200 | 3.71 | 2.24 | 27800 | 3.39 | 1.84 | 8.5 | 6.5
Live | 215667849 |  | 10.5 | 17.5 | 27600 | 19600 | 16300 | 3.53 | 2.45 | 23200 | 3.13 | 2.02 | 9 | 7
Live | 215667848 |  | 10.5 | 17.5 | 27600 | 19600 | 16300 | 3.53 | 2.45 | 23200 | 3.13 | 2.02 | 9 | 7
Live | 215664799 |  | 11 | 19 | 27830 | 19700 | 16200 | 3.71 | 2.24 | 27800 | 3.39 | 1.84 | 8.5 | 6.5
Live | 215664785 |  | 10.5 | 18.5 | 27830 | 19800 | 16300 | 3.55 | 2.22 | 28000 | 3.38 | 1.84 | 8.5 | 6.5
Live | 215667847 |  | 10.5 | 17.5 | 27600 | 19600 | 16300 | 3.53 | 2.45 | 23200 | 3.13 | 2.02 | 9 | 7
Live | 215667841 |  | 10.5 | 17.5 | 27600 | 19700 | 16400 | 3.53 | 2.44 | 23400 | 3.15 | 2.02 | 9 | 7
Live | 215664783 |  | 10.5 | 18.5 | 27830 | 19800 | 16300 | 3.55 | 2.22 | 28000 | 3.38 | 1.84 | 8.5 | 6.5
Live | 215664781 |  | 10.5 | 18.5 | 27830 | 19800 | 16300 | 3.55 | 2.22 | 28000 | 3.38 | 1.84 | 8.5 | 6.5
Live | 215667840 |  | 10.5 | 17.5 | 27600 | 19700 | 16400 | 3.53 | 2.44 | 23400 | 3.15 | 2.02 | 9 | 7
Live | 215667839 |  | 10.5 | 17.5 | 27600 | 19700 | 16400 | 3.53 | 2.44 | 23400 | 3.15 | 2.02 | 9 | 7
Live | 215664732 |  | 10.5 | 19 | 27830 | 19600 | 16200 | 3.55 | 2.24 | 27600 | 3.36 | 1.86 | 8.5 | 6.5
Live | 215664730 |  | 10.5 | 19 | 27830 | 19600 | 16200 | 3.55 | 2.24 | 27600 | 3.36 | 1.86 | 8.5 | 6.5
Live | 215667833 |  | 10.5 | 17 | 27370 | 19800 | 16500 | 3.53 | 2.42 | 23400 | 3.1 | 2 | 9 | 7
Live | 215667832 |  | 10.5 | 17 | 27370 | 19800 | 16500 | 3.53 | 2.42 | 23400 | 3.1 | 2 | 9 | 7
Live | 215664728 |  | 10.5 | 19 | 27830 | 19600 | 16200 | 3.55 | 2.24 | 27600 | 3.36 | 1.86 | 8.5 | 6.5
Live | 215664715 |  | 10.5 | 18.5 | 27600 | 19600 | 16300 | 3.53 | 2.22 | 27800 | 3.34 | 1.84 | 8.5 | 6.5
Live | 215667831 |  | 10.5 | 17 | 27370 | 19800 | 16500 | 3.53 | 2.42 | 23400 | 3.1 | 2 | 9 | 7
Live | 215667809 |  | 10.5 | 17 | 27370 | 19800 | 16500 | 3.53 | 2.4 | 23400 | 3.08 | 2 | 9 | 7
Live | 215664713 |  | 10.5 | 18.5 | 27600 | 19600 | 16300 | 3.53 | 2.22 | 27800 | 3.34 | 1.84 | 8.5 | 6.5
Live | 215664711 |  | 10.5 | 18.5 | 27600 | 19600 | 16300 | 3.53 | 2.22 | 27800 | 3.34 | 1.84 | 8.5 | 6.5
Live | 215667808 |  | 10.5 | 17 | 27370 | 19800 | 16500 | 3.53 | 2.4 | 23400 | 3.08 | 2 | 9 | 7
Live | 215667807 |  | 10.5 | 17 | 27370 | 19800 | 16500 | 3.53 | 2.4 | 23400 | 3.08 | 2 | 9 | 7
Live | 215667801 |  | 10 | 17 | 27370 | 19900 | 16600 | 3.37 | 2.4 | 23600 | 3.06 | 2 | 9 | 7
Live | 215667800 |  | 10 | 17 | 27370 | 19900 | 16600 | 3.37 | 2.4 | 23600 | 3.06 | 2 | 9 | 7
Live | 215664680 |  | 10.5 | 18.5 | 27600 | 19600 | 16200 | 3.53 | 2.24 | 27800 | 3.34 | 1.84 | 8.5 | 6.5
Live | 215667799 |  | 10 | 17 | 27370 | 19900 | 16600 | 3.37 | 2.4 | 23600 | 3.06 | 2 | 9 | 7
Live | 215667793 |  | 9.5 | 16 | 26910 | 20200 | 16900 | 3.21 | 2.32 | 24000 | 2.98 | 1.98 | 9 | 7
Live | 215664678 |  | 10.5 | 18.5 | 27600 | 19600 | 16200 | 3.53 | 2.24 | 27800 | 3.34 | 1.84 | 8.5 | 6.5
Live | 215664676 |  | 10.5 | 18.5 | 27600 | 19600 | 16200 | 3.53 | 2.24 | 27800 | 3.34 | 1.84 | 8.5 | 6.5
Live | 215664663 |  | 10.5 | 18.5 | 27600 | 19700 | 16300 | 3.53 | 2.22 | 27800 | 3.34 | 1.84 | 8.5 | 6.5
Live | 215664660 |  | 10.5 | 18.5 | 27600 | 19700 | 16300 | 3.53 | 2.22 | 27800 | 3.34 | 1.84 | 8.5 | 6.5
Live | 215664658 |  | 10.5 | 18.5 | 27600 | 19700 | 16300 | 3.53 | 2.22 | 27800 | 3.34 | 1.84 | 8.5 | 6.5
Live | 215664645 |  | 11 | 19 | 27830 | 19600 | 16200 | 3.71 | 2.24 | 27600 | 3.36 | 1.86 | 8.5 | 6.5
Live | 215664642 |  | 11 | 19 | 27830 | 19600 | 16200 | 3.71 | 2.24 | 27600 | 3.36 | 1.86 | 8.5 | 6.5
Live | 215664640 |  | 11 | 19 | 27830 | 19600 | 16200 | 3.71 | 2.24 | 27600 | 3.36 | 1.86 | 8.5 | 6.5
Live | 215664626 |  | 10.5 | 18.5 | 27830 | 19600 | 16200 | 3.55 | 2.24 | 27600 | 3.36 | 1.86 | 8.5 | 6.5
Live | 215664624 |  | 10.5 | 18.5 | 27830 | 19600 | 16200 | 3.55 | 2.24 | 27600 | 3.36 | 1.86 | 8.5 | 6.5
Live | 215664622 |  | 10.5 | 18.5 | 27830 | 19600 | 16200 | 3.55 | 2.24 | 27600 | 3.36 | 1.86 | 8.5 | 6.5
Live | 215664609 |  | 11 | 19 | 27830 | 19600 | 16200 | 3.71 | 2.24 | 27600 | 3.36 | 1.86 | 8.5 | 6.5
Live | 215664607 |  | 11 | 19 | 27830 | 19600 | 16200 | 3.71 | 2.24 | 27600 | 3.36 | 1.86 | 8.5 | 6.5
Live | 215664604 |  | 11 | 19 | 27830 | 19600 | 16200 | 3.71 | 2.24 | 27600 | 3.36 | 1.86 | 8.5 | 6.5
Live | 215664591 |  | 10.5 | 18.5 | 27600 | 19700 | 16300 | 3.53 | 2.22 | 27800 | 3.33 | 1.84 | 8.5 | 6.5
Live | 215664588 |  | 10.5 | 18.5 | 27600 | 19700 | 16300 | 3.53 | 2.22 | 27800 | 3.33 | 1.84 | 8.5 | 6.5
Live | 215664586 |  | 10.5 | 18.5 | 27600 | 19700 | 16300 | 3.53 | 2.22 | 27800 | 3.33 | 1.84 | 8.5 | 6.5
Live | 215664536 |  | 10.5 | 18.5 | 27140 | 19300 | 16100 | 3.54 | 2.2 | 27000 | 3.2 | 1.76 | 8 | 6.5
Live | 215664533 |  | 10.5 | 18.5 | 27140 | 19300 | 16100 | 3.54 | 2.2 | 27000 | 3.2 | 1.76 | 8 | 6.5
Live | 215664531 |  | 10.5 | 18.5 | 27140 | 19300 | 16100 | 3.54 | 2.2 | 27000 | 3.2 | 1.76 | 8 | 6.5
Live | 215937153 |  | 11 | 20 | 51750 | 44000 | 39000 | 3.71 | 2.1 | 53500 | 2.98 | 1.9 | 8 | 6.5
Live | 215937123 |  | 11 | 20 | 51175 | 43500 | 38500 | 3.7 | 2.12 | 52000 | 3.02 | 2 | 8.1 | 7
Live | 215937113 |  | 11 | 19 | 49450 | 42500 | 37600 | 3.71 | 2.14 | 53000 | 3.04 | 2 | 8.1 | 7
Live | 215937103 |  | 11 | 20 | 51175 | 43500 | 38500 | 3.7 | 2.12 | 52000 | 3.02 | 2 | 8.1 | 7
Live | 215937093 |  | 10.5 | 19.5 | 51175 | 43500 | 38500 | 3.54 | 2.12 | 52000 | 3 | 1.88 | 8 | 6.5
Live | 215937083 |  | 10.5 | 19 | 50025 | 43500 | 38000 | 3.54 | 2.12 | 53000 | 3 | 1.88 | 8 | 6.5
Live | 215937073 |  | 10 | 19 | 50025 | 44000 | 39000 | 3.37 | 2.08 | 52500 | 2.96 | 1.88 | 8 | 6.5
Live | 215937063 |  | 11 | 20 | 51175 | 43500 | 38000 | 3.7 | 2.14 | 52000 | 3.04 | 1.9 | 8 | 6.7
Live | 215937053 |  | 10.5 | 19.5 | 51175 | 43500 | 38500 | 3.54 | 2.12 | 52000 | 3 | 1.88 | 8 | 6.5
Live | 215937043 |  | 11 | 19 | 50025 | 43500 | 38000 | 3.71 | 2.12 | 53000 | 3 | 1.88 | 8 | 6.5
Live | 215937033 |  | 11 | 20 | 51175 | 43500 | 38000 | 3.7 | 2.14 | 52000 | 3.02 | 1.9 | 8.1 | 6.8
Live | 215937023 |  | 11 | 20 | 51175 | 43500 | 38000 | 3.7 | 2.14 | 52000 | 3.04 | 1.9 | 8.1 | 6.8
Live | 215937013 |  | 11.5 | 20 | 50025 | 43000 | 37600 | 3.88 | 2.14 | 52500 | 3.04 | 2 | 8.1 | 7
Live | 215937003 |  | 10.5 | 19.5 | 50600 | 43500 | 38500 | 3.54 | 2.12 | 52000 | 3 | 1.9 | 8 | 6.75
Live | 215936993 |  | 10.5 | 19.5 | 50025 | 44000 | 39000 | 3.54 | 2.08 | 52500 | 2.96 | 1.88 | 8 | 6.5
Live | 215934623 |  | 12 | 22 | 52325 | 39000 | 36000 | 4.05 | 2.52 | 48500 | 3.58 | 1.96 | 9.5 | 7.5
Live | 215934613 |  | 11.5 | 19.5 | 50025 | 37200 | 35600 | 3.88 | 2.42 | 49000 | 3.42 | 1.92 | 9 | 7
Live | 215934603 |  | 11 | 19.5 | 50600 | 39000 | 36400 | 3.71 | 2.44 | 49000 | 3.46 | 1.84 | 9 | 7
Live | 215934593 |  | 11.5 | 20.5 | 51750 | 39500 | 36400 | 3.88 | 2.5 | 48500 | 3.54 | 1.84 | 9 | 7
Live | 215933673 |  | 11.5 | 19.5 | 38870 | 30400 | 26600 | 3.87 | 2.44 | 34800 | 3.46 | 1.94 | 9 | 7
Live | 215933663 |  | 11 | 19 | 38410 | 31000 | 27000 | 3.7 | 2.38 | 35200 | 3.38 | 1.92 | 9 | 7
Live | 215934583 |  | 11 | 19.5 | 50600 | 39000 | 36400 | 3.71 | 2.44 | 49000 | 3.46 | 1.84 | 9 | 7
Live | 215934573 |  | 11.5 | 20.5 | 50600 | 38500 | 35800 | 3.87 | 2.48 | 49000 | 3.5 | 1.86 | 9 | 7
Live | 215933653 |  | 11 | 19 | 38640 | 30800 | 27000 | 3.71 | 2.38 | 35200 | 3.38 | 1.92 | 9 | 7
Live | 215933643 |  | 10.5 | 19 | 38410 | 30000 | 26200 | 3.54 | 2.42 | 34200 | 3.44 | 1.96 | 9 | 7
Live | 215934563 |  | 11 | 19.5 | 50025 | 37200 | 35600 | 3.71 | 2.4 | 49500 | 3.4 | 1.9 | 9 | 7
Live | 215934543 |  | 10.5 | 20 | 51175 | 39500 | 36400 | 3.54 | 2.46 | 48500 | 3.48 | 1.82 | 9 | 7
Live | 215933633 |  | 11.7 | 19.5 | 38870 | 30200 | 26400 | 3.94 | 2.46 | 34600 | 3.48 | 1.94 | 9 | 7
Live | 215933623 |  | 11.5 | 19 | 38640 | 30600 | 26600 | 3.88 | 2.42 | 34800 | 3.45 | 1.94 | 9 | 7
Live | 215934533 |  | 10.5 | 20 | 50600 | 39500 | 36400 | 3.54 | 2.46 | 48500 | 3.48 | 1.82 | 9 | 7
Live | 215934523 |  | 11 | 19.5 | 49450 | 36400 | 35400 | 3.71 | 2.36 | 49000 | 3.36 | 1.8 | 8.5 | 7
Live | 215933613 |  | 11 | 19 | 38640 | 30800 | 27000 | 3.71 | 2.38 | 35200 | 3.38 | 1.92 | 9 | 7
Live | 215933603 |  | 11.7 | 19.5 | 38870 | 30400 | 26400 | 3.94 | 2.46 | 34600 | 3.48 | 1.94 | 9 | 7
Live | 215934513 |  | 10.5 | 20 | 50600 | 39500 | 36600 | 3.54 | 2.44 | 48500 | 3.48 | 1.82 | 9 | 7
Live | 215934503 |  | 10.5 | 20 | 50600 | 39500 | 36400 | 3.54 | 2.46 | 48500 | 3.48 | 1.82 | 9 | 7
Live | 215933593 |  | 11.7 | 19.5 | 38870 | 30400 | 26400 | 3.94 | 2.46 | 34600 | 3.48 | 1.94 | 9 | 7
Live | 215933583 |  | 11.5 | 19.5 | 38640 | 30600 | 26600 | 3.88 | 2.42 | 34800 | 3.45 | 1.94 | 9 | 7
Live | 215934493 |  | 10.5 | 20 | 50600 | 39500 | 36600 | 3.54 | 2.44 | 48500 | 3.46 | 1.8 | 9 | 7
Live | 215934483 |  | 11 | 20.5 | 51175 | 39500 | 36400 | 3.7 | 2.46 | 48500 | 3.5 | 1.82 | 9 | 7
Live | 215933573 |  | 11.5 | 19.5 | 38640 | 30600 | 26600 | 3.88 | 2.42 | 34800 | 3.45 | 1.94 | 9 | 7
Live | 215933563 |  | 11 | 19 | 38640 | 30800 | 26800 | 3.71 | 2.4 | 35000 | 3.4 | 1.92 | 9 | 7
Live | 215934473 |  | 11 | 20.5 | 51175 | 39500 | 36400 | 3.7 | 2.46 | 48500 | 3.5 | 1.82 | 9 | 7
Live | 215934463 |  | 11 | 20.5 | 51175 | 39500 | 36400 | 3.7 | 2.48 | 48500 | 3.5 | 1.82 | 9 | 7
Live | 215933553 |  | 11 | 19 | 38640 | 30800 | 27000 | 3.71 | 2.4 | 35200 | 3.4 | 1.9 | 9 | 7
Live | 215933543 |  | 10.5 | 18.5 | 38410 | 31200 | 27400 | 3.54 | 2.34 | 35600 | 3.32 | 1.9 | 9 | 7
Live | 215934453 |  | 11 | 20 | 50025 | 38000 | 35800 | 3.71 | 2.44 | 48500 | 3.46 | 1.86 | 9 | 7
Live | 215934443 |  | 11 | 19.5 | 49450 | 36200 | 35400 | 3.71 | 2.36 | 49000 | 3.34 | 1.8 | 8.5 | 7
Live | 215933503 |  | 11.5 | 19 | 38640 | 30400 | 26600 | 3.88 | 2.44 | 34600 | 3.46 | 1.94 | 9 | 7
Live | 215933493 |  | 11.5 | 19 | 38640 | 30400 | 26600 | 3.88 | 2.44 | 34600 | 3.46 | 1.94 | 9 | 7
Live | 215933483 |  | 11 | 19 | 38410 | 30800 | 26800 | 3.7 | 2.4 | 35000 | 3.4 | 1.9 | 9 | 7
Live | 215933473 |  | 10.5 | 18.5 | 38180 | 30000 | 26200 | 3.54 | 2.42 | 34200 | 3.42 | 1.94 | 9 | 7
Live | 215933463 |  | 10.5 | 17 | 36800 | 30000 | 26000 | 3.54 | 2.34 | 33800 | 3.32 | 1.96 | 9 | 7
Live | 215933453 |  | 11.5 | 19 | 38640 | 30600 | 26600 | 3.88 | 2.42 | 34800 | 3.45 | 1.94 | 9 | 7
Live | 215934373 |  | 10.5 | 20.5 | 51175 | 40500 | 37400 | 3.54 | 2.4 | 48500 | 3.4 | 2 | 9.5 | 7.5
Live | 215933443 |  | 11.5 | 19 | 38640 | 30400 | 26600 | 3.88 | 2.44 | 34600 | 3.46 | 1.94 | 9 | 7
Live | 215933433 |  | 11.5 | 19 | 38640 | 30600 | 26600 | 3.88 | 2.42 | 34800 | 3.45 | 1.94 | 9 | 7
Live | 215933423 |  | 11 | 18.5 | 38410 | 31000 | 27000 | 3.7 | 2.38 | 35400 | 3.36 | 1.92 | 9 | 7
Live | 215933413 |  | 11 | 18.5 | 38410 | 31000 | 27000 | 3.7 | 2.38 | 35200 | 3.38 | 1.92 | 9 | 7
Live | 215933403 |  | 10.5 | 18.5 | 38180 | 30200 | 26200 | 3.54 | 2.42 | 34200 | 3.42 | 1.94 | 9 | 7
Live | 215933393 |  | 11.7 | 19.5 | 38640 | 30400 | 26400 | 3.95 | 2.44 | 34600 | 3.46 | 1.92 | 9 | 7
Live | 215933383 |  | 11 | 19 | 38640 | 30600 | 26600 | 3.71 | 2.42 | 34800 | 3.45 | 1.92 | 9 | 7
Live | 215933373 |  | 11 | 18.5 | 38410 | 31000 | 27000 | 3.7 | 2.38 | 35200 | 3.38 | 1.92 | 9 | 7
Live | 215933363 |  | 11.7 | 19.5 | 38640 | 30400 | 26400 | 3.95 | 2.44 | 34600 | 3.46 | 1.92 | 9 | 7
Live | 215933353 |  | 11.7 | 19 | 38640 | 30400 | 26400 | 3.95 | 2.44 | 34600 | 3.46 | 1.92 | 9 | 7
Live | 215934293 |  | 11 | 21 | 52325 | 40000 | 36800 | 3.7 | 2.46 | 48500 | 3.48 | 2 | 9.5 | 7.5
Live | 215933343 |  | 11 | 19 | 38640 | 30600 | 26600 | 3.71 | 2.42 | 34800 | 3.42 | 1.92 | 9 | 7
Live | 215933333 |  | 11 | 19 | 38640 | 30600 | 26600 | 3.71 | 2.42 | 34800 | 3.42 | 1.92 | 9 | 7
Live | 215934273 |  | 11 | 21 | 52325 | 40000 | 36800 | 3.7 | 2.46 | 48500 | 3.48 | 2 | 9.5 | 7.5
Live | 215934263 |  | 11 | 21 | 51750 | 40000 | 37000 | 3.71 | 2.44 | 48500 | 3.46 | 2 | 9.5 | 7.5
Live | 215933323 |  | 11 | 19 | 38410 | 30800 | 26800 | 3.7 | 2.4 | 35200 | 3.4 | 1.9 | 9 | 7
Live | 215933313 |  | 11 | 19 | 38410 | 31000 | 27000 | 3.7 | 2.38 | 35200 | 3.38 | 1.92 | 9 | 7
Live | 215934253 |  | 11 | 20.5 | 51175 | 39500 | 36600 | 3.7 | 2.42 | 49000 | 3.44 | 2 | 9.5 | 7.5
Live | 215934243 |  | 10 | 20.5 | 51175 | 40500 | 37400 | 3.37 | 2.38 | 49000 | 3.38 | 2 | 9.4 | 7.5
Live | 215933303 |  | 10.5 | 18.5 | 38180 | 31400 | 27400 | 3.54 | 2.34 | 35600 | 3.32 | 1.9 | 9 | 7
Live | 215933273 |  | 11 | 19 | 38410 | 30600 | 26600 | 3.7 | 2.42 | 34800 | 3.42 | 1.92 | 9 | 7
Live | 215934233 |  | 11.5 | 21.5 | 52325 | 39500 | 36600 | 3.87 | 2.48 | 48500 | 3.5 | 2 | 9.5 | 7.5
Live | 215934223 |  | 11 | 21 | 51750 | 40000 | 37000 | 3.71 | 2.44 | 48500 | 3.46 | 2 | 9.5 | 7.5
Live | 215933263 |  | 11 | 19 | 38410 | 30600 | 26600 | 3.7 | 2.42 | 34800 | 3.42 | 1.92 | 9 | 7
Live | 215933253 |  | 11 | 18.5 | 37950 | 31000 | 27000 | 3.71 | 2.38 | 35200 | 3.36 | 1.92 | 9 | 7
Live | 215934213 |  | 11 | 20.5 | 51175 | 39500 | 36600 | 3.7 | 2.42 | 49000 | 3.44 | 2 | 9.5 | 7.5
Live | 215933243 |  | 10.5 | 18.5 | 37950 | 30200 | 26200 | 3.54 | 2.4 | 34400 | 3.39 | 1.92 | 9 | 7
Live | 215933233 |  | 10.5 | 17 | 36570 | 30000 | 26200 | 3.54 | 2.32 | 34000 | 3.3 | 1.94 | 9 | 7
Live | 215934193 |  | 11.5 | 21.5 | 52325 | 39500 | 36600 | 3.87 | 2.48 | 48500 | 3.5 | 2 | 9.5 | 7.5
Live | 215934183 |  | 11.5 | 21 | 51175 | 38500 | 36000 | 3.88 | 2.46 | 48500 | 3.5 | 2 | 9.5 | 7.5
Live | 215933223 |  | 11 | 19 | 38180 | 30600 | 26800 | 3.71 | 2.4 | 35000 | 3.42 | 1.92 | 9 | 7
Live | 215933213 |  | 11 | 19 | 38410 | 30600 | 26600 | 3.7 | 2.42 | 34800 | 3.42 | 1.92 | 9 | 7
Live | 215934163 |  | 11 | 20.5 | 51175 | 40500 | 37400 | 3.7 | 2.38 | 49000 | 3.38 | 2 | 9 | 7
Live | 215933203 |  | 11 | 19 | 38180 | 30600 | 26800 | 3.71 | 2.4 | 34800 | 3.42 | 1.92 | 9 | 7
Live | 215933193 |  | 10.5 | 18.5 | 37950 | 31200 | 27200 | 3.54 | 2.36 | 35600 | 3.34 | 1.92 | 9 | 7
Live | 215934133 |  | 11 | 21 | 51175 | 39500 | 36600 | 3.7 | 2.44 | 48500 | 3.46 | 2 | 9.5 | 7.5
Live | 215933183 |  | 11 | 18.5 | 37950 | 31000 | 27200 | 3.71 | 2.36 | 35400 | 3.34 | 1.92 | 9 | 7
Live | 215933173 |  | 10.5 | 18.5 | 37950 | 30200 | 26200 | 3.54 | 2.4 | 34400 | 3.39 | 1.92 | 9 | 7
Live | 215934123 |  | 11.5 | 21.5 | 51750 | 39000 | 36200 | 3.88 | 2.48 | 48000 | 3.52 | 2 | 9.5 | 7.5
Live | 215934113 |  | 11 | 21.5 | 51750 | 39000 | 36200 | 3.71 | 2.48 | 48000 | 3.5 | 2 | 9.5 | 7.5
Live | 215934103 |  | 11 | 21 | 51175 | 39500 | 36600 | 3.7 | 2.44 | 48500 | 3.46 | 2 | 9.5 | 7.5
Live | 215934083 |  | 11 | 20 | 48875 | 35800 | 35200 | 3.71 | 2.34 | 48500 | 3.3 | 2 | 9 | 7
Live | 215933163 |  | 11.5 | 19 | 38410 | 30400 | 26600 | 3.88 | 2.42 | 34800 | 3.45 | 1.94 | 9 | 7
Live | 215933153 |  | 11 | 18.5 | 38180 | 30800 | 26800 | 3.71 | 2.4 | 35000 | 3.4 | 1.92 | 9 | 7
Live | 215934073 |  | 10.5 | 20.5 | 50025 | 39500 | 36600 | 3.54 | 2.44 | 48000 | 3.46 | 2 | 9.5 | 7.5
Live | 215934063 |  | 10.5 | 20 | 48875 | 38500 | 36400 | 3.54 | 2.38 | 48500 | 3.38 | 2 | 9.5 | 7.5
Live | 215933143 |  | 11 | 18.5 | 37950 | 31000 | 27200 | 3.71 | 2.36 | 35400 | 3.34 | 1.92 | 9 | 7
Live | 215933133 |  | 11.5 | 19 | 38410 | 30600 | 26600 | 3.88 | 2.42 | 34800 | 3.45 | 1.92 | 9 | 7
Live | 215942253 |  | 11.7 | 18.5 | 65550 | 46500 | 41500 | 3.94 | 2.46 | 63500 | 3.12 | 2 | 7.8 | 6.7
Live | 215934053 |  | 10 | 20 | 49450 | 40000 | 37200 | 3.37 | 2.38 | 48500 | 3.38 | 1.88 | 9.5 | 7.5
Live | 215934043 |  | 11 | 21 | 50600 | 39000 | 36200 | 3.71 | 2.46 | 48000 | 3.5 | 2 | 9.5 | 7.5
Live | 215676742 |  | 10 | 19 | 55775 | 47000 | 37000 | 3.37 | 2.5 | 50000 | 3.56 | 2 | 9 | 7.5
Live | 215676732 |  | 10.5 | 19 | 55775 | 47000 | 37000 | 3.54 | 2.5 | 50000 | 3.56 | 2 | 9 | 7.5
Live | 215679162 |  | 10.5 | 19 | 28060 | 19500 | 16100 | 3.54 | 2.28 | 27800 | 3.44 | 1.86 | 8 | 6.5
Live | 215679152 |  | 10.5 | 18.5 | 27600 | 19400 | 16100 | 3.53 | 2.24 | 27400 | 3.32 | 1.86 | 8.5 | 6.5
Live | 215933123 |  | 11.5 | 19 | 38410 | 30600 | 26600 | 3.88 | 2.42 | 34800 | 3.42 | 1.92 | 9 | 7
Live | 215933113 |  | 11.5 | 19 | 38410 | 30600 | 26600 | 3.88 | 2.42 | 34800 | 3.45 | 1.92 | 9 | 7
Live | 215676722 |  | 10 | 19 | 55775 | 47000 | 37200 | 3.37 | 2.48 | 50000 | 3.52 | 1.98 | 9 | 7.5
Live | 215676712 |  | 9.5 | 18.5 | 55200 | 47500 | 37600 | 3.2 | 2.44 | 50000 | 3.46 | 1.98 | 9 | 7
Live | 215934033 |  | 10.5 | 20.5 | 50025 | 39500 | 36600 | 3.54 | 2.42 | 48000 | 3.44 | 2 | 9 | 7
Live | 215934023 |  | 11 | 21 | 50600 | 39000 | 36400 | 3.71 | 2.46 | 48000 | 3.48 | 1.92 | 9.5 | 7.5
Live | 215933103 |  | 11 | 19 | 38180 | 30800 | 26800 | 3.71 | 2.4 | 35000 | 3.4 | 1.92 | 9 | 7
Live | 215933093 |  | 11 | 19 | 38180 | 30800 | 26800 | 3.71 | 2.4 | 35000 | 3.4 | 1.92 | 9 | 7
Live | 215679142 |  | 10.5 | 18.5 | 27600 | 19500 | 16200 | 3.53 | 2.22 | 27400 | 3.28 | 1.84 | 8.5 | 6.5
Live | 215676682 |  | 10.5 | 19 | 55200 | 46000 | 36600 | 3.54 | 2.5 | 50000 | 3.54 | 2 | 9 | 7.5
Live | 215676672 |  | 10 | 19 | 55200 | 46000 | 36600 | 3.37 | 2.5 | 50000 | 3.54 | 2 | 9 | 7.5
Live | 215934013 |  | 11 | 21 | 50600 | 39000 | 36200 | 3.71 | 2.46 | 48000 | 3.5 | 1.92 | 9.5 | 7.5
Live | 215934003 |  | 10.5 | 20.5 | 50025 | 39500 | 36600 | 3.54 | 2.42 | 48000 | 3.44 | 2 | 9.5 | 7.5
Live | 215933083 |  | 11 | 18.5 | 38180 | 31000 | 27000 | 3.71 | 2.38 | 35200 | 3.36 | 1.92 | 9 | 7
Live | 215933073 |  | 10.5 | 18.5 | 37950 | 31000 | 27200 | 3.54 | 2.36 | 35400 | 3.34 | 1.9 | 9 | 7
Live | 215679122 |  | 10.5 | 18 | 27600 | 19400 | 16100 | 3.53 | 2.24 | 27400 | 3.32 | 1.86 | 8 | 6.5
Live | 215679112 |  | 10.5 | 18.5 | 27600 | 19400 | 16100 | 3.53 | 2.24 | 27200 | 3.32 | 1.86 | 8 | 6.5
Live | 215933993 |  | 10.5 | 20 | 49450 | 40000 | 37200 | 3.53 | 2.38 | 48500 | 3.38 | 2 | 9 | 7
Live | 215931513 |  | 12.5 | 23 | 53475 | 39000 | 35600 | 4.21 | 2.58 | 48000 | 3.66 | 1.98 | 9.5 | 7.5
Live | 215676662 |  | 10 | 18.5 | 54625 | 46500 | 37000 | 3.37 | 2.46 | 50000 | 3.48 | 1.98 | 9 | 7
Live | 215676652 |  | 10 | 19 | 55200 | 46000 | 36400 | 3.37 | 2.5 | 50000 | 3.56 | 2.02 | 9 | 7.5
Live | 215933063 |  | 10.5 | 18.5 | 37720 | 31600 | 27600 | 3.54 | 2.32 | 35800 | 3.28 | 1.88 | 9 | 7
Live | 215933023 |  | 10 | 18 | 37260 | 30600 | 26600 | 3.37 | 2.38 | 34800 | 3.38 | 1.92 | 9 | 7
Live | 215679102 |  | 10.5 | 18.5 | 27370 | 19200 | 16000 | 3.53 | 2.22 | 26800 | 3.22 | 1.78 | 8.1 | 6.5
Live | 215679092 |  | 10.5 | 18 | 27140 | 19300 | 16100 | 3.54 | 2.2 | 27000 | 3.2 | 1.76 | 8.1 | 6.5
Live | 215942669 |  | 12.5 | 22 | 41400 | 32400 | 28200 | 4.21 | 2.48 | 37400 | 3.52 | 2.04 | 8.5 | 7
Live | 215942659 |  | 12.5 | 22 | 41400 | 32400 | 28200 | 4.21 | 2.48 | 37400 | 3.52 | 2.04 | 8.5 | 7
Live | 215676642 |  | 10 | 18.5 | 54625 | 46500 | 36600 | 3.37 | 2.48 | 50000 | 3.52 | 2 | 9 | 7.5
Live | 215676632 |  | 10.5 | 19 | 55200 | 46000 | 36400 | 3.54 | 2.5 | 50000 | 3.56 | 2 | 9 | 7.5
Live | 215933013 |  | 10 | 16.5 | 36110 | 30400 | 26400 | 3.37 | 2.32 | 34400 | 3.29 | 1.92 | 9 | 7
Live | 215933003 |  | 10 | 18 | 37030 | 30600 | 26800 | 3.37 | 2.38 | 34800 | 3.38 | 1.9 | 9 | 7
Live | 215679082 |  | 10.5 | 18 | 27140 | 19400 | 16200 | 3.54 | 2.2 | 27200 | 3.18 | 1.76 | 8.1 | 6.5
Live | 215679072 |  | 10.5 | 18.5 | 27370 | 19200 | 16000 | 3.53 | 2.22 | 26800 | 3.25 | 1.78 | 8 | 6.5
Live | 215942649 |  | 12.5 | 22 | 41400 | 32400 | 28200 | 4.21 | 2.48 | 37400 | 3.52 | 2.04 | 8.5 | 7
Live | 215942639 |  | 12.5 | 22 | 41170 | 32400 | 28400 | 4.22 | 2.48 | 37400 | 3.5 | 2.04 | 8.5 | 7
Live | 215676622 |  | 10.5 | 19 | 55200 | 46000 | 36400 | 3.54 | 2.5 | 50000 | 3.56 | 2 | 9 | 7.5
Live | 215676612 |  | 10 | 19 | 54625 | 46500 | 36800 | 3.37 | 2.48 | 50000 | 3.52 | 2 | 9 | 7.5
Live | 215932993 |  | 10 | 17.5 | 36800 | 30800 | 27000 | 3.37 | 2.36 | 35000 | 3.36 | 1.9 | 9 | 7.15
Live | 215932983 |  | 10 | 16 | 35880 | 30600 | 26600 | 3.37 | 2.32 | 34800 | 3.28 | 1.92 | 9 | 7
Live | 215679062 |  | 10.5 | 18.5 | 27370 | 19200 | 16000 | 3.53 | 2.22 | 26800 | 3.25 | 1.78 | 8 | 6.5
Live | 215679052 |  | 10.5 | 18 | 27140 | 19400 | 16200 | 3.54 | 2.2 | 27200 | 3.18 | 1.76 | 8.1 | 6.5
Live | 215942629 |  | 12.5 | 22 | 41170 | 32400 | 28400 | 4.22 | 2.48 | 37400 | 3.5 | 2.04 | 8.5 | 7
Live | 215942619 |  | 12.5 | 22 | 41400 | 32400 | 28200 | 4.21 | 2.48 | 37400 | 3.52 | 2.04 | 8.5 | 7
Live | 215676582 |  | 10 | 19 | 55200 | 46500 | 36600 | 3.37 | 2.5 | 50000 | 3.56 | 2 | 9 | 7.5
Live | 215676572 |  | 10 | 18.5 | 54625 | 45500 | 36200 | 3.37 | 2.48 | 50000 | 3.52 | 2.02 | 9 | 7
Live | 215932973 |  | 10 | 17.5 | 36800 | 31000 | 27000 | 3.37 | 2.36 | 35000 | 3.34 | 1.9 | 9 | 7
Live | 215932963 |  | 12 | 20.5 | 39560 | 29800 | 26000 | 4.04 | 2.44 | 34200 | 3.46 | 2.08 | 9.5 | 7
Live | 215679042 |  | 10 | 17.5 | 27140 | 19400 | 16200 | 3.37 | 2.18 | 27200 | 3.18 | 1.76 | 8.1 | 6.5
Live | 215679032 |  | 10 | 18 | 27370 | 19200 | 16100 | 3.37 | 2.22 | 27000 | 3.22 | 1.78 | 8 | 6.5
Live | 215942609 |  | 12.5 | 22 | 41400 | 32400 | 28200 | 4.21 | 2.48 | 37400 | 3.52 | 2.04 | 8.5 | 7
Live | 215942589 |  | 12.5 | 22 | 41400 | 32400 | 28200 | 4.21 | 2.48 | 37400 | 3.52 | 2.04 | 8.5 | 7
Live | 215676562 |  | 10 | 19 | 55200 | 46500 | 36600 | 3.37 | 2.5 | 50000 | 3.56 | 2 | 9 | 7.5
Live | 215676552 |  | 10 | 19 | 55200 | 46500 | 36800 | 3.37 | 2.5 | 50000 | 3.54 | 2 | 9 | 7.5
Live | 215932953 |  | 12 | 20.5 | 39560 | 29800 | 26000 | 4.04 | 2.44 | 34200 | 3.46 | 2.08 | 9.5 | 7
Live | 215932943 |  | 12 | 20.5 | 39560 | 30000 | 26000 | 4.04 | 2.42 | 34400 | 3.44 | 2.06 | 9.5 | 7
Live | 215679022 |  | 10 | 18 | 27370 | 19200 | 16000 | 3.37 | 2.22 | 27000 | 3.22 | 1.78 | 8 | 6.5
Live | 215679012 |  | 10.5 | 18.5 | 27600 | 19600 | 16200 | 3.53 | 2.24 | 27800 | 3.34 | 1.84 | 8.5 | 6.5
Live | 215942579 |  | 12.5 | 22 | 41400 | 32400 | 28200 | 4.21 | 2.48 | 37400 | 3.52 | 2.04 | 8.5 | 7
Live | 215942569 |  | 12.5 | 22 | 41170 | 32400 | 28200 | 4.22 | 2.48 | 37400 | 3.52 | 2.04 | 8.5 | 7
Live | 215676542 |  | 10 | 18.5 | 54625 | 47000 | 37400 | 3.37 | 2.46 | 50000 | 3.48 | 1.98 | 9 | 7
Live | 215676532 |  | 10 | 18.5 | 54625 | 47000 | 37200 | 3.37 | 2.46 | 50000 | 3.48 | 1.98 | 9 | 7.5
Live | 215932933 |  | 12 | 20.5 | 39560 | 29800 | 26000 | 4.04 | 2.44 | 34200 | 3.46 | 2.08 | 9.5 | 7
Live | 215932923 |  | 12 | 20.5 | 39560 | 30000 | 26000 | 4.04 | 2.42 | 34400 | 3.44 | 2.06 | 9.5 | 7
Live | 215679002 |  | 10.5 | 18.5 | 27600 | 19700 | 16300 | 3.53 | 2.22 | 27800 | 3.34 | 1.84 | 8.5 | 6.5
Live | 215678992 |  | 10.5 | 18.5 | 27830 | 19500 | 16100 | 3.55 | 2.26 | 27600 | 3.38 | 1.84 | 8 | 6.5
Live | 215942549 |  | 12.5 | 22 | 41400 | 32400 | 28200 | 4.21 | 2.48 | 37400 | 3.52 | 2.04 | 8.5 | 7
Live | 215942539 |  | 12.5 | 22 | 41400 | 32400 | 28200 | 4.21 | 2.48 | 37400 | 3.52 | 2.04 | 8.5 | 7
Live | 215676522 |  | 10 | 19 | 55200 | 46500 | 36600 | 3.37 | 2.52 | 50000 | 3.56 | 2.12 | 9 | 7.5
Live | 215676512 |  | 10 | 18.5 | 55200 | 46500 | 36800 | 3.37 | 2.5 | 50000 | 3.54 | 2 | 9 | 7.5
Live | 215932913 |  | 11.5 | 20 | 39330 | 30400 | 26400 | 3.88 | 2.38 | 34800 | 3.38 | 1.92 | 9 | 7
Live | 215932903 |  | 12 | 20.5 | 39790 | 29800 | 25800 | 4.05 | 2.44 | 34200 | 3.48 | 2.06 | 9.5 | 7
Live | 215942529 |  | 12.5 | 22 | 41170 | 32400 | 28200 | 4.22 | 2.48 | 37400 | 3.52 | 2.04 | 8.5 | 7
Live | 215942519 |  | 11.7 | 21.5 | 40940 | 32400 | 28200 | 3.95 | 2.52 | 37400 | 3.58 | 2.06 | 8.5 | 7
Live | 215678982 |  | 10.5 | 18.5 | 27830 | 19500 | 16100 | 3.55 | 2.26 | 27600 | 3.38 | 1.84 | 8 | 6.5
Live | 215678972 |  | 10.5 | 18 | 27140 | 19400 | 16200 | 3.54 | 2.2 | 27200 | 3.18 | 1.76 | 8.1 | 6.5
Live | 215676502 |  | 10 | 18 | 54625 | 47000 | 37200 | 3.37 | 2.46 | 50000 | 3.48 | 1.98 | 9 | 7.5
Live | 215676492 |  | 10.5 | 19 | 55200 | 46500 | 36600 | 3.54 | 2.5 | 50000 | 3.56 | 2.1 | 9.5 | 7.5
Live | 215932893 |  | 12 | 20.5 | 39560 | 30000 | 26000 | 4.04 | 2.42 | 34400 | 3.44 | 2.06 | 9.5 | 7
Live | 215932883 |  | 12 | 20.5 | 39790 | 29800 | 25800 | 4.05 | 2.44 | 34200 | 3.46 | 2.06 | 9.5 | 7
Live | 215942509 |  | 12.5 | 22 | 41400 | 32400 | 28200 | 4.21 | 2.48 | 37400 | 3.52 | 2.04 | 8.5 | 7
Live | 215942499 |  | 12.5 | 22 | 41170 | 32600 | 28400 | 4.22 | 2.46 | 37400 | 3.5 | 2.02 | 8.5 | 7
Live | 215676482 |  | 10.5 | 19 | 55200 | 46500 | 36600 | 3.54 | 2.52 | 50000 | 3.56 | 2.12 | 9.5 | 7.5
Live | 215676472 |  | 10 | 19 | 55200 | 46500 | 36800 | 3.37 | 2.48 | 50000 | 3.52 | 1.98 | 9 | 7.5
Live | 215678962 |  | 10 | 17.5 | 27140 | 19400 | 16200 | 3.37 | 2.18 | 27200 | 3.18 | 1.76 | 8.1 | 6.5
Live | 215678952 |  | 10 | 18 | 27370 | 19200 | 16100 | 3.37 | 2.22 | 27000 | 3.22 | 1.78 | 8 | 6.5
Live | 215932873 |  | 12 | 20.5 | 39790 | 29800 | 25800 | 4.05 | 2.44 | 34200 | 3.46 | 2.06 | 9.5 | 7
Live | 215932863 |  | 12 | 20.5 | 39560 | 30000 | 26000 | 4.04 | 2.42 | 34400 | 3.44 | 2.06 | 9.5 | 7
Live | 215676462 |  | 10 | 19 | 55200 | 46500 | 36800 | 3.37 | 2.48 | 50000 | 3.54 | 2 | 9 | 7.5
Live | 215676452 |  | 10 | 18.5 | 55200 | 47000 | 37200 | 3.37 | 2.46 | 50000 | 3.5 | 2 | 9 | 7.5
Live | 215942489 |  | 12.5 | 22 | 41170 | 32600 | 28400 | 4.22 | 2.46 | 37400 | 3.5 | 2.02 | 8.5 | 7
Live | 215942469 |  | 11.7 | 21 | 40480 | 32000 | 28000 | 3.94 | 2.5 | 37400 | 3.56 | 2 | 8.5 | 7
Live | 215932843 |  | 12 | 20.5 | 39560 | 30000 | 26000 | 4.04 | 2.44 | 34200 | 3.44 | 2.06 | 9.5 | 7
Live | 215932833 |  | 11.5 | 20 | 39330 | 30200 | 26400 | 3.88 | 2.38 | 34600 | 3.38 | 1.94 | 9 | 7
Live | 215678942 |  | 10 | 18 | 27370 | 19200 | 16000 | 3.37 | 2.22 | 27000 | 3.22 | 1.78 | 8 | 6.5
Live | 215678932 |  | 10.5 | 18 | 27140 | 19400 | 16200 | 3.54 | 2.2 | 27200 | 3.18 | 1.76 | 8.1 | 6.5
Live | 215676442 |  | 9.5 | 18 | 54625 | 47500 | 37600 | 3.2 | 2.42 | 50000 | 3.44 | 1.98 | 9 | 7
Live | 215676402 |  | 10.5 | 19 | 55200 | 46000 | 36600 | 3.54 | 2.5 | 50000 | 3.54 | 2 | 9 | 7.5
Live | 215942459 |  | 11.7 | 21 | 40480 | 32000 | 28000 | 3.94 | 2.5 | 37400 | 3.54 | 2.06 | 8.5 | 7
Live | 215942449 |  | 12.5 | 22 | 41400 | 32400 | 28200 | 4.21 | 2.48 | 37400 | 3.52 | 2.04 | 8.5 | 7
Live | 215678922 |  | 10 | 17.5 | 27140 | 19400 | 16200 | 3.37 | 2.18 | 27200 | 3.18 | 1.76 | 8.1 | 6.5
Live | 215678912 |  | 10 | 18 | 27370 | 19200 | 16100 | 3.37 | 2.22 | 27000 | 3.22 | 1.78 | 8 | 6.5
Live | 215932823 |  | 11 | 20 | 39100 | 29600 | 25600 | 3.71 | 2.4 | 33800 | 3.42 | 2.05 | 9.4 | 7.4
Live | 215932813 |  | 12 | 20.5 | 39560 | 30000 | 26000 | 4.04 | 2.44 | 34200 | 3.44 | 2.06 | 9.5 | 7
Live | 215942439 |  | 12.5 | 22 | 41170 | 32400 | 28200 | 4.22 | 2.48 | 37400 | 3.52 | 2.04 | 8.5 | 7
Live | 215942419 |  | 11.7 | 21 | 40480 | 32000 | 28000 | 3.94 | 2.5 | 37400 | 3.54 | 2.06 | 8.5 | 7
Live | 215676392 |  | 10 | 19 | 55200 | 46000 | 36600 | 3.37 | 2.5 | 50000 | 3.54 | 2 | 9 | 7.5
Live | 215676382 |  | 10 | 19 | 55200 | 46000 | 36600 | 3.37 | 2.5 | 50000 | 3.54 | 2 | 9 | 7.5
Live | 215932803 |  | 11.5 | 20 | 39330 | 30600 | 26600 | 3.88 | 2.36 | 35000 | 3.36 | 1.94 | 9 | 7
Live | 215932793 |  | 11.5 | 20 | 39330 | 30400 | 26600 | 3.88 | 2.38 | 34800 | 3.35 | 1.92 | 9 | 7
Live | 215678902 |  | 10 | 18 | 27370 | 19200 | 16000 | 3.37 | 2.22 | 27000 | 3.22 | 1.78 | 8 | 6.5
Live | 215942409 |  | 11.7 | 21 | 40480 | 32000 | 28000 | 3.94 | 2.5 | 37400 | 3.54 | 2.06 | 8.5 | 7
Live | 215942399 |  | 11.7 | 21 | 40480 | 32000 | 28000 | 3.94 | 2.5 | 37400 | 3.54 | 2.06 | 8.5 | 7
Live | 215676372 |  | 10 | 19 | 55200 | 46000 | 36600 | 3.37 | 2.5 | 50000 | 3.54 | 2 | 9 | 7.5
Live | 215676362 |  | 10 | 19 | 55200 | 46000 | 36600 | 3.37 | 2.48 | 50000 | 3.52 | 2 | 9 | 7.5
Live | 215932783 |  | 11 | 19.5 | 39100 | 29600 | 25800 | 3.71 | 2.4 | 33800 | 3.4 | 1.94 | 9 | 7
Live | 215932773 |  | 12 | 20.5 | 39560 | 29800 | 26000 | 4.04 | 2.44 | 34200 | 3.46 | 2.08 | 9.5 | 7
Live | 215942389 |  | 11.7 | 21 | 40480 | 32000 | 28000 | 3.94 | 2.5 | 37400 | 3.54 | 2.06 | 8.5 | 7
Live | 215942379 |  | 11.7 | 21 | 40480 | 32000 | 28000 | 3.94 | 2.5 | 37400 | 3.56 | 2.06 | 8.5 | 7
Live | 215676352 |  | 10 | 18.5 | 54625 | 46500 | 37000 | 3.37 | 2.46 | 50000 | 3.48 | 1.98 | 9 | 7
Live | 215676342 |  | 10 | 19 | 55200 | 46000 | 36400 | 3.37 | 2.5 | 50000 | 3.56 | 2.02 | 9 | 7.5
Live | 215932763 |  | 11.7 | 20 | 39560 | 30000 | 26200 | 3.94 | 2.42 | 34400 | 3.42 | 1.96 | 9 | 7
Live | 215932753 |  | 11.5 | 20 | 39330 | 30400 | 26600 | 3.88 | 2.36 | 34800 | 3.35 | 1.92 | 9 | 7
Live | 215678852 |  | 10.5 | 18 | 27140 | 19400 | 16200 | 3.54 | 2.2 | 27000 | 3.18 | 1.76 | 8.5 | 6.5
Live | 215942369 |  | 11.7 | 21 | 40480 | 32000 | 28000 | 3.94 | 2.5 | 37400 | 3.54 | 2.06 | 8.5 | 7
Live | 215676332 |  | 10.5 | 19 | 55200 | 46000 | 36400 | 3.54 | 2.5 | 50000 | 3.56 | 2 | 9 | 7.5
Live | 215676322 |  | 10.5 | 19 | 55200 | 46000 | 36400 | 3.54 | 2.5 | 50000 | 3.54 | 2 | 9 | 7.5
Live | 215678842 |  | 10 | 17.5 | 27140 | 19400 | 16200 | 3.37 | 2.18 | 27200 | 3.18 | 1.76 | 8.1 | 6.5
Live | 215678832 |  | 10 | 18 | 27370 | 19200 | 16100 | 3.37 | 2.22 | 27000 | 3.22 | 1.78 | 8 | 6.5
Live | 215932743 |  | 12 | 20.5 | 39560 | 30000 | 26000 | 4.04 | 2.44 | 34200 | 3.46 | 2.06 | 9.5 | 7
Live | 215932733 |  | 12 | 20.5 | 39560 | 29800 | 26000 | 4.04 | 2.44 | 34200 | 3.46 | 2.06 | 9.5 | 7
Live | 215676312 |  | 10.5 | 19 | 55200 | 46000 | 36400 | 3.54 | 2.5 | 50000 | 3.56 | 2 | 9 | 7.5
Live | 215676302 |  | 10 | 19 | 54625 | 46500 | 36800 | 3.37 | 2.48 | 50000 | 3.52 | 2 | 9 | 7.5
Live | 215940933 |  | 12.5 | 22 | 41400 | 32200 | 28400 | 4.21 | 2.5 | 37600 | 3.54 | 2.04 | 8.5 | 7
Live | 215932723 |  | 11.7 | 20.5 | 39560 | 30200 | 26200 | 3.94 | 2.4 | 34400 | 3.42 | 1.96 | 9 | 7
Live | 215932713 |  | 11.7 | 20.5 | 39560 | 30000 | 26200 | 3.94 | 2.42 | 34400 | 3.42 | 1.96 | 9 | 7
Live | 215676282 |  | 10 | 18.5 | 54050 | 45500 | 36400 | 3.37 | 2.46 | 50000 | 3.5 | 2 | 9 | 7
Live | 215676272 |  | 10 | 18.5 | 54050 | 45500 | 36400 | 3.37 | 2.46 | 50000 | 3.48 | 2 | 9 | 7
Live | 215940923 |  | 12 | 21.5 | 40940 | 32800 | 28800 | 4.04 | 2.44 | 38000 | 3.44 | 2.04 | 8.5 | 7
Live | 215940913 |  | 12.5 | 22 | 40940 | 32800 | 28400 | 4.21 | 2.52 | 38000 | 3.58 | 2.04 | 8.5 | 7
Live | 215678822 |  | 10 | 18 | 27370 | 19200 | 16000 | 3.37 | 2.22 | 27000 | 3.22 | 1.78 | 8 | 6.5
Live | 215678812 |  | 10.5 | 19 | 27830 | 19700 | 16200 | 3.55 | 2.24 | 27800 | 3.39 | 1.86 | 8.5 | 6.5
Live | 215932703 |  | 11.7 | 20 | 39330 | 30400 | 26400 | 3.95 | 2.38 | 34800 | 3.38 | 1.94 | 9 | 7
Live | 215932693 |  | 11 | 19.5 | 39100 | 30800 | 26800 | 3.71 | 2.32 | 35200 | 3.3 | 1.92 | 9 | 7
Live | 215676262 |  | 10 | 18.5 | 54050 | 45500 | 36400 | 3.37 | 2.46 | 50000 | 3.48 | 2 | 9 | 7
Live | 215676252 |  | 10 | 18.5 | 54050 | 45500 | 36200 | 3.37 | 2.48 | 50000 | 3.5 | 2.02 | 9 | 7
Live | 215940903 |  | 12.5 | 22 | 40940 | 32800 | 28400 | 4.21 | 2.52 | 38000 | 3.58 | 2.04 | 8.5 | 7
Live | 215940893 |  | 12 | 21.5 | 40710 | 32800 | 28600 | 4.04 | 2.5 | 38000 | 3.56 | 2.04 | 8.5 | 7
Live | 215678802 |  | 10.5 | 18.5 | 27830 | 19700 | 16300 | 3.55 | 2.24 | 28000 | 3.38 | 1.84 | 8.5 | 6.5
Live | 215678792 |  | 10.5 | 19 | 28060 | 19600 | 16100 | 3.54 | 2.26 | 27800 | 3.44 | 1.84 | 8 | 6.5
Live | 215939583 |  | 11.7 | 18.5 | 65550 | 46500 | 41500 | 3.94 | 2.46 | 63500 | 3.14 | 2.05 | 7.8 | 6.7
Live | 215932653 |  | 12 | 20.5 | 39100 | 29800 | 26000 | 4.05 | 2.42 | 34000 | 3.44 | 2.06 | 9.5 | 7
Live | 215932643 |  | 12 | 20.5 | 39100 | 29800 | 25800 | 4.05 | 2.42 | 34000 | 3.44 | 2.06 | 9.5 | 7
Live | 215676242 |  | 10 | 18 | 54050 | 46000 | 36600 | 3.37 | 2.46 | 50000 | 3.48 | 2.02 | 9 | 7
Live | 215676232 |  | 10 | 19 | 54050 | 45500 | 36200 | 3.37 | 2.48 | 50000 | 3.5 | 2 | 9 | 7.5
Live | 215678782 |  | 10.5 | 19 | 28060 | 19500 | 16100 | 3.54 | 2.26 | 27800 | 3.44 | 1.86 | 8 | 6.5
Live | 215678772 |  | 10.5 | 18.5 | 27600 | 19600 | 16200 | 3.53 | 2.22 | 27800 | 3.34 | 1.84 | 8.5 | 6.5
Live | 215940883 |  | 12 | 21.5 | 40710 | 32800 | 28600 | 4.04 | 2.5 | 38000 | 3.56 | 2.04 | 8.5 | 7
Live | 215940873 |  | 12.5 | 22 | 40940 | 32600 | 28600 | 4.21 | 2.54 | 38000 | 3.62 | 2.02 | 8.5 | 7
Live | 215932633 |  | 11.7 | 20.5 | 39100 | 29800 | 26000 | 3.94 | 2.42 | 34200 | 3.42 | 2.06 | 9.5 | 7
Live | 215932623 |  | 12 | 20.5 | 39100 | 29800 | 25800 | 4.05 | 2.42 | 34000 | 3.44 | 2.06 | 9.5 | 7
Live | 215676222 |  | 10 | 19 | 54050 | 45500 | 36200 | 3.37 | 2.46 | 50000 | 3.5 | 2 | 9 | 7.5
Live | 215676212 |  | 10 | 19 | 54050 | 45500 | 36200 | 3.37 | 2.48 | 50000 | 3.5 | 2 | 9 | 7.5
Live | 215940863 |  | 12 | 21.5 | 40940 | 32800 | 28600 | 4.04 | 2.54 | 38000 | 3.6 | 2.02 | 8.5 | 7
Live | 215940853 |  | 12 | 21 | 40710 | 33200 | 29000 | 4.04 | 2.48 | 38500 | 3.52 | 2 | 8.5 | 7
Live | 215678762 |  | 10.5 | 18.5 | 27600 | 19700 | 16300 | 3.53 | 2.22 | 27800 | 3.33 | 1.84 | 8.5 | 6.5
Live | 215678752 |  | 10.5 | 18.5 | 27830 | 19500 | 16100 | 3.55 | 2.26 | 27600 | 3.38 | 1.84 | 8 | 6.5
Live | 215932613 |  | 11.7 | 20 | 39100 | 29800 | 26000 | 3.94 | 2.4 | 34200 | 3.42 | 2.06 | 9.5 | 7
Live | 215932603 |  | 11.5 | 20 | 38870 | 30200 | 26400 | 3.87 | 2.36 | 34600 | 3.36 | 1.92 | 9 | 7
Live | 215676202 |  | 10 | 18.5 | 54050 | 46000 | 36600 | 3.37 | 2.46 | 50000 | 3.48 | 2.02 | 9 | 7
Live | 215676172 |  | 10 | 18.5 | 54050 | 45500 | 36400 | 3.37 | 2.44 | 50000 | 3.46 | 2 | 9 | 7
Live | 215940843 |  | 11.7 | 21 | 40480 | 33400 | 29200 | 3.94 | 2.46 | 38500 | 3.48 | 2 | 8.5 | 7
Live | 215940833 |  | 12.5 | 22 | 40940 | 32600 | 28600 | 4.21 | 2.54 | 38000 | 3.6 | 2.02 | 8.5 | 7
Live | 215678742 |  | 10.5 | 18.5 | 27830 | 19500 | 16100 | 3.55 | 2.26 | 27600 | 3.38 | 1.84 | 8 | 6.5
Live | 215678732 |  | 10.5 | 18 | 27140 | 19400 | 16200 | 3.54 | 2.2 | 27000 | 3.18 | 1.76 | 8.5 | 6.5
Live | 215932593 |  | 12 | 20.5 | 39100 | 29600 | 25800 | 4.05 | 2.42 | 34000 | 3.44 | 2.04 | 9.5 | 7
Live | 215932583 |  | 11.7 | 20 | 39100 | 30000 | 26000 | 3.94 | 2.4 | 34200 | 3.4 | 1.94 | 9 | 7
Live | 215676162 |  | 9.5 | 18 | 53475 | 44500 | 35600 | 3.2 | 2.4 | 50000 | 3.42 | 2 | 9 | 7
Live | 215676152 |  | 10 | 18.5 | 54050 | 45500 | 36400 | 3.37 | 2.44 | 50000 | 3.46 | 2 | 9 | 7
Live | 215678722 |  | 10 | 17.5 | 27140 | 19400 | 16200 | 3.37 | 2.18 | 27200 | 3.18 | 1.76 | 8.1 | 6.5
Live | 215678712 |  | 10 | 18 | 27370 | 19200 | 16100 | 3.37 | 2.22 | 27000 | 3.22 | 1.78 | 8 | 6.5
Live | 215932573 |  | 12 | 20.5 | 39100 | 29800 | 25800 | 4.05 | 2.42 | 34000 | 3.44 | 2.06 | 9.5 | 7
Live | 215932563 |  | 12 | 20.5 | 39100 | 29800 | 25800 | 4.05 | 2.42 | 34000 | 3.44 | 2.04 | 9.5 | 7
Live | 215940823 |  | 12.5 | 22 | 41170 | 32600 | 28400 | 4.22 | 2.54 | 38000 | 3.62 | 2.02 | 8.5 | 7
Live | 215940813 |  | 12 | 21.5 | 40940 | 32800 | 28600 | 4.04 | 2.54 | 38000 | 3.6 | 2.02 | 8.5 | 7
Live | 215676142 |  | 9.5 | 17.5 | 53475 | 46500 | 37000 | 3.2 | 2.4 | 50000 | 3.4 | 1.98 | 9 | 7
Live | 215676132 |  | 10 | 18.5 | 54050 | 45500 | 36400 | 3.37 | 2.44 | 50000 | 3.48 | 2 | 9 | 7
Live | 215678702 |  | 10 | 18 | 27370 | 19200 | 16000 | 3.37 | 2.22 | 27000 | 3.22 | 1.78 | 8 | 6.5
Live | 215678692 |  | 10.5 | 18 | 27140 | 19400 | 16200 | 3.54 | 2.2 | 27000 | 3.18 | 1.76 | 8.5 | 6.5
Live | 215940803 |  | 12.5 | 22 | 40940 | 32800 | 28400 | 4.21 | 2.52 | 38500 | 3.58 | 2.04 | 8.5 | 7
Live | 215940793 |  | 12.5 | 22 | 40710 | 32800 | 28400 | 4.22 | 2.52 | 38000 | 3.58 | 2.04 | 8.5 | 7
Live | 215932553 |  | 12 | 20.5 | 39100 | 29800 | 25800 | 4.05 | 2.42 | 34000 | 3.44 | 2.06 | 9.5 | 7
Live | 215932543 |  | 11.7 | 20.5 | 39100 | 30000 | 26000 | 3.94 | 2.4 | 34200 | 3.4 | 2.04 | 9.5 | 7
Live | 215939463 |  | 11.7 | 18.5 | 65550 | 46500 | 41500 | 3.94 | 2.46 | 63500 | 3.12 | 2 | 7.8 | 6.7
Live | 215676122 |  | 9.5 | 18 | 53475 | 46000 | 36800 | 3.2 | 2.42 | 50000 | 3.42 | 1.98 | 9 | 7
Live | 215676092 |  | 10.5 | 19.5 | 55775 | 46500 | 36600 | 3.54 | 2.52 | 50000 | 3.58 | 2.12 | 9.5 | 7.5
Live | 215940783 |  | 12 | 21.5 | 40710 | 32800 | 28600 | 4.04 | 2.5 | 38000 | 3.56 | 2.04 | 8.5 | 7
Live | 215940773 |  | 12 | 21.5 | 40710 | 32800 | 28600 | 4.04 | 2.5 | 38000 | 3.56 | 2.04 | 8.5 | 7
Live | 215678682 |  | 10 | 17.5 | 27140 | 19400 | 16200 | 3.37 | 2.18 | 27200 | 3.18 | 1.76 | 8.1 | 6.5
Live | 215678672 |  | 10 | 18 | 27370 | 19200 | 16100 | 3.37 | 2.22 | 27000 | 3.22 | 1.78 | 8 | 6.5
Live | 215939453 |  | 11.7 | 18.5 | 65550 | 46500 | 41500 | 3.94 | 2.46 | 63500 | 3.12 | 2 | 7.8 | 6.7
Live | 215932523 |  | 11 | 20 | 38180 | 30600 | 26600 | 3.71 | 2.38 | 34800 | 3.38 | 2.02 | 9.5 | 7.5
Live | 215932513 |  | 11 | 19.5 | 37950 | 29800 | 26000 | 3.71 | 2.4 | 34000 | 3.42 | 2.04 | 9.5 | 7.5
Live | 215676082 |  | 10.5 | 19.5 | 55775 | 46500 | 36600 | 3.54 | 2.52 | 50000 | 3.58 | 2.12 | 9.5 | 7.5
Live | 215676072 |  | 10.5 | 19.5 | 55775 | 46500 | 36800 | 3.54 | 2.52 | 50000 | 3.58 | 2.12 | 9.5 | 7.5
Live | 215940763 |  | 12 | 21.5 | 40250 | 32600 | 28200 | 4.04 | 2.48 | 38000 | 3.54 | 2.02 | 8.5 | 7
Live | 215940753 |  | 12 | 21.5 | 40250 | 32400 | 28200 | 4.04 | 2.48 | 38000 | 3.54 | 2.02 | 8.5 | 7
Live | 215678662 |  | 10 | 18 | 27370 | 19200 | 16000 | 3.37 | 2.22 | 27000 | 3.22 | 1.78 | 8 | 6.5
Live | 215932503 |  | 11.5 | 20 | 38410 | 30200 | 26400 | 3.88 | 2.42 | 34600 | 3.44 | 2.02 | 9.5 | 7.5
Live | 215932493 |  | 11 | 19.5 | 38180 | 30800 | 26800 | 3.71 | 2.36 | 35000 | 3.36 | 2.02 | 9.5 | 7.5
Live | 215676062 |  | 10.5 | 19.5 | 55775 | 46500 | 36600 | 3.54 | 2.52 | 50000 | 3.58 | 2.12 | 9.5 | 7.5
Live | 215676052 |  | 10.5 | 19 | 55775 | 46500 | 36800 | 3.54 | 2.52 | 50000 | 3.58 | 2.12 | 9.5 | 7.5
Live | 215940743 |  | 12 | 21 | 40250 | 32600 | 28400 | 4.04 | 2.48 | 38500 | 3.52 | 2.04 | 8.5 | 7
Live | 215940733 |  | 12 | 21 | 40250 | 32600 | 28400 | 4.04 | 2.48 | 38500 | 3.52 | 2.04 | 8.5 | 7
Live | 215676042 |  | 10 | 19 | 55775 | 47000 | 37200 | 3.37 | 2.48 | 50000 | 3.52 | 1.98 | 9 | 7.5
Live | 215676032 |  | 10.5 | 19 | 55775 | 46500 | 36600 | 3.54 | 2.54 | 50000 | 3.6 | 2.1 | 9 | 7.5
Live | 215932483 |  | 11 | 19.5 | 38180 | 30600 | 26800 | 3.71 | 2.38 | 35000 | 3.36 | 2.02 | 9.5 | 7.5
Live | 215932473 |  | 11 | 19.5 | 37950 | 29800 | 26000 | 3.71 | 2.4 | 34000 | 3.4 | 2.04 | 9.5 | 7.5
Live | 215940723 |  | 12.5 | 22 | 40940 | 32800 | 28400 | 4.21 | 2.52 | 38000 | 3.58 | 2.04 | 8.5 | 7
Live | 215940713 |  | 12.5 | 22 | 40940 | 32800 | 28400 | 4.21 | 2.52 | 38000 | 3.58 | 2.04 | 8.5 | 7
Live | 215676022 |  | 10 | 19 | 55775 | 46500 | 36800 | 3.37 | 2.52 | 50000 | 3.56 | 2 | 9 | 7.5
Live | 215676012 |  | 10.5 | 19.5 | 55775 | 46500 | 36600 | 3.54 | 2.54 | 50000 | 3.6 | 2.1 | 9.5 | 7.5
Live | 215678612 |  | 10 | 16 | 27140 | 19800 | 16400 | 3.37 | 2.4 | 24000 | 3.06 | 1.88 | 8.5 | 7
Live | 215932463 |  | 11 | 19.5 | 38180 | 30600 | 26800 | 3.71 | 2.38 | 35000 | 3.36 | 2.02 | 9.5 | 7.5
Live | 215932453 |  | 11.7 | 20.5 | 38410 | 30200 | 26200 | 3.95 | 2.44 | 34400 | 3.46 | 2.04 | 9.5 | 7.5
Live | 215676002 |  | 10.5 | 19.5 | 55775 | 46500 | 36600 | 3.54 | 2.54 | 50000 | 3.6 | 2.1 | 9.5 | 7.5
Live | 215675992 |  | 10.5 | 19.5 | 55775 | 46500 | 36600 | 3.54 | 2.54 | 50000 | 3.6 | 2.1 | 9.5 | 7.5
Live | 215940703 |  | 12 | 21.5 | 40710 | 32800 | 28600 | 4.04 | 2.5 | 38000 | 3.56 | 2.04 | 8.5 | 7
Live | 215940693 |  | 12 | 21.5 | 40710 | 32800 | 28600 | 4.04 | 2.5 | 38000 | 3.56 | 2.04 | 8.5 | 7
Live | 215939343 |  | 11.7 | 18.5 | 64400 | 46000 | 41000 | 3.94 | 2.46 | 61500 | 3.1 | 2.05 | 7.8 | 6.75
Live | 215678602 |  | 10 | 16 | 27140 | 19800 | 16400 | 3.37 | 2.4 | 24000 | 3.06 | 1.88 | 8.5 | 7
Live | 215678592 |  | 9.5 | 15.5 | 27140 | 19900 | 16500 | 3.21 | 2.38 | 24000 | 3.04 | 1.88 | 8.5 | 7
Live | 215932443 |  | 11.7 | 20 | 38410 | 30200 | 26400 | 3.95 | 2.44 | 34600 | 3.46 | 2.04 | 9.5 | 7.5
Live | 215932433 |  | 11.5 | 20 | 38410 | 30400 | 26400 | 3.88 | 2.42 | 34600 | 3.41 | 2.04 | 9.5 | 7.5
Live | 215675982 |  | 10.5 | 19 | 55775 | 46500 | 36800 | 3.54 | 2.52 | 50000 | 3.56 | 2.1 | 9.5 | 7.5
Live | 215675952 |  | 10.5 | 19 | 55200 | 46000 | 36600 | 3.54 | 2.5 | 50000 | 3.54 | 2 | 9 | 7.5
Live | 215940683 |  | 12 | 21 | 39560 | 32000 | 28000 | 4.04 | 2.44 | 38500 | 3.46 | 2.06 | 8.5 | 7
Live | 215940673 |  | 11.7 | 20.5 | 39560 | 32200 | 28200 | 3.94 | 2.42 | 38500 | 3.44 | 2.04 | 8.5 | 7
Live | 215678582 |  | 9.5 | 15.5 | 26910 | 20000 | 16600 | 3.21 | 2.38 | 24000 | 3.02 | 1.88 | 8.5 | 7
Live | 215678572 |  | 10 | 16 | 27140 | 19800 | 16400 | 3.37 | 2.4 | 23800 | 3.09 | 1.88 | 8.5 | 7
Live | 215932423 |  | 11.5 | 20 | 38410 | 30400 | 26400 | 3.88 | 2.42 | 34600 | 3.41 | 2.04 | 9.5 | 7.5
Live | 215932413 |  | 10.5 | 19.5 | 37950 | 31000 | 27200 | 3.54 | 2.34 | 35400 | 3.3 | 1.9 | 9 | 7
Live | 215675942 |  | 10 | 19 | 55200 | 46000 | 36600 | 3.37 | 2.5 | 50000 | 3.54 | 2 | 9 | 7.5
Live | 215675932 |  | 10.5 | 19 | 55200 | 46000 | 36600 | 3.54 | 2.5 | 50000 | 3.54 | 2 | 9 | 7.5
Live | 215940663 |  | 11.5 | 20.5 | 39330 | 32600 | 28600 | 3.88 | 2.38 | 39000 | 3.38 | 2.04 | 8.5 | 7
Live | 215940653 |  | 11 | 20 | 39100 | 32800 | 28800 | 3.71 | 2.36 | 39500 | 3.34 | 2.02 | 8.5 | 7
Live | 215678562 |  | 10 | 16 | 27370 | 19800 | 16400 | 3.37 | 2.42 | 23800 | 3.09 | 1.88 | 8.5 | 7
Live | 215678552 |  | 9.5 | 15.5 | 26910 | 20000 | 16600 | 3.21 | 2.4 | 24400 | 3.04 | 1.98 | 8.5 | 7
Live | 215932383 |  | 11 | 19.5 | 38870 | 30000 | 26000 | 3.71 | 2.44 | 34200 | 3.46 | 2.06 | 9.5 | 7.5
Live | 215932373 |  | 11 | 19.5 | 38870 | 30000 | 26200 | 3.71 | 2.42 | 34200 | 3.44 | 2.06 | 9.5 | 7.5
Live | 215675922 |  | 10 | 19 | 55200 | 46000 | 36400 | 3.37 | 2.5 | 50000 | 3.56 | 2.02 | 9 | 7.5
Live | 215675912 |  | 10 | 18.5 | 54625 | 46500 | 36800 | 3.37 | 2.48 | 50000 | 3.52 | 2 | 9 | 7.5
Live | 215940643 |  | 12 | 21 | 39560 | 32000 | 28000 | 4.04 | 2.42 | 38500 | 3.44 | 2.04 | 8.5 | 7
Live | 215940633 |  | 12 | 21 | 39790 | 32000 | 28000 | 4.05 | 2.44 | 38500 | 3.46 | 2.04 | 8.5 | 7
Live | 215678542 |  | 9.5 | 15.5 | 26910 | 20000 | 16600 | 3.21 | 2.4 | 24400 | 3.06 | 1.98 | 8.5 | 7
Live | 215678532 |  | 9.5 | 15.5 | 26680 | 20200 | 16700 | 3.2 | 2.38 | 24400 | 3.02 | 1.86 | 8.5 | 7
Live | 215932363 |  | 11.5 | 20 | 37720 | 30600 | 26600 | 3.88 | 2.4 | 34800 | 3.4 | 2 | 9.5 | 7.5
Live | 215932353 |  | 11 | 19.5 | 37490 | 30800 | 27000 | 3.71 | 2.36 | 35200 | 3.34 | 2 | 9.5 | 7.5
Live | 215939263 |  | 11.7 | 18.5 | 64400 | 46000 | 41000 | 3.94 | 2.46 | 61500 | 3.12 | 2.05 | 7.8 | 6.7
Live | 215675902 |  | 10.5 | 19 | 55200 | 46000 | 36400 | 3.54 | 2.5 | 50000 | 3.56 | 2 | 9 | 7.5
Live | 215675892 |  | 10.5 | 19 | 55200 | 46000 | 36400 | 3.54 | 2.5 | 50000 | 3.54 | 2 | 9 | 7.5
Live | 215678522 |  | 9.5 | 15.2 | 26680 | 20200 | 16800 | 3.2 | 2.36 | 24400 | 3.02 | 1.86 | 8.5 | 7
Live | 215678512 |  | 10 | 16 | 26910 | 20000 | 16600 | 3.37 | 2.4 | 24400 | 3.06 | 1.98 | 8.5 | 7
Live | 215940623 |  | 11.7 | 20.5 | 39560 | 32200 | 28200 | 3.94 | 2.42 | 38500 | 3.44 | 2.04 | 8.5 | 7
Live | 215940613 |  | 11.7 | 21 | 40480 | 33400 | 29200 | 3.94 | 2.42 | 38500 | 3.44 | 2.06 | 8.5 | 7
Live | 215932343 |  | 10.5 | 19.5 | 37260 | 30200 | 26400 | 3.53 | 2.36 | 34200 | 3.36 | 2.02 | 9.5 | 7.5
Live | 215932333 |  | 11.5 | 20 | 37720 | 30600 | 26600 | 3.88 | 2.4 | 34800 | 3.4 | 2 | 9.5 | 7.5
Live | 215678502 |  | 10 | 16 | 26910 | 20000 | 16600 | 3.37 | 2.4 | 24200 | 3.06 | 1.98 | 8.5 | 7
Live | 215678492 |  | 9.5 | 15.2 | 26680 | 20200 | 16800 | 3.2 | 2.36 | 24600 | 3 | 1.86 | 8.5 | 7
Live | 215675882 |  | 10.5 | 19 | 55200 | 46000 | 36400 | 3.54 | 2.5 | 50000 | 3.56 | 2 | 9 | 7.5
Live | 215675872 |  | 10 | 19 | 54625 | 46500 | 36800 | 3.37 | 2.48 | 50000 | 3.52 | 2 | 9 | 7.5
Live | 215940603 |  | 11.5 | 20.5 | 40480 | 33600 | 29400 | 3.88 | 2.44 | 39000 | 3.46 | 2 | 8.5 | 7
Live | 215940593 |  | 12 | 22 | 40940 | 33000 | 28600 | 4.04 | 2.5 | 38000 | 3.54 | 2.02 | 8.5 | 7
Live | 215932323 |  | 11 | 19.5 | 37720 | 30600 | 26800 | 3.71 | 2.38 | 34800 | 3.38 | 2.02 | 9.5 | 7.5
Live | 215932313 |  | 11 | 19.5 | 37260 | 31000 | 27200 | 3.7 | 2.34 | 35400 | 3.3 | 2 | 9.5 | 7.5
Live | 215678482 |  | 9.5 | 15.2 | 26680 | 20200 | 16800 | 3.2 | 2.36 | 24600 | 3 | 1.86 | 8.5 | 7
Live | 215678472 |  | 9.5 | 15.2 | 26450 | 20400 | 16900 | 3.2 | 2.34 | 24600 | 2.98 | 1.84 | 8.5 | 7
Live | 215675842 |  | 10 | 19 | 55200 | 46500 | 36800 | 3.37 | 2.5 | 50000 | 3.54 | 2 | 9 | 7.5
Live | 215675832 |  | 10 | 18.5 | 54625 | 45500 | 36200 | 3.37 | 2.48 | 50000 | 3.52 | 2.02 | 9 | 7
Live | 215932303 |  | 11 | 19 | 37490 | 31000 | 27200 | 3.71 | 2.34 | 35200 | 3.32 | 2 | 9.5 | 7.5
Live | 215932293 |  | 10.5 | 19 | 37260 | 30200 | 26400 | 3.53 | 2.36 | 34400 | 3.36 | 2.04 | 9.5 | 7.5
Live | 215940583 |  | 12.5 | 22 | 40940 | 32800 | 28600 | 4.21 | 2.52 | 38000 | 3.58 | 2.04 | 8.5 | 7
Live | 215940573 |  | 12 | 21 | 39560 | 32000 | 28000 | 4.04 | 2.44 | 38500 | 3.46 | 2.06 | 8.5 | 7
Live | 215678462 |  | 9 | 15.2 | 26450 | 20400 | 16900 | 3.03 | 2.32 | 24600 | 2.95 | 1.86 | 8.5 | 7
Live | 215678452 |  | 9.5 | 15.5 | 26680 | 20200 | 16700 | 3.2 | 2.36 | 24600 | 3 | 1.86 | 8.5 | 7
Live | 215675822 |  | 10 | 19 | 55200 | 46500 | 36800 | 3.37 | 2.5 | 50000 | 3.54 | 2 | 9 | 7.5
Live | 215675812 |  | 10 | 19 | 55200 | 46500 | 36800 | 3.37 | 2.5 | 50000 | 3.54 | 2 | 9 | 7.5
Live | 215932283 |  | 11.5 | 20 | 37720 | 30400 | 26600 | 3.88 | 2.4 | 34600 | 3.4 | 2.02 | 9.5 | 7.5
Live | 215932273 |  | 11 | 19.5 | 37260 | 31000 | 27200 | 3.7 | 2.34 | 35400 | 3.31 | 2 | 9.5 | 7.5
Live | 215940563 |  | 11.7 | 20.5 | 39560 | 32200 | 28200 | 3.94 | 2.42 | 38500 | 3.44 | 2.04 | 8.5 | 7
Live | 215940553 |  | 11.5 | 20.5 | 39330 | 32600 | 28600 | 3.88 | 2.38 | 39000 | 3.38 | 2.04 | 8.5 | 7
Live | 215675802 |  | 10 | 18.5 | 54625 | 47000 | 37400 | 3.37 | 2.46 | 50000 | 3.48 | 1.98 | 9 | 7
Live | 215675792 |  | 10 | 18.5 | 54625 | 47000 | 37200 | 3.37 | 2.46 | 50000 | 3.48 | 1.98 | 9 | 7.5
Live | 215678442 |  | 9.5 | 15.5 | 26680 | 20200 | 16700 | 3.2 | 2.36 | 24400 | 3.02 | 1.86 | 8.5 | 7
Live | 215678432 |  | 10.5 | 17.5 | 27600 | 19600 | 16300 | 3.53 | 2.45 | 23200 | 3.16 | 2.02 | 9 | 7
Live | 215932263 |  | 11.5 | 20 | 37720 | 30400 | 26600 | 3.88 | 2.4 | 34600 | 3.4 | 2.02 | 9.5 | 7.5
Live | 215932253 |  | 11 | 20 | 37490 | 30600 | 26800 | 3.71 | 2.38 | 35000 | 3.36 | 2.02 | 9.5 | 7.5
Live | 215940543 |  | 11 | 20 | 39100 | 32800 | 28800 | 3.71 | 2.36 | 39500 | 3.34 | 2.02 | 8.5 | 7
Live | 215940533 |  | 12 | 21 | 39560 | 32000 | 28000 | 4.04 | 2.42 | 38500 | 3.44 | 2.04 | 8.5 | 7
Live | 215675782 |  | 10 | 19 | 55200 | 46500 | 36600 | 3.37 | 2.52 | 50000 | 3.56 | 2.12 | 9 | 7.5
Live | 215675772 |  | 10 | 18.5 | 55200 | 46500 | 36800 | 3.37 | 2.48 | 50000 | 3.54 | 2 | 9 | 7.5
Live | 215678422 |  | 10.5 | 17 | 27600 | 19700 | 16400 | 3.53 | 2.44 | 23400 | 3.12 | 2 | 9 | 7
Live | 215678412 |  | 10.5 | 17 | 27600 | 19700 | 16400 | 3.53 | 2.42 | 23400 | 3.1 | 2.02 | 9 | 7
Live | 215939143 |  | 11.7 | 18.5 | 64975 | 46000 | 41500 | 3.94 | 2.46 | 62500 | 3.12 | 2.05 | 7.8 | 6.7
Live | 215932243 |  | 11 | 19.5 | 37490 | 30600 | 26800 | 3.71 | 2.38 | 35000 | 3.36 | 2.02 | 9.5 | 7.5
Live | 215932233 |  | 11 | 19.5 | 37490 | 31000 | 27000 | 3.71 | 2.34 | 35200 | 3.34 | 2 | 9.5 | 7.5
Live | 215940523 |  | 12 | 21 | 39790 | 32000 | 28000 | 4.05 | 2.44 | 38500 | 3.46 | 2.06 | 8.5 | 7
Live | 215940513 |  | 11.7 | 20.5 | 39560 | 32200 | 28200 | 3.94 | 2.42 | 38500 | 3.44 | 2.04 | 8.5 | 7
Live | 215675762 |  | 9.5 | 18 | 54625 | 47000 | 37200 | 3.2 | 2.46 | 50000 | 3.48 | 1.98 | 9 | 7.5
Live | 215675752 |  | 10.5 | 19 | 55200 | 46500 | 36600 | 3.54 | 2.5 | 50000 | 3.56 | 2 | 9 | 7.5
Live | 215678402 |  | 10.5 | 17.5 | 27830 | 19600 | 16300 | 3.55 | 2.45 | 23200 | 3.16 | 2.02 | 9 | 7
Live | 215678392 |  | 10.5 | 17 | 27830 | 19500 | 16200 | 3.55 | 2.46 | 23600 | 3.16 | 2.04 | 9 | 7
Live | 215939133 |  | 11.7 | 18.5 | 64975 | 46000 | 41500 | 3.94 | 2.46 | 62500 | 3.12 | 2.05 | 7.8 | 6.7
Live | 215932223 |  | 10.5 | 19 | 37030 | 31400 | 27600 | 3.53 | 2.3 | 35800 | 3.26 | 1.88 | 9 | 7.5
Live | 215932183 |  | 11 | 19.5 | 38870 | 30000 | 26000 | 3.71 | 2.44 | 34200 | 3.44 | 2.06 | 9.5 | 7.5
Live | 215940503 |  | 12.5 | 22 | 40940 | 32800 | 28400 | 4.21 | 2.52 | 38000 | 3.58 | 2.04 | 8.5 | 7
Live | 215940493 |  | 12.5 | 22 | 40940 | 32800 | 28400 | 4.21 | 2.52 | 38000 | 3.58 | 2.04 | 8.5 | 7
Live | 215675742 |  | 10.5 | 19 | 55200 | 46500 | 36600 | 3.54 | 2.5 | 50000 | 3.56 | 2.1 | 9.5 | 7.5
Live | 215675732 |  | 10 | 19 | 55200 | 46500 | 37000 | 3.37 | 2.48 | 50000 | 3.52 | 1.98 | 9 | 7.5
Live | 215678382 |  | 10 | 17 | 27370 | 19900 | 16500 | 3.37 | 2.4 | 23400 | 3.06 | 2 | 9 | 7
Live | 215678372 |  | 10 | 16.5 | 27140 | 19900 | 16600 | 3.37 | 2.38 | 23600 | 3.06 | 1.98 | 9 | 7
Live | 215940483 |  | 12 | 21.5 | 40710 | 32800 | 28600 | 4.04 | 2.5 | 38000 | 3.56 | 2.04 | 8.5 | 7
Live | 215940473 |  | 12 | 21.5 | 40710 | 32800 | 28600 | 4.04 | 2.5 | 38000 | 3.56 | 2.04 | 8.5 | 7
Live | 215932173 |  | 11 | 19.5 | 38640 | 30000 | 26200 | 3.71 | 2.42 | 34200 | 3.44 | 2.06 | 9.5 | 7.5
Live | 215932163 |  | 10.5 | 19 | 38180 | 30400 | 26400 | 3.54 | 2.4 | 34400 | 3.39 | 2.06 | 9.5 | 7.5
Live | 215940463 |  | 12.5 | 22 | 40940 | 32600 | 28600 | 4.21 | 2.54 | 38000 | 3.6 | 2.02 | 8.5 | 7
Live | 215940453 |  | 12 | 21.5 | 40940 | 32800 | 28600 | 4.04 | 2.54 | 38000 | 3.58 | 2.04 | 8.5 | 7
Live | 215678362 |  | 10 | 17 | 27370 | 19800 | 16400 | 3.37 | 2.42 | 23400 | 3.1 | 2 | 9 | 7
Live | 215678352 |  | 10 | 17 | 27370 | 19700 | 16400 | 3.37 | 2.42 | 23400 | 3.1 | 2 | 9 | 7
Live | 215939063 |  | 11.7 | 18.5 | 65550 | 46500 | 41500 | 3.94 | 2.46 | 63500 | 3.14 | 2.05 | 7.8 | 6.7
Live | 215675722 |  | 10 | 19 | 55200 | 46500 | 36800 | 3.37 | 2.48 | 50000 | 3.52 | 2 | 9 | 7.5
Live | 215675712 |  | 10 | 18.5 | 55200 | 47000 | 37200 | 3.37 | 2.46 | 50000 | 3.5 | 2 | 9 | 7.5
Live | 215932153 |  | 10.5 | 17.5 | 37030 | 30000 | 26200 | 3.53 | 2.34 | 34000 | 3.32 | 1.96 | 9 | 7
Live | 215932143 |  | 10.5 | 19 | 38180 | 30400 | 26400 | 3.54 | 2.4 | 34600 | 3.4 | 2.04 | 9.5 | 7.5
Live | 215940443 |  | 12 | 21 | 40710 | 33200 | 29000 | 4.04 | 2.48 | 38500 | 3.52 | 2.02 | 8.5 | 7
Live | 215940433 |  | 11.7 | 21 | 40480 | 33800 | 29400 | 3.94 | 2.44 | 38500 | 3.46 | 2.02 | 8.5 | 7
Live | 215678342 |  | 10 | 17 | 26450 | 20000 | 16700 | 3.37 | 2.32 | 23800 | 2.92 | 1.98 | 9 | 7
Live | 215678332 |  | 10 | 16.5 | 26450 | 20000 | 16700 | 3.37 | 2.3 | 23800 | 2.92 | 1.98 | 9 | 7
Live | 215675702 |  | 9.5 | 18 | 54625 | 47500 | 37600 | 3.2 | 2.42 | 50000 | 3.44 | 1.98 | 9 | 7
Live | 215675662 |  | 10.5 | 19 | 55200 | 46500 | 36800 | 3.54 | 2.5 | 50000 | 3.54 | 2 | 9 | 7.5
Live | 215932133 |  | 10.5 | 19 | 37030 | 31200 | 27200 | 3.53 | 2.32 | 35400 | 3.3 | 1.98 | 9.5 | 7.5
Live | 215932123 |  | 10.5 | 19 | 36800 | 30400 | 26600 | 3.54 | 2.34 | 34600 | 3.32 | 2.02 | 9.5 | 7.5
Live | 215940423 |  | 12.5 | 22 | 40940 | 32600 | 28600 | 4.21 | 2.54 | 38000 | 3.6 | 2.02 | 8.5 | 7
Live | 215940413 |  | 12.5 | 22 | 40940 | 32600 | 28600 | 4.21 | 2.54 | 38000 | 3.6 | 2.02 | 8.5 | 7
Live | 215678322 |  | 10 | 17 | 26680 | 19900 | 16500 | 3.37 | 2.34 | 23400 | 2.96 | 1.98 | 8.5 | 7
Live | 215678312 |  | 10 | 17 | 26680 | 19900 | 16500 | 3.37 | 2.34 | 23400 | 2.96 | 2 | 8.5 | 7
Live | 215675652 |  | 10 | 18.5 | 55200 | 45500 | 36200 | 3.37 | 2.48 | 50000 | 3.52 | 2.02 | 9 | 7
Live | 215675642 |  | 10.5 | 19 | 55200 | 46500 | 36800 | 3.54 | 2.5 | 50000 | 3.54 | 2 | 9 | 7.5
Live | 215932113 |  | 10.5 | 17.5 | 35650 | 30400 | 26400 | 3.54 | 2.28 | 34200 | 3.24 | 1.92 | 9 | 7
Live | 215932103 |  | 10.5 | 19 | 36800 | 31400 | 27400 | 3.54 | 2.3 | 35600 | 3.26 | 1.98 | 9.5 | 7.5
Live | 215940403 |  | 12 | 21.5 | 40940 | 32800 | 28600 | 4.04 | 2.54 | 38000 | 3.58 | 2.04 | 8.5 | 7
Live | 215940393 |  | 12.5 | 22 | 40940 | 32600 | 28600 | 4.21 | 2.54 | 38000 | 3.6 | 2.02 | 8.5 | 7
Live | 215678302 |  | 10 | 16.5 | 26450 | 20200 | 16700 | 3.37 | 2.28 | 23800 | 2.89 | 1.86 | 9 | 7
Live | 215678292 |  | 10 | 16.5 | 26450 | 20200 | 16800 | 3.37 | 2.28 | 24000 | 2.88 | 1.86 | 9 | 7
Live | 215675632 |  | 10 | 19 | 55200 | 46500 | 36800 | 3.37 | 2.5 | 50000 | 3.54 | 2 | 9 | 7.5
Live | 215675622 |  | 10 | 18.5 | 54625 | 47000 | 37400 | 3.37 | 2.46 | 50000 | 3.48 | 1.98 | 9 | 7
Live | 215932093 |  | 10.5 | 19 | 36800 | 30400 | 26600 | 3.54 | 2.34 | 34600 | 3.32 | 2 | 9.5 | 7.5
Live | 215932083 |  | 11 | 19.5 | 37030 | 31000 | 27000 | 3.7 | 2.34 | 35200 | 3.32 | 2 | 9.5 | 7.5
Live | 215940383 |  | 12 | 21.5 | 40940 | 33000 | 28600 | 4.04 | 2.5 | 38000 | 3.56 | 2.04 | 8.5 | 7
Live | 215940373 |  | 12 | 21 | 40710 | 33400 | 29000 | 4.04 | 2.46 | 38500 | 3.5 | 2.02 | 8.5 | 7
Live | 215678282 |  | 10 | 17 | 26680 | 20000 | 16600 | 3.37 | 2.3 | 23600 | 2.92 | 1.98 | 8.5 | 7
Live | 215678272 |  | 10 | 17 | 26680 | 20000 | 16600 | 3.37 | 2.32 | 23600 | 2.92 | 1.98 | 8.5 | 7
Live | 215675612 |  | 10 | 18.5 | 54625 | 47000 | 37200 | 3.37 | 2.46 | 50000 | 3.48 | 1.98 | 9 | 7.5
Live | 215675602 |  | 10 | 19 | 55200 | 46500 | 36600 | 3.37 | 2.52 | 50000 | 3.56 | 2.02 | 9 | 7.5
Live | 215940363 |  | 11.7 | 21 | 40480 | 33800 | 29400 | 3.94 | 2.44 | 38500 | 3.46 | 2.02 | 8.5 | 7
Live | 215940353 |  | 12.5 | 22 | 40940 | 32600 | 28600 | 4.21 | 2.54 | 38000 | 3.6 | 2.02 | 8.5 | 7
Live | 215932073 |  | 10.5 | 19 | 37030 | 31200 | 27200 | 3.53 | 2.32 | 35400 | 3.3 | 2 | 9.5 | 7.5
Live | 215932063 |  | 10 | 19 | 36800 | 31800 | 27800 | 3.37 | 2.28 | 36000 | 3.22 | 1.88 | 9 | 7.5
Live | 215675592 |  | 10 | 18 | 54625 | 47000 | 37200 | 3.37 | 2.46 | 50000 | 3.48 | 1.98 | 9 | 7
Live | 215675582 |  | 10.5 | 19 | 55200 | 46500 | 36600 | 3.54 | 2.5 | 50000 | 3.56 | 2 | 9 | 7.5
Live | 215678262 |  | 10.5 | 17 | 27370 | 19800 | 16500 | 3.53 | 2.42 | 23400 | 3.1 | 2.02 | 9 | 7
Live | 215678252 |  | 10 | 17 | 27370 | 19800 | 16500 | 3.37 | 2.4 | 23400 | 3.08 | 2 | 9 | 7
Live | 215940343 |  | 12.5 | 22 | 40940 | 33000 | 28600 | 4.21 | 2.52 | 38000 | 3.58 | 2.04 | 8.5 | 7
Live | 215940333 |  | 12 | 21.5 | 40940 | 33000 | 28600 | 4.04 | 2.5 | 38000 | 3.56 | 2.04 | 8.5 | 7
Live | 215938943 |  | 11.7 | 18.5 | 64400 | 46000 | 41000 | 3.94 | 2.46 | 61500 | 3.1 | 2.05 | 7.8 | 6.75
Live | 215932033 |  | 10.5 | 19 | 36570 | 30600 | 26600 | 3.54 | 2.32 | 34600 | 3.3 | 2 | 9.5 | 7.5
Live | 215932023 |  | 10 | 17.5 | 35420 | 30400 | 26600 | 3.37 | 2.26 | 34400 | 3.22 | 1.9 | 9 | 7
Live | 215675572 |  | 10.5 | 19 | 55200 | 46500 | 36600 | 3.54 | 2.5 | 50000 | 3.56 | 2 | 9 | 7.5
Live | 215675562 |  | 10 | 19 | 55200 | 46500 | 37000 | 3.37 | 2.48 | 50000 | 3.52 | 1.98 | 9 | 7.5
Live | 215940323 |  | 12.5 | 22 | 40940 | 32600 | 28600 | 4.21 | 2.54 | 38000 | 3.6 | 2.02 | 8.5 | 7
Live | 215940313 |  | 12 | 21.5 | 40940 | 32800 | 28600 | 4.04 | 2.54 | 38000 | 3.58 | 2.04 | 8.5 | 7
Live | 215678242 |  | 10.5 | 17 | 27600 | 19700 | 16300 | 3.53 | 2.44 | 23200 | 3.13 | 2.02 | 9 | 7
Live | 215678232 |  | 10.5 | 17 | 27600 | 19600 | 16300 | 3.53 | 2.45 | 23200 | 3.13 | 2.02 | 9 | 7
Live | 215932013 |  | 10.5 | 18.5 | 36570 | 30600 | 26600 | 3.54 | 2.32 | 34600 | 3.3 | 1.9 | 9 | 7.5
Live | 215932003 |  | 10 | 17 | 35420 | 30400 | 26600 | 3.37 | 2.26 | 34400 | 3.2 | 1.9 | 9 | 7
Live | 215675552 |  | 10 | 19 | 55200 | 46500 | 36800 | 3.37 | 2.48 | 50000 | 3.52 | 2 | 9 | 7.5
Live | 215675542 |  | 10 | 18.5 | 55200 | 47000 | 37200 | 3.37 | 2.46 | 50000 | 3.5 | 2 | 9 | 7.5
Live | 215678222 |  | 10 | 16.5 | 26220 | 20400 | 16900 | 3.37 | 2.3 | 24000 | 2.89 | 1.94 | 9 | 7
Live | 215678212 |  | 10 | 16.5 | 26220 | 20400 | 16900 | 3.37 | 2.28 | 24000 | 2.89 | 1.94 | 9 | 7
Live | 215940303 |  | 12 | 21 | 40710 | 33200 | 29000 | 4.04 | 2.48 | 38500 | 3.52 | 2.02 | 8.5 | 7
Live | 215940293 |  | 11.7 | 21 | 40480 | 33400 | 29400 | 3.94 | 2.46 | 38500 | 3.48 | 2 | 8.5 | 7
Live | 215931993 |  | 11 | 19.5 | 38640 | 30200 | 26200 | 3.71 | 2.42 | 34400 | 3.44 | 2.05 | 9.5 | 7.5
Live | 215931983 |  | 10.5 | 18 | 37260 | 29800 | 26000 | 3.53 | 2.36 | 33800 | 3.34 | 1.96 | 9 | 7
Live | 215675532 |  | 9.5 | 18 | 54625 | 47500 | 37600 | 3.2 | 2.42 | 50000 | 3.44 | 1.98 | 9 | 7
Live | 215675492 |  | 10 | 18.5 | 54050 | 45500 | 36400 | 3.37 | 2.44 | 50000 | 3.46 | 2 | 9 | 7
Live | 215940283 |  | 12.5 | 22 | 40940 | 32600 | 28600 | 4.21 | 2.54 | 38000 | 3.6 | 2.02 | 8.5 | 7
Live | 215940273 |  | 12.5 | 22 | 40940 | 32600 | 28600 | 4.21 | 2.54 | 38000 | 3.6 | 2.02 | 8.5 | 7
Live | 215678202 |  | 10 | 16.5 | 26220 | 20200 | 16800 | 3.37 | 2.32 | 24000 | 2.94 | 1.96 | 8.5 | 7
Live | 215678192 |  | 10 | 16.5 | 26450 | 20200 | 16800 | 3.37 | 2.32 | 24000 | 2.94 | 1.98 | 8.5 | 7
Live | 215931973 |  | 10.5 | 19 | 38410 | 30200 | 26200 | 3.54 | 2.42 | 34400 | 3.42 | 2.04 | 9.5 | 7.5
Live | 215931963 |  | 10 | 18.5 | 36110 | 30800 | 26800 | 3.37 | 2.34 | 35000 | 3.32 | 2 | 9.5 | 7.5
Live | 215675482 |  | 10 | 18.5 | 54050 | 45500 | 36400 | 3.37 | 2.46 | 50000 | 3.48 | 2 | 9 | 7
Live | 215675472 |  | 9.5 | 18 | 53475 | 44500 | 35600 | 3.2 | 2.4 | 50000 | 3.42 | 2 | 9 | 7
Live | 215940263 |  | 12 | 21.5 | 40940 | 32800 | 28600 | 4.04 | 2.54 | 38000 | 3.58 | 2.04 | 8.5 | 7
Live | 215940253 |  | 11.7 | 19.5 | 39330 | 29800 | 26000 | 3.95 | 2.46 | 34200 | 3.48 | 1.94 | 9 | 7
Live | 215931953 |  | 10 | 17 | 35190 | 30800 | 26800 | 3.37 | 2.28 | 34800 | 3.24 | 1.9 | 9 | 7.5
Live | 215931943 |  | 10 | 18.5 | 36110 | 31000 | 27000 | 3.37 | 2.34 | 35000 | 3.32 | 1.98 | 9.5 | 7.5
Live | 215668443 |  | 10 | 16 | 27140 | 19800 | 16500 | 3.37 | 2.4 | 24000 | 3.06 | 1.88 | 8.5 | 7
Live | 215668435 |  | 10 | 16 | 27140 | 19800 | 16400 | 3.37 | 2.4 | 24000 | 3.06 | 1.88 | 8.5 | 7
Live | 215938863 |  | 11.7 | 18.5 | 64400 | 46000 | 41000 | 3.94 | 2.46 | 61500 | 3.12 | 2.05 | 7.8 | 6.7
Live | 215675462 |  | 10 | 18.5 | 54050 | 45500 | 36400 | 3.37 | 2.44 | 50000 | 3.46 | 2 | 9 | 7
Live | 215675452 |  | 10 | 18.5 | 54050 | 46000 | 36600 | 3.37 | 2.44 | 50000 | 3.46 | 2 | 9 | 7
Live | 215931933 |  | 10 | 17 | 34960 | 30800 | 26800 | 3.37 | 2.28 | 35000 | 3.24 | 1.9 | 9 | 7.5
Live | 215931504 |  | 12.5 | 21.5 | 39560 | 29800 | 25800 | 4.22 | 2.5 | 34200 | 3.54 | 2.06 | 9.5 | 7.5
Live | 215940243 |  | 11.7 | 19.5 | 39330 | 29800 | 26000 | 3.95 | 2.46 | 34200 | 3.48 | 1.94 | 9 | 7
Live | 215940233 |  | 11.7 | 19.5 | 39330 | 30000 | 26000 | 3.95 | 2.44 | 34200 | 3.46 | 1.96 | 9 | 7
Live | 215668427 |  | 10 | 16 | 27140 | 19900 | 16500 | 3.37 | 2.4 | 24000 | 3.06 | 1.9 | 8.5 | 6.75
Live | 215668419 |  | 10 | 16 | 27140 | 19900 | 16600 | 3.37 | 2.38 | 24000 | 3.04 | 1.88 | 8.5 | 7
Live | 215675442 |  | 9.5 | 18 | 53475 | 46000 | 37000 | 3.2 | 2.4 | 50000 | 3.4 | 1.98 | 9 | 7
Live | 215675432 |  | 10 | 18 | 54050 | 45500 | 36400 | 3.37 | 2.46 | 50000 | 3.48 | 2.02 | 9 | 7
Live | 215683242 |  | 9.5 | 19 | 66125 | 56000 | 44500 | 3.2 | 2.42 | 64000 | 3.44 | 2.1 | 9 | 7
Live | 215683232 |  | 9.5 | 18.5 | 66125 | 56000 | 44500 | 3.2 | 2.42 | 64000 | 3.42 | 2.08 | 9 | 7
Live | 215940223 |  | 11 | 19 | 39100 | 30400 | 26400 | 3.71 | 2.4 | 34800 | 3.4 | 1.92 | 9 | 7
Live | 215940213 |  | 11 | 18.5 | 38870 | 30600 | 26800 | 3.71 | 2.36 | 35000 | 3.36 | 1.92 | 9 | 7
Live | 215668411 |  | 9 | 14.5 | 26680 | 20200 | 16900 | 3.03 | 2.32 | 24400 | 2.95 | 1.86 | 8.5 | 7
Live | 215668403 |  | 10 | 16 | 27140 | 19800 | 16400 | 3.37 | 2.4 | 24000 | 3.06 | 1.88 | 8.5 | 7
Live | 215675422 |  | 9.5 | 18 | 54050 | 46000 | 36600 | 3.2 | 2.44 | 50000 | 3.46 | 1.98 | 9 | 7
Live | 215675412 |  | 9.5 | 17.5 | 53475 | 46500 | 37000 | 3.2 | 2.4 | 50000 | 3.4 | 1.98 | 9 | 7
Live | 215940203 |  | 11.7 | 19.5 | 39330 | 30000 | 26000 | 3.95 | 2.44 | 34200 | 3.48 | 1.94 | 9 | 7
Live | 215940193 |  | 11.7 | 19.5 | 39330 | 29800 | 26000 | 3.95 | 2.46 | 34200 | 3.48 | 1.94 | 9 | 7
Live | 215668395 |  | 10 | 16 | 27140 | 19900 | 16500 | 3.37 | 2.38 | 24000 | 3.04 | 1.88 | 8.5 | 7
Live | 215668387 |  | 10 | 16 | 27140 | 19900 | 16600 | 3.37 | 2.38 | 24000 | 3.04 | 1.9 | 8.5 | 6.7
Live | 215683222 |  | 9 | 18.5 | 66125 | 56500 | 45000 | 3.03 | 2.4 | 64000 | 3.42 | 2.08 | 9 | 7
Live | 215683212 |  | 9 | 18 | 66700 | 56000 | 44500 | 3.04 | 2.44 | 64000 | 3.46 | 2.1 | 9 | 7
Live | 215940183 |  | 11.7 | 19.5 | 39330 | 30000 | 26000 | 3.95 | 2.44 | 34200 | 3.46 | 1.96 | 9 | 7
Live | 215940173 |  | 11.7 | 19.5 | 38870 | 30400 | 26400 | 3.94 | 2.44 | 34600 | 3.46 | 1.92 | 9 | 7
Live | 215675402 |  | 10 | 18.5 | 54050 | 45500 | 36400 | 3.37 | 2.44 | 50000 | 3.48 | 2 | 9 | 7
Live | 215675392 |  | 10 | 18.5 | 54050 | 45500 | 36400 | 3.37 | 2.46 | 50000 | 3.48 | 2 | 9 | 7.5
Live | 215668379 |  | 9.5 | 15.5 | 27140 | 19900 | 16600 | 3.21 | 2.38 | 24000 | 3.04 | 1.88 | 8.5 | 7
Live | 215668371 |  | 10 | 16 | 27140 | 19800 | 16400 | 3.37 | 2.4 | 24000 | 3.06 | 1.88 | 8.5 | 7
Live | 215683202 |  | 9.5 | 18.5 | 66700 | 55500 | 44000 | 3.2 | 2.46 | 64000 | 3.48 | 2.1 | 9 | 7
Live | 215683192 |  | 9 | 18.5 | 66125 | 56500 | 45000 | 3.03 | 2.4 | 64000 | 3.42 | 2.08 | 9 | 7
Live | 215675382 |  | 9.5 | 18 | 53475 | 46000 | 36800 | 3.2 | 2.42 | 50000 | 3.42 | 2 | 9 | 7
Live | 215675352 |  | 10.5 | 19.5 | 53475 | 41000 | 33000 | 3.54 | 2.58 | 47000 | 3.68 | 2.2 | 9.5 | 7.5
Live | 215940163 |  | 11.7 | 19.5 | 38870 | 30400 | 26400 | 3.94 | 2.44 | 34600 | 3.48 | 1.92 | 9 | 7
Live | 215940153 |  | 11.5 | 19.5 | 38870 | 30400 | 26600 | 3.87 | 2.44 | 34800 | 3.46 | 1.94 | 9 | 7
Live | 215668363 |  | 10 | 16 | 27140 | 19800 | 16500 | 3.37 | 2.4 | 24000 | 3.06 | 1.9 | 8.5 | 6.75
Live | 215668355 |  | 10 | 16 | 27140 | 19800 | 16400 | 3.37 | 2.4 | 24000 | 3.06 | 1.88 | 8.5 | 7
Live | 215938743 |  | 11.7 | 18.5 | 64975 | 46000 | 41500 | 3.94 | 2.46 | 62500 | 3.12 | 2.05 | 7.8 | 6.7
Live | 215683182 |  | 9 | 18.5 | 66125 | 56500 | 45000 | 3.03 | 2.4 | 64000 | 3.42 | 2.06 | 9 | 7
Live | 215683172 |  | 9 | 18.5 | 65550 | 56500 | 45000 | 3.03 | 2.4 | 64000 | 3.4 | 2.08 | 9 | 7
Live | 215675342 |  | 9.5 | 16.5 | 52325 | 42000 | 33800 | 3.2 | 2.48 | 48000 | 3.52 | 2.08 | 8.5 | 7
Live | 215675332 |  | 9.5 | 16.5 | 52325 | 42000 | 33800 | 3.2 | 2.48 | 48000 | 3.52 | 2.08 | 8.5 | 7
Live | 215940143 |  | 11 | 19 | 38410 | 30800 | 27000 | 3.7 | 2.38 | 35200 | 3.38 | 1.92 | 9 | 7
Live | 215940133 |  | 10.5 | 18.5 | 38410 | 31200 | 27200 | 3.54 | 2.36 | 35400 | 3.34 | 1.92 | 9 | 7
Live | 215668347 |  | 10 | 16 | 27140 | 19800 | 16400 | 3.37 | 2.4 | 24000 | 3.06 | 1.88 | 8.5 | 7
Live | 215668339 |  | 10 | 16 | 27140 | 19800 | 16400 | 3.37 | 2.4 | 24000 | 3.06 | 1.88 | 8.5 | 7
Live | 215938733 |  | 11.7 | 18.5 | 64975 | 46000 | 41500 | 3.94 | 2.46 | 62500 | 3.12 | 2.05 | 7.8 | 6.7
Live | 215683162 |  | 9 | 18 | 66125 | 56000 | 44500 | 3.03 | 2.42 | 64000 | 3.44 | 2.08 | 9 | 7
Live | 215683152 |  | 9.5 | 18.5 | 66700 | 55500 | 44000 | 3.2 | 2.44 | 64000 | 3.48 | 2.08 | 9 | 7
Live | 215940123 |  | 11.7 | 19.5 | 38870 | 30400 | 26400 | 3.94 | 2.44 | 34600 | 3.46 | 1.92 | 9 | 7
Live | 215940113 |  | 11.7 | 19.5 | 38870 | 30400 | 26400 | 3.94 | 2.44 | 34600 | 3.48 | 1.92 | 9 | 7
Live | 215675322 |  | 9 | 16 | 51750 | 42000 | 33600 | 3.03 | 2.44 | 48500 | 3.46 | 1.96 | 8.5 | 7
Live | 215675312 |  | 9.5 | 16.5 | 52325 | 42000 | 33800 | 3.2 | 2.48 | 48000 | 3.52 | 2.08 | 8.5 | 7
Live | 215931923 |  | 11 | 18 | 64975 | 47000 | 46000 | 3.7 | 2.3 | 61000 | 3.02 | 1.95 | 8.1 | 6.75
Live | 215668331 |  | 10 | 16 | 27140 | 19800 | 16500 | 3.37 | 2.4 | 24000 | 3.06 | 1.88 | 8.5 | 7
Live | 215668323 |  | 10 | 16 | 27140 | 19800 | 16500 | 3.37 | 2.4 | 24000 | 3.06 | 1.88 | 8.5 | 7
Live | 215683142 |  | 9.5 | 18 | 64975 | 54500 | 43500 | 3.2 | 2.42 | 61000 | 3.44 | 2.1 | 9 | 7
Live | 215683132 |  | 9.5 | 18 | 64975 | 54500 | 43500 | 3.2 | 2.44 | 61500 | 3.44 | 2.12 | 9 | 7
Live | 215675302 |  | 9.5 | 16.5 | 52325 | 42000 | 33800 | 3.2 | 2.48 | 48000 | 3.52 | 2.08 | 8.5 | 7
Live | 215675292 |  | 9.5 | 16.5 | 52325 | 42000 | 33800 | 3.2 | 2.48 | 48000 | 3.52 | 2.06 | 8.5 | 7
Live | 215668315 |  | 10 | 16 | 27140 | 19900 | 16500 | 3.37 | 2.4 | 24000 | 3.04 | 1.88 | 8.5 | 7
Live | 215668307 |  | 9.5 | 16 | 27140 | 19900 | 16500 | 3.21 | 2.4 | 24000 | 3.06 | 1.88 | 8.5 | 7
Live | 215940103 |  | 11.5 | 19.5 | 38870 | 30400 | 26600 | 3.87 | 2.44 | 34800 | 3.46 | 1.94 | 9 | 7
Live | 215940093 |  | 11.5 | 19 | 38640 | 30400 | 26600 | 3.88 | 2.44 | 34600 | 3.46 | 1.94 | 9 | 7
Live | 215931913 |  | 11 | 18 | 64975 | 47500 | 46000 | 3.7 | 2.3 | 61000 | 3 | 1.95 | 8.1 | 6.75
Live | 215931903 |  | 11 | 17.5 | 64400 | 47500 | 46000 | 3.71 | 2.3 | 61000 | 3 | 1.95 | 8.1 | 6.75
Live | 215683122 |  | 9 | 18.5 | 65550 | 56500 | 45000 | 3.03 | 2.4 | 64000 | 3.4 | 2.08 | 9 | 7
Live | 215683112 |  | 9 | 18.5 | 64975 | 55500 | 44500 | 3.03 | 2.4 | 63000 | 3.4 | 2.1 | 9 | 7
Live | 215675282 |  | 9 | 16 | 51750 | 42500 | 34200 | 3.03 | 2.44 | 48500 | 3.44 | 1.94 | 8.5 | 7
Live | 215675272 |  | 9 | 16 | 51750 | 42500 | 34200 | 3.03 | 2.44 | 48500 | 3.46 | 1.96 | 8.5 | 7
Live | 215668299 |  | 9.5 | 15.5 | 26910 | 20000 | 16600 | 3.21 | 2.36 | 24200 | 3.02 | 1.88 | 8.5 | 7
Live | 215668275 |  | 9.5 | 16 | 26910 | 20000 | 16600 | 3.21 | 2.4 | 24400 | 3.06 | 1.98 | 8.5 | 7
Live | 215940083 |  | 11.5 | 19 | 38640 | 30400 | 26600 | 3.88 | 2.44 | 34600 | 3.46 | 1.94 | 9 | 7
Live | 215940073 |  | 11.5 | 19 | 38640 | 30600 | 26600 | 3.88 | 2.42 | 34800 | 3.45 | 1.92 | 9 | 7
Live | 215931893 |  | 11 | 18 | 64975 | 47500 | 46000 | 3.7 | 2.3 | 61000 | 3 | 1.95 | 8.1 | 6.75
Live | 215931883 |  | 11 | 17.5 | 64400 | 47500 | 46000 | 3.71 | 2.28 | 61000 | 2.98 | 1.95 | 8.1 | 6.75
Live | 215683102 |  | 9 | 18.5 | 64975 | 55500 | 44500 | 3.03 | 2.38 | 63000 | 3.38 | 2.08 | 9 | 7
Live | 215683092 |  | 9 | 18 | 64975 | 56000 | 44500 | 3.03 | 2.38 | 63500 | 3.38 | 2.08 | 9 | 7
Live | 215675262 |  | 9.5 | 16.5 | 52325 | 42000 | 33600 | 3.2 | 2.5 | 48000 | 3.54 | 2.06 | 8.5 | 7
Live | 215675252 |  | 9.5 | 16.5 | 52325 | 42000 | 33800 | 3.2 | 2.48 | 48000 | 3.5 | 2.06 | 8.5 | 7
Live | 215668267 |  | 10 | 16 | 26910 | 20000 | 16600 | 3.37 | 2.4 | 24400 | 3.06 | 1.9 | 8.5 | 6.75
Live | 215668259 |  | 9.5 | 16 | 26680 | 20200 | 16700 | 3.2 | 2.38 | 24400 | 3.04 | 1.96 | 8.5 | 7
Live | 215931873 |  | 10.5 | 17 | 63825 | 49000 | 47000 | 3.54 | 2.26 | 61500 | 2.9 | 1.95 | 8.1 | 6.8
Live | 215931863 |  | 11.5 | 18 | 64975 | 47000 | 45500 | 3.88 | 2.32 | 61000 | 3.02 | 2 | 8.1 | 6.75
Live | 215940063 |  | 11 | 18.5 | 38410 | 31000 | 27000 | 3.7 | 2.38 | 35200 | 3.38 | 1.92 | 9 | 7
Live | 215940053 |  | 10.5 | 18.5 | 38180 | 31200 | 27200 | 3.54 | 2.34 | 35600 | 3.34 | 1.92 | 9 | 7
Live | 215683082 |  | 9 | 18 | 65550 | 55500 | 44000 | 3.03 | 2.4 | 63000 | 3.4 | 2.08 | 9 | 7
Live | 215683072 |  | 9.5 | 18 | 65550 | 55000 | 44000 | 3.2 | 2.42 | 62500 | 3.44 | 2.1 | 9 | 7
Live | 215675242 |  | 9 | 16 | 51750 | 42500 | 34200 | 3.03 | 2.44 | 48500 | 3.46 | 1.94 | 8.5 | 7
Live | 215675232 |  | 9.5 | 16.5 | 52325 | 42000 | 33600 | 3.2 | 2.5 | 48000 | 3.54 | 2.06 | 8.5 | 7
Live | 215931853 |  | 11 | 17.5 | 64400 | 47500 | 46000 | 3.71 | 2.28 | 61000 | 2.98 | 1.95 | 8.1 | 6.75
Live | 215931843 |  | 11.5 | 18 | 64975 | 47000 | 46000 | 3.88 | 2.3 | 61000 | 3.02 | 2 | 8.1 | 6.75
Live | 215668251 |  | 9.5 | 15.5 | 26680 | 20200 | 16700 | 3.2 | 2.38 | 24400 | 3.02 | 1.96 | 8.5 | 7
Live | 215668243 |  | 9 | 14.5 | 26220 | 20400 | 17100 | 3.04 | 2.3 | 24800 | 2.94 | 1.84 | 8.5 | 7
Live | 215940043 |  | 11.7 | 19.5 | 38640 | 30400 | 26600 | 3.95 | 2.44 | 34800 | 3.45 | 1.94 | 9 | 7
Live | 215940033 |  | 11.7 | 19.5 | 38640 | 30400 | 26600 | 3.95 | 2.44 | 34600 | 3.46 | 1.92 | 9 | 7
Live | 215683062 |  | 9 | 18 | 64975 | 56000 | 44500 | 3.03 | 2.38 | 63500 | 3.38 | 2.08 | 9 | 7
Live | 215683052 |  | 9 | 18.5 | 64975 | 56000 | 44500 | 3.03 | 2.4 | 64000 | 3.4 | 2.08 | 9 | 7
Live | 215931833 |  | 11.5 | 18 | 64975 | 47000 | 45500 | 3.88 | 2.32 | 61000 | 3.02 | 2 | 8.1 | 6.75
Live | 215931823 |  | 11 | 17.5 | 64400 | 47500 | 46500 | 3.71 | 2.26 | 61000 | 2.96 | 1.95 | 8.1 | 6.75
Live | 215675222 |  | 9.5 | 16.5 | 52325 | 42000 | 33600 | 3.2 | 2.5 | 48000 | 3.54 | 2.06 | 8.5 | 7
Live | 215675212 |  | 9.5 | 16.5 | 52325 | 42000 | 33600 | 3.2 | 2.5 | 48000 | 3.54 | 2.06 | 8.5 | 7
Live | 215940023 |  | 11.5 | 19 | 38640 | 30600 | 26600 | 3.88 | 2.42 | 34800 | 3.45 | 1.92 | 9 | 7
Live | 215940013 |  | 11 | 19 | 38410 | 30600 | 26600 | 3.7 | 2.42 | 34800 | 3.42 | 1.92 | 9 | 7
Live | 215668235 |  | 10 | 16 | 26910 | 20000 | 16600 | 3.37 | 2.4 | 24400 | 3.06 | 1.9 | 8.5 | 6.75
Live | 215668227 |  | 9.5 | 15.5 | 26680 | 20200 | 16700 | 3.2 | 2.38 | 24400 | 3.04 | 1.96 | 8.5 | 7
Live | 215683042 |  | 9 | 18 | 64975 | 56000 | 45000 | 3.03 | 2.38 | 64000 | 3.38 | 2.08 | 9 | 7
Live | 215683032 |  | 9 | 18 | 65550 | 56000 | 44500 | 3.03 | 2.4 | 63500 | 3.42 | 2.08 | 9 | 7
Live | 215675202 |  | 9.5 | 16.5 | 52325 | 42500 | 34000 | 3.2 | 2.46 | 48000 | 3.5 | 2.06 | 8.5 | 7
Live | 215675192 |  | 9.5 | 16.5 | 52325 | 42500 | 33800 | 3.2 | 2.48 | 48000 | 3.5 | 2.06 | 8.5 | 7
Live | 215931793 |  | 11.5 | 18.5 | 65550 | 47500 | 46500 | 3.87 | 2.36 | 60500 | 3.04 | 2.02 | 8.5 | 7
Live | 215931783 |  | 11.5 | 18.5 | 65550 | 48000 | 46500 | 3.87 | 2.34 | 60500 | 3.02 | 2.02 | 8.5 | 7
Live | 215940003 |  | 11 | 19 | 38410 | 30600 | 26600 | 3.7 | 2.42 | 34800 | 3.42 | 1.92 | 9 | 7
Live | 215939993 |  | 11 | 19 | 38180 | 30800 | 26800 | 3.71 | 2.4 | 35000 | 3.4 | 1.92 | 9 | 7
Live | 215668219 |  | 9.5 | 15.5 | 26680 | 20200 | 16700 | 3.2 | 2.38 | 24400 | 3.02 | 1.86 | 8.5 | 7
Live | 215668211 |  | 9.5 | 15.5 | 26680 | 20200 | 16800 | 3.2 | 2.38 | 24400 | 3.02 | 1.86 | 8.5 | 7
Live | 215683022 |  | 9 | 18 | 66125 | 55500 | 44000 | 3.03 | 2.44 | 63500 | 3.44 | 2.1 | 9 | 7
Live | 215683012 |  | 9.5 | 18.5 | 64400 | 54000 | 43000 | 3.2 | 2.4 | 60000 | 3.4 | 2.12 | 8.5 | 7
Live | 215931773 |  | 11 | 18.5 | 65550 | 48000 | 46500 | 3.71 | 2.34 | 60500 | 3.02 | 2.02 | 8.5 | 7
Live | 215931763 |  | 11.5 | 18.5 | 65550 | 48000 | 46500 | 3.87 | 2.34 | 60500 | 3.02 | 2.02 | 8.5 | 7
Live | 215675182 |  | 9 | 16 | 51750 | 42500 | 34200 | 3.03 | 2.44 | 48500 | 3.48 | 1.94 | 8.5 | 7
Live | 215675172 |  | 9 | 16 | 51750 | 42000 | 33600 | 3.03 | 2.44 | 48500 | 3.46 | 1.96 | 8.5 | 7
Live | 215683002 |  | 9.5 | 18 | 64400 | 54000 | 43500 | 3.2 | 2.4 | 60500 | 3.42 | 2.12 | 8.5 | 7
Live | 215682992 |  | 9 | 18 | 64975 | 56000 | 45000 | 3.03 | 2.38 | 64000 | 3.38 | 2.08 | 9 | 7
Live | 215668203 |  | 10 | 16 | 26910 | 20000 | 16600 | 3.37 | 2.4 | 24400 | 3.06 | 1.9 | 8.5 | 6.75
Live | 215668195 |  | 9.5 | 15.5 | 26680 | 20000 | 16700 | 3.2 | 2.4 | 24400 | 3.04 | 1.96 | 8.5 | 7
Live | 215939983 |  | 10.5 | 18.5 | 37950 | 31000 | 27200 | 3.54 | 2.36 | 35400 | 3.34 | 1.92 | 9 | 7
Live | 215939973 |  | 10.5 | 18 | 37950 | 31400 | 27400 | 3.54 | 2.32 | 35600 | 3.3 | 1.9 | 9 | 7.15
Live | 215931753 |  | 11 | 18.5 | 64975 | 48000 | 46500 | 3.7 | 2.32 | 60500 | 3 | 2.02 | 8.5 | 7
Live | 215931743 |  | 10.5 | 18 | 64400 | 49000 | 47500 | 3.54 | 2.26 | 61000 | 2.92 | 2 | 8.5 | 7
Live | 215675162 |  | 9 | 15.5 | 51750 | 43000 | 34600 | 3.03 | 2.4 | 48500 | 3.4 | 1.94 | 8.5 | 7
Live | 215675112 |  | 9.5 | 16.5 | 51750 | 43000 | 34200 | 3.2 | 2.46 | 49000 | 3.5 | 2.06 | 8.5 | 7
Live | 215682982 |  | 9.5 | 19 | 66700 | 56000 | 44500 | 3.2 | 2.42 | 64000 | 3.44 | 2.1 | 9 | 7
Live | 215682972 |  | 9.5 | 18.5 | 66125 | 56000 | 44500 | 3.2 | 2.42 | 64000 | 3.44 | 2.08 | 9 | 7
Live | 215668187 |  | 9.5 | 15.5 | 26910 | 20000 | 16600 | 3.21 | 2.4 | 24200 | 3.04 | 1.98 | 8.5 | 7
Live | 215668179 |  | 10 | 16 | 26910 | 20000 | 16600 | 3.37 | 2.4 | 24400 | 3.06 | 1.9 | 8.5 | 6.75
Live | 215939963 |  | 11.5 | 19 | 38410 | 30600 | 26600 | 3.88 | 2.42 | 34800 | 3.42 | 1.92 | 9 | 7
Live | 215939953 |  | 11.5 | 19 | 38410 | 30600 | 26600 | 3.88 | 2.42 | 34800 | 3.42 | 1.92 | 9 | 7
Live | 215931733 |  | 11 | 18.5 | 64975 | 48000 | 46500 | 3.7 | 2.32 | 60500 | 3.02 | 2.02 | 8.5 | 7
Live | 215931723 |  | 11.7 | 19 | 65550 | 47500 | 46000 | 3.94 | 2.36 | 60500 | 3.06 | 2.04 | 8.5 | 7
Live | 215682962 |  | 9 | 18.5 | 66125 | 56000 | 45000 | 3.03 | 2.42 | 64000 | 3.42 | 2.08 | 9 | 7
Live | 215682952 |  | 9 | 18 | 66700 | 56000 | 44500 | 3.04 | 2.44 | 64000 | 3.46 | 2.1 | 9 | 7
Live | 215675092 |  | 9.5 | 16.5 | 51750 | 43000 | 34200 | 3.2 | 2.46 | 49500 | 3.48 | 2.04 | 8.5 | 7
Live | 215675074 |  | 9 | 16 | 51175 | 43000 | 34200 | 3.04 | 2.42 | 49500 | 3.44 | 1.94 | 8.5 | 7
Live | 215668171 |  | 9.5 | 15.5 | 26910 | 20000 | 16600 | 3.21 | 2.4 | 24200 | 3.06 | 1.98 | 8.5 | 7
Live | 215668163 |  | 9.5 | 16 | 26910 | 20000 | 16700 | 3.21 | 2.4 | 24400 | 3.04 | 1.98 | 8.5 | 7
Live | 215939943 |  | 11 | 19 | 38180 | 30800 | 26800 | 3.71 | 2.4 | 35000 | 3.4 | 1.92 | 9 | 7
Live | 215939933 |  | 12 | 20.5 | 39560 | 29800 | 26000 | 4.04 | 2.44 | 34200 | 3.46 | 2.08 | 9.5 | 7
Live | 215682942 |  | 9.5 | 18.5 | 66700 | 55500 | 44000 | 3.2 | 2.46 | 64000 | 3.48 | 2.1 | 9 | 7.5
Live | 215682932 |  | 9 | 18.5 | 66125 | 56000 | 45000 | 3.03 | 2.42 | 64000 | 3.42 | 2.08 | 9 | 7
Live | 215675054 |  | 9 | 16.5 | 51175 | 43000 | 34400 | 3.04 | 2.46 | 49500 | 3.48 | 2.04 | 8.5 | 7
Live | 215675034 |  | 9.5 | 16.5 | 51750 | 43000 | 34200 | 3.2 | 2.46 | 49500 | 3.48 | 2.04 | 8.5 | 7
Live | 215931713 |  | 11.5 | 19 | 65550 | 47500 | 46500 | 3.87 | 2.36 | 60500 | 3.04 | 2.02 | 8.5 | 7
Live | 215931703 |  | 11.5 | 19 | 65550 | 47500 | 46500 | 3.87 | 2.36 | 60500 | 3.06 | 2.04 | 8.5 | 7
Live | 215668155 |  | 9.5 | 15.5 | 26910 | 20000 | 16700 | 3.21 | 2.4 | 24400 | 3.04 | 1.98 | 8.5 | 7
Live | 215668147 |  | 9.5 | 15.5 | 26680 | 20200 | 16700 | 3.2 | 2.38 | 24400 | 3.04 | 1.96 | 8.5 | 7
Live | 215939923 |  | 12 | 20.5 | 39560 | 29800 | 26000 | 4.04 | 2.44 | 34200 | 3.46 | 2.06 | 9.5 | 7
Live | 215939913 |  | 12 | 20.5 | 39560 | 30000 | 26000 | 4.04 | 2.42 | 34400 | 3.44 | 2.06 | 9.5 | 7
Live | 215931693 |  | 11 | 18.5 | 64975 | 48000 | 47000 | 3.7 | 2.32 | 60500 | 3 | 2.02 | 8.5 | 7
Live | 215931663 |  | 11 | 18 | 64400 | 46500 | 45500 | 3.71 | 2.32 | 61000 | 2.94 | 2.1 | 8.5 | 7
Live | 215668139 |  | 9.5 | 16 | 26680 | 20000 | 16700 | 3.2 | 2.38 | 24400 | 3.04 | 1.96 | 8.5 | 7
Live | 215668131 |  | 9.5 | 15.5 | 26680 | 20200 | 16800 | 3.2 | 2.36 | 24600 | 3 | 1.86 | 8.5 | 7
Live | 215682922 |  | 9 | 18.5 | 64975 | 55500 | 44500 | 3.03 | 2.4 | 63000 | 3.4 | 2.1 | 9 | 7
Live | 215682912 |  | 9 | 18.5 | 64975 | 55500 | 44500 | 3.03 | 2.38 | 63000 | 3.38 | 2.08 | 9 | 7
Live | 215675013 |  | 9 | 16.5 | 51750 | 43000 | 34400 | 3.03 | 2.46 | 49500 | 3.48 | 2.04 | 8.5 | 7
Live | 215674994 |  | 9 | 16 | 51175 | 43500 | 34800 | 3.04 | 2.4 | 49500 | 3.42 | 1.92 | 8.5 | 7
Live | 215939903 |  | 12 | 20.5 | 39560 | 30000 | 26000 | 4.04 | 2.42 | 34400 | 3.44 | 2.06 | 9.5 | 7
Live | 215939893 |  | 12 | 20.5 | 39560 | 30000 | 26000 | 4.04 | 2.44 | 34200 | 3.44 | 2.06 | 9.5 | 7
Live | 215682902 |  | 9 | 18 | 64975 | 56000 | 44500 | 3.03 | 2.38 | 63500 | 3.38 | 2.08 | 9 | 7
Live | 215682892 |  | 9 | 18 | 65550 | 55500 | 44500 | 3.03 | 2.4 | 63000 | 3.4 | 2.08 | 9 | 7
Live | 215668107 |  | 9.5 | 15.5 | 26680 | 20200 | 16800 | 3.2 | 2.36 | 24600 | 3 | 1.86 | 8.5 | 7
Live | 215668099 |  | 9.5 | 15.2 | 26680 | 20200 | 16800 | 3.2 | 2.36 | 24600 | 3 | 1.86 | 8.5 | 7
Live | 215931653 |  | 11 | 18.5 | 64400 | 47500 | 46000 | 3.71 | 2.34 | 60500 | 2.96 | 2.06 | 8.5 | 7
Live | 215931643 |  | 11 | 18.5 | 63825 | 48000 | 46000 | 3.7 | 2.32 | 60500 | 2.94 | 2.06 | 8.5 | 7
Live | 215674975 |  | 9 | 16 | 51175 | 43500 | 34800 | 3.04 | 2.42 | 49500 | 3.42 | 1.92 | 8.5 | 7
Live | 215674952 |  | 9.5 | 16.5 | 51750 | 43000 | 34200 | 3.2 | 2.48 | 49000 | 3.5 | 2.06 | 8.5 | 7
Live | 215939883 |  | 11.7 | 20 | 39560 | 30000 | 26200 | 3.94 | 2.42 | 34400 | 3.42 | 1.96 | 9 | 7
Live | 215939873 |  | 11.5 | 20 | 39330 | 30400 | 26600 | 3.88 | 2.38 | 34800 | 3.35 | 1.92 | 9 | 7
Live | 215682882 |  | 9.5 | 18 | 65550 | 55000 | 44000 | 3.2 | 2.42 | 62500 | 3.44 | 2.1 | 9 | 7
Live | 215682872 |  | 9 | 18 | 64975 | 56000 | 44500 | 3.03 | 2.38 | 63500 | 3.38 | 2.08 | 9 | 7
Live | 215668091 |  | 9.5 | 15.5 | 26680 | 20200 | 16800 | 3.2 | 2.34 | 24600 | 2.98 | 1.86 | 8.5 | 7
Live | 215668083 |  | 9.5 | 15.2 | 26450 | 20400 | 16900 | 3.2 | 2.34 | 24600 | 2.98 | 1.84 | 8.5 | 7
Live | 215931633 |  | 11 | 18.5 | 63825 | 47000 | 46000 | 3.7 | 2.26 | 60500 | 2.94 | 2.06 | 8.5 | 7
Live | 215931623 |  | 11 | 18.5 | 63825 | 48000 | 46000 | 3.7 | 2.32 | 60500 | 2.94 | 2.06 | 8.5 | 7
Live | 215674932 |  | 9 | 16 | 51175 | 43000 | 34400 | 3.04 | 2.44 | 49500 | 3.46 | 2.04 | 8.5 | 7
Live | 215674915 |  | 9 | 16 | 51175 | 43500 | 34800 | 3.04 | 2.4 | 49500 | 3.42 | 1.92 | 8.5 | 7
Live | 215939863 |  | 11 | 19.5 | 39100 | 30800 | 26800 | 3.71 | 2.34 | 35200 | 3.32 | 1.94 | 9 | 7
Live | 215939853 |  | 12 | 20.5 | 39560 | 30000 | 26000 | 4.04 | 2.42 | 34400 | 3.44 | 2.06 | 9.5 | 7
Live | 215668075 |  | 9 | 14.5 | 25990 | 20600 | 17200 | 3.03 | 2.28 | 25000 | 2.9 | 1.82 | 8.5 | 7
Live | 215668067 |  | 9.5 | 15.2 | 26680 | 20200 | 16800 | 3.2 | 2.36 | 24600 | 3 | 1.86 | 8.5 | 7
Live | 215682862 |  | 9 | 18.5 | 64975 | 56000 | 45000 | 3.03 | 2.38 | 64000 | 3.38 | 2.08 | 9 | 7
Live | 215682852 |  | 9 | 18 | 64975 | 56000 | 45000 | 3.03 | 2.38 | 64000 | 3.38 | 2.06 | 9 | 7
Live | 215931613 |  | 11 | 18 | 63825 | 47500 | 46000 | 3.7 | 2.26 | 60500 | 2.92 | 1.95 | 8.1 | 6.8
Live | 215931603 |  | 10.5 | 17.5 | 63250 | 48000 | 47000 | 3.54 | 2.2 | 61000 | 2.84 | 1.95 | 8.1 | 6.85
Live | 215674894 |  | 9.5 | 16.5 | 51750 | 43000 | 34200 | 3.2 | 2.46 | 49000 | 3.5 | 2.06 | 8.5 | 7
Live | 215674878 |  | 9.5 | 16.5 | 51750 | 43000 | 34200 | 3.2 | 2.46 | 49000 | 3.5 | 2.06 | 8.5 | 7
Live | 215939843 |  | 12 | 20.5 | 39560 | 30000 | 26000 | 4.04 | 2.44 | 34200 | 3.44 | 2.06 | 9.5 | 7
Live | 215939833 |  | 11.7 | 20 | 39560 | 30000 | 26200 | 3.94 | 2.42 | 34400 | 3.42 | 1.95 | 9 | 7.05
Live | 215682842 |  | 9 | 18 | 65550 | 56000 | 44500 | 3.03 | 2.4 | 63500 | 3.4 | 2.08 | 9 | 7
Live | 215682832 |  | 9 | 18 | 66125 | 55500 | 44000 | 3.03 | 2.42 | 63500 | 3.44 | 2.1 | 9 | 7
Live | 215668059 |  | 9.5 | 15.2 | 26450 | 20200 | 16800 | 3.2 | 2.34 | 24600 | 2.98 | 1.84 | 8.5 | 7
Live | 215668051 |  | 9.5 | 15.2 | 26450 | 20400 | 16900 | 3.2 | 2.34 | 24600 | 2.98 | 1.86 | 8.5 | 7
Live | 215931593 |  | 11.5 | 18.5 | 64400 | 47000 | 45500 | 3.88 | 2.3 | 60500 | 2.98 | 2.08 | 8.5 | 7
Live | 215931583 |  | 11 | 18 | 63825 | 47000 | 46000 | 3.7 | 2.26 | 60500 | 2.94 | 1.95 | 8.1 | 6.8
Live | 215674858 |  | 9.5 | 16.5 | 51750 | 43000 | 34200 | 3.2 | 2.46 | 49000 | 3.5 | 2.06 | 8.5 | 7
Live | 215674839 |  | 9 | 16.5 | 51175 | 43000 | 34400 | 3.04 | 2.44 | 49500 | 3.46 | 2.04 | 8.5 | 7
Live | 215939823 |  | 12 | 20.5 | 39100 | 29800 | 26000 | 4.05 | 2.42 | 34000 | 3.44 | 2.06 | 9.5 | 7
Live | 215939813 |  | 12 | 20.5 | 39100 | 29800 | 25800 | 4.05 | 2.42 | 34000 | 3.44 | 2.06 | 9.5 | 7
Live | 215668043 |  | 9.5 | 14.5 | 26450 | 20400 | 16900 | 3.2 | 2.34 | 24600 | 2.95 | 1.86 | 8.5 | 7
Live | 215668035 |  | 9.5 | 15.2 | 26680 | 20200 | 16800 | 3.2 | 2.36 | 24600 | 3 | 1.86 | 8.5 | 7
Live | 215682822 |  | 9.5 | 18 | 64400 | 54000 | 43000 | 3.2 | 2.4 | 60000 | 3.4 | 2.12 | 8.5 | 7
Live | 215682812 |  | 9.5 | 18 | 64400 | 54000 | 43500 | 3.2 | 2.4 | 60500 | 3.4 | 2.12 | 8.5 | 7
Live | 215931573 |  | 11.5 | 18.5 | 64400 | 47000 | 45500 | 3.88 | 2.3 | 60500 | 2.98 | 2.08 | 8.5 | 7
Live | 215931563 |  | 11.5 | 18.5 | 64400 | 47000 | 45500 | 3.88 | 2.28 | 60500 | 2.96 | 2.06 | 8.5 | 7
Live | 215674816 |  | 9 | 16.5 | 51175 | 43000 | 34400 | 3.04 | 2.44 | 49500 | 3.46 | 2.04 | 8.5 | 7
Live | 215674794 |  | 9 | 16 | 51175 | 43500 | 34600 | 3.04 | 2.42 | 49500 | 3.44 | 1.94 | 8.5 | 7
Live | 215939803 |  | 11.7 | 20 | 39100 | 29800 | 26000 | 3.94 | 2.4 | 34200 | 3.42 | 2.06 | 9.5 | 7
Live | 215939793 |  | 11.7 | 20 | 39100 | 29800 | 26000 | 3.94 | 2.4 | 34200 | 3.42 | 2.06 | 9.5 | 7
Live | 215682802 |  | 9 | 18 | 64975 | 56000 | 45000 | 3.03 | 2.38 | 64000 | 3.38 | 2.06 | 9 | 7
Live | 215682792 |  | 9 | 17 | 63825 | 51000 | 41500 | 3.03 | 2.26 | 60000 | 3.2 | 1.9 | 8.5 | 7
Live | 215668027 |  | 9.5 | 15.2 | 26680 | 20200 | 16800 | 3.2 | 2.36 | 24600 | 3 | 1.86 | 8.5 | 7
Live | 215668019 |  | 9.5 | 15.5 | 26680 | 20200 | 16800 | 3.2 | 2.36 | 24600 | 3 | 1.86 | 8.5 | 7
Live | 215674773 |  | 9 | 16 | 51175 | 43000 | 34200 | 3.04 | 2.42 | 49500 | 3.44 | 1.94 | 8.5 | 7
Live | 215674751 |  | 9 | 15.5 | 50600 | 44000 | 35200 | 3.03 | 2.38 | 50000 | 3.36 | 1.92 | 8.5 | 7
Live | 215931553 |  | 11.5 | 18.5 | 64400 | 47000 | 45500 | 3.88 | 2.28 | 60500 | 2.98 | 2.06 | 8.5 | 7
Live | 215931543 |  | 11 | 18 | 63825 | 47500 | 46500 | 3.7 | 2.24 | 60500 | 2.92 | 1.95 | 8.1 | 6.8
Live | 215939783 |  | 11.7 | 20 | 38410 | 30200 | 26200 | 3.95 | 2.44 | 34400 | 3.44 | 2.04 | 9.5 | 7.5
Live | 215939773 |  | 11.5 | 20 | 38410 | 30200 | 26400 | 3.88 | 2.42 | 34600 | 3.41 | 2.04 | 9.5 | 7.5
Live | 215682782 |  | 9 | 17 | 63825 | 51500 | 42000 | 3.03 | 2.24 | 60000 | 3.18 | 1.9 | 8.5 | 7
Live | 215682772 |  | 8.5 | 17 | 63825 | 51500 | 42000 | 2.86 | 2.24 | 60000 | 3.16 | 1.9 | 8.5 | 7
Live | 215668011 |  | 9.5 | 15.2 | 26680 | 20200 | 16800 | 3.2 | 2.36 | 24600 | 3 | 1.86 | 8.5 | 7
Live | 215668003 |  | 9.5 | 15.2 | 26680 | 20200 | 16800 | 3.2 | 2.36 | 24600 | 3 | 1.86 | 8.5 | 7
Live | 215674677 |  | 10 | 18.5 | 52900 | 42000 | 33600 | 3.37 | 2.48 | 47500 | 3.52 | 2.06 | 9 | 7
Live | 215674656 |  | 10 | 18.5 | 52900 | 42000 | 33600 | 3.37 | 2.48 | 47500 | 3.52 | 2.06 | 9 | 7
Live | 215931495 |  | 12.5 | 20 | 66700 | 46000 | 44500 | 4.21 | 2.52 | 60000 | 3.26 | 2.06 | 8.5 | 7
Live | 215942599 |  | 11.5 | 20 | 51175 | 43000 | 37800 | 3.88 | 2.16 | 54000 | 3.08 | 1.95 | 8.1 | 6.85
Live | 215667995 |  | 9.5 | 15.5 | 26680 | 20200 | 16800 | 3.2 | 2.34 | 24600 | 3 | 1.86 | 8.5 | 7
Live | 215667987 |  | 9.5 | 15.2 | 26680 | 20200 | 16800 | 3.2 | 2.34 | 24600 | 3 | 1.86 | 8.5 | 7
Live | 215939763 |  | 11 | 19.5 | 38180 | 30600 | 26800 | 3.71 | 2.38 | 35000 | 3.36 | 2.02 | 9.5 | 7.5
Live | 215939753 |  | 11 | 19 | 37950 | 31000 | 27000 | 3.71 | 2.34 | 35400 | 3.31 | 1.9 | 9 | 7.5
Live | 215682762 |  | 9 | 17 | 63825 | 51000 | 41500 | 3.03 | 2.26 | 60000 | 3.2 | 1.9 | 8.5 | 7
Live | 215682752 |  | 9 | 17.5 | 64400 | 51000 | 41000 | 3.03 | 2.28 | 59500 | 3.24 | 1.92 | 8.5 | 7
Live | 215674636 |  | 10 | 18 | 52900 | 42000 | 33800 | 3.37 | 2.48 | 48000 | 3.5 | 2.08 | 9 | 7
Live | 215674613 |  | 10 | 18.5 | 52900 | 42000 | 33600 | 3.37 | 2.48 | 47500 | 3.52 | 2.06 | 9 | 7
Live | 215941863 |  | 11.5 | 21 | 52900 | 43500 | 38000 | 3.88 | 2.16 | 53000 | 3.06 | 1.92 | 8 | 6.5
Live | 215941853 |  | 11.5 | 21 | 52900 | 43500 | 38000 | 3.88 | 2.14 | 53000 | 3.04 | 1.92 | 8 | 6.5
Live | 215682742 |  | 9 | 17 | 62675 | 50500 | 41000 | 3.03 | 2.24 | 58500 | 3.18 | 1.92 | 8.5 | 7
Live | 215682732 |  | 9 | 17 | 63250 | 50500 | 41000 | 3.03 | 2.24 | 59000 | 3.18 | 1.92 | 8.5 | 7
Live | 215939743 |  | 11.7 | 20.5 | 38410 | 30200 | 26200 | 3.95 | 2.42 | 34400 | 3.44 | 2.04 | 9.5 | 7.5
Live | 215939733 |  | 11.7 | 20.5 | 38410 | 30200 | 26200 | 3.95 | 2.44 | 34400 | 3.44 | 2.04 | 9.5 | 7.5
Live | 215667979 |  | 9.5 | 15.5 | 26450 | 20200 | 16800 | 3.2 | 2.34 | 24600 | 2.98 | 1.84 | 8.5 | 7
Live | 215667971 |  | 9.5 | 15.5 | 26680 | 20200 | 16800 | 3.2 | 2.36 | 24600 | 3 | 1.86 | 8.5 | 7
Live | 215674592 |  | 10 | 18 | 52900 | 42000 | 33800 | 3.37 | 2.46 | 48000 | 3.5 | 2.08 | 9 | 7
Live | 215674574 |  | 9.5 | 17.5 | 52325 | 42500 | 34200 | 3.2 | 2.42 | 48000 | 3.44 | 2.06 | 9 | 7
Live | 215682722 |  | 8.5 | 17 | 63825 | 51500 | 42000 | 2.86 | 2.24 | 60000 | 3.16 | 1.9 | 8.5 | 7
Live | 215682712 |  | 9 | 18.5 | 64400 | 51000 | 41500 | 3.03 | 2.24 | 59500 | 3.18 | 2.02 | 9 | 7
Live | 215941843 |  | 11.5 | 20.5 | 52900 | 43500 | 38000 | 3.88 | 2.14 | 53500 | 3.04 | 1.9 | 8 | 6.5
Live | 215941833 |  | 11.5 | 20.5 | 52900 | 43500 | 38000 | 3.88 | 2.14 | 53500 | 3.04 | 1.9 | 8 | 6.5
Live | 215939723 |  | 11.5 | 20 | 38410 | 30200 | 26400 | 3.88 | 2.42 | 34600 | 3.41 | 2.04 | 9.5 | 7.5
Live | 215939713 |  | 11.5 | 20 | 37720 | 30600 | 26600 | 3.88 | 2.4 | 34800 | 3.4 | 2 | 9.5 | 7.5
Live | 215667963 |  | 9 | 15.2 | 26450 | 20400 | 16900 | 3.03 | 2.32 | 24800 | 2.95 | 1.84 | 8.5 | 7
Live | 215667939 |  | 10.5 | 17.5 | 27600 | 19600 | 16300 | 3.53 | 2.45 | 23200 | 3.16 | 2.02 | 9 | 7
Live | 215674551 |  | 10 | 18 | 52900 | 42000 | 33600 | 3.37 | 2.48 | 47500 | 3.52 | 2.08 | 9 | 7
Live | 215674529 |  | 10 | 17.5 | 52900 | 42000 | 33800 | 3.37 | 2.46 | 48000 | 3.5 | 2.08 | 9 | 7
Live | 215682702 |  | 9 | 18.5 | 64400 | 51500 | 42000 | 3.03 | 2.24 | 60000 | 3.18 | 2.02 | 9 | 7
Live | 215682692 |  | 9 | 18.5 | 64400 | 51500 | 42000 | 3.03 | 2.22 | 60000 | 3.16 | 2.02 | 9 | 7
Live | 215939703 |  | 11.7 | 19.5 | 37490 | 30600 | 26800 | 3.94 | 2.38 | 34800 | 3.38 | 2.02 | 9.5 | 7.5
Live | 215939693 |  | 11 | 19.5 | 37260 | 31000 | 27200 | 3.7 | 2.34 | 35200 | 3.32 | 2 | 9.5 | 7.5
Live | 215667931 |  | 10.5 | 17.5 | 27600 | 19600 | 16300 | 3.53 | 2.44 | 23200 | 3.13 | 2.02 | 9 | 7
Live | 215667923 |  | 10.5 | 17.5 | 27600 | 19700 | 16400 | 3.53 | 2.44 | 23400 | 3.12 | 2 | 9 | 7
Live | 215674513 |  | 10 | 18.5 | 52900 | 42000 | 33600 | 3.37 | 2.48 | 47500 | 3.52 | 2.08 | 9 | 7
Live | 215674503 |  | 10 | 18.5 | 52900 | 42000 | 33600 | 3.37 | 2.48 | 47500 | 3.52 | 2.08 | 9 | 7
Live | 215941823 |  | 11.5 | 21 | 52900 | 43500 | 38000 | 3.88 | 2.14 | 53500 | 3.04 | 1.9 | 8 | 6.5
Live | 215941813 |  | 11.5 | 20.5 | 52900 | 43500 | 38500 | 3.88 | 2.14 | 53500 | 3.02 | 1.92 | 8 | 6.5
Live | 215939683 |  | 10.5 | 19 | 37260 | 31400 | 27400 | 3.53 | 2.32 | 35600 | 3.28 | 1.88 | 9 | 7.5
Live | 215939673 |  | 11.5 | 20 | 37720 | 30600 | 26600 | 3.88 | 2.38 | 34800 | 3.38 | 2 | 9.5 | 7.5
Live | 215667915 |  | 10.5 | 17.5 | 27600 | 19600 | 16300 | 3.53 | 2.45 | 23200 | 3.16 | 2.02 | 9 | 7
Live | 215667907 |  | 10.5 | 17.5 | 27600 | 19700 | 16400 | 3.53 | 2.44 | 23400 | 3.12 | 2 | 9 | 7
Live | 215682682 |  | 9 | 18 | 64975 | 51000 | 41500 | 3.03 | 2.26 | 59500 | 3.2 | 2.02 | 8.5 | 7
Live | 215682672 |  | 9 | 18.5 | 64975 | 50500 | 41000 | 3.03 | 2.28 | 59500 | 3.24 | 2.04 | 8.5 | 7
Live | 215674493 |  | 10 | 18.5 | 52900 | 42000 | 33600 | 3.37 | 2.48 | 48000 | 3.52 | 2.08 | 9 | 7
Live | 215674483 |  | 10 | 18 | 52900 | 42000 | 33800 | 3.37 | 2.46 | 48000 | 3.5 | 2.08 | 9 | 7
Live | 215941793 |  | 11.5 | 21 | 52900 | 43500 | 38500 | 3.88 | 2.14 | 53500 | 3.02 | 1.9 | 8 | 6.5
Live | 215682662 |  | 9 | 18.5 | 64400 | 51500 | 42000 | 3.03 | 2.22 | 60000 | 3.16 | 2.02 | 9 | 7
Live | 215682652 |  | 9 | 18 | 63825 | 50500 | 41000 | 3.03 | 2.22 | 58500 | 3.16 | 2.04 | 8.5 | 7
Live | 215667899 |  | 10.5 | 17 | 27600 | 19700 | 16400 | 3.53 | 2.44 | 23400 | 3.12 | 2.02 | 9 | 7
Live | 215667891 |  | 10.5 | 17 | 27600 | 19700 | 16400 | 3.53 | 2.42 | 23400 | 3.12 | 2.02 | 9 | 7
Live | 215939663 |  | 11.5 | 20 | 37720 | 30600 | 26600 | 3.88 | 2.4 | 34800 | 3.4 | 2.02 | 9.5 | 7.5
Live | 215939653 |  | 11.7 | 19.5 | 37490 | 30600 | 26800 | 3.94 | 2.38 | 34800 | 3.38 | 2.02 | 9.5 | 7.5
Live | 215941783 |  | 11.5 | 21 | 52900 | 43500 | 38000 | 3.88 | 2.14 | 53500 | 3.04 | 1.9 | 8 | 6.5
Live | 215941773 |  | 11.5 | 20.5 | 52900 | 43500 | 38500 | 3.88 | 2.14 | 53500 | 3.02 | 1.95 | 8.1 | 6.8
Live | 215674453 |  | 10 | 18 | 52900 | 42000 | 33800 | 3.37 | 2.48 | 47500 | 3.5 | 2.08 | 9 | 7
Live | 215674443 |  | 9.5 | 17.5 | 52325 | 41500 | 33600 | 3.2 | 2.44 | 48000 | 3.46 | 2.08 | 9 | 7
Live | 215667883 |  | 10.5 | 17 | 27600 | 19600 | 16300 | 3.53 | 2.45 | 23200 | 3.16 | 2.02 | 9 | 7
Live | 215667875 |  | 10.5 | 17.5 | 27600 | 19600 | 16300 | 3.53 | 2.45 | 23200 | 3.16 | 2.02 | 9 | 7
Live | 215682642 |  | 9 | 18 | 63825 | 50500 | 41000 | 3.03 | 2.24 | 58500 | 3.16 | 2.04 | 8.5 | 7
Live | 215682632 |  | 9 | 18.5 | 63250 | 51000 | 41500 | 3.03 | 2.22 | 59000 | 3.14 | 2.02 | 9 | 7
Live | 215939643 |  | 10.5 | 19 | 36800 | 31400 | 27400 | 3.54 | 2.3 | 35600 | 3.28 | 1.98 | 9.5 | 7.5
Live | 215939633 |  | 10.5 | 18.5 | 36800 | 31600 | 27600 | 3.54 | 2.28 | 35800 | 3.24 | 1.88 | 9 | 7.5
Live | 215674433 |  | 10 | 18 | 52900 | 42000 | 33800 | 3.37 | 2.48 | 47500 | 3.5 | 2.08 | 9 | 7
Live | 215674423 |  | 10 | 18 | 52900 | 42000 | 33800 | 3.37 | 2.46 | 48000 | 3.5 | 2.08 | 9 | 7
Live | 215941763 |  | 11.5 | 20.5 | 52325 | 43000 | 38000 | 3.87 | 2.16 | 52500 | 3.06 | 1.95 | 8.1 | 6.8
Live | 215941753 |  | 11.5 | 20.5 | 52325 | 43500 | 38000 | 3.87 | 2.14 | 52500 | 3.04 | 1.9 | 8.1 | 6.8
Live | 215939623 |  | 11 | 19.5 | 37260 | 30800 | 27000 | 3.7 | 2.36 | 35000 | 3.34 | 2 | 9.5 | 7.5
Live | 215939613 |  | 11 | 19.5 | 37260 | 30800 | 26800 | 3.7 | 2.36 | 35000 | 3.36 | 2 | 9.5 | 7.5
Live | 215667867 |  | 10.5 | 17.5 | 27600 | 19600 | 16300 | 3.53 | 2.45 | 23200 | 3.16 | 2.02 | 9 | 7
Live | 215667859 |  | 10.5 | 17.5 | 27600 | 19600 | 16300 | 3.53 | 2.45 | 23200 | 3.13 | 2.02 | 9 | 7
Live | 215674413 |  | 9.5 | 17.5 | 52325 | 42500 | 34200 | 3.2 | 2.42 | 48000 | 3.44 | 2.06 | 9 | 7
Live | 215674403 |  | 10 | 18 | 52900 | 42000 | 33600 | 3.37 | 2.48 | 48000 | 3.52 | 2.08 | 9 | 7
Live | 215682622 |  | 9 | 18.5 | 63250 | 51000 | 41500 | 3.03 | 2.2 | 59500 | 3.12 | 1.9 | 9 | 7
Live | 215682612 |  | 8.5 | 18.5 | 62675 | 51000 | 42000 | 2.87 | 2.2 | 59500 | 3.12 | 1.9 | 9 | 7
Live | 215941743 |  | 11 | 20.5 | 52325 | 43500 | 38000 | 3.7 | 2.14 | 52500 | 3.04 | 1.9 | 8 | 6.5
Live | 215941733 |  | 11 | 20.5 | 52325 | 43500 | 38000 | 3.7 | 2.14 | 52500 | 3.04 | 1.9 | 8 | 6.5
Live | 215936963 |  | 12.5 | 22 | 41400 | 32200 | 28400 | 4.21 | 2.5 | 37600 | 3.54 | 2.04 | 8.5 | 7
Live | 215936953 |  | 12.5 | 22.5 | 41400 | 32200 | 28200 | 4.21 | 2.5 | 37600 | 3.54 | 2.06 | 8.5 | 7
Live | 215667851 |  | 10.5 | 17.5 | 27600 | 19600 | 16300 | 3.53 | 2.45 | 23200 | 3.13 | 2.02 | 9 | 7
Live | 215667843 |  | 10.5 | 17.5 | 27600 | 19700 | 16400 | 3.53 | 2.44 | 23400 | 3.15 | 2.02 | 9 | 7
Live | 215682602 |  | 9 | 18 | 63250 | 51000 | 41500 | 3.03 | 2.22 | 59000 | 3.14 | 2.02 | 8.5 | 7
Live | 215682592 |  | 9 | 18.5 | 63825 | 50500 | 41000 | 3.03 | 2.24 | 58500 | 3.18 | 2.04 | 8.5 | 7
Live | 215674393 |  | 9.5 | 17.5 | 52325 | 42500 | 34200 | 3.2 | 2.42 | 48000 | 3.42 | 2.06 | 9 | 7
Live | 215674383 |  | 10 | 18.5 | 52900 | 42000 | 33600 | 3.37 | 2.48 | 47500 | 3.52 | 2.06 | 9 | 7
Live | 215941723 |  | 11.5 | 20.5 | 52325 | 43500 | 38000 | 3.87 | 2.14 | 53000 | 3.04 | 1.9 | 8 | 6.5
Live | 215941713 |  | 11 | 20.5 | 52325 | 43500 | 38500 | 3.7 | 2.14 | 53000 | 3.04 | 1.9 | 8 | 6.5
Live | 215674373 |  | 10 | 18.5 | 52900 | 42000 | 33600 | 3.37 | 2.48 | 47500 | 3.52 | 2.06 | 9 | 7
Live | 215674363 |  | 10 | 18 | 52900 | 42000 | 33800 | 3.37 | 2.46 | 48000 | 3.48 | 2.06 | 9 | 7
Live | 215682582 |  | 8.5 | 18.5 | 62675 | 51000 | 42000 | 2.87 | 2.2 | 59500 | 3.12 | 1.9 | 9 | 7
Live | 215678182 |  | 9 | 17 | 63825 | 51000 | 41500 | 3.03 | 2.26 | 60000 | 3.2 | 1.9 | 8.5 | 7
Live | 215936943 |  | 12.5 | 22.5 | 41400 | 32200 | 28200 | 4.21 | 2.5 | 37600 | 3.54 | 2.06 | 8.5 | 7
Live | 215936933 |  | 12.5 | 22.5 | 41400 | 32200 | 28200 | 4.21 | 2.5 | 37600 | 3.54 | 2.06 | 8.5 | 7
Live | 215667835 |  | 10.5 | 17 | 27370 | 19800 | 16500 | 3.53 | 2.42 | 23400 | 3.1 | 2 | 9 | 7
Live | 215667811 |  | 10.5 | 17 | 27370 | 19800 | 16500 | 3.53 | 2.4 | 23400 | 3.08 | 2 | 9 | 7
Live | 215941703 |  | 11 | 19.5 | 51175 | 44500 | 39000 | 3.7 | 2.1 | 53500 | 2.96 | 1.88 | 8 | 6.5
Live | 215941693 |  | 11.5 | 20.5 | 52325 | 43500 | 38500 | 3.87 | 2.14 | 53000 | 3.02 | 1.9 | 8 | 6.5
Live | 215678172 |  | 8.5 | 17 | 63825 | 51500 | 42000 | 2.86 | 2.24 | 60000 | 3.18 | 1.9 | 8.5 | 7
Live | 215678162 |  | 8.5 | 17 | 63825 | 51500 | 42000 | 2.86 | 2.24 | 60000 | 3.18 | 1.9 | 8.5 | 7
Live | 215674353 |  | 10 | 18 | 52900 | 42000 | 33800 | 3.37 | 2.46 | 48000 | 3.48 | 2.06 | 9 | 7
Live | 215674343 |  | 9.5 | 17.5 | 52325 | 42500 | 34000 | 3.2 | 2.44 | 48000 | 3.44 | 2.06 | 9 | 7
Live | 215936923 |  | 12 | 21.5 | 40940 | 32000 | 28200 | 4.04 | 2.54 | 37600 | 3.6 | 2 | 8.5 | 7
Live | 215936913 |  | 12 | 21.5 | 40940 | 33000 | 28800 | 4.04 | 2.42 | 38000 | 3.44 | 2.04 | 8.5 | 7
Live | 215667803 |  | 10 | 17 | 27370 | 19900 | 16600 | 3.37 | 2.4 | 23600 | 3.06 | 2 | 9 | 7
Live | 215667795 |  | 9.5 | 16 | 26910 | 20200 | 16900 | 3.21 | 2.32 | 24000 | 2.98 | 1.98 | 9 | 7
Live | 215678152 |  | 8.5 | 17 | 63825 | 51500 | 42000 | 2.86 | 2.24 | 60000 | 3.18 | 1.9 | 8.5 | 7
Live | 215678142 |  | 8.5 | 17 | 63825 | 51500 | 42000 | 2.86 | 2.24 | 60000 | 3.16 | 1.9 | 8.5 | 7
Live | 215941683 |  | 11.5 | 20.5 | 52325 | 43500 | 38000 | 3.87 | 2.14 | 53000 | 3.04 | 1.9 | 8 | 6.7
Live | 215941673 |  | 11 | 20.5 | 52325 | 43500 | 38500 | 3.7 | 2.14 | 53000 | 3.04 | 1.95 | 8.1 | 6.8
Live | 215936903 |  | 12 | 21.5 | 40940 | 33200 | 28600 | 4.04 | 2.5 | 38000 | 3.56 | 1.98 | 8.5 | 7
Live | 215936893 |  | 12.5 | 22 | 41400 | 32400 | 28400 | 4.21 | 2.5 | 37600 | 3.54 | 2.04 | 8.5 | 7
Live | 215674333 |  | 9.5 | 17 | 52325 | 43000 | 34600 | 3.2 | 2.38 | 48500 | 3.38 | 2.06 | 9 | 7
Live | 215674293 |  | 10 | 18 | 51750 | 41500 | 33600 | 3.37 | 2.44 | 47500 | 3.46 | 2.06 | 9 | 7
Live | 215667787 |  | 10.5 | 17 | 27370 | 19900 | 16500 | 3.53 | 2.4 | 23400 | 3.08 | 2 | 9 | 7
Live | 215667779 |  | 10 | 17 | 27140 | 19900 | 16600 | 3.37 | 2.4 | 23600 | 3.06 | 1.98 | 9 | 7
Live | 215941663 |  | 11.5 | 20.5 | 52325 | 43000 | 38000 | 3.87 | 2.16 | 52500 | 3.06 | 1.95 | 8.1 | 6.8
Live | 215941653 |  | 11.5 | 20.5 | 52325 | 43500 | 38000 | 3.87 | 2.14 | 52500 | 3.04 | 1.9 | 8.1 | 6.8
Live | 215678132 |  | 8 | 16.5 | 62675 | 52500 | 42500 | 2.7 | 2.18 | 61000 | 3.08 | 1.88 | 8.1 | 7
Live | 215678122 |  | 9 | 17 | 64400 | 51000 | 41500 | 3.03 | 2.26 | 60000 | 3.22 | 1.9 | 8.5 | 7
Live | 215936883 |  | 12 | 22 | 41170 | 34800 | 28600 | 4.05 | 2.56 | 38000 | 3.64 | 2.06 | 9 | 7
Live | 215936873 |  | 11.7 | 21 | 40710 | 33200 | 29000 | 3.94 | 2.4 | 38500 | 3.4 | 2.02 | 8.5 | 7
Live | 215667771 |  | 10.5 | 17 | 27370 | 19800 | 16500 | 3.53 | 2.42 | 23400 | 3.08 | 2 | 9 | 7
Live | 215667763 |  | 10.5 | 17 | 27370 | 19800 | 16500 | 3.53 | 2.4 | 23400 | 3.08 | 2 | 9 | 7
Live | 215941643 |  | 11 | 20.5 | 52325 | 43500 | 38000 | 3.7 | 2.14 | 52500 | 3.04 | 1.9 | 8 | 6.5
Live | 215941633 |  | 11 | 20.5 | 52325 | 43500 | 38000 | 3.7 | 2.14 | 52500 | 3.04 | 1.9 | 8 | 6.5
Live | 215674283 |  | 10 | 18 | 51750 | 41500 | 33600 | 3.37 | 2.44 | 47500 | 3.46 | 2.06 | 9 | 7
Live | 215674273 |  | 10 | 18 | 51750 | 42000 | 33600 | 3.37 | 2.44 | 47500 | 3.46 | 2.06 | 9 | 7
Live | 215678112 |  | 8.5 | 16.5 | 63825 | 51500 | 42000 | 2.86 | 2.24 | 60000 | 3.16 | 1.9 | 8.5 | 7
Live | 215678102 |  | 9 | 17 | 64400 | 51000 | 41500 | 3.03 | 2.26 | 59500 | 3.22 | 1.9 | 8.5 | 7
Live | 215936863 |  | 12.5 | 22 | 40940 | 32800 | 28400 | 4.21 | 2.52 | 38000 | 3.58 | 2.04 | 8.5 | 7
Live | 215936853 |  | 12.5 | 22 | 40940 | 32800 | 28400 | 4.21 | 2.52 | 38000 | 3.58 | 2.04 | 8.5 | 7
Live | 215667755 |  | 10.5 | 17.5 | 27370 | 19800 | 16500 | 3.53 | 2.42 | 23400 | 3.08 | 2 | 9 | 7
Live | 215667747 |  | 10 | 17 | 27140 | 20000 | 16600 | 3.37 | 2.38 | 23600 | 3.03 | 1.98 | 9 | 7
Live | 215941623 |  | 11 | 20.5 | 51750 | 43000 | 38000 | 3.71 | 2.14 | 52000 | 3.04 | 1.9 | 8.1 | 6.8
Live | 215941613 |  | 11 | 20 | 51175 | 43500 | 38000 | 3.7 | 2.14 | 52000 | 3.04 | 1.9 | 8.1 | 6.8
Live | 215674263 |  | 10 | 18 | 51750 | 41500 | 33600 | 3.37 | 2.44 | 47500 | 3.46 | 2.06 | 9 | 7
Live | 215674253 |  | 10 | 18 | 51750 | 42000 | 33600 | 3.37 | 2.44 | 47500 | 3.46 | 2.06 | 9 | 7
Live | 215678092 |  | 9 | 17 | 63825 | 51000 | 41500 | 3.03 | 2.26 | 60000 | 3.2 | 1.9 | 8.5 | 7
Live | 215678082 |  | 8.5 | 17 | 64400 | 51000 | 41500 | 2.86 | 2.26 | 60000 | 3.22 | 1.9 | 8.5 | 7
Live | 215936843 |  | 12.5 | 22 | 40710 | 32800 | 28400 | 4.22 | 2.5 | 38000 | 3.56 | 2.04 | 8.5 | 7
Live | 215936833 |  | 12.5 | 22 | 40940 | 32800 | 28400 | 4.21 | 2.52 | 38000 | 3.58 | 2.04 | 8.5 | 7
Live | 215667723 |  | 10 | 17 | 26680 | 20000 | 16600 | 3.37 | 2.32 | 23600 | 2.94 | 1.98 | 9 | 7
Live | 215667715 |  | 10 | 17 | 26450 | 20000 | 16700 | 3.37 | 2.32 | 23800 | 2.92 | 1.96 | 9 | 7
Live | 215941603 |  | 11 | 20 | 51175 | 43500 | 38000 | 3.7 | 2.14 | 52000 | 3.02 | 1.9 | 8.1 | 6.8
Live | 215941593 |  | 11 | 20 | 51175 | 43500 | 38000 | 3.7 | 2.14 | 52000 | 3.02 | 1.9 | 8.1 | 6.8
Live | 215678072 |  | 8.5 | 17 | 63250 | 51500 | 42000 | 2.87 | 2.22 | 60500 | 3.14 | 1.9 | 8.5 | 7
Live | 215678062 |  | 9 | 16.5 | 62100 | 51000 | 41500 | 3.03 | 2.2 | 59000 | 3.12 | 1.9 | 8.5 | 7
Live | 215674243 |  | 9.5 | 17.5 | 51750 | 42000 | 34000 | 3.2 | 2.4 | 47500 | 3.4 | 2.06 | 9 | 7
Live | 215674233 |  | 10 | 18 | 51750 | 41500 | 33400 | 3.37 | 2.46 | 47500 | 3.48 | 2.08 | 9 | 7
Live | 215936823 |  | 12.5 | 21.5 | 40710 | 32800 | 28400 | 4.22 | 2.5 | 38000 | 3.56 | 2.04 | 8.5 | 7
Live | 215936813 |  | 12 | 21 | 40480 | 33200 | 28800 | 4.05 | 2.46 | 38500 | 3.5 | 2.02 | 8.5 | 7
Live | 215667707 |  | 9.5 | 16 | 25990 | 20400 | 17000 | 3.2 | 2.26 | 24200 | 2.84 | 1.84 | 8.5 | 7
Live | 215667695 |  | 10 | 17 | 26450 | 20000 | 16700 | 3.37 | 2.32 | 23800 | 2.92 | 1.98 | 9 | 7
Live | 215678032 |  | 9 | 18.5 | 64400 | 51000 | 41500 | 3.03 | 2.24 | 59500 | 3.18 | 2.02 | 9 | 7
Live | 215678022 |  | 9 | 18.5 | 64400 | 51500 | 42000 | 3.03 | 2.24 | 60000 | 3.18 | 2.02 | 9 | 7
Live | 215941583 |  | 11 | 20 | 51175 | 43500 | 38500 | 3.7 | 2.12 | 52000 | 3.02 | 2 | 8.1 | 7
Live | 215941573 |  | 10.5 | 19.5 | 51175 | 43500 | 38500 | 3.54 | 2.12 | 52000 | 3 | 1.88 | 8 | 6.5
Live | 215936803 |  | 12.5 | 22 | 40940 | 32600 | 28400 | 4.21 | 2.52 | 38000 | 3.58 | 2.06 | 8.5 | 7
Live | 215936793 |  | 12 | 21.5 | 40710 | 32800 | 28600 | 4.04 | 2.5 | 38000 | 3.54 | 2.04 | 8.5 | 7
Live | 215667677 |  | 10 | 17 | 26450 | 20000 | 16700 | 3.37 | 2.32 | 23800 | 2.92 | 1.98 | 9 | 7
Live | 215667661 |  | 10.5 | 17 | 26680 | 20000 | 16600 | 3.54 | 2.34 | 23600 | 2.94 | 1.98 | 9 | 7
Live | 215674223 |  | 9.5 | 17.5 | 51750 | 42000 | 33600 | 3.2 | 2.44 | 47500 | 3.44 | 2.08 | 9 | 7
Live | 215674213 |  | 10 | 18 | 51750 | 41500 | 33400 | 3.37 | 2.46 | 47500 | 3.48 | 2.08 | 9 | 7
Live | 215678012 |  | 9 | 18.5 | 64400 | 51500 | 42000 | 3.03 | 2.24 | 60000 | 3.16 | 2 | 9 | 7
Live | 215678002 |  | 9 | 18.5 | 64400 | 51500 | 42000 | 3.03 | 2.24 | 60000 | 3.18 | 2.02 | 9 | 7
Live | 215941563 |  | 10.5 | 19 | 50025 | 44500 | 39000 | 3.54 | 2.08 | 52500 | 2.94 | 1.88 | 8 | 6.5
Live | 215941553 |  | 11 | 20 | 50600 | 43500 | 38500 | 3.71 | 2.12 | 52000 | 3 | 1.88 | 8 | 6.5
Live | 215674203 |  | 10 | 18 | 51750 | 41500 | 33400 | 3.37 | 2.46 | 47500 | 3.48 | 2.08 | 9 | 7
Live | 215674193 |  | 10 | 18 | 51750 | 41500 | 33400 | 3.37 | 2.46 | 47500 | 3.48 | 2.08 | 9 | 7
Live | 215936783 |  | 12.5 | 22 | 40940 | 32600 | 28400 | 4.21 | 2.52 | 38000 | 3.58 | 2.04 | 8.5 | 7
Live | 215936773 |  | 12.5 | 22 | 40940 | 32800 | 28400 | 4.21 | 2.52 | 38000 | 3.58 | 2.04 | 8.5 | 7
Live | 215677992 |  | 9 | 18.5 | 64400 | 51500 | 42000 | 3.03 | 2.22 | 60000 | 3.16 | 2.02 | 9 | 7
Live | 215677982 |  | 8 | 17.5 | 63250 | 52000 | 43000 | 2.69 | 2.16 | 61000 | 3.08 | 1.88 | 8.5 | 7
Live | 215667645 |  | 10 | 17 | 26680 | 20000 | 16600 | 3.37 | 2.32 | 23600 | 2.94 | 1.98 | 9 | 7
Live | 215667628 |  | 10 | 17 | 26680 | 20000 | 16600 | 3.37 | 2.32 | 23600 | 2.94 | 1.98 | 9 | 7
Live | 215941543 |  | 11 | 20 | 51175 | 43500 | 38500 | 3.7 | 2.12 | 52000 | 3.02 | 1.9 | 8 | 6.7
Live | 215941533 |  | 10.5 | 19.5 | 51175 | 43500 | 38500 | 3.54 | 2.12 | 52000 | 3 | 1.9 | 8.1 | 6.85
Live | 215674183 |  | 10 | 18 | 51750 | 42000 | 33600 | 3.37 | 2.42 | 47500 | 3.44 | 2.08 | 9 | 7
Live | 215674153 |  | 9.5 | 17.5 | 50600 | 42500 | 34000 | 3.2 | 2.44 | 48500 | 3.46 | 2.04 | 9 | 7.5
Live | 215936763 |  | 12.5 | 22 | 40940 | 32600 | 28400 | 4.21 | 2.52 | 38000 | 3.58 | 2.04 | 8.5 | 7
Live | 215936753 |  | 12 | 21.5 | 40710 | 32800 | 28600 | 4.04 | 2.5 | 38000 | 3.54 | 2.04 | 8.5 | 7
Live | 215677972 |  | 9 | 18.5 | 64975 | 51000 | 41500 | 3.03 | 2.26 | 59500 | 3.2 | 2.02 | 9 | 7
Live | 215677962 |  | 8.5 | 18 | 64400 | 51500 | 42000 | 2.86 | 2.22 | 60000 | 3.16 | 2.02 | 8.5 | 7
Live | 215936733 |  | 12.5 | 22 | 40940 | 32600 | 28600 | 4.21 | 2.54 | 38000 | 3.62 | 2.02 | 8.5 | 7
Live | 215936723 |  | 12 | 21.5 | 40710 | 33000 | 28800 | 4.04 | 2.5 | 38000 | 3.56 | 2.02 | 8.5 | 7
Live | 215667610 |  | 10 | 16.5 | 26450 | 20200 | 16700 | 3.37 | 2.3 | 23800 | 2.89 | 1.98 | 9 | 7
Live | 215667558 |  | 10 | 17 | 26450 | 20200 | 16700 | 3.37 | 2.3 | 23800 | 2.89 | 1.98 | 9 | 7
Live | 215941523 |  | 11.5 | 21 | 52900 | 43500 | 38000 | 3.88 | 2.16 | 53000 | 3.06 | 1.92 | 8 | 6.5
Live | 215941513 |  | 11.5 | 21 | 52900 | 43500 | 38000 | 3.88 | 2.14 | 53000 | 3.04 | 1.92 | 8 | 6.5
Live | 215674143 |  | 9.5 | 17.5 | 50600 | 42500 | 34000 | 3.2 | 2.42 | 49000 | 3.42 | 2.04 | 9 | 7
Live | 215674133 |  | 9.5 | 17.5 | 50600 | 42500 | 34000 | 3.2 | 2.44 | 48500 | 3.46 | 2.04 | 9 | 7.5
Live | 215677952 |  | 9 | 19 | 64975 | 51000 | 41500 | 3.03 | 2.26 | 59500 | 3.2 | 2.02 | 9 | 7
Live | 215677942 |  | 9 | 19 | 64975 | 51000 | 41500 | 3.03 | 2.26 | 59500 | 3.2 | 2.02 | 9 | 7
Live | 215674123 |  | 9.5 | 17.5 | 50600 | 42500 | 34200 | 3.2 | 2.44 | 48500 | 3.46 | 2.06 | 9 | 7
Live | 215674113 |  | 9 | 17 | 50600 | 43000 | 34600 | 3.03 | 2.4 | 49000 | 3.4 | 2.04 | 9 | 7
Live | 215936713 |  | 12.5 | 22 | 40940 | 32600 | 28600 | 4.21 | 2.54 | 38000 | 3.62 | 2.02 | 8.5 | 7
Live | 215936703 |  | 12.5 | 21.5 | 40940 | 32800 | 28600 | 4.21 | 2.54 | 38000 | 3.6 | 2.02 | 8.5 | 7
Live | 215667538 |  | 10 | 17 | 26450 | 20200 | 16700 | 3.37 | 2.28 | 23800 | 2.89 | 1.86 | 8.5 | 7
Live | 215667521 |  | 9 | 15.5 | 25990 | 20400 | 17100 | 3.03 | 2.22 | 24400 | 2.82 | 1.84 | 8.5 | 7
Live | 215941503 |  | 11.5 | 20.5 | 52900 | 43500 | 38000 | 3.88 | 2.14 | 53500 | 3.04 | 1.9 | 8 | 6.5
Live | 215941493 |  | 11.5 | 20.5 | 52900 | 43500 | 38000 | 3.88 | 2.14 | 53500 | 3.04 | 1.9 | 8 | 6.5
Live | 215936693 |  | 12 | 21.5 | 40710 | 33200 | 29000 | 4.04 | 2.48 | 38500 | 3.52 | 2.02 | 8.5 | 7
Live | 215936683 |  | 12 | 21 | 40710 | 33200 | 29000 | 4.04 | 2.5 | 38500 | 3.54 | 2 | 8.5 | 7
Live | 215677932 |  | 9 | 19 | 64975 | 51000 | 41500 | 3.03 | 2.26 | 59500 | 3.2 | 2.02 | 9 | 7
Live | 215677922 |  | 8.5 | 18.5 | 63825 | 51500 | 42000 | 2.86 | 2.22 | 60000 | 3.14 | 2 | 9 | 7
Live | 215674103 |  | 9.5 | 17 | 50600 | 43000 | 34600 | 3.2 | 2.4 | 49000 | 3.4 | 2.04 | 9 | 7
Live | 215674093 |  | 9.5 | 17.5 | 50600 | 42500 | 34200 | 3.2 | 2.44 | 48500 | 3.44 | 2.06 | 9 | 7
Live | 215667502 |  | 10 | 17 | 26450 | 20200 | 16700 | 3.37 | 2.28 | 23800 | 2.89 | 1.86 | 8.5 | 7
Live | 215667483 |  | 10 | 16.5 | 26450 | 20200 | 16800 | 3.37 | 2.28 | 24000 | 2.88 | 1.86 | 8.5 | 7
Live | 215941483 |  | 11.5 | 20.5 | 52325 | 43000 | 38000 | 3.87 | 2.16 | 52500 | 3.04 | 1.95 | 8.1 | 6.8
Live | 215941473 |  | 11.5 | 20.5 | 52325 | 43500 | 38000 | 3.87 | 2.14 | 52500 | 3.04 | 1.9 | 8.1 | 6.8
Live | 215936673 |  | 12.5 | 22 | 40940 | 32600 | 28400 | 4.21 | 2.56 | 38000 | 3.62 | 2.14 | 9 | 7
Live | 215936663 |  | 12 | 21.5 | 40940 | 32800 | 28600 | 4.04 | 2.52 | 38000 | 3.58 | 2.04 | 8.5 | 7
Live | 215677892 |  | 9 | 18 | 62675 | 50500 | 41500 | 3.03 | 2.2 | 58500 | 3.12 | 1.92 | 8.5 | 7
Live | 215677882 |  | 9 | 18.5 | 63250 | 51000 | 41500 | 3.03 | 2.22 | 59000 | 3.14 | 2.02 | 9 | 7
Live | 215667464 |  | 10 | 17 | 26450 | 20000 | 16700 | 3.37 | 2.3 | 23800 | 2.92 | 1.98 | 9 | 7
Live | 215667447 |  | 10 | 17 | 26450 | 20200 | 16700 | 3.37 | 2.3 | 23800 | 2.89 | 1.96 | 9 | 7
Live | 215941463 |  | 11 | 20.5 | 52325 | 43500 | 38000 | 3.7 | 2.14 | 52500 | 3.04 | 1.9 | 8 | 6.5
Live | 215941453 |  | 11 | 20.5 | 52325 | 43500 | 38000 | 3.7 | 2.14 | 52500 | 3.04 | 1.9 | 8 | 6.5
Live | 215936653 |  | 12 | 21.5 | 40710 | 33400 | 29000 | 4.04 | 2.46 | 38500 | 3.5 | 2.02 | 8.5 | 7
Live | 215936643 |  | 12.5 | 22 | 40940 | 32600 | 28400 | 4.21 | 2.54 | 38000 | 3.62 | 2.02 | 8.5 | 7
Live | 215667428 |  | 10 | 17 | 26450 | 20000 | 16700 | 3.37 | 2.3 | 23800 | 2.89 | 1.98 | 9 | 7
Live | 215667410 |  | 10 | 16.5 | 26450 | 20200 | 16800 | 3.37 | 2.28 | 24000 | 2.88 | 1.86 | 8.5 | 7
Live | 215674083 |  | 9 | 17 | 50600 | 43000 | 34600 | 3.03 | 2.4 | 49000 | 3.4 | 2.04 | 9 | 7
Live | 215674073 |  | 9.5 | 18 | 51175 | 42500 | 34000 | 3.2 | 2.46 | 48500 | 3.48 | 2.06 | 9 | 7.5
Live | 215677872 |  | 9 | 18.5 | 63250 | 51000 | 41500 | 3.03 | 2.2 | 59500 | 3.12 | 1.9 | 8.5 | 7
Live | 215677862 |  | 9 | 18.5 | 63250 | 51000 | 41500 | 3.03 | 2.2 | 59500 | 3.12 | 1.9 | 8.5 | 7
Live | 215941443 |  | 11.5 | 20.5 | 52325 | 43500 | 38000 | 3.87 | 2.14 | 53000 | 3.04 | 1.9 | 8 | 6.5
Live | 215941433 |  | 11 | 20.5 | 52325 | 43500 | 38500 | 3.7 | 2.14 | 53000 | 3.02 | 1.9 | 8 | 6.5
Live | 215667360 |  | 9 | 15.5 | 25990 | 20600 | 17100 | 3.03 | 2.22 | 24200 | 2.8 | 1.84 | 8.5 | 7
Live | 215667342 |  | 10 | 17 | 26450 | 20200 | 16700 | 3.37 | 2.28 | 23800 | 2.89 | 1.86 | 8.5 | 7
Live | 215677852 |  | 9 | 18.5 | 63250 | 51000 | 41500 | 3.03 | 2.2 | 59500 | 3.12 | 1.9 | 8.5 | 7
Live | 215677842 |  | 8.5 | 18 | 62675 | 51000 | 42000 | 2.87 | 2.18 | 59500 | 3.1 | 1.9 | 8.5 | 7
Live | 215936633 |  | 12.5 | 22 | 40940 | 32600 | 28400 | 4.21 | 2.56 | 38000 | 3.62 | 2.02 | 8.5 | 7
Live | 215936623 |  | 12 | 22 | 40940 | 33000 | 28600 | 4.04 | 2.5 | 38000 | 3.54 | 2.02 | 8.5 | 7
Live | 215674063 |  | 9.5 | 18 | 51175 | 42500 | 34000 | 3.2 | 2.46 | 48500 | 3.48 | 2.06 | 9 | 7.5
Live | 215674053 |  | 9.5 | 17.5 | 50600 | 42500 | 34200 | 3.2 | 2.42 | 48500 | 3.44 | 2.06 | 9 | 7
Live | 215941423 |  | 11 | 19.5 | 51175 | 44500 | 39000 | 3.7 | 2.1 | 53500 | 2.96 | 1.88 | 8 | 6.5
Live | 215941413 |  | 11.5 | 20.5 | 52325 | 43500 | 38500 | 3.87 | 2.14 | 53000 | 3.02 | 1.9 | 8 | 6.5
Live | 215667325 |  | 10.5 | 17.5 | 27600 | 19700 | 16400 | 3.53 | 2.44 | 23400 | 3.12 | 2 | 9 | 7
Live | 215667304 |  | 10.5 | 17 | 27370 | 19800 | 16500 | 3.53 | 2.42 | 23400 | 3.1 | 2.02 | 9 | 7
Live | 215677832 |  | 8 | 17.5 | 62100 | 52000 | 42500 | 2.7 | 2.14 | 60500 | 3.02 | 1.86 | 8.5 | 7
Live | 215677822 |  | 9 | 18.5 | 63250 | 50500 | 41500 | 3.03 | 2.22 | 59000 | 3.16 | 2.04 | 8.5 | 7
Live | 215936613 |  | 12 | 21.5 | 40940 | 32800 | 28600 | 4.04 | 2.52 | 38000 | 3.58 | 2.04 | 8.5 | 7
Live | 215936603 |  | 12 | 21.5 | 40710 | 33000 | 28800 | 4.04 | 2.5 | 38000 | 3.56 | 2.02 | 8.5 | 7
Live | 215674043 |  | 9.5 | 17.5 | 50600 | 42500 | 34200 | 3.2 | 2.44 | 48500 | 3.44 | 2.06 | 9 | 7
Live | 215674033 |  | 9.5 | 17.5 | 50600 | 43000 | 34400 | 3.2 | 2.4 | 49000 | 3.42 | 2.04 | 9 | 7
Live | 215941403 |  | 11.5 | 20.5 | 52325 | 43500 | 38000 | 3.87 | 2.14 | 53000 | 3.04 | 1.9 | 8 | 6.5
Live | 215941393 |  | 11 | 20.5 | 52325 | 43500 | 38500 | 3.7 | 2.14 | 53000 | 3.02 | 1.95 | 8.1 | 6.8
Live | 215677812 |  | 8.5 | 18 | 62675 | 51000 | 42000 | 2.87 | 2.2 | 59500 | 3.1 | 1.9 | 8.5 | 7
Live | 215677802 |  | 9 | 18.5 | 63825 | 50500 | 41500 | 3.03 | 2.22 | 59000 | 3.16 | 2.02 | 9 | 7
Live | 215667286 |  | 9.5 | 16 | 26910 | 20200 | 16800 | 3.21 | 2.34 | 24000 | 3.01 | 1.98 | 9 | 7
Live | 215667268 |  | 10.5 | 17 | 27370 | 19800 | 16400 | 3.53 | 2.42 | 23400 | 3.1 | 2 | 9 | 7
Live | 215936593 |  | 11.7 | 21 | 40480 | 33600 | 29400 | 3.94 | 2.44 | 39000 | 3.48 | 2 | 8.5 | 7
Live | 215936553 |  | 12.5 | 22 | 40940 | 32800 | 28400 | 4.21 | 2.52 | 38500 | 3.58 | 2.04 | 8.5 | 7
Live | 215941383 |  | 11.5 | 20.5 | 52325 | 43500 | 38000 | 3.87 | 2.14 | 53000 | 3.04 | 1.9 | 8 | 6.5
Live | 215941373 |  | 11 | 20.5 | 52325 | 43500 | 38500 | 3.7 | 2.14 | 53000 | 3.02 | 1.9 | 8 | 6.5
Live | 215674023 |  | 9 | 17 | 50025 | 43500 | 35000 | 3.04 | 2.36 | 49000 | 3.34 | 2.02 | 9 | 7
Live | 215662878 |  | 10.5 | 19 | 52325 | 42000 | 33600 | 3.54 | 2.52 | 48000 | 3.56 | 2.1 | 9 | 7
Live | 215677792 |  | 9 | 18.5 | 63250 | 51000 | 41500 | 3.03 | 2.22 | 59000 | 3.14 | 2.02 | 9 | 7
Live | 215677782 |  | 9 | 18.5 | 63250 | 50500 | 41500 | 3.03 | 2.22 | 59000 | 3.16 | 2.04 | 9 | 7
Live | 215941363 |  | 11 | 19.5 | 51175 | 44500 | 39000 | 3.7 | 2.1 | 53500 | 2.96 | 1.88 | 8 | 6.5
Live | 215941353 |  | 11.5 | 20.5 | 52325 | 43500 | 38500 | 3.87 | 2.14 | 53000 | 3.02 | 1.9 | 8 | 6.5
Live | 215667250 |  | 10.5 | 17 | 27370 | 19800 | 16500 | 3.53 | 2.42 | 23400 | 3.1 | 2 | 9 | 7
Live | 215667232 |  | 10.5 | 17.5 | 27600 | 19700 | 16400 | 3.53 | 2.44 | 23200 | 3.12 | 2 | 9 | 7
Live | 215936543 |  | 12.5 | 22 | 40710 | 32800 | 28400 | 4.22 | 2.52 | 38000 | 3.58 | 2.04 | 8.5 | 7
Live | 215936533 |  | 12.5 | 22 | 40710 | 32800 | 28400 | 4.22 | 2.5 | 38000 | 3.56 | 2.04 | 8.5 | 7
Live | 215667214 |  | 10.5 | 17.5 | 27600 | 19700 | 16400 | 3.53 | 2.42 | 23200 | 3.12 | 2 | 9 | 7
Live | 215667195 |  | 10.5 | 17.5 | 27600 | 19700 | 16400 | 3.53 | 2.44 | 23200 | 3.12 | 2 | 9 | 7
Live | 215941343 |  | 11.5 | 20.5 | 52325 | 43500 | 38000 | 3.87 | 2.14 | 53000 | 3.04 | 1.9 | 8 | 6.5
Live | 215941333 |  | 11 | 20.5 | 52325 | 43500 | 38500 | 3.7 | 2.14 | 53000 | 3.02 | 1.95 | 8.1 | 6.8
Live | 215936523 |  | 12.5 | 22 | 40710 | 32800 | 28400 | 4.22 | 2.52 | 38000 | 3.58 | 2.04 | 8.5 | 7
Live | 215936513 |  | 12 | 21.5 | 40710 | 32800 | 28400 | 4.04 | 2.5 | 38000 | 3.56 | 2.04 | 8.5 | 7
Live | 215677772 |  | 8.5 | 18 | 62675 | 51500 | 42000 | 2.87 | 2.18 | 59500 | 3.1 | 1.88 | 8.5 | 7
Live | 215677742 |  | 9.5 | 18.5 | 66125 | 56000 | 44500 | 3.2 | 2.42 | 64000 | 3.44 | 2.1 | 9 | 7
Live | 215941323 |  | 11 | 20 | 51175 | 43500 | 38500 | 3.7 | 2.12 | 52000 | 3.02 | 2 | 8.1 | 7
Live | 215941313 |  | 10.5 | 19.5 | 51175 | 43500 | 38500 | 3.54 | 2.12 | 52000 | 3 | 1.88 | 8 | 6.5
Live | 215667177 |  | 10 | 17 | 27370 | 19800 | 16500 | 3.37 | 2.4 | 23400 | 3.08 | 2 | 9 | 7
Live | 215667143 |  | 10 | 16.5 | 26220 | 20400 | 16900 | 3.37 | 2.3 | 24000 | 2.89 | 1.94 | 9 | 7
Live | 215677732 |  | 9.5 | 18.5 | 66125 | 56000 | 44500 | 3.2 | 2.42 | 64000 | 3.42 | 2.08 | 9 | 7
Live | 215677722 |  | 9.5 | 18.5 | 66125 | 56000 | 44500 | 3.2 | 2.42 | 64000 | 3.42 | 2.08 | 9 | 7
Live | 215936503 |  | 12 | 21 | 40480 | 33200 | 28800 | 4.05 | 2.46 | 38500 | 3.5 | 2.02 | 8.5 | 7
Live | 215936493 |  | 12.5 | 22 | 40940 | 32600 | 28400 | 4.21 | 2.52 | 38000 | 3.58 | 2.06 | 8.5 | 7
Live | 215677712 |  | 9.5 | 18.5 | 66125 | 56000 | 44500 | 3.2 | 2.42 | 64000 | 3.42 | 2.08 | 9 | 7
Live | 215677702 |  | 9 | 18.5 | 66125 | 56500 | 45000 | 3.03 | 2.4 | 64000 | 3.42 | 2.06 | 9 | 7
Live | 215941303 |  | 10.5 | 19 | 50025 | 44500 | 39000 | 3.54 | 2.08 | 52500 | 2.94 | 1.88 | 8 | 6.5
Live | 215941293 |  | 11 | 20 | 50600 | 43500 | 38500 | 3.71 | 2.12 | 52000 | 3 | 1.88 | 8 | 6.5
Live | 215936483 |  | 12 | 21.5 | 40710 | 32800 | 28600 | 4.04 | 2.5 | 38000 | 3.54 | 2.04 | 8.5 | 7
Live | 215936473 |  | 12.5 | 22 | 40940 | 32600 | 28400 | 4.21 | 2.52 | 38000 | 3.58 | 2.04 | 8.5 | 7
Live | 215667126 |  | 9 | 15.5 | 25760 | 20800 | 17200 | 3.03 | 2.24 | 24400 | 2.84 | 1.82 | 8.5 | 7
Live | 215667107 |  | 10 | 16.5 | 26220 | 20400 | 16900 | 3.37 | 2.3 | 24000 | 2.89 | 1.94 | 9 | 7
Live | 215941283 |  | 11 | 20 | 51175 | 43500 | 38500 | 3.7 | 2.12 | 52000 | 3.02 | 1.9 | 8 | 6.7
Live | 215941273 |  | 10.5 | 19.5 | 51175 | 43500 | 38500 | 3.54 | 2.12 | 52000 | 3 | 1.9 | 8.1 | 6.85
Live | 215936463 |  | 12.5 | 22 | 40940 | 32800 | 28400 | 4.21 | 2.52 | 38000 | 3.58 | 2.04 | 8.5 | 7
Live | 215936453 |  | 12.5 | 22 | 40940 | 32600 | 28400 | 4.21 | 2.52 | 38000 | 3.58 | 2.04 | 8.5 | 7
Live | 215677692 |  | 8.5 | 18 | 64975 | 57000 | 46000 | 2.86 | 2.36 | 65000 | 3.34 | 2.06 | 9 | 7
Live | 215677682 |  | 9 | 18 | 66125 | 56500 | 45000 | 3.03 | 2.4 | 64000 | 3.42 | 2.08 | 9 | 7
Live | 215667089 |  | 10 | 16.5 | 26220 | 20400 | 16900 | 3.37 | 2.28 | 24000 | 2.89 | 1.94 | 9 | 7
Live | 215667069 |  | 10 | 17 | 26220 | 20400 | 16800 | 3.37 | 2.3 | 24000 | 2.92 | 1.96 | 9 | 7
Live | 215941263 |  | 11 | 20.5 | 51750 | 39500 | 36400 | 3.71 | 2.48 | 48500 | 3.54 | 1.82 | 9 | 7
Live | 215941253 |  | 11 | 20.5 | 51750 | 39500 | 36600 | 3.71 | 2.48 | 48500 | 3.52 | 1.82 | 9 | 7
Live | 215936443 |  | 12 | 21.5 | 40710 | 32800 | 28600 | 4.04 | 2.5 | 38000 | 3.54 | 2.04 | 8.5 | 7
Live | 215936423 |  | 12 | 21.5 | 40250 | 32600 | 28200 | 4.04 | 2.48 | 38000 | 3.54 | 2.02 | 8.5 | 7
Live | 215677672 |  | 9.5 | 19 | 66700 | 56000 | 44500 | 3.2 | 2.44 | 64000 | 3.46 | 2.1 | 9 | 7
Live | 215677662 |  | 9.5 | 19 | 66700 | 56000 | 44500 | 3.2 | 2.44 | 64000 | 3.46 | 2.1 | 9 | 7
Live | 215667052 |  | 10 | 16.5 | 26220 | 20400 | 16900 | 3.37 | 2.3 | 24000 | 2.92 | 1.96 | 9 | 7
Live | 215667034 |  | 10 | 17 | 26220 | 20400 | 16800 | 3.37 | 2.3 | 24000 | 2.92 | 1.96 | 9 | 7
Live | 215936413 |  | 12 | 21.5 | 40250 | 32400 | 28200 | 4.04 | 2.48 | 38000 | 3.54 | 2.02 | 8.5 | 7
Live | 215936403 |  | 12 | 21.5 | 40250 | 32600 | 28400 | 4.04 | 2.48 | 38500 | 3.52 | 2.04 | 8.5 | 7
Live | 215941243 |  | 11 | 20 | 51750 | 39500 | 36600 | 3.71 | 2.48 | 48500 | 3.5 | 1.82 | 9 | 7
Live | 215941233 |  | 10.5 | 19.5 | 50600 | 40500 | 37400 | 3.54 | 2.4 | 49000 | 3.4 | 1.8 | 9 | 7
Live | 215677632 |  | 9 | 18.5 | 65550 | 56500 | 45000 | 3.03 | 2.4 | 65000 | 3.4 | 2.08 | 9 | 7
Live | 215677622 |  | 8.5 | 17.5 | 64400 | 57500 | 46000 | 2.86 | 2.34 | 65000 | 3.32 | 2.06 | 9 | 7
Live | 215667014 |  | 9.5 | 16.5 | 25990 | 20400 | 17000 | 3.2 | 2.28 | 24200 | 2.89 | 1.94 | 9 | 7
Live | 215666959 |  | 9 | 15.5 | 25760 | 20800 | 17300 | 3.03 | 2.22 | 24600 | 2.82 | 1.82 | 8.5 | 7
Live | 215936393 |  | 12 | 21.5 | 40250 | 32400 | 28200 | 4.04 | 2.48 | 38000 | 3.54 | 2.02 | 8.5 | 7
Live | 215936383 |  | 12 | 21 | 40250 | 32600 | 28400 | 4.04 | 2.48 | 38500 | 3.52 | 2.04 | 8.5 | 7
Live | 215941223 |  | 11.5 | 20.5 | 51750 | 39500 | 36600 | 3.88 | 2.46 | 48500 | 3.5 | 1.82 | 9 | 7
Live | 215941213 |  | 11 | 20 | 51750 | 39500 | 36600 | 3.71 | 2.48 | 48500 | 3.5 | 1.82 | 9 | 7
Live | 215677612 |  | 9.5 | 18.5 | 66125 | 56000 | 44500 | 3.2 | 2.42 | 64000 | 3.44 | 2.1 | 9 | 7
Live | 215677602 |  | 9 | 18 | 65550 | 56500 | 45000 | 3.03 | 2.4 | 64000 | 3.4 | 2.08 | 9 | 7
Live | 215666942 |  | 10 | 17 | 26220 | 20400 | 16900 | 3.37 | 2.3 | 24000 | 2.92 | 1.94 | 9 | 7
Live | 215666925 |  | 11 | 19 | 28060 | 19600 | 16200 | 3.7 | 2.26 | 27800 | 3.42 | 1.84 | 8.5 | 6.5
Live | 215936373 |  | 11.7 | 21 | 40020 | 33000 | 28800 | 3.95 | 2.44 | 38500 | 3.46 | 2.02 | 8.5 | 7
Live | 215936363 |  | 12 | 21.5 | 40480 | 32400 | 28200 | 4.05 | 2.5 | 38000 | 3.54 | 2.04 | 8.5 | 7
Live | 215941203 |  | 10.5 | 20 | 51175 | 39500 | 36400 | 3.54 | 2.46 | 48500 | 3.48 | 1.82 | 9 | 7
Live | 215941193 |  | 10.5 | 20 | 50600 | 39500 | 36400 | 3.54 | 2.46 | 48500 | 3.48 | 1.82 | 9 | 7
Live | 215677592 |  | 9.5 | 19 | 66125 | 56000 | 44500 | 3.2 | 2.42 | 64000 | 3.44 | 2.08 | 9 | 7
Live | 215677582 |  | 9.5 | 18 | 63825 | 54500 | 43500 | 3.2 | 2.4 | 60500 | 3.4 | 2.1 | 9 | 7
Live | 215666906 |  | 10.5 | 19 | 27830 | 19700 | 16200 | 3.55 | 2.24 | 27800 | 3.39 | 1.84 | 8.5 | 6.5
Live | 215936353 |  | 12 | 21 | 40250 | 32600 | 28400 | 4.04 | 2.48 | 38500 | 3.5 | 2.04 | 8.5 | 7
Live | 215936343 |  | 12 | 21.5 | 40480 | 32400 | 28200 | 4.05 | 2.5 | 38000 | 3.54 | 2.04 | 8.5 | 7
Live | 215941183 |  | 10.5 | 20 | 50600 | 39500 | 36600 | 3.54 | 2.44 | 48500 | 3.46 | 1.8 | 9 | 7
Live | 215941173 |  | 10.5 | 19 | 50025 | 40500 | 37400 | 3.54 | 2.36 | 49000 | 3.36 | 1.8 | 9 | 7
Live | 215677562 |  | 9 | 18.5 | 64975 | 55500 | 44500 | 3.03 | 2.4 | 63000 | 3.4 | 2.08 | 9 | 7
Live | 215677552 |  | 9 | 18.5 | 64975 | 55500 | 44500 | 3.03 | 2.38 | 63000 | 3.38 | 2.08 | 9 | 7
Live | 215666869 |  | 11 | 19 | 27830 | 19700 | 16200 | 3.71 | 2.24 | 27800 | 3.39 | 1.84 | 8.5 | 6.5
Live | 215666850 |  | 10.5 | 18.5 | 27830 | 19700 | 16300 | 3.55 | 2.24 | 28000 | 3.4 | 1.84 | 8.5 | 6.5
Live | 215677542 |  | 9 | 18.5 | 64975 | 55500 | 44500 | 3.03 | 2.38 | 63000 | 3.38 | 2.08 | 9 | 7
Live | 215677532 |  | 9 | 18.5 | 64975 | 55500 | 44500 | 3.03 | 2.38 | 63000 | 3.38 | 2.08 | 9 | 7
Live | 215936333 |  | 12 | 21.5 | 40480 | 32400 | 28200 | 4.05 | 2.5 | 38000 | 3.54 | 2.04 | 8.5 | 7
Live | 215936323 |  | 12 | 21.5 | 40480 | 32400 | 28200 | 4.05 | 2.5 | 38000 | 3.54 | 2.04 | 8.5 | 7
Live | 215941163 |  | 11 | 20 | 50600 | 39500 | 36600 | 3.71 | 2.44 | 48500 | 3.46 | 1.8 | 9 | 7
Live | 215941153 |  | 11 | 20 | 50600 | 39500 | 36600 | 3.71 | 2.44 | 48500 | 3.48 | 1.82 | 9 | 7
Live | 215666832 |  | 11 | 19 | 28060 | 19600 | 16200 | 3.7 | 2.26 | 27800 | 3.42 | 1.84 | 8.5 | 6.5
Live | 215666813 |  | 11 | 19 | 28060 | 19600 | 16200 | 3.7 | 2.26 | 27800 | 3.42 | 1.84 | 8.5 | 6.5
Live | 215677522 |  | 9 | 18 | 64975 | 56000 | 44500 | 3.03 | 2.38 | 63500 | 3.36 | 2.08 | 9 | 7
Live | 215677512 |  | 8.5 | 17.5 | 63825 | 57000 | 45500 | 2.86 | 2.32 | 64000 | 3.3 | 1.94 | 8.5 | 7
Live | 215936313 |  | 12 | 21.5 | 40250 | 32600 | 28400 | 4.04 | 2.48 | 38500 | 3.5 | 2.04 | 8.5 | 7
Live | 215936293 |  | 11.5 | 20.5 | 39790 | 31200 | 27600 | 3.87 | 2.42 | 38000 | 3.44 | 2 | 8.5 | 7
Live | 215941143 |  | 10.5 | 20 | 50600 | 39500 | 36600 | 3.54 | 2.44 | 48500 | 3.46 | 1.8 | 9 | 7
Live | 215941133 |  | 11.5 | 21.5 | 52325 | 39500 | 36600 | 3.87 | 2.48 | 48500 | 3.5 | 2 | 9.5 | 7.5
Live | 215666796 |  | 10.5 | 19 | 28060 | 19600 | 16200 | 3.54 | 2.26 | 27800 | 3.42 | 1.84 | 8.5 | 6.5
Live | 215666778 |  | 10.5 | 18.5 | 27830 | 19800 | 16300 | 3.55 | 2.24 | 28000 | 3.38 | 1.84 | 8.5 | 6.5
Live | 215677502 |  | 9.5 | 18 | 65550 | 55500 | 44000 | 3.2 | 2.4 | 63000 | 3.42 | 2.08 | 9 | 7
Live | 215677492 |  | 9 | 18 | 64975 | 56000 | 44500 | 3.03 | 2.38 | 63500 | 3.38 | 2.08 | 9 | 7
Live | 215941123 |  | 11 | 21.5 | 52325 | 39500 | 36800 | 3.7 | 2.46 | 48500 | 3.5 | 2 | 9.5 | 7.5
Live | 215941113 |  | 11 | 21 | 52325 | 40000 | 37000 | 3.7 | 2.46 | 48500 | 3.48 | 2 | 9.5 | 7.5
Live | 215936283 |  | 11 | 20.5 | 39560 | 31400 | 27600 | 3.7 | 2.42 | 38000 | 3.44 | 2.08 | 8.5 | 7
Live | 215936273 |  | 12.5 | 22 | 40940 | 32800 | 28400 | 4.21 | 2.52 | 38000 | 3.58 | 2.04 | 8.5 | 7
Live | 215666726 |  | 11 | 18.5 | 27600 | 19400 | 16100 | 3.71 | 2.24 | 27400 | 3.32 | 1.86 | 8.5 | 6.5
Live | 215666710 |  | 10.5 | 18.5 | 27600 | 19500 | 16200 | 3.53 | 2.24 | 27400 | 3.3 | 1.86 | 8.5 | 6.5
Live | 215677482 |  | 9.5 | 18.5 | 65550 | 55500 | 44000 | 3.2 | 2.42 | 63000 | 3.42 | 2.08 | 9 | 7
Live | 215677472 |  | 9.5 | 18.5 | 65550 | 55500 | 44000 | 3.2 | 2.4 | 63000 | 3.4 | 2.08 | 9 | 7
Live | 215941103 |  | 11 | 21 | 52325 | 40000 | 37000 | 3.7 | 2.46 | 48500 | 3.48 | 2 | 9.5 | 7.5
Live | 215941093 |  | 11 | 21 | 52325 | 40000 | 36800 | 3.7 | 2.46 | 48500 | 3.48 | 2 | 9.5 | 7.5
Live | 215936263 |  | 12.5 | 22 | 40940 | 32800 | 28400 | 4.21 | 2.52 | 38000 | 3.58 | 2.04 | 8.5 | 7
Live | 215936253 |  | 12.5 | 22 | 40710 | 32800 | 28400 | 4.22 | 2.5 | 38000 | 3.56 | 2.04 | 8.5 | 7
Live | 215677462 |  | 9.5 | 18.5 | 65550 | 55500 | 44000 | 3.2 | 2.4 | 63000 | 3.42 | 2.08 | 9 | 7
Live | 215677452 |  | 9 | 18 | 64400 | 56000 | 45000 | 3.03 | 2.36 | 63500 | 3.36 | 2.06 | 9 | 7
Live | 215941083 |  | 11 | 21 | 51750 | 40000 | 37000 | 3.71 | 2.44 | 48500 | 3.46 | 2 | 9.5 | 7.5
Live | 215941073 |  | 11 | 20 | 51175 | 40500 | 37600 | 3.7 | 2.38 | 49000 | 3.36 | 2 | 9 | 7
Live | 215936243 |  | 12.5 | 22 | 40940 | 32800 | 28400 | 4.21 | 2.52 | 38000 | 3.58 | 2.04 | 8.5 | 7
Live | 215936233 |  | 12 | 21.5 | 40710 | 32800 | 28400 | 4.04 | 2.5 | 38000 | 3.56 | 2.04 | 8.5 | 7
Live | 215666694 |  | 10.5 | 18.5 | 27370 | 19500 | 16200 | 3.53 | 2.22 | 27400 | 3.28 | 1.84 | 8.5 | 6.5
Live | 215666677 |  | 11 | 18.5 | 27600 | 19400 | 16100 | 3.71 | 2.24 | 27400 | 3.32 | 1.86 | 8.5 | 6.5
Live | 215941063 |  | 11.5 | 21 | 51750 | 40000 | 37000 | 3.88 | 2.44 | 48500 | 3.46 | 2 | 9.5 | 7.5
Live | 215941053 |  | 11.5 | 21.5 | 52325 | 40000 | 36800 | 3.87 | 2.46 | 48500 | 3.48 | 2 | 9.5 | 7.5
Live | 215677422 |  | 9 | 18.5 | 64975 | 56000 | 44500 | 3.03 | 2.4 | 64000 | 3.4 | 2.08 | 9 | 7
Live | 215677412 |  | 9 | 18.5 | 64975 | 56000 | 44500 | 3.03 | 2.4 | 64000 | 3.4 | 2.08 | 9 | 7
Live | 215936223 |  | 12 | 21 | 40480 | 33200 | 28800 | 4.05 | 2.46 | 38500 | 3.5 | 2.02 | 8.5 | 7
Live | 215936213 |  | 12.5 | 22 | 40940 | 32600 | 28400 | 4.21 | 2.52 | 38000 | 3.58 | 2.06 | 8.5 | 7
Live | 215677402 |  | 8.5 | 17.5 | 63825 | 57000 | 46000 | 2.86 | 2.32 | 64000 | 3.3 | 1.94 | 8.5 | 7
Live | 215677392 |  | 9 | 18 | 65550 | 55500 | 44500 | 3.03 | 2.42 | 63500 | 3.42 | 2.08 | 9 | 7
Live | 215941043 |  | 11 | 21 | 51750 | 40000 | 37000 | 3.71 | 2.44 | 48500 | 3.46 | 2 | 9.5 | 7.5
Live | 215941033 |  | 11 | 21 | 51175 | 39000 | 36400 | 3.7 | 2.46 | 48000 | 3.5 | 2 | 9.5 | 7.5
Live | 215936203 |  | 12 | 21.5 | 40710 | 32800 | 28600 | 4.04 | 2.5 | 38000 | 3.54 | 2.04 | 8.5 | 7
Live | 215936193 |  | 12.5 | 22 | 40940 | 32600 | 28400 | 4.21 | 2.52 | 38000 | 3.58 | 2.04 | 8.5 | 7
Live | 215666658 |  | 10.5 | 18.5 | 27600 | 19500 | 16200 | 3.53 | 2.22 | 27400 | 3.3 | 1.84 | 8.5 | 6.5
Live | 215666639 |  | 10.5 | 18 | 27600 | 19500 | 16200 | 3.53 | 2.22 | 27400 | 3.28 | 1.84 | 8.5 | 6.5
Live | 215677382 |  | 9 | 18 | 64975 | 56000 | 45000 | 3.03 | 2.38 | 64000 | 3.38 | 2.08 | 9 | 7
Live | 215677372 |  | 9.5 | 18.5 | 65550 | 56000 | 44500 | 3.2 | 2.4 | 63500 | 3.42 | 2.08 | 9 | 7
Live | 215941023 |  | 11 | 21 | 51175 | 39000 | 36400 | 3.7 | 2.46 | 48000 | 3.48 | 2 | 9.5 | 7.5
Live | 215941013 |  | 11 | 21 | 51175 | 39500 | 36600 | 3.7 | 2.44 | 48500 | 3.46 | 2 | 9.5 | 7.5
Live | 215666621 |  | 10.5 | 18.5 | 27370 | 19500 | 16200 | 3.53 | 2.22 | 27400 | 3.28 | 1.84 | 8.5 | 6.5
Live | 215666604 |  | 10.5 | 18.5 | 27600 | 19400 | 16100 | 3.53 | 2.24 | 27400 | 3.32 | 1.86 | 8.5 | 6.5
Live | 215936183 |  | 12.5 | 22 | 40940 | 32800 | 28400 | 4.21 | 2.52 | 38500 | 3.58 | 2.04 | 8.5 | 7
Live | 215936173 |  | 12.5 | 22 | 40940 | 32600 | 28400 | 4.21 | 2.52 | 38000 | 3.58 | 2.04 | 8.5 | 7
Live | 215677362 |  | 9.5 | 18.5 | 65550 | 55500 | 44500 | 3.2 | 2.4 | 63500 | 3.42 | 2.08 | 9 | 7
Live | 215677352 |  | 9 | 18 | 64975 | 56500 | 45000 | 3.03 | 2.36 | 64000 | 3.36 | 2.06 | 9 | 7
Live | 215666584 |  | 10.5 | 18.5 | 27600 | 19500 | 16100 | 3.53 | 2.24 | 27400 | 3.3 | 1.86 | 8.5 | 6.5
Live | 215666569 |  | 11 | 18.5 | 27600 | 19400 | 16100 | 3.71 | 2.24 | 27400 | 3.32 | 1.86 | 8.5 | 6.5
Live | 215941003 |  | 11 | 21 | 51175 | 39500 | 36600 | 3.7 | 2.44 | 48500 | 3.46 | 2 | 9.5 | 7.5
Live | 215940993 |  | 10.5 | 21 | 50025 | 39500 | 36400 | 3.54 | 2.44 | 48000 | 3.48 | 2 | 9.5 | 7.5
Live | 215936163 |  | 12 | 21.5 | 40710 | 32800 | 28600 | 4.04 | 2.5 | 38000 | 3.54 | 2.04 | 8.5 | 7
Live | 215936143 |  | 12 | 21 | 39560 | 32000 | 28000 | 4.04 | 2.44 | 38500 | 3.46 | 2.06 | 8.5 | 7
Live | 215666549 |  | 11 | 18.5 | 27600 | 19400 | 16100 | 3.71 | 2.24 | 27400 | 3.32 | 1.86 | 8.5 | 6.5
Live | 215666530 |  | 10.5 | 18.5 | 27600 | 19400 | 16100 | 3.53 | 2.24 | 27400 | 3.32 | 1.86 | 8.5 | 6.5
Live | 215677342 |  | 9.5 | 18 | 63250 | 54000 | 43500 | 3.2 | 2.36 | 59500 | 3.36 | 2.1 | 9 | 7
Live | 215677312 |  | 9.5 | 19 | 66125 | 56000 | 44500 | 3.2 | 2.44 | 64000 | 3.44 | 2.1 | 9 | 7
Live | 215940983 |  | 10.5 | 20.5 | 50025 | 39500 | 36600 | 3.54 | 2.44 | 48000 | 3.46 | 1.92 | 9.5 | 7.5
Live | 215940973 |  | 10.5 | 20 | 49450 | 40000 | 37400 | 3.53 | 2.36 | 48500 | 3.34 | 2 | 9.5 | 7.5
Live | 215936133 |  | 11.5 | 20.5 | 39330 | 32400 | 28400 | 3.88 | 2.4 | 39000 | 3.4 | 2.02 | 8.5 | 7
Live | 215936123 |  | 11 | 20.5 | 39330 | 30400 | 27000 | 3.71 | 2.38 | 38000 | 3.36 | 2 | 8.1 | 7
Live | 215940963 |  | 11 | 21 | 50025 | 39500 | 36600 | 3.71 | 2.44 | 48000 | 3.44 | 1.9 | 9.5 | 7.5
Live | 215940953 |  | 11 | 21 | 50025 | 39500 | 36400 | 3.71 | 2.44 | 48000 | 3.46 | 1.92 | 9.5 | 7.5
Live | 215677302 |  | 9.5 | 18.5 | 66125 | 56000 | 44500 | 3.2 | 2.42 | 64000 | 3.44 | 2.08 | 9 | 7
Live | 215677292 |  | 9.5 | 18.5 | 66125 | 56000 | 44500 | 3.2 | 2.42 | 64000 | 3.42 | 2.08 | 9 | 7
Live | 215666511 |  | 10.5 | 18.5 | 27600 | 19400 | 16100 | 3.53 | 2.24 | 27400 | 3.32 | 1.86 | 8.5 | 6.5
Live | 215666495 |  | 10.5 | 18.5 | 27600 | 19500 | 16200 | 3.53 | 2.22 | 27400 | 3.3 | 1.86 | 8.5 | 6.5
Live | 215936113 |  | 12 | 21 | 39560 | 32000 | 28000 | 4.04 | 2.44 | 38500 | 3.46 | 2.06 | 8.5 | 7
Live | 215936103 |  | 11.7 | 20.5 | 39560 | 32200 | 28200 | 3.94 | 2.42 | 38500 | 3.44 | 2.04 | 8.5 | 7
Live | 215666421 |  | 10.5 | 18.5 | 27370 | 19200 | 16000 | 3.53 | 2.22 | 27000 | 3.22 | 1.78 | 8 | 6.5
Live | 215940943 |  | 10.5 | 20.5 | 50025 | 39500 | 36600 | 3.54 | 2.44 | 48000 | 3.46 | 2 | 9.5 | 7.5
Live | 215938683 |  | 11.5 | 21 | 52900 | 43500 | 38000 | 3.88 | 2.16 | 53000 | 3.06 | 1.92 | 8 | 6.5
Live | 215936093 |  | 11.5 | 20.5 | 39330 | 32600 | 28600 | 3.88 | 2.38 | 39000 | 3.36 | 2.02 | 8.5 | 7
Live | 215936083 |  | 11.5 | 20.5 | 39330 | 32600 | 28600 | 3.88 | 2.38 | 39000 | 3.38 | 2.04 | 8.5 | 7
Live | 215677282 |  | 9.5 | 18.5 | 66125 | 56000 | 44500 | 3.2 | 2.42 | 64000 | 3.44 | 2.08 | 9 | 7
Live | 215677272 |  | 8.5 | 18 | 64975 | 57000 | 45500 | 2.86 | 2.36 | 65000 | 3.34 | 2.06 | 9 | 7
Live | 215666405 |  | 10.5 | 18.5 | 27370 | 19300 | 16100 | 3.53 | 2.2 | 27000 | 3.22 | 1.76 | 8 | 6.5
Live | 215666388 |  | 10.5 | 18.5 | 27140 | 19300 | 16100 | 3.54 | 2.2 | 27000 | 3.2 | 1.76 | 8 | 6.5
Live | 215938673 |  | 11.5 | 21 | 52900 | 43500 | 38000 | 3.88 | 2.14 | 53000 | 3.04 | 1.92 | 8 | 6.5
Live | 215938663 |  | 11.5 | 21 | 52900 | 43500 | 38000 | 3.88 | 2.14 | 53500 | 3.04 | 1.92 | 8 | 6.5
Live | 215936073 |  | 11 | 20 | 39100 | 30600 | 27000 | 3.71 | 2.36 | 38000 | 3.36 | 2 | 8.1 | 7
Live | 215936063 |  | 12 | 21 | 39790 | 32000 | 28000 | 4.05 | 2.44 | 38500 | 3.46 | 2.04 | 8.5 | 7
Live | 215677262 |  | 9.5 | 18.5 | 66700 | 56000 | 44500 | 3.2 | 2.44 | 64000 | 3.46 | 2.1 | 9 | 7
Live | 215677252 |  | 9 | 18 | 66125 | 56500 | 45000 | 3.03 | 2.4 | 64000 | 3.42 | 2.08 | 9 | 7
Live | 215666370 |  | 10.5 | 18.5 | 27370 | 19200 | 16000 | 3.53 | 2.22 | 27000 | 3.22 | 1.78 | 8 | 6.5
Live | 215666352 |  | 10.5 | 18.5 | 27140 | 19300 | 16100 | 3.54 | 2.2 | 27000 | 3.2 | 1.76 | 8 | 6.5
Live | 215936053 |  | 11.7 | 20.5 | 39560 | 32200 | 28200 | 3.94 | 2.42 | 38500 | 3.42 | 2.04 | 8.5 | 7
Live | 215936043 |  | 11.5 | 20.5 | 39330 | 32600 | 28600 | 3.88 | 2.38 | 39000 | 3.38 | 2.04 | 8.5 | 7
Live | 215938653 |  | 11.5 | 21 | 52900 | 43500 | 38000 | 3.88 | 2.14 | 53000 | 3.04 | 1.92 | 8 | 6.5
Live | 215938643 |  | 11.5 | 20.5 | 52900 | 43500 | 38000 | 3.88 | 2.14 | 53500 | 3.04 | 1.9 | 8 | 6.5
Live | 215670625 |  | 11.5 | 19.5 | 40710 | 29400 | 24400 | 3.87 | 2.34 | 34000 | 3.32 | 2.04 | 9.5 | 7
Live | 215670615 |  | 10 | 18.5 | 38410 | 31000 | 25600 | 3.37 | 2.16 | 35800 | 3.06 | 1.86 | 9 | 7
Live | 215677242 |  | 9.5 | 19 | 66700 | 56000 | 44500 | 3.2 | 2.44 | 64000 | 3.46 | 2.08 | 9 | 7
Live | 215677232 |  | 9 | 18.5 | 65550 | 56500 | 45000 | 3.03 | 2.4 | 64000 | 3.4 | 2.08 | 9 | 7
Live | 215666333 |  | 10.5 | 18 | 27140 | 19300 | 16200 | 3.54 | 2.2 | 27000 | 3.2 | 1.76 | 8.5 | 6.5
Live | 215666314 |  | 10.5 | 18.5 | 27370 | 19200 | 16000 | 3.53 | 2.22 | 27000 | 3.22 | 1.78 | 8 | 6.5
Live | 215936033 |  | 12 | 21 | 39560 | 32000 | 28000 | 4.04 | 2.44 | 38500 | 3.46 | 2.04 | 8.5 | 7
Live | 215936023 |  | 12 | 21 | 39560 | 32000 | 28000 | 4.04 | 2.44 | 38500 | 3.46 | 2.04 | 8.5 | 7
Live | 215938633 |  | 10.5 | 20 | 52325 | 44000 | 39000 | 3.54 | 2.1 | 53500 | 3 | 1.9 | 8 | 6.5
Live | 215938623 |  | 12 | 21 | 53475 | 43500 | 38000 | 4.04 | 2.16 | 53000 | 3.06 | 1.92 | 8 | 6.5
Live | 215670605 |  | 10 | 17 | 39790 | 30000 | 24800 | 3.37 | 2.28 | 34600 | 3.22 | 1.92 | 8.5 | 7
Live | 215670595 |  | 10 | 17 | 39790 | 30000 | 24800 | 3.37 | 2.28 | 34600 | 3.22 | 1.92 | 8.5 | 7
Live | 215677212 |  | 9 | 18.5 | 64975 | 55500 | 44500 | 3.03 | 2.4 | 63000 | 3.4 | 2.1 | 9 | 7
Live | 215677202 |  | 9 | 18.5 | 64975 | 55500 | 44500 | 3.03 | 2.38 | 63000 | 3.38 | 2.08 | 9 | 7
Live | 215936013 |  | 11.7 | 21 | 39560 | 32200 | 28200 | 3.94 | 2.42 | 38500 | 3.42 | 2.04 | 8.5 | 7
Live | 215936003 |  | 11.7 | 21 | 39560 | 32200 | 28200 | 3.94 | 2.42 | 38500 | 3.42 | 2.04 | 8.5 | 7
Live | 215666296 |  | 10 | 18.5 | 27370 | 19300 | 16100 | 3.37 | 2.22 | 27000 | 3.22 | 1.76 | 8 | 6.5
Live | 215666278 |  | 10.5 | 18.5 | 27370 | 19200 | 16000 | 3.53 | 2.22 | 27000 | 3.22 | 1.78 | 8 | 6.5
Live | 215677192 |  | 9 | 18.5 | 64975 | 55500 | 44500 | 3.03 | 2.38 | 63000 | 3.38 | 2.08 | 9 | 7
Live | 215677182 |  | 9 | 18.5 | 64975 | 55500 | 44500 | 3.03 | 2.38 | 63000 | 3.38 | 2.08 | 9 | 7
Live | 215938613 |  | 11.5 | 20.5 | 52900 | 43500 | 38000 | 3.88 | 2.14 | 53500 | 3.04 | 1.9 | 8 | 6.5
Live | 215938603 |  | 12 | 21 | 53475 | 43500 | 38000 | 4.04 | 2.16 | 53000 | 3.06 | 1.92 | 8 | 6.5
Live | 215670585 |  | 9.5 | 17 | 39560 | 30200 | 25000 | 3.2 | 2.26 | 34800 | 3.2 | 1.78 | 8.5 | 7
Live | 215670575 |  | 9.5 | 16.5 | 39330 | 30200 | 25200 | 3.2 | 2.24 | 34800 | 3.18 | 1.78 | 8.5 | 7
Live | 215935993 |  | 11.5 | 20.5 | 39330 | 32400 | 28400 | 3.88 | 2.4 | 39000 | 3.4 | 2.02 | 8.5 | 7
Live | 215935983 |  | 11 | 20 | 39100 | 33000 | 29000 | 3.71 | 2.34 | 39500 | 3.32 | 2.02 | 8.5 | 7
Live | 215666259 |  | 10.5 | 18.5 | 27370 | 19200 | 16000 | 3.53 | 2.22 | 27000 | 3.22 | 1.78 | 8 | 6.5
Live | 215666240 |  | 10.5 | 18.5 | 27370 | 19200 | 16100 | 3.53 | 2.22 | 27000 | 3.22 | 1.78 | 8 | 6.5
Live | 215677172 |  | 8.5 | 17.5 | 63825 | 57000 | 45500 | 2.86 | 2.32 | 64000 | 3.3 | 1.94 | 8.5 | 7
Live | 215677162 |  | 9 | 18 | 65550 | 55500 | 44000 | 3.03 | 2.4 | 63000 | 3.42 | 2.08 | 9 | 7
Live | 215670565 |  | 9 | 15.5 | 37950 | 30200 | 25200 | 3.03 | 2.16 | 35000 | 3.06 | 1.78 | 8.5 | 6.5
Live | 215670555 |  | 10 | 17 | 39790 | 30000 | 24800 | 3.37 | 2.28 | 34600 | 3.22 | 1.8 | 8.5 | 7
Live | 215938593 |  | 11.5 | 21 | 53475 | 43500 | 38000 | 3.88 | 2.16 | 53000 | 3.06 | 1.92 | 8 | 6.5
Live | 215938583 |  | 12 | 21 | 53475 | 43500 | 38000 | 4.04 | 2.16 | 53000 | 3.06 | 1.92 | 8 | 6.5
Live | 215677152 |  | 9 | 18 | 64975 | 56000 | 44500 | 3.03 | 2.38 | 63500 | 3.36 | 2.08 | 9 | 7
Live | 215677142 |  | 9.5 | 18.5 | 65550 | 55500 | 44000 | 3.2 | 2.4 | 63000 | 3.42 | 2.08 | 9 | 7
Live | 215935943 |  | 11 | 20.5 | 39330 | 31000 | 27400 | 3.71 | 2.4 | 38000 | 3.4 | 2 | 8.5 | 7
Live | 215666222 |  | 10 | 18 | 27140 | 19400 | 16200 | 3.37 | 2.18 | 27200 | 3.18 | 1.76 | 8 | 6.5
Live | 215666173 |  | 10.5 | 18.5 | 27140 | 19300 | 16100 | 3.54 | 2.2 | 27000 | 3.2 | 1.76 | 8 | 6.5
Live | 215670545 |  | 10 | 17 | 39790 | 30000 | 24800 | 3.37 | 2.28 | 34600 | 3.22 | 1.92 | 8.5 | 7
Live | 215670535 |  | 10 | 17 | 39790 | 30000 | 24800 | 3.37 | 2.26 | 34600 | 3.22 | 1.8 | 8.5 | 7
Live | 215938573 |  | 11.5 | 20.5 | 52900 | 43500 | 38500 | 3.88 | 2.14 | 53500 | 3.02 | 1.9 | 8 | 6.5
Live | 215938553 |  | 11.5 | 21 | 52900 | 43500 | 38000 | 3.88 | 2.14 | 53500 | 3.04 | 1.9 | 8 | 6.5
Live | 215677132 |  | 9.5 | 18.5 | 65550 | 55500 | 44000 | 3.2 | 2.4 | 63000 | 3.4 | 2.08 | 9 | 7
Live | 215677122 |  | 9.5 | 18.5 | 65550 | 55500 | 44000 | 3.2 | 2.4 | 63000 | 3.42 | 2.08 | 9 | 7
Live | 215935923 |  | 11 | 20 | 39330 | 31000 | 27400 | 3.71 | 2.38 | 38000 | 3.37 | 2.08 | 8.5 | 7
Live | 215935913 |  | 12 | 21.5 | 40710 | 33200 | 29000 | 4.04 | 2.48 | 38500 | 3.52 | 2.02 | 8.5 | 7
Live | 215666155 |  | 10 | 18 | 27140 | 19400 | 16200 | 3.37 | 2.2 | 27200 | 3.18 | 1.76 | 8 | 6.5
Live | 215670525 |  | 9.5 | 16.5 | 39560 | 30200 | 25000 | 3.2 | 2.24 | 34800 | 3.18 | 1.78 | 8.5 | 7
Live | 215670515 |  | 9.5 | 16 | 39560 | 30200 | 25000 | 3.2 | 2.24 | 34800 | 3.2 | 1.78 | 8.5 | 7
Live | 215938543 |  | 11.5 | 21 | 52900 | 43500 | 38000 | 3.88 | 2.14 | 53500 | 3.04 | 1.9 | 8 | 6.5
Live | 215938533 |  | 11.5 | 20.5 | 52900 | 43500 | 38500 | 3.88 | 2.14 | 53500 | 3.02 | 1.92 | 8 | 6.5
Live | 215677112 |  | 9 | 18 | 64400 | 56000 | 45000 | 3.03 | 2.36 | 63500 | 3.36 | 2.06 | 9 | 7
Live | 215677082 |  | 9 | 18.5 | 64975 | 56000 | 45000 | 3.03 | 2.38 | 64000 | 3.38 | 2.08 | 9 | 7
Live | 215935903 |  | 11.7 | 21 | 40480 | 32000 | 28000 | 3.94 | 2.5 | 38000 | 3.54 | 2 | 8.5 | 7
Live | 215935893 |  | 11.7 | 21 | 40480 | 33600 | 29200 | 3.94 | 2.44 | 38500 | 3.46 | 2 | 8.5 | 7
Live | 215670505 |  | 9.5 | 16.5 | 39330 | 30200 | 25200 | 3.2 | 2.24 | 34800 | 3.16 | 1.8 | 8.5 | 7
Live | 215670495 |  | 10 | 17 | 39790 | 29800 | 24800 | 3.37 | 2.28 | 34600 | 3.24 | 1.92 | 8.5 | 7
Live | 215666117 |  | 10.5 | 18 | 27140 | 19400 | 16200 | 3.54 | 2.2 | 27000 | 3.18 | 1.76 | 8.5 | 6.5
Live | 215938523 |  | 11.5 | 20 | 51750 | 43500 | 38500 | 3.88 | 2.14 | 54000 | 3.02 | 1.9 | 8 | 6.5
Live | 215938513 |  | 10.5 | 20 | 52325 | 44500 | 39000 | 3.54 | 2.1 | 54000 | 2.98 | 1.9 | 8 | 6.5
Live | 215935883 |  | 11.5 | 21 | 40480 | 32200 | 28000 | 3.88 | 2.48 | 38000 | 3.52 | 2.06 | 8.5 | 7
Live | 215935873 |  | 11.7 | 21 | 40480 | 33400 | 29200 | 3.94 | 2.46 | 38500 | 3.5 | 2.02 | 8.5 | 7
Live | 215677072 |  | 9 | 18.5 | 64975 | 56000 | 45000 | 3.03 | 2.38 | 64000 | 3.38 | 2.08 | 9 | 7
Live | 215677062 |  | 9 | 18 | 64975 | 56500 | 45000 | 3.03 | 2.38 | 64000 | 3.36 | 2.06 | 9 | 7
Live | 215666080 |  | 10.5 | 18.5 | 27370 | 19300 | 16100 | 3.53 | 2.2 | 27000 | 3.2 | 1.76 | 8 | 6.5
Live | 215666060 |  | 10.5 | 18.5 | 27140 | 19300 | 16100 | 3.54 | 2.2 | 27000 | 3.2 | 1.76 | 8 | 6.5
Live | 215670485 |  | 9.5 | 16.5 | 39560 | 30200 | 25000 | 3.2 | 2.24 | 34800 | 3.18 | 1.78 | 8.5 | 7
Live | 215670475 |  | 10 | 17 | 39790 | 29800 | 24800 | 3.37 | 2.28 | 34600 | 3.24 | 1.92 | 8.5 | 7
Live | 215938503 |  | 11.5 | 21 | 52900 | 43500 | 38000 | 3.88 | 2.16 | 53000 | 3.06 | 1.92 | 8 | 6.5
Live | 215938493 |  | 11 | 20.5 | 52900 | 44000 | 38500 | 3.71 | 2.14 | 53500 | 3.02 | 1.92 | 8 | 6.5
Live | 215666043 |  | 10.5 | 18.5 | 27140 | 19300 | 16100 | 3.54 | 2.2 | 27000 | 3.2 | 1.76 | 8 | 6.5
Live | 215666025 |  | 10 | 18 | 27140 | 19400 | 16300 | 3.37 | 2.18 | 27200 | 3.16 | 1.76 | 8 | 6.5
Live | 215935863 |  | 12 | 21.5 | 40710 | 33000 | 28800 | 4.04 | 2.5 | 38000 | 3.54 | 2.02 | 8.5 | 7
Live | 215935853 |  | 12 | 21.5 | 40710 | 33400 | 29000 | 4.04 | 2.46 | 38500 | 3.5 | 2.02 | 8.5 | 7
Live | 215677052 |  | 8.5 | 17.5 | 63825 | 57000 | 46000 | 2.86 | 2.32 | 65000 | 3.3 | 1.94 | 8.5 | 7
Live | 215677042 |  | 9 | 18 | 65550 | 55500 | 44500 | 3.03 | 2.4 | 63500 | 3.42 | 2.08 | 9 | 7
Live | 215670465 |  | 10 | 17 | 39790 | 29800 | 24800 | 3.37 | 2.28 | 34600 | 3.24 | 1.92 | 8.5 | 7
Live | 215670455 |  | 10 | 17 | 39790 | 29800 | 24800 | 3.37 | 2.28 | 34600 | 3.24 | 1.92 | 8.5 | 7
Live | 215938483 |  | 11.5 | 20 | 51750 | 43500 | 38000 | 3.88 | 2.14 | 54000 | 3.04 | 1.9 | 8 | 6.5
Live | 215938473 |  | 11.5 | 21 | 52900 | 43500 | 38000 | 3.88 | 2.14 | 53000 | 3.04 | 1.92 | 8 | 6.5
Live | 215665976 |  | 10.5 | 19 | 27830 | 19600 | 16200 | 3.55 | 2.24 | 27600 | 3.36 | 1.86 | 8.5 | 6.5
Live | 215665958 |  | 10.5 | 18.5 | 27600 | 19600 | 16200 | 3.53 | 2.24 | 27800 | 3.34 | 1.84 | 8.5 | 6.5
Live | 215670445 |  | 9.5 | 17 | 39790 | 30000 | 24800 | 3.2 | 2.26 | 34600 | 3.22 | 1.8 | 8.5 | 7
Live | 215670435 |  | 9.5 | 17 | 39790 | 30000 | 24800 | 3.2 | 2.26 | 34600 | 3.22 | 1.8 | 8.5 | 7
Live | 215935843 |  | 11.7 | 21.5 | 40480 | 33400 | 29000 | 3.94 | 2.46 | 38500 | 3.5 | 2.02 | 8.5 | 7
Live | 215935833 |  | 11.5 | 21 | 40250 | 33800 | 29600 | 3.88 | 2.42 | 39000 | 3.44 | 2 | 8.5 | 7
Live | 215677032 |  | 9 | 18 | 64975 | 56000 | 45000 | 3.03 | 2.38 | 64000 | 3.38 | 2.06 | 9 | 7
Live | 215677022 |  | 9.5 | 18.5 | 65550 | 56000 | 44500 | 3.2 | 2.4 | 63500 | 3.4 | 2.08 | 9 | 7
Live | 215938463 |  | 11.5 | 21 | 52900 | 43500 | 38000 | 3.88 | 2.16 | 53000 | 3.06 | 1.92 | 8 | 6.5
Live | 215938453 |  | 12 | 21 | 51750 | 43000 | 37600 | 4.04 | 2.16 | 53500 | 3.06 | 1.95 | 8.1 | 6.8
Live | 215665921 |  | 10.5 | 18.5 | 27830 | 19600 | 16200 | 3.55 | 2.24 | 27600 | 3.36 | 1.86 | 8.5 | 6.5
Live | 215935803 |  | 11.5 | 20.5 | 39790 | 31200 | 27600 | 3.87 | 2.42 | 38000 | 3.44 | 2.06 | 8.5 | 7
Live | 215935793 |  | 11 | 20.5 | 39560 | 31400 | 27600 | 3.7 | 2.42 | 38000 | 3.44 | 2.08 | 8.5 | 7
Live | 215670425 |  | 9.5 | 17 | 39560 | 30000 | 25000 | 3.2 | 2.26 | 34800 | 3.2 | 1.8 | 8.5 | 7
Live | 215670415 |  | 9.5 | 16.5 | 39560 | 30200 | 25000 | 3.2 | 2.24 | 34800 | 3.18 | 1.78 | 8.5 | 7
Live | 215677012 |  | 9.5 | 18.5 | 65550 | 56000 | 44500 | 3.2 | 2.4 | 63500 | 3.42 | 2.08 | 9 | 7
Live | 215677002 |  | 9 | 18 | 64975 | 56500 | 45000 | 3.03 | 2.36 | 64000 | 3.36 | 2.06 | 9 | 7
Live | 215938443 |  | 11 | 20.5 | 52900 | 44000 | 38500 | 3.71 | 2.12 | 53500 | 3.02 | 1.92 | 8 | 6.5
Live | 215938433 |  | 11.5 | 20 | 51750 | 44500 | 39000 | 3.88 | 2.1 | 54000 | 2.98 | 1.9 | 8 | 6.5
Live | 215665903 |  | 10.5 | 18.5 | 27600 | 19600 | 16300 | 3.53 | 2.22 | 27800 | 3.34 | 1.84 | 8.5 | 6.5
Live | 215665884 |  | 11 | 19 | 27830 | 19500 | 16100 | 3.71 | 2.24 | 27600 | 3.36 | 1.84 | 8.5 | 6.5
Live | 215670405 |  | 9 | 16.5 | 39330 | 30400 | 25200 | 3.03 | 2.22 | 35000 | 3.16 | 1.78 | 8.5 | 7
Live | 215670375 |  | 9.5 | 17 | 39330 | 30400 | 25200 | 3.2 | 2.26 | 35400 | 3.2 | 1.9 | 8.5 | 7
Live | 215676992 |  | 9.5 | 18 | 63250 | 54000 | 43500 | 3.2 | 2.36 | 59500 | 3.36 | 2.1 | 9 | 7
Live | 215662902 |  | 10 | 20 | 66125 | 50000 | 40500 | 3.37 | 2.38 | 58500 | 3.36 | 2.12 | 9 | 7
Live | 215935783 |  | 12 | 21 | 39560 | 32000 | 28000 | 4.04 | 2.44 | 38500 | 3.46 | 2.06 | 8.5 | 7
Live | 215935773 |  | 11.5 | 20.5 | 39330 | 32400 | 28400 | 3.88 | 2.4 | 39000 | 3.4 | 2.02 | 8.5 | 7
Live | 215938403 |  | 11.5 | 20.5 | 52325 | 43000 | 38000 | 3.87 | 2.16 | 52500 | 3.06 | 1.95 | 8.1 | 6.8
Live | 215665864 |  | 10.5 | 19 | 27830 | 19600 | 16200 | 3.55 | 2.24 | 27600 | 3.36 | 1.86 | 8.5 | 6.5
Live | 215665847 |  | 11 | 19 | 27830 | 19600 | 16200 | 3.71 | 2.24 | 27600 | 3.36 | 1.86 | 8.5 | 6.5
Live | 215670365 |  | 9.5 | 17 | 39330 | 30400 | 25200 | 3.2 | 2.26 | 35400 | 3.2 | 1.9 | 8.5 | 7
Live | 215670355 |  | 9.5 | 16.5 | 39100 | 30600 | 25400 | 3.2 | 2.24 | 35600 | 3.18 | 1.78 | 8.5 | 7
Live | 215682572 |  | 10.5 | 19.5 | 55775 | 46500 | 36600 | 3.54 | 2.52 | 50000 | 3.58 | 2.12 | 9.5 | 7.5
Live | 215682562 |  | 10.5 | 19.5 | 55775 | 46500 | 36600 | 3.54 | 2.52 | 50000 | 3.58 | 2.12 | 9.5 | 7.5
Live | 215938393 |  | 11.5 | 20.5 | 52325 | 43500 | 38000 | 3.87 | 2.14 | 52500 | 3.04 | 1.9 | 8.1 | 6.8
Live | 215938383 |  | 11.5 | 20.5 | 52325 | 43500 | 38000 | 3.87 | 2.14 | 52500 | 3.04 | 1.9 | 8 | 6.5
Live | 215935763 |  | 11 | 20.5 | 39100 | 30400 | 27000 | 3.71 | 2.38 | 38000 | 3.36 | 1.95 | 8.1 | 6.75
Live | 215935753 |  | 12 | 21 | 39560 | 32000 | 28000 | 4.04 | 2.44 | 38500 | 3.46 | 2.06 | 8.5 | 7
Live | 215670345 |  | 9 | 16 | 38870 | 30800 | 25400 | 3.03 | 2.22 | 35600 | 3.16 | 1.78 | 8.5 | 7
Live | 215670335 |  | 9 | 15.5 | 37490 | 30800 | 25600 | 3.04 | 2.16 | 36000 | 3.06 | 1.78 | 8.5 | 6.5
Live | 215665829 |  | 10.5 | 18.5 | 27600 | 19700 | 16300 | 3.53 | 2.22 | 27800 | 3.33 | 1.84 | 8.5 | 6.5
Live | 215665778 |  | 10.5 | 18.5 | 27140 | 19300 | 16100 | 3.54 | 2.2 | 27000 | 3.2 | 1.76 | 8 | 6.5
Live | 215682552 |  | 10.5 | 19 | 55775 | 46500 | 36800 | 3.54 | 2.52 | 50000 | 3.58 | 2.1 | 9.5 | 7.5
Live | 215682542 |  | 10 | 19 | 55775 | 46500 | 36600 | 3.37 | 2.52 | 50000 | 3.58 | 2.12 | 9 | 7.5
Live | 215935743 |  | 11.7 | 20.5 | 39560 | 32200 | 28200 | 3.94 | 2.42 | 38500 | 3.44 | 2.04 | 8.5 | 7
Live | 215935733 |  | 11.5 | 20.5 | 39330 | 32600 | 28600 | 3.88 | 2.38 | 39000 | 3.36 | 2.02 | 8.5 | 7
Live | 215938373 |  | 11.5 | 20.5 | 52325 | 43500 | 38000 | 3.87 | 2.14 | 52500 | 3.04 | 1.9 | 8.1 | 6.8
Live | 215938363 |  | 11 | 20.5 | 52325 | 43500 | 38000 | 3.7 | 2.14 | 52500 | 3.04 | 1.9 | 8 | 6.5
Live | 215670325 |  | 9.5 | 17 | 39330 | 30400 | 25200 | 3.2 | 2.26 | 35400 | 3.2 | 1.88 | 8.5 | 7
Live | 215670315 |  | 9.5 | 17 | 39330 | 30400 | 25200 | 3.2 | 2.26 | 35400 | 3.2 | 1.9 | 8.5 | 7
Live | 215665761 |  | 10 | 18 | 27140 | 19400 | 16200 | 3.37 | 2.2 | 27200 | 3.18 | 1.76 | 8 | 6.5
Live | 215938353 |  | 10.5 | 19.5 | 51175 | 44000 | 39000 | 3.54 | 2.1 | 53000 | 3 | 1.9 | 8 | 6.5
Live | 215938343 |  | 11.5 | 20.5 | 52325 | 43000 | 38000 | 3.87 | 2.16 | 52500 | 3.06 | 1.9 | 8 | 6.7
Live | 215682532 |  | 10.5 | 19 | 56350 | 46500 | 36400 | 3.54 | 2.54 | 50000 | 3.62 | 2.12 | 9 | 7.5
Live | 215682522 |  | 10.5 | 19 | 55775 | 46500 | 36800 | 3.54 | 2.52 | 50000 | 3.58 | 2.1 | 9.5 | 7.5
Live | 215935723 |  | 11.5 | 20.5 | 39330 | 32600 | 28600 | 3.88 | 2.38 | 39000 | 3.38 | 2.04 | 8.5 | 7
Live | 215935713 |  | 11 | 20 | 39100 | 30600 | 27000 | 3.71 | 2.36 | 38000 | 3.36 | 2 | 8.1 | 7
Live | 215670305 |  | 9.5 | 16.5 | 39330 | 30400 | 25200 | 3.2 | 2.26 | 35400 | 3.2 | 1.88 | 8.5 | 7
Live | 215670295 |  | 9 | 16.5 | 39100 | 30600 | 25400 | 3.03 | 2.24 | 35600 | 3.16 | 1.76 | 8.5 | 7
Live | 215665725 |  | 10.5 | 18 | 27140 | 19400 | 16200 | 3.54 | 2.2 | 27000 | 3.18 | 1.76 | 8.5 | 6.5
Live | 215938333 |  | 11 | 20.5 | 51750 | 43500 | 38000 | 3.71 | 2.14 | 53000 | 3.04 | 1.9 | 8 | 6.5
Live | 215938323 |  | 11.5 | 21 | 52325 | 43000 | 38000 | 3.87 | 2.16 | 52500 | 3.06 | 1.95 | 8.1 | 6.8
Live | 215682512 |  | 10.5 | 19.5 | 55775 | 46500 | 36800 | 3.54 | 2.52 | 50000 | 3.58 | 2.12 | 9.5 | 7.5
Live | 215682502 |  | 10.5 | 19 | 55775 | 46500 | 36800 | 3.54 | 2.52 | 50000 | 3.56 | 2 | 9 | 7.5
Live | 215935703 |  | 12 | 21 | 39560 | 32000 | 28000 | 4.04 | 2.44 | 38500 | 3.46 | 2.04 | 8.5 | 7
Live | 215935693 |  | 11.7 | 20.5 | 39560 | 32200 | 28200 | 3.94 | 2.42 | 38500 | 3.44 | 2.04 | 8.5 | 7
Live | 215670285 |  | 9.5 | 16.5 | 39100 | 30600 | 25400 | 3.2 | 2.24 | 35600 | 3.16 | 1.76 | 8.5 | 7
Live | 215670275 |  | 9 | 16.5 | 38870 | 30800 | 25400 | 3.03 | 2.22 | 35600 | 3.14 | 1.78 | 8.5 | 7
Live | 215665690 |  | 10.5 | 18.5 | 27370 | 19300 | 16100 | 3.53 | 2.2 | 27000 | 3.2 | 1.76 | 8 | 6.5
Live | 215665673 |  | 10.5 | 18 | 27140 | 19300 | 16100 | 3.54 | 2.2 | 27000 | 3.2 | 1.76 | 8 | 6.5
Live | 215682492 |  | 10 | 18.5 | 55200 | 47000 | 37400 | 3.37 | 2.48 | 50000 | 3.5 | 2 | 9 | 7.5
Live | 215682482 |  | 10 | 19 | 55775 | 46500 | 36800 | 3.37 | 2.52 | 50000 | 3.58 | 2.12 | 9 | 7.5
Live | 215938313 |  | 11.5 | 21 | 52325 | 43000 | 38000 | 3.87 | 2.16 | 52500 | 3.06 | 1.95 | 8.1 | 6.8
Live | 215938303 |  | 11.5 | 21 | 52325 | 43000 | 38000 | 3.87 | 2.16 | 52500 | 3.06 | 1.95 | 8.1 | 6.8
Live | 215935683 |  | 11.5 | 20.5 | 39330 | 32600 | 28600 | 3.88 | 2.38 | 39000 | 3.38 | 2.04 | 8.5 | 7
Live | 215935673 |  | 12 | 21 | 39560 | 32000 | 28000 | 4.04 | 2.44 | 38500 | 3.46 | 2.04 | 8.5 | 7
Live | 215670265 |  | 9.5 | 16.5 | 39330 | 30400 | 25200 | 3.2 | 2.26 | 35400 | 3.22 | 1.9 | 8.5 | 7
Live | 215670255 |  | 9.5 | 16.5 | 39330 | 30400 | 25200 | 3.2 | 2.26 | 35400 | 3.2 | 1.88 | 8.5 | 7
Live | 215665655 |  | 10.5 | 18.5 | 27140 | 19300 | 16100 | 3.54 | 2.2 | 27000 | 3.2 | 1.76 | 8 | 6.5
Live | 215665637 |  | 10 | 18 | 27140 | 19400 | 16300 | 3.37 | 2.18 | 27200 | 3.16 | 1.76 | 8 | 6.5
Live | 215935663 |  | 12 | 21 | 39560 | 32000 | 28000 | 4.04 | 2.44 | 38500 | 3.46 | 2.04 | 8.5 | 7
Live | 215935653 |  | 11.7 | 21 | 39560 | 32200 | 28200 | 3.94 | 2.42 | 38500 | 3.42 | 2.04 | 8.5 | 7
Live | 215938293 |  | 11 | 20.5 | 51750 | 43500 | 38500 | 3.71 | 2.14 | 53000 | 3.02 | 1.9 | 8 | 6.5
Live | 215938273 |  | 11.5 | 20.5 | 52325 | 43500 | 38000 | 3.87 | 2.14 | 53000 | 3.04 | 1.9 | 8 | 6.5
Live | 215682472 |  | 10 | 19 | 56350 | 46500 | 36600 | 3.37 | 2.54 | 50000 | 3.6 | 2.12 | 9 | 7.5
Live | 215682462 |  | 10 | 19 | 55775 | 46500 | 36800 | 3.37 | 2.52 | 50000 | 3.58 | 2.1 | 9 | 7.5
Live | 215665557 |  | 10 | 18 | 26680 | 19000 | 16100 | 3.37 | 2.14 | 26400 | 3.03 | 1.8 | 8 | 6.5
Live | 215670245 |  | 9.5 | 16.5 | 39100 | 30600 | 25400 | 3.2 | 2.24 | 35600 | 3.16 | 1.76 | 8.5 | 7
Live | 215670235 |  | 9.5 | 17 | 39330 | 30400 | 25200 | 3.2 | 2.26 | 35400 | 3.22 | 1.9 | 8.5 | 7
Live | 215938263 |  | 11.5 | 20 | 50600 | 42500 | 37600 | 3.87 | 2.16 | 53500 | 3.06 | 2 | 8.1 | 7
Live | 215938253 |  | 11.5 | 20.5 | 52325 | 43500 | 38000 | 3.87 | 2.14 | 53000 | 3.04 | 1.9 | 8 | 6.5
Live | 215935643 |  | 11.7 | 21 | 39560 | 32200 | 28200 | 3.94 | 2.42 | 38500 | 3.42 | 2.04 | 8.5 | 7
Live | 215935633 |  | 11.5 | 20.5 | 39330 | 32400 | 28400 | 3.88 | 2.4 | 39000 | 3.4 | 2.02 | 8.5 | 7
Live | 215682452 |  | 10 | 19 | 55775 | 46500 | 36800 | 3.37 | 2.52 | 50000 | 3.58 | 2.12 | 9 | 7.5
Live | 215682442 |  | 10.5 | 19 | 55775 | 46500 | 36800 | 3.54 | 2.52 | 50000 | 3.56 | 2 | 9 | 7.5
Live | 215665539 |  | 10.5 | 18.5 | 27140 | 19300 | 16100 | 3.54 | 2.2 | 27000 | 3.2 | 1.76 | 8 | 6.5
Live | 215665518 |  | 10 | 18 | 27140 | 19400 | 16200 | 3.37 | 2.2 | 27200 | 3.18 | 1.76 | 8 | 6.5
Live | 215670225 |  | 9.5 | 17 | 39330 | 30400 | 25200 | 3.2 | 2.26 | 35400 | 3.2 | 1.9 | 8.5 | 7
Live | 215670215 |  | 9.5 | 17 | 39330 | 30400 | 25200 | 3.2 | 2.26 | 35400 | 3.22 | 1.9 | 8.5 | 7
Live | 215935623 |  | 11 | 20 | 39100 | 33000 | 29000 | 3.71 | 2.34 | 39500 | 3.32 | 2.02 | 8.5 | 7
Live | 215935583 |  | 11 | 20 | 39100 | 30600 | 27200 | 3.71 | 2.36 | 38000 | 3.34 | 2 | 8.1 | 6.75
Live | 215938243 |  | 11 | 20.5 | 52325 | 43500 | 38500 | 3.7 | 2.14 | 53000 | 3.04 | 1.9 | 8 | 6.5
Live | 215938233 |  | 10.5 | 19.5 | 51750 | 44000 | 39000 | 3.54 | 2.1 | 53500 | 2.98 | 1.9 | 8 | 6.5
Live | 215682432 |  | 10.5 | 19 | 55200 | 46000 | 36600 | 3.54 | 2.5 | 50000 | 3.54 | 2 | 9 | 7.5
Live | 215682422 |  | 10 | 19 | 55200 | 46000 | 36600 | 3.37 | 2.5 | 50000 | 3.54 | 2 | 9 | 7.5
Live | 215935573 |  | 11 | 20 | 39100 | 30600 | 27200 | 3.71 | 2.36 | 38000 | 3.34 | 2 | 8.1 | 6.5
Live | 215935563 |  | 11 | 21 | 40020 | 31800 | 27800 | 3.71 | 2.46 | 38000 | 3.5 | 2.06 | 8.5 | 7
Live | 215665482 |  | 10.5 | 18 | 27140 | 19400 | 16200 | 3.54 | 2.2 | 27000 | 3.18 | 1.76 | 8.5 | 6.5
Live | 215938223 |  | 11.5 | 20.5 | 52900 | 43000 | 38000 | 3.88 | 2.16 | 53000 | 3.06 | 1.92 | 8 | 6.5
Live | 215938213 |  | 11 | 20.5 | 52325 | 43500 | 38500 | 3.7 | 2.14 | 53000 | 3.02 | 1.9 | 8 | 6.5
Live | 215670205 |  | 9.5 | 17 | 39330 | 30400 | 25200 | 3.2 | 2.26 | 35400 | 3.2 | 1.88 | 8.5 | 7
Live | 215670195 |  | 9.5 | 17 | 39330 | 30400 | 25200 | 3.2 | 2.26 | 35400 | 3.2 | 1.88 | 8.5 | 7
Live | 215682412 |  | 10 | 19 | 55200 | 46000 | 36600 | 3.37 | 2.48 | 50000 | 3.52 | 2 | 9 | 7.5
Live | 215682402 |  | 10 | 18.5 | 55200 | 46000 | 36600 | 3.37 | 2.5 | 50000 | 3.54 | 2 | 9 | 7.5
Live | 215935553 |  | 11.5 | 20.5 | 40020 | 31800 | 27800 | 3.87 | 2.46 | 38000 | 3.48 | 2.08 | 8.5 | 7
Live | 215935543 |  | 11 | 20 | 39100 | 30600 | 27200 | 3.71 | 2.36 | 38000 | 3.34 | 2 | 8.1 | 6.75
Live | 215665449 |  | 10.5 | 18.5 | 27370 | 19300 | 16100 | 3.53 | 2.2 | 27000 | 3.2 | 1.76 | 8 | 6.5
Live | 215938203 |  | 11 | 20 | 51175 | 43500 | 38000 | 3.7 | 2.14 | 53500 | 3.04 | 1.9 | 8 | 6.5
Live | 215938193 |  | 11.5 | 21 | 52325 | 43500 | 38000 | 3.87 | 2.16 | 53000 | 3.06 | 1.92 | 8 | 6.5
Live | 215682392 |  | 10 | 19 | 55200 | 46000 | 36200 | 3.37 | 2.52 | 50000 | 3.58 | 2.12 | 9 | 7.5
Live | 215682382 |  | 10 | 19 | 55200 | 46000 | 36600 | 3.37 | 2.48 | 50000 | 3.52 | 2 | 9 | 7.5
Live | 215670185 |  | 9.5 | 16.5 | 39100 | 30600 | 25400 | 3.2 | 2.24 | 35600 | 3.18 | 1.78 | 8.5 | 7
Live | 215670175 |  | 9.5 | 16.5 | 39100 | 30600 | 25400 | 3.2 | 2.24 | 35600 | 3.16 | 1.76 | 8.5 | 7
Live | 215935533 |  | 11 | 20 | 39100 | 30600 | 27200 | 3.71 | 2.36 | 38000 | 3.34 | 2 | 8.1 | 6.5
Live | 215935523 |  | 11 | 20 | 39100 | 30600 | 27200 | 3.71 | 2.36 | 38000 | 3.34 | 2 | 8.1 | 6.75
Live | 215665433 |  | 10.5 | 18 | 27140 | 19300 | 16100 | 3.54 | 2.2 | 27000 | 3.2 | 1.76 | 8 | 6.5
Live | 215665413 |  | 10.5 | 18.5 | 27140 | 19300 | 16100 | 3.54 | 2.2 | 27000 | 3.2 | 1.76 | 8 | 6.5
Live | 215938183 |  | 11.5 | 21 | 52900 | 43000 | 38000 | 3.88 | 2.16 | 53000 | 3.06 | 1.92 | 8 | 6.5
Live | 215938173 |  | 11.5 | 20.5 | 51175 | 43000 | 37600 | 3.88 | 2.16 | 53500 | 3.06 | 1.95 | 8.1 | 6.8
Live | 215682372 |  | 10.5 | 19 | 55200 | 46500 | 36600 | 3.54 | 2.5 | 50000 | 3.56 | 2 | 9 | 7.5
Live | 215682362 |  | 10 | 19 | 55200 | 46500 | 36800 | 3.37 | 2.5 | 50000 | 3.54 | 2 | 9 | 7.5
Live | 215670165 |  | 9 | 16.5 | 38870 | 30800 | 25600 | 3.03 | 2.22 | 35600 | 3.14 | 1.78 | 8.5 | 7
Live | 215670125 |  | 9.5 | 16.5 | 39100 | 30600 | 25200 | 3.2 | 2.24 | 35600 | 3.18 | 1.78 | 8.5 | 7
Live | 215935513 |  | 11 | 20 | 39100 | 30600 | 27200 | 3.71 | 2.36 | 38000 | 3.34 | 2 | 8.1 | 6.5
Live | 215935503 |  | 12 | 21.5 | 41170 | 32800 | 28600 | 4.05 | 2.44 | 38000 | 3.46 | 2.06 | 8.5 | 7
Live | 215665394 |  | 10 | 18 | 27140 | 19400 | 16300 | 3.37 | 2.18 | 27200 | 3.16 | 1.76 | 8 | 6.5
Live | 215682352 |  | 10 | 18.5 | 54625 | 47000 | 37200 | 3.37 | 2.46 | 50000 | 3.48 | 1.98 | 9 | 7.5
Live | 215682342 |  | 10 | 18.5 | 55200 | 46500 | 36600 | 3.37 | 2.5 | 50000 | 3.56 | 2 | 9 | 7.5
Live | 215938163 |  | 11 | 20.5 | 52325 | 43500 | 38500 | 3.7 | 2.14 | 53000 | 3.02 | 1.9 | 8 | 6.5
Live | 215938153 |  | 11 | 20 | 51750 | 44000 | 39000 | 3.71 | 2.1 | 53500 | 2.98 | 1.9 | 8 | 6.5
Live | 215670117 |  | 9.5 | 16.5 | 39100 | 30600 | 25200 | 3.2 | 2.24 | 35600 | 3.18 | 1.78 | 8.5 | 7
Live | 215670109 |  | 9.5 | 16.5 | 38870 | 30800 | 25400 | 3.2 | 2.22 | 35600 | 3.14 | 1.78 | 8.5 | 7
Live | 215682332 |  | 10 | 19 | 55775 | 46000 | 36400 | 3.37 | 2.52 | 50000 | 3.58 | 2.12 | 9 | 7.5
Live | 215682322 |  | 10 | 18.5 | 55200 | 46500 | 36800 | 3.37 | 2.5 | 50000 | 3.54 | 2 | 9 | 7.5
Live | 215935493 |  | 12.5 | 22.5 | 41400 | 32200 | 28200 | 4.21 | 2.5 | 37600 | 3.54 | 2.06 | 8.5 | 7
Live | 215935483 |  | 12.5 | 22.5 | 41400 | 32200 | 28200 | 4.21 | 2.5 | 37600 | 3.54 | 2.04 | 8.5 | 7
Live | 215938123 |  | 11.5 | 20.5 | 52325 | 43000 | 38000 | 3.87 | 2.16 | 52500 | 3.06 | 1.95 | 8.1 | 6.8
Live | 215665321 |  | 10 | 18 | 26680 | 19000 | 16100 | 3.37 | 2.14 | 26400 | 3.03 | 1.8 | 8 | 6.5
Live | 215670101 |  | 9 | 16.5 | 38640 | 30800 | 25600 | 3.04 | 2.2 | 35800 | 3.12 | 1.76 | 8.5 | 7
Live | 215670093 |  | 9 | 15.2 | 37490 | 31000 | 25600 | 3.04 | 2.14 | 36000 | 3.02 | 1.76 | 8.5 | 6.5
Live | 215938113 |  | 11.5 | 20.5 | 52325 | 43500 | 38000 | 3.87 | 2.14 | 52500 | 3.04 | 1.9 | 8.1 | 6.8
Live | 215938103 |  | 11 | 20.5 | 52325 | 43500 | 38000 | 3.7 | 2.14 | 52500 | 3.04 | 1.9 | 8 | 6.5
Live | 215682312 |  | 10 | 18.5 | 55200 | 46500 | 36600 | 3.37 | 2.5 | 50000 | 3.56 | 2 | 9 | 7.5
Live | 215682302 |  | 10 | 19 | 55200 | 46500 | 36800 | 3.37 | 2.5 | 50000 | 3.54 | 2 | 9 | 7.5
Live | 215935473 |  | 12.5 | 22.5 | 41400 | 32200 | 28200 | 4.21 | 2.5 | 37600 | 3.54 | 2.06 | 8.5 | 7
Live | 215935463 |  | 12.5 | 22.5 | 41400 | 32200 | 28200 | 4.21 | 2.5 | 37600 | 3.54 | 2.06 | 8.5 | 7
Live | 215670085 |  | 9.5 | 16.5 | 39100 | 30600 | 25200 | 3.2 | 2.24 | 35600 | 3.18 | 1.78 | 8.5 | 7
Live | 215670077 |  | 9.5 | 16.5 | 39100 | 30600 | 25200 | 3.2 | 2.24 | 35600 | 3.18 | 1.78 | 8.5 | 7
Live | 215938093 |  | 11.5 | 20.5 | 52325 | 43500 | 38000 | 3.87 | 2.14 | 52500 | 3.04 | 1.9 | 8.1 | 6.8
Live | 215938083 |  | 11 | 20.5 | 51750 | 43500 | 38000 | 3.71 | 2.14 | 52500 | 3.04 | 1.9 | 8 | 6.5
Live | 215935453 |  | 12.5 | 22 | 40940 | 32800 | 28400 | 4.21 | 2.52 | 38000 | 3.58 | 2.04 | 8.5 | 7
Live | 215935443 |  | 12.5 | 22 | 40940 | 32800 | 28400 | 4.21 | 2.52 | 38000 | 3.58 | 2.04 | 8.5 | 7
Live | 215682292 |  | 10.5 | 19 | 55200 | 46000 | 36600 | 3.54 | 2.5 | 50000 | 3.54 | 2 | 9 | 7.5
Live | 215682282 |  | 10.5 | 19 | 55200 | 46000 | 36600 | 3.54 | 2.5 | 50000 | 3.54 | 2 | 9 | 7.5
Live | 215670069 |  | 9.5 | 16.5 | 39100 | 30600 | 25200 | 3.2 | 2.24 | 35600 | 3.16 | 1.78 | 8.5 | 7
Live | 215670061 |  | 9 | 16.5 | 38870 | 30800 | 25400 | 3.03 | 2.22 | 35800 | 3.14 | 1.78 | 8.5 | 7
Live | 215935433 |  | 12.5 | 22 | 40710 | 32800 | 28400 | 4.22 | 2.5 | 38000 | 3.56 | 2.04 | 8.5 | 7
Live | 215935423 |  | 12.5 | 22 | 40940 | 32800 | 28400 | 4.21 | 2.52 | 38000 | 3.58 | 2.04 | 8.5 | 7
Live | 215682272 |  | 10 | 19 | 55200 | 46000 | 36600 | 3.37 | 2.48 | 50000 | 3.52 | 2 | 9 | 7.5
Live | 215682262 |  | 10 | 18.5 | 55200 | 46000 | 36600 | 3.37 | 2.5 | 50000 | 3.54 | 2 | 9 | 7.5
Live | 215938073 |  | 10.5 | 19.5 | 51175 | 44000 | 39000 | 3.54 | 2.1 | 53000 | 3 | 1.9 | 8 | 6.5
Live | 215938063 |  | 11.5 | 20.5 | 52325 | 43000 | 38000 | 3.87 | 2.16 | 52500 | 3.06 | 1.9 | 8 | 6.7
Live | 215670053 |  | 9 | 16 | 38640 | 30800 | 25600 | 3.04 | 2.2 | 35800 | 3.12 | 1.76 | 8.5 | 7
Live | 215670045 |  | 9.5 | 16.5 | 39100 | 30600 | 25200 | 3.2 | 2.24 | 35600 | 3.18 | 1.78 | 8.5 | 7
Live | 215935413 |  | 12.5 | 21.5 | 40710 | 32800 | 28400 | 4.22 | 2.5 | 38000 | 3.56 | 2.04 | 8.5 | 7
Live | 215935403 |  | 12 | 21 | 40480 | 33200 | 28800 | 4.05 | 2.46 | 38500 | 3.5 | 2.02 | 8.5 | 7
Live | 215670037 |  | 9.5 | 16 | 39100 | 30600 | 25400 | 3.2 | 2.24 | 35600 | 3.16 | 1.78 | 8.5 | 7
Live | 215670029 |  | 9 | 16 | 38870 | 30800 | 25400 | 3.03 | 2.22 | 35600 | 3.14 | 1.78 | 8.5 | 7
Live | 215682252 |  | 10 | 19 | 55200 | 46000 | 36200 | 3.37 | 2.52 | 50000 | 3.58 | 2.12 | 9 | 7.5
Live | 215682242 |  | 10 | 19 | 55200 | 46000 | 36600 | 3.37 | 2.48 | 50000 | 3.52 | 2 | 9 | 7.5
Live | 215938053 |  | 11 | 20.5 | 51750 | 43500 | 38000 | 3.71 | 2.14 | 53000 | 3.04 | 1.9 | 8 | 6.5
Live | 215938043 |  | 11.5 | 21 | 52325 | 43000 | 38000 | 3.87 | 2.16 | 52500 | 3.06 | 1.95 | 8.1 | 6.8
Live | 215935393 |  | 12.5 | 22 | 40940 | 32600 | 28400 | 4.21 | 2.52 | 38000 | 3.58 | 2.06 | 8.5 | 7
Live | 215935383 |  | 12 | 21.5 | 40710 | 32800 | 28600 | 4.04 | 2.5 | 38000 | 3.54 | 2.04 | 8.5 | 7
Live | 215670021 |  | 9.5 | 16.5 | 39100 | 30600 | 25200 | 3.2 | 2.24 | 35600 | 3.18 | 1.78 | 8.5 | 7
Live | 215670013 |  | 9.5 | 16.5 | 39100 | 30600 | 25200 | 3.2 | 2.24 | 35600 | 3.18 | 1.78 | 8.5 | 7
Live | 215938033 |  | 11.5 | 21 | 52325 | 43000 | 38000 | 3.87 | 2.16 | 52500 | 3.06 | 1.95 | 8.1 | 6.8
Live | 215938023 |  | 11.5 | 21 | 52325 | 43000 | 38000 | 3.87 | 2.16 | 52500 | 3.06 | 1.95 | 8.1 | 6.8
Live | 215670005 |  | 9.5 | 16.5 | 39100 | 30600 | 25200 | 3.2 | 2.24 | 35600 | 3.18 | 1.78 | 8.5 | 7
Live | 215669997 |  | 9.5 | 16.5 | 39100 | 30600 | 25400 | 3.2 | 2.24 | 35600 | 3.16 | 1.76 | 8.5 | 7
Live | 215665067 |  | 10.5 | 18.5 | 27140 | 19300 | 16100 | 3.54 | 2.2 | 27000 | 3.2 | 1.76 | 8 | 6.5
Live | 215935373 |  | 12.5 | 22 | 40940 | 32600 | 28400 | 4.21 | 2.52 | 38000 | 3.58 | 2.04 | 8.5 | 7
Live | 215935363 |  | 12.5 | 22 | 40940 | 32800 | 28400 | 4.21 | 2.52 | 38000 | 3.58 | 2.04 | 8.5 | 7
Live | 215938013 |  | 11 | 20.5 | 51750 | 43500 | 38500 | 3.71 | 2.14 | 53000 | 3.02 | 1.9 | 8 | 6.5
Live | 215937993 |  | 11 | 20.5 | 51750 | 43000 | 38000 | 3.71 | 2.14 | 52000 | 3.04 | 1.9 | 8.1 | 6.8
Live | 215669989 |  | 9.5 | 16.5 | 39100 | 30600 | 25400 | 3.2 | 2.24 | 35600 | 3.16 | 1.76 | 8.5 | 7
Live | 215669981 |  | 9.5 | 16.5 | 38870 | 30800 | 25400 | 3.2 | 2.22 | 35600 | 3.14 | 1.78 | 8.5 | 7
Live | 215665034 |  | 10.5 | 18 | 27140 | 19300 | 16200 | 3.54 | 2.2 | 27000 | 3.2 | 1.76 | 8.5 | 6.5
Live | 215665018 |  | 10 | 18 | 27140 | 19400 | 16200 | 3.37 | 2.18 | 27200 | 3.18 | 1.76 | 8 | 6.5
Live | 215682232 |  | 10 | 18.5 | 54050 | 45500 | 36400 | 3.37 | 2.46 | 50000 | 3.5 | 2 | 9 | 7
Live | 215682222 |  | 10 | 19 | 54050 | 45500 | 36400 | 3.37 | 2.46 | 50000 | 3.5 | 1.98 | 9 | 7.5
Live | 215935353 |  | 12.5 | 22 | 40940 | 32600 | 28400 | 4.21 | 2.52 | 38000 | 3.58 | 2.04 | 8.5 | 7
Live | 215935343 |  | 12 | 21.5 | 40710 | 33000 | 28600 | 4.04 | 2.5 | 38000 | 3.54 | 2.04 | 8.5 | 7
Live | 215937983 |  | 11 | 20 | 51175 | 43500 | 38000 | 3.7 | 2.14 | 52000 | 3.04 | 1.9 | 8.1 | 6.8
Live | 215937973 |  | 11 | 20 | 51175 | 43500 | 38000 | 3.7 | 2.14 | 52000 | 3.04 | 1.9 | 8.1 | 6.8
Live | 215669973 |  | 9 | 16.5 | 38870 | 30800 | 25400 | 3.03 | 2.22 | 35800 | 3.14 | 1.78 | 8.5 | 7
Live | 215669965 |  | 9 | 16 | 38640 | 31000 | 25600 | 3.04 | 2.2 | 35800 | 3.12 | 1.76 | 8.5 | 7
Live | 215682212 |  | 10 | 18.5 | 54050 | 46000 | 36400 | 3.37 | 2.46 | 50000 | 3.48 | 2 | 9 | 7
Live | 215682202 |  | 9.5 | 18 | 54050 | 45500 | 36400 | 3.2 | 2.46 | 50000 | 3.5 | 2 | 9 | 7
Live | 215665000 |  | 10.5 | 18.5 | 27370 | 19300 | 16100 | 3.53 | 2.2 | 27000 | 3.2 | 1.76 | 8 | 6.5
Live | 215664982 |  | 10.5 | 18.5 | 27140 | 19300 | 16100 | 3.54 | 2.2 | 27000 | 3.2 | 1.76 | 8 | 6.5
Live | 215935323 |  | 12.5 | 22 | 40940 | 32600 | 28600 | 4.21 | 2.54 | 38000 | 3.6 | 2.02 | 8.5 | 7
Live | 215935313 |  | 12 | 21.5 | 40710 | 33000 | 28800 | 4.04 | 2.5 | 38000 | 3.54 | 2.02 | 8.5 | 7
Live | 215937963 |  | 11 | 20 | 51175 | 43500 | 38000 | 3.7 | 2.14 | 52000 | 3.04 | 1.9 | 8.1 | 6.8
Live | 215937953 |  | 11 | 20 | 51175 | 43500 | 38000 | 3.7 | 2.14 | 52000 | 3.02 | 1.9 | 8.1 | 6.8
Live | 215669933 |  | 9.5 | 16 | 38870 | 30800 | 25400 | 3.2 | 2.2 | 35800 | 3.12 | 1.76 | 8.5 | 7
Live | 215669925 |  | 9.5 | 16.5 | 38870 | 30800 | 25400 | 3.2 | 2.2 | 35800 | 3.12 | 1.76 | 8.5 | 7
Live | 215682192 |  | 10 | 18.5 | 54625 | 45500 | 36000 | 3.37 | 2.48 | 50000 | 3.52 | 2.02 | 9 | 7.5
Live | 215682182 |  | 10 | 18.5 | 54050 | 46000 | 36400 | 3.37 | 2.46 | 50000 | 3.48 | 2 | 9 | 7
Live | 215664964 |  | 10.5 | 18.5 | 27140 | 19300 | 16100 | 3.54 | 2.2 | 27000 | 3.2 | 1.76 | 8 | 6.5
Live | 215664946 |  | 10 | 18 | 27140 | 19400 | 16200 | 3.37 | 2.18 | 27200 | 3.16 | 1.76 | 8 | 6.5
Live | 215935303 |  | 12.5 | 22 | 40940 | 32600 | 28600 | 4.21 | 2.54 | 38000 | 3.6 | 2.02 | 8.5 | 7
Live | 215935293 |  | 12 | 21.5 | 40940 | 32800 | 28600 | 4.04 | 2.54 | 38000 | 3.6 | 2.02 | 8.5 | 7
Live | 215937943 |  | 10 | 19.5 | 50600 | 44000 | 39000 | 3.37 | 2.1 | 52500 | 2.98 | 1.88 | 8 | 6.5
Live | 215937933 |  | 11.5 | 20.5 | 51750 | 43000 | 38000 | 3.88 | 2.14 | 52000 | 3.04 | 1.9 | 8 | 6.7
Live | 215682172 |  | 10 | 18.5 | 54050 | 45500 | 36400 | 3.37 | 2.44 | 50000 | 3.46 | 2 | 9 | 7
Live | 215682162 |  | 10 | 18.5 | 54050 | 46000 | 36600 | 3.37 | 2.44 | 50000 | 3.46 | 1.98 | 9 | 7
Live | 215669917 |  | 9 | 16 | 38410 | 31000 | 25800 | 3.03 | 2.18 | 36000 | 3.08 | 1.76 | 8.5 | 6.5
Live | 215669909 |  | 9 | 15.2 | 37030 | 31200 | 25800 | 3.03 | 2.1 | 36200 | 2.98 | 1.76 | 8.5 | 6.5
Live | 215664910 |  | 11 | 19 | 28060 | 19600 | 16200 | 3.7 | 2.26 | 27800 | 3.42 | 1.84 | 8.5 | 6.5
Live | 215664892 |  | 10.5 | 19 | 27830 | 19700 | 16300 | 3.55 | 2.24 | 27800 | 3.39 | 1.82 | 8.5 | 6.5
Live | 215935283 |  | 12 | 21.5 | 40710 | 33200 | 29000 | 4.04 | 2.48 | 38500 | 3.52 | 2.02 | 8.5 | 7
Live | 215935273 |  | 12 | 21 | 40710 | 33200 | 29000 | 4.04 | 2.48 | 38500 | 3.54 | 2.02 | 8.5 | 7
Live | 215669901 |  | 9.5 | 16.5 | 38870 | 30800 | 25400 | 3.2 | 2.2 | 35800 | 3.12 | 1.76 | 8.5 | 7
Live | 215669893 |  | 9.5 | 16.5 | 38870 | 30800 | 25400 | 3.2 | 2.2 | 35800 | 3.12 | 1.76 | 8.5 | 7
Live | 215682152 |  | 9.5 | 18 | 53475 | 46500 | 37000 | 3.2 | 2.4 | 50000 | 3.4 | 1.98 | 9 | 7
Live | 215682142 |  | 9.5 | 18 | 54050 | 45500 | 36400 | 3.2 | 2.44 | 50000 | 3.48 | 2.02 | 9 | 7
Live | 215937923 |  | 11 | 20 | 51175 | 43500 | 38000 | 3.7 | 2.14 | 52000 | 3.02 | 1.9 | 8 | 6.5
Live | 215937913 |  | 11.5 | 20.5 | 51750 | 43000 | 38000 | 3.88 | 2.14 | 52000 | 3.04 | 1.95 | 8.1 | 6.8
Live | 215935263 |  | 12.5 | 22 | 40940 | 32600 | 28400 | 4.21 | 2.56 | 38000 | 3.62 | 2.02 | 8.5 | 7
Live | 215935253 |  | 12 | 21.5 | 40940 | 32800 | 28600 | 4.04 | 2.52 | 38000 | 3.58 | 2.04 | 8.5 | 7
Live | 215664856 |  | 10.5 | 19 | 27830 | 19700 | 16200 | 3.55 | 2.24 | 27800 | 3.39 | 1.84 | 8.5 | 6.5
Live | 215682132 |  | 10 | 18.5 | 54050 | 45500 | 36200 | 3.37 | 2.46 | 50000 | 3.5 | 2.02 | 9 | 7
Live | 215682122 |  | 9.5 | 18 | 54050 | 45500 | 36400 | 3.2 | 2.44 | 50000 | 3.46 | 2 | 9 | 7
Live | 215669885 |  | 9.5 | 16.5 | 38870 | 30800 | 25400 | 3.2 | 2.2 | 35800 | 3.12 | 1.76 | 8.5 | 7
Live | 215669877 |  | 9 | 16 | 38410 | 31000 | 25600 | 3.03 | 2.18 | 35800 | 3.08 | 1.76 | 8.5 | 6.5
Live | 215937903 |  | 11 | 20.5 | 51750 | 43000 | 38000 | 3.71 | 2.14 | 52000 | 3.04 | 1.9 | 8.1 | 6.8
Live | 215937893 |  | 11.5 | 20.5 | 51750 | 43000 | 38000 | 3.88 | 2.14 | 52000 | 3.04 | 1.95 | 8.1 | 6.8
Live | 215935243 |  | 12 | 21.5 | 40710 | 33200 | 29000 | 4.04 | 2.48 | 38500 | 3.52 | 2.02 | 8.5 | 7
Live | 215935233 |  | 12.5 | 22 | 40940 | 32600 | 28400 | 4.21 | 2.54 | 38000 | 3.62 | 2.02 | 8.5 | 7
Live | 215682112 |  | 9.5 | 18 | 54050 | 45500 | 36400 | 3.2 | 2.44 | 50000 | 3.46 | 2.02 | 9 | 7
Live | 215682102 |  | 10 | 18.5 | 54050 | 46000 | 36600 | 3.37 | 2.44 | 50000 | 3.46 | 1.98 | 9 | 7
Live | 215669869 |  | 9 | 16 | 38640 | 31000 | 25600 | 3.04 | 2.18 | 35800 | 3.1 | 1.76 | 8.5 | 6.5
Live | 215669861 |  | 9.8 | 16 | 38410 | 31000 | 25800 | 3.3 | 2.16 | 36000 | 3.08 | 1.8 | 8.5 | 6.8
Live | 215664840 |  | 10.5 | 18.5 | 27830 | 19700 | 16300 | 3.55 | 2.24 | 28000 | 3.38 | 1.84 | 8.5 | 6.5
Live | 215664824 |  | 11 | 19 | 28060 | 19600 | 16200 | 3.7 | 2.26 | 27800 | 3.42 | 1.84 | 8.5 | 6.5
Live | 215669853 |  | 9.5 | 16.5 | 38870 | 30800 | 25400 | 3.2 | 2.2 | 35800 | 3.14 | 1.76 | 8.5 | 7
Live | 215669845 |  | 9.5 | 16 | 38640 | 30800 | 25400 | 3.2 | 2.2 | 35800 | 3.12 | 1.76 | 8.5 | 7
Live | 215935223 |  | 12.5 | 22 | 40940 | 32600 | 28400 | 4.21 | 2.54 | 38000 | 3.62 | 2.02 | 8.5 | 7
Live | 215935213 |  | 12 | 22 | 40940 | 33200 | 28600 | 4.04 | 2.5 | 38000 | 3.54 | 2.02 | 8.5 | 7
Live | 215937883 |  | 11 | 20 | 51175 | 43500 | 38500 | 3.7 | 2.12 | 52500 | 3.02 | 1.9 | 8.1 | 6.8
Live | 215937863 |  | 11 | 20 | 51175 | 43500 | 38500 | 3.7 | 2.12 | 52000 | 3.02 | 2 | 8.1 | 7
Live | 215664807 |  | 11 | 19 | 27830 | 19700 | 16200 | 3.71 | 2.24 | 27800 | 3.39 | 1.84 | 8.5 | 6.5
Live | 215664790 |  | 10.5 | 18.5 | 27830 | 19800 | 16300 | 3.55 | 2.22 | 28000 | 3.38 | 1.84 | 8.5 | 6.5
Live | 215682092 |  | 10.5 | 19.5 | 55775 | 46500 | 36600 | 3.54 | 2.52 | 50000 | 3.58 | 2.12 | 9.5 | 7.5
Live | 215682082 |  | 10.5 | 19.5 | 55775 | 46500 | 36600 | 3.54 | 2.52 | 50000 | 3.58 | 2.12 | 9.5 | 7.5
Live | 215935203 |  | 12 | 21.5 | 40940 | 33200 | 28600 | 4.04 | 2.5 | 38000 | 3.54 | 2.02 | 8.5 | 7
Live | 215935193 |  | 12 | 21.5 | 40710 | 33000 | 29000 | 4.04 | 2.5 | 38500 | 3.54 | 2.02 | 8.5 | 7
Live | 215669837 |  | 9 | 16 | 38640 | 31000 | 25600 | 3.04 | 2.18 | 35800 | 3.1 | 1.76 | 8.5 | 6.5
Live | 215669829 |  | 9.5 | 16 | 38870 | 30800 | 25400 | 3.2 | 2.2 | 35600 | 3.14 | 1.76 | 8.5 | 7
Live | 215937853 |  | 11 | 19 | 49450 | 42500 | 37600 | 3.71 | 2.14 | 53000 | 3.04 | 2 | 8.1 | 7
Live | 215937843 |  | 11 | 20 | 51175 | 43500 | 38500 | 3.7 | 2.12 | 52000 | 3.02 | 2 | 8.1 | 7
Live | 215682072 |  | 10.5 | 19 | 55775 | 46500 | 36800 | 3.54 | 2.52 | 50000 | 3.58 | 2.1 | 9.5 | 7.5
Live | 215682062 |  | 10 | 19 | 55775 | 46500 | 36600 | 3.37 | 2.54 | 50000 | 3.58 | 2.12 | 9 | 7.5
Live | 215664736 |  | 10.5 | 19 | 27830 | 19600 | 16200 | 3.55 | 2.24 | 27600 | 3.36 | 1.86 | 8.5 | 6.5
Live | 215664719 |  | 10.5 | 18.5 | 27600 | 19600 | 16300 | 3.53 | 2.22 | 27800 | 3.34 | 1.84 | 8.5 | 6.5
Live | 215935183 |  | 11.7 | 21 | 40480 | 33600 | 29400 | 3.94 | 2.44 | 39000 | 3.48 | 2 | 8.5 | 7
Live | 215935143 |  | 12.5 | 22 | 40940 | 32600 | 28600 | 4.21 | 2.54 | 38000 | 3.6 | 2.02 | 8.5 | 7
Live | 215669821 |  | 9.5 | 16 | 38870 | 30800 | 25400 | 3.2 | 2.2 | 35600 | 3.14 | 1.76 | 8.5 | 7
Live | 215669813 |  | 9.5 | 16.5 | 38870 | 30800 | 25400 | 3.2 | 2.2 | 35600 | 3.14 | 1.76 | 8.5 | 7
Live | 215680012 |  | 10 | 16.5 | 39790 | 30000 | 24800 | 3.37 | 2.28 | 34600 | 3.22 | 1.92 | 8.5 | 7
Live | 215680002 |  | 10 | 17 | 39790 | 30000 | 24800 | 3.37 | 2.28 | 34600 | 3.22 | 1.82 | 8.5 | 7
Live | 215937833 |  | 10.5 | 19.5 | 51175 | 43500 | 38500 | 3.54 | 2.12 | 52000 | 3 | 1.88 | 8 | 6.5
Live | 215937823 |  | 10.5 | 19 | 50025 | 43500 | 38000 | 3.54 | 2.12 | 53000 | 3 | 1.88 | 8 | 6.5
Live | 215682052 |  | 10.5 | 19 | 56350 | 46500 | 36400 | 3.54 | 2.54 | 50000 | 3.62 | 2.12 | 9 | 7.5
Live | 215682042 |  | 10.5 | 19 | 55775 | 46500 | 36800 | 3.54 | 2.52 | 50000 | 3.58 | 2.1 | 9.5 | 7.5
Live | 215679992 |  | 9.5 | 16.5 | 39790 | 30000 | 24800 | 3.2 | 2.26 | 34600 | 3.22 | 1.8 | 8.5 | 7
Live | 215679982 |  | 9.5 | 16 | 39560 | 30200 | 25000 | 3.2 | 2.24 | 34800 | 3.18 | 1.78 | 8.5 | 7
Live | 215664684 |  | 10.5 | 18.5 | 27600 | 19600 | 16200 | 3.53 | 2.24 | 27800 | 3.34 | 1.84 | 8.5 | 6.5
Live | 215935133 |  | 12 | 21.5 | 40710 | 33000 | 28800 | 4.04 | 2.5 | 38500 | 3.54 | 2.02 | 8.5 | 7
Live | 215935123 |  | 12.5 | 22 | 40940 | 32600 | 28600 | 4.21 | 2.54 | 38000 | 3.6 | 2.02 | 8.5 | 7
Live | 215937813 |  | 10 | 19 | 50025 | 44000 | 39000 | 3.37 | 2.08 | 52500 | 2.96 | 1.88 | 8 | 6.5
Live | 215937803 |  | 11 | 20 | 51175 | 43500 | 38000 | 3.7 | 2.14 | 52000 | 3.04 | 1.9 | 8 | 6.7
Live | 215669805 |  | 9.5 | 16 | 38640 | 30800 | 25400 | 3.2 | 2.2 | 35800 | 3.12 | 1.76 | 8.5 | 7
Live | 215669797 |  | 9.5 | 16.5 | 38640 | 30800 | 25400 | 3.2 | 2.2 | 35800 | 3.12 | 1.76 | 8.5 | 7
Live | 215679972 |  | 9 | 16 | 39330 | 30200 | 25200 | 3.03 | 2.24 | 34800 | 3.16 | 1.8 | 8.5 | 7
Live | 215679962 |  | 10 | 17 | 39790 | 30000 | 24800 | 3.37 | 2.28 | 34600 | 3.22 | 1.92 | 8.5 | 7
Live | 215682032 |  | 10.5 | 19 | 55200 | 46000 | 36600 | 3.54 | 2.5 | 50000 | 3.54 | 2 | 9 | 7.5
Live | 215682022 |  | 10 | 19 | 55200 | 46000 | 36600 | 3.37 | 2.5 | 50000 | 3.54 | 2 | 9 | 7.5
Live | 215664667 |  | 10.5 | 18.5 | 27600 | 19700 | 16300 | 3.53 | 2.22 | 27800 | 3.34 | 1.84 | 8.5 | 6.5
Live | 215664649 |  | 11 | 19 | 27830 | 19600 | 16200 | 3.71 | 2.24 | 27600 | 3.36 | 1.86 | 8.5 | 6.5
Live | 215937793 |  | 10.5 | 19.5 | 51175 | 43500 | 38500 | 3.54 | 2.12 | 52000 | 3 | 1.88 | 8 | 6.5
Live | 215937783 |  | 11 | 19 | 50025 | 43500 | 38000 | 3.71 | 2.12 | 53000 | 3 | 1.88 | 8 | 6.5
Live | 215669789 |  | 9 | 16.5 | 38640 | 31000 | 25600 | 3.04 | 2.18 | 35800 | 3.1 | 1.78 | 8.5 | 6.5
Live | 215669781 |  | 9 | 16.5 | 38410 | 31000 | 25600 | 3.03 | 2.18 | 35800 | 3.1 | 1.76 | 8.5 | 6.5
Live | 215935113 |  | 12 | 21.5 | 40940 | 33000 | 28600 | 4.04 | 2.5 | 38000 | 3.56 | 2.04 | 8.5 | 7
Live | 215935103 |  | 12 | 21.5 | 40710 | 33400 | 29000 | 4.04 | 2.46 | 38500 | 3.48 | 2.02 | 8.5 | 7
Live | 215679952 |  | 10 | 17 | 39790 | 29800 | 24800 | 3.37 | 2.28 | 34600 | 3.24 | 1.92 | 8.5 | 7
Live | 215679942 |  | 9.5 | 16.5 | 39790 | 30000 | 24800 | 3.2 | 2.26 | 34600 | 3.22 | 1.8 | 8.5 | 7
Live | 215682012 |  | 10 | 19 | 55200 | 46000 | 36600 | 3.37 | 2.48 | 50000 | 3.52 | 2 | 9 | 7.5
Live | 215682002 |  | 10 | 18.5 | 55200 | 46000 | 36600 | 3.37 | 2.5 | 50000 | 3.54 | 2 | 9 | 7.5
Live | 215937773 |  | 11 | 20 | 51175 | 43500 | 38000 | 3.7 | 2.14 | 52000 | 3.02 | 1.9 | 8.1 | 6.8
Live | 215937763 |  | 11 | 20 | 51175 | 43500 | 38000 | 3.7 | 2.14 | 52000 | 3.04 | 1.9 | 8.1 | 6.8
Live | 215664631 |  | 10.5 | 18.5 | 27830 | 19600 | 16200 | 3.55 | 2.24 | 27600 | 3.36 | 1.86 | 8.5 | 6.5
Live | 215664613 |  | 11 | 19 | 27830 | 19600 | 16200 | 3.71 | 2.24 | 27600 | 3.36 | 1.86 | 8.5 | 6.5
Live | 215669741 |  | 10.5 | 18.5 | 40250 | 29800 | 24800 | 3.54 | 2.26 | 34400 | 3.22 | 1.92 | 9 | 7
Live | 215935093 |  | 12 | 21 | 40710 | 33400 | 29000 | 4.04 | 2.46 | 38500 | 3.5 | 2.02 | 8.5 | 7
Live | 215935083 |  | 12.5 | 22 | 40940 | 32800 | 28400 | 4.21 | 2.52 | 38000 | 3.58 | 2.04 | 8.5 | 7
Live | 215679932 |  | 9.5 | 17 | 39330 | 30400 | 25200 | 3.2 | 2.26 | 35400 | 3.2 | 1.9 | 8.5 | 7
Live | 215679922 |  | 9.5 | 16.5 | 39330 | 30400 | 25200 | 3.2 | 2.26 | 35400 | 3.2 | 1.9 | 8.5 | 7
Live | 215681992 |  | 10 | 19 | 55200 | 46000 | 36200 | 3.37 | 2.52 | 50000 | 3.58 | 2.12 | 9 | 7.5
Live | 215681982 |  | 10 | 19 | 55200 | 46000 | 36600 | 3.37 | 2.48 | 50000 | 3.52 | 2 | 9 | 7.5
Live | 215664596 |  | 10.5 | 18.5 | 27600 | 19700 | 16300 | 3.53 | 2.22 | 27800 | 3.33 | 1.84 | 8.5 | 6.5
Live | 215664541 |  | 10.5 | 18.5 | 27140 | 19300 | 16100 | 3.54 | 2.2 | 27000 | 3.2 | 1.76 | 8 | 6.5
Live | 215937753 |  | 11.5 | 20 | 50025 | 43000 | 37600 | 3.88 | 2.14 | 52500 | 3.04 | 2 | 8.1 | 7
Live | 215937743 |  | 10.5 | 19.5 | 50600 | 43500 | 38500 | 3.54 | 2.12 | 52000 | 3 | 1.88 | 8 | 6.5
Live | 215935073 |  | 12 | 21.5 | 40940 | 32800 | 28600 | 4.04 | 2.52 | 38000 | 3.58 | 2.02 | 8.5 | 7
Live | 215935063 |  | 12 | 21.5 | 40710 | 33400 | 29000 | 4.04 | 2.46 | 38500 | 3.5 | 2.02 | 8.5 | 7
Live | 215669731 |  | 10.5 | 18.5 | 40250 | 29800 | 24800 | 3.54 | 2.26 | 34400 | 3.22 | 1.92 | 9 | 7
Live | 215669721 |  | 10.5 | 18.5 | 40020 | 29800 | 24800 | 3.54 | 2.26 | 34400 | 3.22 | 1.92 | 9 | 7
Live | 215679912 |  | 9.5 | 16 | 39330 | 30400 | 25200 | 3.2 | 2.26 | 35400 | 3.2 | 1.88 | 8.5 | 7
Live | 215679902 |  | 9 | 16 | 38870 | 30800 | 25600 | 3.03 | 2.22 | 35600 | 3.14 | 1.78 | 8.5 | 7
Live | 215681972 |  | 10.5 | 19 | 55200 | 46500 | 36800 | 3.54 | 2.5 | 50000 | 3.54 | 2 | 9 | 7.5
Live | 215681962 |  | 10 | 19 | 55200 | 46500 | 36800 | 3.37 | 2.5 | 50000 | 3.54 | 2 | 9 | 7.5
Live | 215664522 |  | 10 | 18 | 27140 | 19400 | 16200 | 3.37 | 2.2 | 27200 | 3.18 | 1.76 | 8 | 6.5
Live | 215937733 |  | 10.5 | 19.5 | 50025 | 44000 | 39000 | 3.54 | 2.08 | 52500 | 2.96 | 1.88 | 8 | 6.5
Live | 215935053 |  | 12.5 | 22 | 40940 | 32600 | 28400 | 4.21 | 2.54 | 38000 | 3.62 | 2.02 | 8.5 | 7
Live | 215935043 |  | 12.5 | 22 | 40940 | 32800 | 28400 | 4.21 | 2.52 | 38000 | 3.58 | 2.04 | 8.5 | 7
Live | 215669711 |  | 10.5 | 18.5 | 40250 | 29800 | 24800 | 3.54 | 2.26 | 34400 | 3.22 | 1.92 | 9 | 7
Live | 215669701 |  | 10.5 | 18 | 40020 | 29800 | 24800 | 3.54 | 2.26 | 34400 | 3.2 | 1.92 | 9 | 7
Live | 215679892 |  | 9.5 | 17 | 39330 | 30400 | 25200 | 3.2 | 2.26 | 35400 | 3.2 | 1.9 | 8.5 | 7
Live | 215679882 |  | 9.5 | 17 | 39330 | 30400 | 25200 | 3.2 | 2.26 | 35400 | 3.22 | 1.9 | 8.5 | 7
Live | 215681952 |  | 10 | 18.5 | 54625 | 47000 | 37200 | 3.37 | 2.46 | 50000 | 3.48 | 1.98 | 9 | 7
Live | 215681942 |  | 10 | 18.5 | 55200 | 46500 | 36600 | 3.37 | 2.5 | 50000 | 3.56 | 2 | 9 | 7.5
Live | 215664489 |  | 10.5 | 18 | 27140 | 19300 | 16200 | 3.54 | 2.2 | 27000 | 3.2 | 1.76 | 8.5 | 6.5
Live | 215664473 |  | 10.5 | 18.5 | 27370 | 19300 | 16100 | 3.53 | 2.2 | 27000 | 3.2 | 1.76 | 8 | 6.5
Live | 215937703 |  | 11.5 | 21 | 52900 | 43500 | 38000 | 3.88 | 2.16 | 53000 | 3.06 | 1.92 | 8 | 6.5
Live | 215937693 |  | 11.5 | 21 | 52900 | 43500 | 38000 | 3.88 | 2.14 | 53000 | 3.04 | 1.92 | 8 | 6.5
Live | 215679872 |  | 9.5 | 16 | 39330 | 30400 | 25200 | 3.2 | 2.26 | 35400 | 3.2 | 1.88 | 8.5 | 7
Live | 215679862 |  | 9.5 | 16 | 39100 | 30600 | 25200 | 3.2 | 2.24 | 35600 | 3.18 | 1.78 | 8.5 | 7
Live | 215669691 |  | 10 | 18 | 39790 | 30000 | 25000 | 3.37 | 2.24 | 34600 | 3.18 | 1.9 | 9 | 7
Live | 215669681 |  | 10 | 18.5 | 40250 | 29800 | 24600 | 3.37 | 2.28 | 34400 | 3.22 | 1.92 | 9 | 7
Live | 215935033 |  | 12 | 22 | 40940 | 33200 | 28600 | 4.04 | 2.5 | 38000 | 3.54 | 2.02 | 8.5 | 7
Live | 215935023 |  | 12 | 21.5 | 40940 | 32800 | 28600 | 4.04 | 2.52 | 38000 | 3.58 | 2.02 | 8.5 | 7
Live | 215664455 |  | 10.5 | 18.5 | 27140 | 19300 | 16100 | 3.54 | 2.2 | 27000 | 3.2 | 1.76 | 8 | 6.5
Live | 215664435 |  | 10.5 | 18.5 | 27140 | 19300 | 16100 | 3.54 | 2.2 | 27000 | 3.2 | 1.76 | 8 | 6.5
Live | 215681932 |  | 10 | 19 | 55775 | 46000 | 36400 | 3.37 | 2.52 | 50000 | 3.58 | 2.12 | 9 | 7.5
Live | 215681922 |  | 10 | 18.5 | 55200 | 46500 | 36800 | 3.37 | 2.5 | 50000 | 3.54 | 2 | 9 | 7.5
Live | 215937683 |  | 11.5 | 21 | 52900 | 43500 | 38000 | 3.88 | 2.14 | 53500 | 3.04 | 1.92 | 8 | 6.5
Live | 215937673 |  | 11.5 | 21 | 52900 | 43500 | 38000 | 3.88 | 2.14 | 53000 | 3.04 | 1.92 | 8 | 6.5
Live | 215669671 |  | 10 | 18 | 40020 | 29800 | 24800 | 3.37 | 2.26 | 34400 | 3.2 | 1.92 | 9 | 7
Live | 215669661 |  | 10.5 | 18.5 | 40250 | 29800 | 24600 | 3.54 | 2.28 | 34400 | 3.22 | 1.92 | 9 | 7
Live | 215935013 |  | 12 | 21.5 | 40710 | 33000 | 29000 | 4.04 | 2.5 | 38500 | 3.54 | 2.02 | 8.5 | 7
Live | 215935003 |  | 11.7 | 21 | 40480 | 33600 | 29400 | 3.94 | 2.44 | 39000 | 3.48 | 2 | 8.5 | 7
Live | 215679852 |  | 9.5 | 16.5 | 39100 | 30600 | 25200 | 3.2 | 2.24 | 35600 | 3.18 | 1.78 | 8.5 | 7
Live | 215679842 |  | 9.5 | 16 | 39100 | 30600 | 25200 | 3.2 | 2.24 | 35600 | 3.16 | 1.76 | 8.5 | 7
Live | 215664416 |  | 10 | 18 | 27140 | 19400 | 16200 | 3.37 | 2.18 | 27200 | 3.16 | 1.76 | 8 | 6.5
Live | 215664357 |  | 10.5 | 18.5 | 27140 | 19300 | 16100 | 3.54 | 2.2 | 27000 | 3.2 | 1.76 | 8 | 6.5
Live | 215681912 |  | 10 | 18.5 | 55200 | 46500 | 36600 | 3.37 | 2.5 | 50000 | 3.54 | 2 | 9 | 7.5
Live | 215681902 |  | 10 | 19 | 55200 | 46500 | 36800 | 3.37 | 2.5 | 50000 | 3.54 | 2 | 9 | 7.5
Live | 215934973 |  | 11.5 | 20.5 | 39790 | 31200 | 27600 | 3.87 | 2.42 | 38000 | 3.44 | 2.05 | 8.5 | 7
Live | 215934963 |  | 11 | 20.5 | 39560 | 31400 | 27600 | 3.7 | 2.42 | 38000 | 3.44 | 2.08 | 8.5 | 7
Live | 215937663 |  | 11.5 | 20.5 | 52900 | 43500 | 38000 | 3.88 | 2.14 | 53500 | 3.04 | 1.9 | 8 | 6.5
Live | 215937653 |  | 10.5 | 20 | 52325 | 44000 | 39000 | 3.54 | 2.1 | 53500 | 3 | 1.9 | 8 | 6.5
Live | 215669651 |  | 10.5 | 18.5 | 40250 | 29800 | 24600 | 3.54 | 2.28 | 34400 | 3.22 | 1.92 | 9 | 7
Live | 215669641 |  | 10.5 | 18.5 | 40250 | 29800 | 24600 | 3.54 | 2.28 | 34400 | 3.22 | 1.92 | 9 | 7
Live | 215679832 |  | 9 | 16 | 38870 | 30800 | 25400 | 3.03 | 2.22 | 35800 | 3.14 | 1.76 | 8.5 | 7
Live | 215679822 |  | 9 | 16 | 38640 | 31000 | 25600 | 3.04 | 2.2 | 35800 | 3.12 | 1.76 | 8.5 | 7
Live | 215681892 |  | 10.5 | 19 | 55200 | 46500 | 36800 | 3.54 | 2.5 | 50000 | 3.54 | 2 | 9 | 7.5
Live | 215681882 |  | 10 | 19 | 55200 | 46500 | 36800 | 3.37 | 2.5 | 50000 | 3.54 | 2 | 9 | 7.5
Live | 215664321 |  | 10.5 | 18 | 27140 | 19300 | 16200 | 3.54 | 2.2 | 27000 | 3.2 | 1.76 | 8.5 | 6.5
Live | 215934953 |  | 12.5 | 22 | 40940 | 32600 | 28600 | 4.21 | 2.54 | 38000 | 3.6 | 2.02 | 8.5 | 7
Live | 215934943 |  | 12 | 21.5 | 40710 | 33000 | 28800 | 4.04 | 2.5 | 38500 | 3.54 | 2.02 | 8.5 | 7
Live | 215937643 |  | 12 | 21 | 53475 | 43500 | 38000 | 4.04 | 2.16 | 53000 | 3.06 | 1.92 | 8 | 6.5
Live | 215937633 |  | 11.5 | 20.5 | 52900 | 43500 | 38000 | 3.88 | 2.14 | 53500 | 3.04 | 1.9 | 8 | 6.5
Live | 215669631 |  | 10 | 18.5 | 40020 | 29800 | 24800 | 3.37 | 2.26 | 34400 | 3.2 | 1.92 | 9 | 7
Live | 215669611 |  | 10.5 | 18.5 | 40020 | 29800 | 24800 | 3.54 | 2.26 | 34400 | 3.22 | 1.92 | 9 | 7
Live | 215679812 |  | 9.5 | 16.5 | 39100 | 30600 | 25200 | 3.2 | 2.24 | 35600 | 3.18 | 1.78 | 8.5 | 7
Live | 215679802 |  | 9.5 | 16.5 | 39100 | 30600 | 25200 | 3.2 | 2.24 | 35600 | 3.18 | 1.78 | 8.5 | 7
Live | 215934933 |  | 12.5 | 22 | 40940 | 32600 | 28600 | 4.21 | 2.54 | 38000 | 3.6 | 2.02 | 8.5 | 7
Live | 215934923 |  | 12 | 21.5 | 40940 | 32800 | 28600 | 4.04 | 2.54 | 38000 | 3.6 | 2.02 | 8.5 | 7
Live | 215664304 |  | 10 | 18 | 27140 | 19400 | 16200 | 3.37 | 2.18 | 27200 | 3.18 | 1.76 | 8 | 6.5
Live | 215664288 |  | 10.5 | 18.5 | 27370 | 19300 | 16100 | 3.53 | 2.2 | 27000 | 3.2 | 1.76 | 8 | 6.5
Live | 215681872 |  | 10 | 18.5 | 54625 | 47000 | 37200 | 3.37 | 2.46 | 50000 | 3.48 | 1.98 | 9 | 7
Live | 215681862 |  | 10 | 18.5 | 55200 | 46500 | 36600 | 3.37 | 2.5 | 50000 | 3.56 | 2 | 9 | 7.5
Live | 215937623 |  | 12 | 21 | 53475 | 43500 | 38000 | 4.04 | 2.16 | 53000 | 3.06 | 1.92 | 8 | 6.5
Live | 215937613 |  | 12 | 21 | 53475 | 43500 | 38000 | 4.04 | 2.16 | 53000 | 3.06 | 1.92 | 8 | 6.5
Live | 215669601 |  | 10 | 18 | 39790 | 30000 | 25000 | 3.37 | 2.24 | 34600 | 3.18 | 1.9 | 9 | 7
Live | 215669591 |  | 10 | 18 | 39790 | 30200 | 25000 | 3.37 | 2.22 | 34600 | 3.16 | 1.9 | 9 | 7
Live | 215679792 |  | 9.5 | 16 | 39100 | 30600 | 25200 | 3.2 | 2.24 | 35600 | 3.16 | 1.76 | 8.5 | 7
Live | 215679782 |  | 9.5 | 16.5 | 38870 | 30800 | 25400 | 3.2 | 2.2 | 35800 | 3.12 | 1.76 | 8.5 | 7
Live | 215664270 |  | 10.5 | 18.5 | 27140 | 19300 | 16100 | 3.54 | 2.2 | 27000 | 3.2 | 1.76 | 8 | 6.5
Live | 215664252 |  | 10.5 | 18.5 | 27140 | 19300 | 16100 | 3.54 | 2.2 | 27000 | 3.2 | 1.76 | 8 | 6.5
Live | 215934913 |  | 12 | 21.5 | 40710 | 33200 | 29000 | 4.04 | 2.48 | 38500 | 3.52 | 2.02 | 8.5 | 7
Live | 215934903 |  | 12 | 21 | 40710 | 33200 | 29000 | 4.04 | 2.48 | 38500 | 3.54 | 2.02 | 8.5 | 7
Live | 215681852 |  | 10 | 19 | 55775 | 46000 | 36400 | 3.37 | 2.52 | 50000 | 3.58 | 2.12 | 9 | 7.5
Live | 215681842 |  | 10 | 18.5 | 55200 | 46500 | 36800 | 3.37 | 2.5 | 50000 | 3.54 | 2 | 9 | 7.5
Live | 215669581 |  | 10.5 | 18.5 | 40020 | 29800 | 24800 | 3.54 | 2.26 | 34400 | 3.22 | 1.92 | 9 | 7
Live | 215669571 |  | 10 | 18 | 40020 | 29800 | 24800 | 3.37 | 2.26 | 34400 | 3.2 | 1.92 | 9 | 7
Live | 215937603 |  | 12 | 21 | 53475 | 43500 | 38000 | 4.04 | 2.16 | 53000 | 3.06 | 1.92 | 8 | 6.5
Live | 215937593 |  | 11.5 | 20.5 | 52900 | 43500 | 38500 | 3.88 | 2.14 | 53500 | 3.02 | 1.9 | 8 | 6.5
Live | 215679772 |  | 9.5 | 16 | 38870 | 30800 | 25400 | 3.2 | 2.2 | 35800 | 3.12 | 1.76 | 8.5 | 7
Live | 215679762 |  | 9.5 | 16 | 38640 | 30800 | 25400 | 3.2 | 2.2 | 35800 | 3.12 | 1.76 | 8.5 | 7
Live | 215664233 |  | 10 | 18 | 27140 | 19400 | 16200 | 3.37 | 2.18 | 27200 | 3.16 | 1.76 | 8 | 6.5
Live | 215934893 |  | 12.5 | 22 | 40940 | 32600 | 28400 | 4.21 | 2.56 | 38000 | 3.62 | 2.02 | 8.5 | 7
Live | 215934883 |  | 12 | 21.5 | 40940 | 32800 | 28600 | 4.04 | 2.52 | 38000 | 3.58 | 2.04 | 8.5 | 7
Live | 215669561 |  | 10 | 18 | 39790 | 30000 | 25000 | 3.37 | 2.24 | 34600 | 3.16 | 1.9 | 9 | 7
Live | 215669551 |  | 10 | 18 | 39790 | 30000 | 25000 | 3.37 | 2.24 | 34600 | 3.18 | 1.9 | 9 | 7
Live | 215681832 |  | 10 | 18.5 | 55200 | 46500 | 36600 | 3.37 | 2.5 | 50000 | 3.54 | 2 | 9 | 7.5
Live | 215681822 |  | 10 | 19 | 55200 | 46500 | 36800 | 3.37 | 2.5 | 50000 | 3.54 | 2 | 9 | 7.5
Live | 215937573 |  | 11.5 | 20.5 | 52325 | 43000 | 38000 | 3.87 | 2.16 | 52500 | 3.04 | 1.95 | 8.1 | 6.8
Live | 215937563 |  | 11.5 | 20.5 | 52325 | 43500 | 38000 | 3.87 | 2.14 | 52500 | 3.04 | 1.9 | 8.1 | 6.8
Live | 215679752 |  | 9 | 16 | 38410 | 31000 | 25600 | 3.03 | 2.18 | 36000 | 3.08 | 1.76 | 8.5 | 6.5
Live | 215679742 |  | 9 | 16 | 38410 | 31200 | 25800 | 3.03 | 2.16 | 36000 | 3.08 | 1.76 | 8.5 | 6.5
Live | 215934873 |  | 12 | 21.5 | 40710 | 33200 | 29000 | 4.04 | 2.48 | 38500 | 3.52 | 2.02 | 8.5 | 7
Live | 215934863 |  | 12.5 | 22 | 40940 | 32600 | 28400 | 4.21 | 2.54 | 38000 | 3.62 | 2.02 | 8.5 | 7
Live | 215681812 |  | 10 | 18.5 | 54050 | 45500 | 36400 | 3.37 | 2.44 | 50000 | 3.46 | 2 | 9 | 7
Live | 215681802 |  | 9.5 | 18 | 53475 | 46500 | 37000 | 3.2 | 2.4 | 50000 | 3.4 | 2 | 9 | 7
Live | 215669541 |  | 10 | 18 | 39560 | 30200 | 25200 | 3.37 | 2.22 | 34600 | 3.16 | 1.9 | 9 | 7
Live | 215669531 |  | 10 | 18 | 40250 | 29800 | 24800 | 3.37 | 2.26 | 34400 | 3.22 | 1.92 | 9 | 7
Live | 215937553 |  | 11 | 20.5 | 52325 | 43500 | 38000 | 3.7 | 2.14 | 52500 | 3.04 | 1.9 | 8 | 6.5
Live | 215937543 |  | 11.5 | 20.5 | 52325 | 43500 | 38000 | 3.87 | 2.14 | 52500 | 3.04 | 1.9 | 8.1 | 6.8
Live | 215679732 |  | 9.5 | 16.5 | 38870 | 30800 | 25400 | 3.2 | 2.2 | 35600 | 3.12 | 1.76 | 8.5 | 7
Live | 215679722 |  | 9.5 | 16 | 38870 | 30800 | 25400 | 3.2 | 2.2 | 35600 | 3.14 | 1.78 | 8.5 | 7
Live | 215681792 |  | 9.5 | 18 | 54050 | 45500 | 36400 | 3.2 | 2.44 | 50000 | 3.48 | 2 | 9 | 7
Live | 215681782 |  | 10 | 18.5 | 54050 | 45500 | 36200 | 3.37 | 2.46 | 50000 | 3.5 | 2 | 9 | 7.5
Live | 215934853 |  | 12.5 | 22 | 40940 | 32600 | 28400 | 4.21 | 2.54 | 38000 | 3.62 | 2.02 | 8.5 | 7
Live | 215934843 |  | 12 | 22 | 40940 | 32800 | 28600 | 4.04 | 2.52 | 38000 | 3.58 | 2.02 | 8.5 | 7
Live | 215669521 |  | 10 | 18 | 40020 | 29800 | 24800 | 3.37 | 2.26 | 34400 | 3.2 | 1.92 | 9 | 7
Live | 215669511 |  | 10 | 17.5 | 39790 | 30000 | 25000 | 3.37 | 2.24 | 34600 | 3.18 | 1.9 | 9 | 7
Live | 215937533 |  | 11 | 20.5 | 51750 | 43500 | 38000 | 3.71 | 2.14 | 52500 | 3.04 | 1.9 | 8 | 6.5
Live | 215937523 |  | 10.5 | 19.5 | 51175 | 44000 | 39000 | 3.54 | 2.1 | 53000 | 3 | 1.9 | 8 | 6.5
Live | 215679712 |  | 9.5 | 16 | 38640 | 30800 | 25400 | 3.2 | 2.2 | 35800 | 3.12 | 1.76 | 8.5 | 7
Live | 215679702 |  | 10.5 | 18.5 | 40250 | 29800 | 24800 | 3.54 | 2.26 | 34400 | 3.22 | 1.92 | 9 | 7
Live | 215681772 |  | 9.5 | 18 | 54050 | 45500 | 36400 | 3.2 | 2.44 | 50000 | 3.46 | 2 | 9 | 7
Live | 215681762 |  | 9.5 | 18 | 54050 | 45500 | 36400 | 3.2 | 2.44 | 50000 | 3.46 | 2 | 9 | 7
Live | 215934833 |  | 12 | 21.5 | 40940 | 32800 | 28600 | 4.04 | 2.52 | 38000 | 3.58 | 2.02 | 8.5 | 7
Live | 215934823 |  | 12 | 21.5 | 40710 | 33000 | 29000 | 4.04 | 2.5 | 38500 | 3.54 | 2.02 | 8.5 | 7
Live | 215669501 |  | 10.5 | 18.5 | 40250 | 29800 | 24800 | 3.54 | 2.26 | 34400 | 3.22 | 1.92 | 9 | 7
Live | 215669491 |  | 10 | 18.5 | 40020 | 29800 | 24800 | 3.37 | 2.26 | 34400 | 3.2 | 1.92 | 9 | 7
Live | 215937513 |  | 11.5 | 20.5 | 52325 | 43000 | 38000 | 3.87 | 2.16 | 52500 | 3.06 | 1.9 | 8 | 6.7
Live | 215937503 |  | 11 | 20.5 | 51750 | 43500 | 38000 | 3.71 | 2.14 | 53000 | 3.04 | 1.9 | 8 | 6.5
Live | 215679692 |  | 10.5 | 18.5 | 40250 | 29800 | 24800 | 3.54 | 2.26 | 34400 | 3.22 | 1.92 | 9 | 7
Live | 215679682 |  | 10.5 | 18 | 40020 | 29800 | 24800 | 3.54 | 2.26 | 34400 | 3.2 | 1.92 | 9 | 7
Live | 215681752 |  | 9.5 | 16.5 | 52325 | 42000 | 33800 | 3.2 | 2.48 | 48000 | 3.52 | 2.08 | 8.5 | 7
Live | 215681742 |  | 9.5 | 16.5 | 52325 | 42000 | 33800 | 3.2 | 2.48 | 48000 | 3.52 | 2.08 | 8.5 | 7
Live | 215669481 |  | 10 | 18.5 | 40020 | 29800 | 24800 | 3.37 | 2.26 | 34400 | 3.2 | 1.92 | 9 | 7
Live | 215669471 |  | 10 | 18 | 39790 | 30000 | 25000 | 3.37 | 2.24 | 34600 | 3.18 | 1.9 | 9 | 7
Live | 215934813 |  | 11.7 | 21 | 40480 | 33600 | 29400 | 3.94 | 2.44 | 39000 | 3.48 | 2 | 8.5 | 7
Live | 215934773 |  | 11.5 | 20.5 | 39790 | 31200 | 27600 | 3.87 | 2.42 | 38000 | 3.44 | 2.06 | 8.5 | 7
Live | 215937493 |  | 11.5 | 21 | 52325 | 43000 | 38000 | 3.87 | 2.16 | 52500 | 3.06 | 1.95 | 8.1 | 6.8
Live | 215937483 |  | 11.5 | 21 | 52325 | 43000 | 38000 | 3.87 | 2.16 | 52500 | 3.06 | 1.95 | 8.1 | 6.8
Live | 215679672 |  | 10.5 | 18 | 40020 | 29800 | 24800 | 3.54 | 2.26 | 34400 | 3.2 | 1.92 | 9 | 7
Live | 215679662 |  | 10.5 | 18.5 | 40020 | 29800 | 24800 | 3.54 | 2.26 | 34400 | 3.22 | 1.92 | 9 | 7
Live | 215662835 |  | 10.5 | 17.5 | 26910 | 20000 | 16600 | 3.54 | 2.42 | 24400 | 3.08 | 2.04 | 9 | 7
Live | 215681732 |  | 9.5 | 16.5 | 52325 | 42000 | 33800 | 3.2 | 2.48 | 48000 | 3.52 | 2.06 | 8.5 | 7
Live | 215681722 |  | 9 | 16 | 51750 | 42500 | 34200 | 3.03 | 2.44 | 48500 | 3.46 | 1.94 | 8.5 | 7
Live | 215669461 |  | 9.5 | 17.5 | 39560 | 30200 | 25200 | 3.2 | 2.22 | 34600 | 3.14 | 1.9 | 9 | 7
Live | 215669421 |  | 10.5 | 18.5 | 39560 | 29800 | 24800 | 3.53 | 2.24 | 34200 | 3.18 | 1.9 | 9 | 7
Live | 215934763 |  | 11 | 20.5 | 39560 | 31400 | 27600 | 3.7 | 2.42 | 38000 | 3.44 | 2.08 | 8.5 | 7
Live | 215934753 |  | 11 | 20.5 | 39100 | 30400 | 27000 | 3.71 | 2.38 | 38000 | 3.36 | 1.95 | 8.1 | 6.75
Live | 215937473 |  | 11.5 | 21 | 52325 | 43000 | 38000 | 3.87 | 2.16 | 52500 | 3.06 | 1.95 | 8.1 | 6.8
Live | 215937463 |  | 11 | 20.5 | 51750 | 43500 | 38500 | 3.71 | 2.14 | 53000 | 3.02 | 1.9 | 8 | 6.5
Live | 215679652 |  | 10.5 | 18 | 40020 | 29800 | 24800 | 3.54 | 2.26 | 34400 | 3.2 | 1.92 | 9 | 7
Live | 215679642 |  | 10 | 18 | 39790 | 30000 | 25000 | 3.37 | 2.24 | 34600 | 3.16 | 1.92 | 9 | 7
Live | 215681368 |  | 9.5 | 18 | 50600 | 42500 | 34000 | 3.2 | 2.44 | 48500 | 3.46 | 2.04 | 9 | 7.5
Live | 215681360 |  | 9.5 | 17.5 | 50600 | 42500 | 34200 | 3.2 | 2.44 | 48500 | 3.46 | 2.06 | 9 | 7
Live | 215681712 |  | 9.5 | 16.5 | 52325 | 42000 | 33800 | 3.2 | 2.48 | 48000 | 3.54 | 2.08 | 8.5 | 7
Live | 215681702 |  | 9.5 | 17 | 52325 | 42000 | 33600 | 3.2 | 2.52 | 48000 | 3.56 | 2.06 | 8.5 | 7
Live | 215669411 |  | 10.5 | 18 | 39560 | 29800 | 24800 | 3.53 | 2.24 | 34200 | 3.18 | 1.9 | 9 | 7
Live | 215669401 |  | 10 | 18.5 | 39560 | 29800 | 24800 | 3.37 | 2.24 | 34200 | 3.18 | 1.9 | 9 | 7
Live | 215679632 |  | 9.5 | 17.5 | 39560 | 30200 | 25200 | 3.2 | 2.22 | 34600 | 3.14 | 1.9 | 9 | 7
Live | 215679622 |  | 10 | 18 | 40250 | 29800 | 24800 | 3.37 | 2.26 | 34400 | 3.22 | 1.92 | 9 | 7
Live | 215934743 |  | 11 | 20 | 39100 | 30600 | 27000 | 3.71 | 2.36 | 38000 | 3.36 | 2 | 8.1 | 6.5
Live | 215934733 |  | 11 | 20 | 39100 | 30600 | 27200 | 3.71 | 2.36 | 38000 | 3.34 | 2 | 8.1 | 6.75
Live | 215681359 |  | 9.5 | 17.5 | 50600 | 42500 | 34200 | 3.2 | 2.44 | 48500 | 3.46 | 2.06 | 9 | 7
Live | 215681358 |  | 9.5 | 17.5 | 50600 | 42500 | 34200 | 3.2 | 2.44 | 48500 | 3.46 | 2.06 | 9 | 7
Live | 215937443 |  | 11.5 | 20.5 | 52325 | 43500 | 38000 | 3.87 | 2.14 | 53000 | 3.04 | 1.9 | 8 | 6.5
Live | 215937433 |  | 11.5 | 20 | 50600 | 42500 | 37600 | 3.87 | 2.16 | 53500 | 3.06 | 2 | 8.1 | 7
Live | 215681692 |  | 9.5 | 17 | 52325 | 42000 | 33800 | 3.2 | 2.48 | 48000 | 3.52 | 2.08 | 8.5 | 7
Live | 215681682 |  | 9.5 | 16.5 | 52325 | 42000 | 33800 | 3.2 | 2.48 | 48000 | 3.52 | 2.08 | 8.5 | 7
Live | 215669391 |  | 10.5 | 18 | 39560 | 29800 | 24800 | 3.53 | 2.24 | 34200 | 3.18 | 1.9 | 9 | 7
Live | 215669381 |  | 10 | 18 | 39560 | 29800 | 24800 | 3.37 | 2.24 | 34200 | 3.18 | 1.9 | 9 | 7
Live | 215679612 |  | 10 | 18 | 40250 | 29800 | 24800 | 3.37 | 2.26 | 34400 | 3.22 | 1.92 | 9 | 7
Live | 215679602 |  | 10.5 | 18 | 40020 | 29800 | 24800 | 3.54 | 2.26 | 34400 | 3.2 | 1.92 | 9 | 7
Live | 215934723 |  | 11 | 20 | 39100 | 30600 | 27200 | 3.71 | 2.36 | 38000 | 3.34 | 2 | 8.1 | 6.5
Live | 215934713 |  | 11.7 | 21 | 40480 | 32000 | 28000 | 3.94 | 2.5 | 38000 | 3.54 | 2.06 | 8.5 | 7
Live | 215681672 |  | 9.5 | 16.5 | 52325 | 42000 | 33800 | 3.2 | 2.48 | 48000 | 3.52 | 2.06 | 8.5 | 7
Live | 215681662 |  | 9 | 16 | 51750 | 43000 | 34200 | 3.03 | 2.46 | 49500 | 3.5 | 2.06 | 8.5 | 7
Live | 215681350 |  | 9 | 17 | 50600 | 43000 | 34600 | 3.03 | 2.4 | 49000 | 3.4 | 2.04 | 9 | 7
Live | 215681349 |  | 9 | 17 | 50600 | 43000 | 34600 | 3.03 | 2.4 | 49000 | 3.4 | 2.04 | 9 | 7
Live | 215937423 |  | 11.5 | 20.5 | 52325 | 43500 | 38000 | 3.87 | 2.14 | 53000 | 3.04 | 1.9 | 8 | 6.5
Live | 215937413 |  | 11 | 20.5 | 52325 | 43500 | 38500 | 3.7 | 2.14 | 53000 | 3.02 | 1.9 | 8 | 6.5
Live | 215669371 |  | 10 | 18 | 39330 | 30000 | 25000 | 3.37 | 2.22 | 34400 | 3.14 | 1.9 | 9 | 7
Live | 215669361 |  | 10 | 18 | 39560 | 29600 | 24600 | 3.37 | 2.24 | 34200 | 3.18 | 1.92 | 9 | 7
Live | 215679592 |  | 10.5 | 18.5 | 39560 | 29800 | 24800 | 3.53 | 2.24 | 34200 | 3.18 | 1.9 | 9 | 7
Live | 215679582 |  | 10.5 | 18.5 | 39560 | 29800 | 24800 | 3.53 | 2.24 | 34200 | 3.18 | 1.9 | 9 | 7
Live | 215681652 |  | 9 | 16 | 51750 | 43000 | 34200 | 3.03 | 2.46 | 49500 | 3.5 | 2.04 | 8.5 | 7
Live | 215681642 |  | 9 | 16 | 51175 | 43000 | 34400 | 3.04 | 2.46 | 49500 | 3.48 | 2.04 | 8.5 | 7
Live | 215934703 |  | 11.5 | 19.5 | 38870 | 29200 | 26600 | 3.87 | 2.3 | 37200 | 3.26 | 2.02 | 8.1 | 6.85
Live | 215934693 |  | 11.5 | 21 | 40250 | 32200 | 28000 | 3.88 | 2.48 | 38000 | 3.52 | 2.06 | 8.5 | 7
Live | 215681348 |  | 9 | 17 | 50600 | 43000 | 34600 | 3.03 | 2.4 | 49000 | 3.4 | 2.04 | 9 | 7
Live | 215681340 |  | 9.5 | 17 | 50600 | 42500 | 34000 | 3.2 | 2.44 | 48500 | 3.48 | 2.04 | 9 | 7.5
Live | 215679572 |  | 10 | 18 | 39560 | 29800 | 24800 | 3.37 | 2.24 | 34200 | 3.18 | 1.9 | 9 | 7
Live | 215679562 |  | 10 | 18 | 39560 | 29800 | 24800 | 3.37 | 2.24 | 34200 | 3.18 | 1.9 | 9 | 7
Live | 215937403 |  | 11 | 19.5 | 51175 | 43500 | 38500 | 3.7 | 2.14 | 53500 | 3.02 | 1.9 | 8 | 6.5
Live | 215937393 |  | 10.5 | 19.5 | 51750 | 44000 | 39000 | 3.54 | 2.1 | 53500 | 2.98 | 1.9 | 8 | 6.5
Live | 215669351 |  | 10 | 18 | 39560 | 29800 | 24800 | 3.37 | 2.24 | 34200 | 3.18 | 1.9 | 9 | 7
Live | 215669341 |  | 10.5 | 18.5 | 39560 | 29600 | 24600 | 3.53 | 2.24 | 34200 | 3.18 | 1.92 | 9 | 7
Live | 215934673 |  | 11.5 | 20.5 | 40020 | 31800 | 28000 | 3.87 | 2.46 | 38000 | 3.48 | 2.08 | 8.5 | 7
Live | 215681632 |  | 9 | 16 | 51175 | 43500 | 34800 | 3.04 | 2.4 | 49500 | 3.42 | 1.92 | 8.5 | 7
Live | 215681622 |  | 9 | 16.5 | 51750 | 43000 | 34200 | 3.03 | 2.46 | 49500 | 3.5 | 2.06 | 8.5 | 7
Live | 215681339 |  | 9.5 | 17 | 50600 | 42500 | 34000 | 3.2 | 2.44 | 48500 | 3.48 | 2.04 | 9 | 7.5
Live | 215681338 |  | 9.5 | 17 | 50600 | 42500 | 34000 | 3.2 | 2.44 | 48500 | 3.48 | 2.04 | 9 | 7.5
Live | 215679552 |  | 10 | 18 | 38870 | 30200 | 25000 | 3.37 | 2.26 | 35000 | 3.2 | 1.9 | 9 | 7
Live | 215679542 |  | 10 | 18 | 38870 | 30200 | 25000 | 3.37 | 2.24 | 35000 | 3.18 | 1.88 | 9 | 7
Live | 215937383 |  | 11.5 | 20.5 | 52900 | 43000 | 38000 | 3.88 | 2.16 | 53000 | 3.06 | 1.92 | 8 | 6.5
Live | 215937373 |  | 11 | 20 | 52325 | 43500 | 38500 | 3.7 | 2.14 | 53000 | 3.02 | 1.9 | 8 | 6.5
Live | 215681612 |  | 9.5 | 16.5 | 51750 | 42500 | 34000 | 3.2 | 2.48 | 49000 | 3.52 | 2.06 | 8.5 | 7
Live | 215681602 |  | 9 | 16 | 51750 | 43000 | 34400 | 3.03 | 2.46 | 49000 | 3.48 | 2.04 | 8.5 | 7
Live | 215934663 |  | 11 | 20 | 39100 | 30600 | 27200 | 3.71 | 2.36 | 38000 | 3.34 | 2 | 8.1 | 6.75
Live | 215934653 |  | 11 | 20 | 39100 | 30600 | 27200 | 3.71 | 2.36 | 38000 | 3.34 | 2 | 8.1 | 6.5
Live | 215669331 |  | 10.5 | 18.5 | 39560 | 29600 | 24600 | 3.53 | 2.24 | 34200 | 3.18 | 1.92 | 9 | 7
Live | 215669321 |  | 10.5 | 18.5 | 39560 | 29600 | 24600 | 3.53 | 2.24 | 34200 | 3.2 | 1.92 | 9 | 7
Live | 215937363 |  | 11 | 19.5 | 51175 | 43500 | 38000 | 3.7 | 2.14 | 53500 | 3.02 | 1.9 | 8 | 6.5
Live | 215937353 |  | 11.5 | 21 | 52325 | 43500 | 38000 | 3.87 | 2.14 | 53000 | 3.04 | 1.92 | 8 | 6.5
Live | 215681330 |  | 9.5 | 17.5 | 51175 | 42500 | 33800 | 3.2 | 2.46 | 48500 | 3.5 | 2.06 | 9 | 7.5
Live | 215681329 |  | 9.5 | 17.5 | 51175 | 42500 | 33800 | 3.2 | 2.46 | 48500 | 3.5 | 2.06 | 9 | 7.5
Live | 215679532 |  | 9.5 | 17.5 | 38640 | 30400 | 25200 | 3.2 | 2.22 | 35200 | 3.16 | 1.88 | 9 | 7
Live | 215679522 |  | 9.5 | 17.5 | 38410 | 30600 | 25400 | 3.2 | 2.22 | 35200 | 3.14 | 1.88 | 9 | 7
Live | 215681592 |  | 9 | 16.5 | 51750 | 43000 | 34200 | 3.03 | 2.46 | 49000 | 3.5 | 2.06 | 8.5 | 7
Live | 215681582 |  | 9 | 16 | 51175 | 43000 | 34400 | 3.04 | 2.46 | 49500 | 3.48 | 2.04 | 8.5 | 7
Live | 215934643 |  | 11 | 20 | 39100 | 30600 | 27200 | 3.71 | 2.36 | 38000 | 3.34 | 2 | 8.1 | 6.75
Live | 215934633 |  | 11 | 20 | 39100 | 30600 | 27200 | 3.71 | 2.36 | 38000 | 3.34 | 2 | 8.1 | 6.5
Live | 215669311 |  | 10 | 18 | 39560 | 29800 | 24800 | 3.37 | 2.24 | 34200 | 3.18 | 1.9 | 9 | 7
Live | 215669291 |  | 10 | 18 | 38870 | 30200 | 25000 | 3.37 | 2.26 | 35000 | 3.2 | 1.9 | 9 | 7
Live | 215937343 |  | 11.5 | 21 | 52325 | 43000 | 38000 | 3.87 | 2.16 | 53000 | 3.06 | 1.92 | 8 | 6.5
Live | 215937333 |  | 11.5 | 20.5 | 51175 | 43000 | 37600 | 3.88 | 2.16 | 53500 | 3.06 | 1.95 | 8.1 | 6.8
Live | 215679512 |  | 9.5 | 18 | 38870 | 30200 | 25000 | 3.2 | 2.26 | 35000 | 3.2 | 1.9 | 9 | 7
Live | 215679502 |  | 10 | 18 | 39100 | 30200 | 25000 | 3.37 | 2.26 | 35000 | 3.2 | 1.9 | 9 | 7
Live | 215681328 |  | 9.5 | 17.5 | 51175 | 42500 | 33800 | 3.2 | 2.46 | 48500 | 3.5 | 2.06 | 9 | 7.5
Live | 215681320 |  | 9.5 | 17 | 50600 | 42500 | 34200 | 3.2 | 2.44 | 48500 | 3.46 | 2.04 | 9 | 7
Live | 215681572 |  | 10 | 18.5 | 52900 | 42000 | 33600 | 3.37 | 2.48 | 47500 | 3.52 | 2.06 | 9 | 7
Live | 215681562 |  | 10 | 18.5 | 52900 | 42000 | 33600 | 3.37 | 2.48 | 47500 | 3.52 | 2.06 | 9 | 7
Live | 215933973 |  | 13 | 22 | 40250 | 29200 | 25200 | 4.39 | 2.54 | 33400 | 3.6 | 2.08 | 9.5 | 7.5
Live | 215933963 |  | 11.7 | 20.5 | 37950 | 30600 | 26800 | 3.94 | 2.4 | 34800 | 3.4 | 2 | 9.5 | 7.5
Live | 215669281 |  | 9.5 | 18 | 38640 | 30400 | 25200 | 3.2 | 2.22 | 35200 | 3.16 | 1.88 | 9 | 7
Live | 215669271 |  | 9.5 | 17.5 | 38640 | 30600 | 25400 | 3.2 | 2.22 | 35200 | 3.14 | 1.88 | 9 | 7
Live | 215937323 |  | 11 | 20.5 | 52325 | 43500 | 38500 | 3.7 | 2.12 | 53000 | 3.02 | 1.9 | 8 | 6.5
Live | 215937313 |  | 11 | 20 | 51750 | 44000 | 39000 | 3.71 | 2.1 | 53500 | 2.98 | 1.9 | 8 | 6.5
Live | 215679492 |  | 10 | 18 | 38870 | 30200 | 25000 | 3.37 | 2.24 | 35000 | 3.18 | 1.88 | 9 | 7
Live | 215679482 |  | 10 | 18 | 39790 | 30400 | 25000 | 3.37 | 2.28 | 35200 | 3.24 | 1.9 | 9 | 7
Live | 215681319 |  | 9.5 | 17 | 50600 | 42500 | 34200 | 3.2 | 2.44 | 48500 | 3.46 | 2.04 | 9 | 7
Live | 215681318 |  | 9.5 | 17 | 50600 | 42500 | 34200 | 3.2 | 2.44 | 48500 | 3.46 | 2.04 | 9 | 7
Live | 215681552 |  | 10 | 18 | 52900 | 42000 | 33800 | 3.37 | 2.46 | 48000 | 3.5 | 2.08 | 9 | 7
Live | 215681542 |  | 9.5 | 18 | 52900 | 42000 | 33600 | 3.2 | 2.48 | 47500 | 3.52 | 2.08 | 9 | 7
Live | 215669261 |  | 10 | 18 | 38870 | 30200 | 25000 | 3.37 | 2.26 | 35000 | 3.2 | 1.9 | 9 | 7
Live | 215669251 |  | 10 | 18 | 38870 | 30200 | 25000 | 3.37 | 2.24 | 35000 | 3.18 | 1.88 | 9 | 7
Live | 215933953 |  | 11.7 | 19.5 | 39330 | 29800 | 26000 | 3.95 | 2.46 | 34200 | 3.48 | 1.94 | 9 | 7
Live | 215933943 |  | 11.7 | 19.5 | 39330 | 29800 | 26000 | 3.95 | 2.46 | 34200 | 3.48 | 1.94 | 9 | 7
Live | 215937283 |  | 11.5 | 20.5 | 52325 | 43500 | 38000 | 3.87 | 2.14 | 53000 | 3.04 | 1.9 | 8 | 6.5
Live | 215679472 |  | 10 | 18 | 39560 | 30400 | 25200 | 3.37 | 2.28 | 35400 | 3.24 | 1.88 | 9 | 7
Live | 215679462 |  | 9.5 | 17.5 | 39330 | 30600 | 25400 | 3.2 | 2.26 | 35400 | 3.2 | 1.88 | 9 | 7
Live | 215681310 |  | 9.5 | 17.5 | 50600 | 42500 | 34000 | 3.2 | 2.44 | 48500 | 3.46 | 2.04 | 9 | 7.5
Live | 215681309 |  | 9.5 | 17.5 | 50600 | 42500 | 34000 | 3.2 | 2.44 | 48500 | 3.46 | 2.04 | 9 | 7.5
Live | 215669241 |  | 9.5 | 17.5 | 38640 | 30400 | 25200 | 3.2 | 2.22 | 35200 | 3.16 | 1.88 | 9 | 7
Live | 215669231 |  | 9.5 | 17.5 | 38640 | 30400 | 25200 | 3.2 | 2.22 | 35200 | 3.16 | 1.9 | 9 | 7
Live | 215681532 |  | 10 | 18 | 52900 | 41500 | 33400 | 3.37 | 2.5 | 48000 | 3.56 | 2.08 | 9 | 7
Live | 215681522 |  | 10 | 18 | 52900 | 42000 | 33800 | 3.37 | 2.46 | 48000 | 3.5 | 2.08 | 9 | 7
Live | 215937273 |  | 11.5 | 20 | 50600 | 42500 | 37600 | 3.87 | 2.16 | 53500 | 3.06 | 2 | 8.1 | 7
Live | 215937263 |  | 11.5 | 20.5 | 52325 | 43500 | 38000 | 3.87 | 2.14 | 53000 | 3.04 | 1.9 | 8 | 6.5
Live | 215933933 |  | 11.5 | 19.5 | 39100 | 30200 | 26400 | 3.87 | 2.4 | 34600 | 3.41 | 1.94 | 9 | 7
Live | 215933923 |  | 11 | 19 | 38870 | 29600 | 25600 | 3.71 | 2.42 | 33800 | 3.44 | 1.94 | 9 | 7
Live | 215681308 |  | 9.5 | 17.5 | 50600 | 42500 | 34000 | 3.2 | 2.44 | 48500 | 3.46 | 2.04 | 9 | 7.5
Live | 215681300 |  | 9.5 | 17.5 | 50600 | 42500 | 34200 | 3.2 | 2.44 | 48500 | 3.46 | 2.06 | 9 | 7
Live | 215679452 |  | 9.5 | 17.5 | 39330 | 30600 | 25400 | 3.2 | 2.24 | 35600 | 3.18 | 1.88 | 9 | 7
Live | 215679442 |  | 10 | 18 | 39790 | 30200 | 25000 | 3.37 | 2.28 | 35200 | 3.24 | 1.9 | 9 | 7
Live | 215669221 |  | 9.5 | 17.5 | 38410 | 30600 | 25400 | 3.2 | 2.22 | 35200 | 3.14 | 1.88 | 9 | 7
Live | 215669211 |  | 10 | 18 | 38870 | 30200 | 25000 | 3.37 | 2.26 | 35000 | 3.2 | 1.9 | 9 | 7
Live | 215681512 |  | 10 | 18 | 52900 | 42000 | 33800 | 3.37 | 2.48 | 47500 | 3.5 | 2.08 | 9 | 7
Live | 215681502 |  | 10 | 18 | 52900 | 42000 | 33800 | 3.37 | 2.46 | 48000 | 3.48 | 2.08 | 9 | 7
Live | 215937253 |  | 11 | 20.5 | 52325 | 43500 | 38500 | 3.7 | 2.14 | 53000 | 3.02 | 1.9 | 8 | 6.5
Live | 215937243 |  | 11 | 19.5 | 51175 | 43500 | 38500 | 3.7 | 2.14 | 53500 | 3.02 | 1.9 | 8 | 6.5
Live | 215933913 |  | 10.5 | 17.5 | 37490 | 29400 | 25600 | 3.54 | 2.34 | 33400 | 3.32 | 1.86 | 8.5 | 7
Live | 215933903 |  | 11.7 | 19.5 | 39330 | 29800 | 26000 | 3.95 | 2.46 | 34200 | 3.48 | 1.94 | 9 | 7
Live | 215681299 |  | 9.5 | 17.5 | 50600 | 42500 | 34200 | 3.2 | 2.44 | 48500 | 3.46 | 2.06 | 9 | 7
Live | 215681298 |  | 9.5 | 17.5 | 50600 | 42500 | 34200 | 3.2 | 2.44 | 48500 | 3.46 | 2.06 | 9 | 7
Live | 215679432 |  | 10 | 18 | 39790 | 30200 | 25000 | 3.37 | 2.3 | 35200 | 3.24 | 1.9 | 9 | 7
Live | 215679422 |  | 10 | 18 | 39560 | 30400 | 25200 | 3.37 | 2.28 | 35400 | 3.24 | 1.88 | 9 | 7
Live | 215669201 |  | 9.5 | 17.5 | 38870 | 30200 | 25000 | 3.2 | 2.24 | 35000 | 3.18 | 1.88 | 9 | 7
Live | 215669191 |  | 9.5 | 17.5 | 38640 | 30400 | 25200 | 3.2 | 2.22 | 35200 | 3.16 | 1.88 | 9 | 7
Live | 215681492 |  | 9.5 | 17.5 | 52325 | 42500 | 34200 | 3.2 | 2.42 | 48000 | 3.42 | 2.06 | 9 | 7
Live | 215681482 |  | 9.5 | 17.5 | 52900 | 42000 | 33600 | 3.2 | 2.48 | 47500 | 3.5 | 2.06 | 9 | 7
Live | 215933893 |  | 11.7 | 19.5 | 39330 | 30000 | 26000 | 3.95 | 2.44 | 34400 | 3.46 | 1.94 | 9 | 7
Live | 215933883 |  | 11 | 19 | 39100 | 30400 | 26400 | 3.71 | 2.38 | 34800 | 3.38 | 1.94 | 9 | 7
Live | 215937233 |  | 10.5 | 19.5 | 51750 | 44000 | 39000 | 3.54 | 2.1 | 53500 | 2.98 | 1.9 | 8 | 6.5
Live | 215937223 |  | 11.5 | 20.5 | 52325 | 43000 | 38000 | 3.87 | 2.16 | 53000 | 3.06 | 1.92 | 8 | 6.5
Live | 215676960 |  | 10.5 | 19.5 | 55775 | 46500 | 36600 | 3.54 | 2.52 | 50000 | 3.58 | 2.12 | 9.5 | 7.5
Live | 215676959 |  | 10.5 | 19.5 | 55775 | 46500 | 36600 | 3.54 | 2.52 | 50000 | 3.58 | 2.12 | 9.5 | 7.5
Live | 215679412 |  | 10 | 17.5 | 38180 | 31000 | 25600 | 3.37 | 2.16 | 35800 | 3.06 | 1.84 | 9 | 7
Live | 215679402 |  | 10 | 17.5 | 38180 | 31000 | 25600 | 3.37 | 2.14 | 35800 | 3.04 | 1.86 | 9 | 7
Live | 215669181 |  | 10 | 18 | 38870 | 30200 | 25000 | 3.37 | 2.26 | 35000 | 3.2 | 1.9 | 9 | 7
Live | 215669171 |  | 10 | 18 | 38870 | 30200 | 25000 | 3.37 | 2.26 | 35000 | 3.2 | 1.9 | 9 | 7
Live | 215681472 |  | 10 | 18 | 52900 | 41500 | 33400 | 3.37 | 2.5 | 47500 | 3.54 | 2.08 | 9 | 7
Live | 215681462 |  | 9.5 | 17.5 | 52900 | 42000 | 33800 | 3.2 | 2.46 | 48000 | 3.5 | 2.08 | 9 | 7
Live | 215937213 |  | 11 | 20 | 52325 | 43500 | 38500 | 3.7 | 2.14 | 53000 | 3.02 | 1.9 | 8 | 6.5
Live | 215937203 |  | 11 | 19.5 | 51175 | 43500 | 38000 | 3.7 | 2.14 | 53500 | 3.02 | 1.9 | 8 | 6.5
Live | 215933873 |  | 11.5 | 19 | 39100 | 30400 | 26400 | 3.87 | 2.4 | 34800 | 3.4 | 1.92 | 9 | 7
Live | 215933863 |  | 11 | 19 | 38870 | 29600 | 25800 | 3.71 | 2.42 | 33800 | 3.44 | 1.96 | 9 | 7
Live | 215676958 |  | 10.5 | 19.5 | 55775 | 46500 | 36600 | 3.54 | 2.52 | 50000 | 3.58 | 2.12 | 9.5 | 7.5
Live | 215676950 |  | 10.5 | 19.5 | 55775 | 46500 | 36800 | 3.54 | 2.52 | 50000 | 3.58 | 2.12 | 9.5 | 7.5
Live | 215669161 |  | 10 | 18 | 38870 | 30200 | 25000 | 3.37 | 2.24 | 35000 | 3.18 | 1.88 | 9 | 7
Live | 215669151 |  | 10 | 18 | 38870 | 30200 | 25000 | 3.37 | 2.24 | 35000 | 3.18 | 1.88 | 9 | 7
Live | 215937193 |  | 11.5 | 21 | 52325 | 43500 | 38000 | 3.87 | 2.14 | 53000 | 3.04 | 1.92 | 8 | 6.5
Live | 215937183 |  | 11.5 | 21 | 52325 | 43000 | 38000 | 3.87 | 2.16 | 53000 | 3.06 | 1.92 | 8 | 6.5
Live | 215681452 |  | 9.5 | 18 | 52900 | 42000 | 33600 | 3.2 | 2.48 | 47500 | 3.5 | 2.06 | 9 | 7
Live | 215681442 |  | 10 | 18 | 52900 | 42000 | 33800 | 3.37 | 2.46 | 48000 | 3.48 | 2.08 | 9 | 7
Live | 215933853 |  | 11.7 | 19.5 | 39330 | 29800 | 25800 | 3.95 | 2.46 | 34200 | 3.5 | 1.96 | 9 | 7
Live | 215933843 |  | 11.7 | 19.5 | 39330 | 30000 | 26000 | 3.95 | 2.44 | 34400 | 3.46 | 1.96 | 9 | 7
Live | 215679372 |  | 9.5 | 17.5 | 38180 | 31000 | 25600 | 3.21 | 2.16 | 35800 | 3.06 | 1.84 | 8.5 | 7
Live | 215679362 |  | 9.5 | 17.5 | 38180 | 30800 | 25600 | 3.21 | 2.16 | 35800 | 3.06 | 1.86 | 8.5 | 7
Live | 215676949 |  | 10.5 | 19.5 | 55775 | 46500 | 36800 | 3.54 | 2.52 | 50000 | 3.58 | 2.12 | 9.5 | 7.5
Live | 215676948 |  | 10.5 | 19.5 | 55775 | 46500 | 36800 | 3.54 | 2.52 | 50000 | 3.58 | 2.12 | 9.5 | 7.5
Live | 215669141 |  | 10 | 18 | 38640 | 30400 | 25200 | 3.37 | 2.24 | 35200 | 3.16 | 1.88 | 9 | 7
Live | 215669131 |  | 9.5 | 17.5 | 38410 | 30600 | 25400 | 3.2 | 2.2 | 35200 | 3.14 | 1.88 | 9 | 7
Live | 215937173 |  | 11.5 | 20.5 | 51175 | 43000 | 37600 | 3.88 | 2.16 | 53500 | 3.06 | 1.95 | 8.1 | 6.8
Live | 215937163 |  | 11 | 20.5 | 52325 | 43500 | 38500 | 3.7 | 2.12 | 53000 | 3.02 | 1.9 | 8 | 6.5
Live | 215681432 |  | 10 | 18 | 51750 | 41500 | 33600 | 3.37 | 2.44 | 47500 | 3.46 | 2.06 | 9 | 7
Live | 215681422 |  | 10 | 18 | 51750 | 41500 | 33600 | 3.37 | 2.44 | 47500 | 3.46 | 2.06 | 9 | 7
Live | 215933833 |  | 11 | 19 | 39100 | 30400 | 26400 | 3.71 | 2.4 | 34800 | 3.4 | 1.92 | 9 | 7
Live | 215933823 |  | 11.7 | 19.5 | 39330 | 30000 | 26000 | 3.95 | 2.46 | 34400 | 3.5 | 1.96 | 9 | 7
Live | 215679352 |  | 10 | 17.5 | 38180 | 31000 | 25600 | 3.37 | 2.14 | 35800 | 3.04 | 1.86 | 9 | 7
Live | 215679342 |  | 10 | 18 | 39790 | 30400 | 25000 | 3.37 | 2.28 | 35200 | 3.24 | 1.9 | 9 | 7
Live | 215676940 |  | 10.5 | 19.5 | 55775 | 46500 | 36800 | 3.54 | 2.52 | 50000 | 3.58 | 2.12 | 9.5 | 7.5
Live | 215676939 |  | 10.5 | 19.5 | 55775 | 46500 | 36800 | 3.54 | 2.52 | 50000 | 3.58 | 2.12 | 9.5 | 7.5
Live | 215669091 |  | 10 | 18 | 39790 | 30400 | 25000 | 3.37 | 2.28 | 35200 | 3.24 | 1.9 | 9 | 7
Live | 215669083 |  | 10 | 18 | 39560 | 30600 | 25200 | 3.37 | 2.26 | 35400 | 3.2 | 1.8 | 8.5 | 6.65
Live | 215681412 |  | 10 | 18 | 51750 | 42000 | 33600 | 3.37 | 2.44 | 47500 | 3.46 | 2.06 | 9 | 7
Live | 215681402 |  | 9.5 | 17.5 | 51750 | 41500 | 33600 | 3.2 | 2.44 | 47500 | 3.48 | 2.06 | 9 | 7
Live | 215679332 |  | 10 | 18 | 39560 | 30400 | 25200 | 3.37 | 2.28 | 35400 | 3.24 | 1.88 | 9 | 7
Live | 215679322 |  | 9.5 | 17.5 | 39330 | 30600 | 25400 | 3.2 | 2.26 | 35400 | 3.2 | 1.88 | 9 | 7
Live | 215933813 |  | 11.7 | 19.5 | 39330 | 30000 | 26000 | 3.95 | 2.46 | 34400 | 3.5 | 1.96 | 9 | 7
Live | 215933803 |  | 12 | 19.5 | 39330 | 29800 | 25800 | 4.04 | 2.46 | 34200 | 3.48 | 1.96 | 9 | 7
Live | 215676938 |  | 10.5 | 19.5 | 55775 | 46500 | 36800 | 3.54 | 2.52 | 50000 | 3.58 | 2.12 | 9.5 | 7.5
Live | 215676930 |  | 10.5 | 19.5 | 55775 | 46500 | 36800 | 3.54 | 2.52 | 50000 | 3.58 | 2.12 | 9.5 | 7.5
Live | 215669075 |  | 10 | 18 | 39790 | 30400 | 25000 | 3.37 | 2.28 | 35200 | 3.24 | 1.9 | 9 | 7
Live | 215669067 |  | 10 | 18 | 39790 | 30400 | 25000 | 3.37 | 2.28 | 35200 | 3.24 | 1.88 | 9 | 7
Live | 215681392 |  | 9.5 | 18 | 52325 | 41500 | 33400 | 3.2 | 2.46 | 47000 | 3.5 | 2.06 | 9 | 7
Live | 215681382 |  | 10 | 18 | 51750 | 42000 | 33600 | 3.37 | 2.44 | 47500 | 3.46 | 2.06 | 9 | 7
Live | 215679312 |  | 9.5 | 17.5 | 39330 | 30600 | 25400 | 3.2 | 2.24 | 35600 | 3.18 | 1.88 | 9 | 7
Live | 215679302 |  | 10 | 17.5 | 39790 | 30400 | 25000 | 3.37 | 2.28 | 35200 | 3.24 | 1.9 | 9 | 7
Live | 215933793 |  | 11.7 | 19.5 | 39330 | 30000 | 26200 | 3.95 | 2.44 | 34400 | 3.44 | 1.94 | 9 | 7
Live | 215933783 |  | 11.7 | 19.5 | 39330 | 30000 | 26000 | 3.95 | 2.44 | 34400 | 3.46 | 1.96 | 9 | 7
Live | 215676929 |  | 10.5 | 19.5 | 55775 | 46500 | 36800 | 3.54 | 2.52 | 50000 | 3.58 | 2.12 | 9.5 | 7.5
Live | 215676928 |  | 10.5 | 19.5 | 55775 | 46500 | 36800 | 3.54 | 2.52 | 50000 | 3.58 | 2.12 | 9.5 | 7.5
Live | 215681372 |  | 9.5 | 18 | 50600 | 42500 | 34000 | 3.2 | 2.44 | 48500 | 3.46 | 2.04 | 9 | 7.5
Live | 215681362 |  | 9.5 | 17.5 | 50600 | 42500 | 34200 | 3.2 | 2.44 | 48500 | 3.46 | 2.06 | 9 | 7
Live | 215669059 |  | 9.5 | 18 | 39330 | 30600 | 25400 | 3.2 | 2.26 | 35400 | 3.2 | 1.88 | 9 | 7
Live | 215669051 |  | 9.5 | 17.5 | 39330 | 30600 | 25400 | 3.2 | 2.24 | 35600 | 3.18 | 1.88 | 9 | 7
Live | 215679292 |  | 10 | 17.5 | 39790 | 30200 | 25000 | 3.37 | 2.28 | 35200 | 3.24 | 1.9 | 9 | 7
Live | 215679282 |  | 10 | 18 | 39560 | 30400 | 25200 | 3.37 | 2.28 | 35400 | 3.24 | 1.88 | 9 | 7
Live | 215933773 |  | 11.5 | 19.5 | 39100 | 30200 | 26400 | 3.87 | 2.4 | 34600 | 3.41 | 1.94 | 9 | 7
Live | 215933763 |  | 11 | 19.5 | 39100 | 30400 | 26400 | 3.71 | 2.4 | 34800 | 3.4 | 1.92 | 9 | 7
Live | 215676920 |  | 10.5 | 19 | 55775 | 46500 | 36800 | 3.54 | 2.52 | 50000 | 3.58 | 2.1 | 9.5 | 7.5
Live | 215676919 |  | 10.5 | 19 | 55775 | 46500 | 36800 | 3.54 | 2.52 | 50000 | 3.58 | 2.1 | 9.5 | 7.5
Live | 215681352 |  | 9 | 17 | 50600 | 43000 | 34600 | 3.03 | 2.4 | 49000 | 3.4 | 2.04 | 9 | 7
Live | 215681342 |  | 9.5 | 17 | 50600 | 42500 | 34000 | 3.2 | 2.44 | 48500 | 3.48 | 2.04 | 9 | 7.5
Live | 215669043 |  | 10 | 18 | 39790 | 30200 | 25000 | 3.37 | 2.28 | 35200 | 3.24 | 1.9 | 9 | 7
Live | 215669035 |  | 9.5 | 17.5 | 39560 | 30400 | 25200 | 3.2 | 2.28 | 35400 | 3.22 | 1.88 | 9 | 7
Live | 215679272 |  | 9.5 | 17.5 | 38870 | 31000 | 25600 | 3.2 | 2.2 | 35800 | 3.14 | 1.86 | 9 | 7
Live | 215679262 |  | 9 | 17 | 38640 | 31000 | 25800 | 3.04 | 2.2 | 36000 | 3.1 | 1.88 | 9 | 7
Live | 215933753 |  | 11 | 19 | 38870 | 30800 | 26800 | 3.71 | 2.36 | 35200 | 3.34 | 1.92 | 9 | 7
Live | 215933713 |  | 11.7 | 19.5 | 38870 | 30400 | 26400 | 3.94 | 2.44 | 34600 | 3.46 | 1.92 | 9 | 7
Live | 215676918 |  | 10.5 | 19 | 55775 | 46500 | 36800 | 3.54 | 2.52 | 50000 | 3.58 | 2.1 | 9.5 | 7.5
Live | 215676910 |  | 10 | 19 | 55200 | 47000 | 37200 | 3.37 | 2.48 | 50000 | 3.52 | 1.98 | 9 | 7.5
Live | 215681332 |  | 9.5 | 17.5 | 51175 | 42500 | 33800 | 3.2 | 2.46 | 48500 | 3.5 | 2.06 | 9 | 7.5
Live | 215681322 |  | 9.5 | 17 | 50600 | 42500 | 34200 | 3.2 | 2.44 | 48500 | 3.46 | 2.04 | 9 | 7
Live | 215669027 |  | 9.5 | 17.5 | 39560 | 30600 | 25200 | 3.2 | 2.26 | 35400 | 3.2 | 1.88 | 9 | 7
Live | 215669019 |  | 10 | 18 | 39790 | 30200 | 25000 | 3.37 | 2.28 | 35200 | 3.24 | 1.9 | 9 | 7
Live | 215679252 |  | 9.5 | 17 | 39100 | 30600 | 25400 | 3.2 | 2.24 | 35600 | 3.18 | 1.86 | 9 | 7
Live | 215679242 |  | 9.5 | 17 | 39330 | 30600 | 25400 | 3.2 | 2.24 | 35600 | 3.18 | 1.88 | 9 | 7
Live | 215933703 |  | 11 | 19 | 38410 | 30000 | 26000 | 3.7 | 2.42 | 34200 | 3.44 | 1.94 | 9 | 7
Live | 215933693 |  | 10.5 | 17.5 | 37030 | 29800 | 26000 | 3.53 | 2.36 | 33800 | 3.34 | 1.94 | 9 | 7
Live | 215676909 |  | 10 | 19 | 55200 | 47000 | 37200 | 3.37 | 2.48 | 50000 | 3.52 | 1.98 | 9 | 7.5
Live | 215676908 |  | 10 | 19 | 55200 | 47000 | 37200 | 3.37 | 2.48 | 50000 | 3.52 | 1.98 | 9 | 7.5
Live | 215681312 |  | 9.5 | 17.5 | 50600 | 42500 | 34000 | 3.2 | 2.44 | 48500 | 3.46 | 2.04 | 9 | 7.5
Live | 215681302 |  | 9.5 | 17.5 | 50600 | 42500 | 34200 | 3.2 | 2.44 | 48500 | 3.46 | 2.06 | 9 | 7
Live | 215669011 |  | 10 | 18 | 39790 | 30200 | 25000 | 3.37 | 2.28 | 35200 | 3.24 | 1.9 | 9 | 7
Live | 215669003 |  | 10 | 18 | 39560 | 30400 | 25200 | 3.37 | 2.28 | 35400 | 3.24 | 1.88 | 9 | 7
Live | 215933683 |  | 11.5 | 19.5 | 38870 | 30600 | 26600 | 3.87 | 2.44 | 35000 | 3.47 | 1.92 | 9 | 7
Live | 215676900 |  | 10.5 | 19 | 55775 | 46500 | 36600 | 3.54 | 2.54 | 50000 | 3.6 | 2.1 | 9 | 7.5
Live | 215676899 |  | 10.5 | 19 | 55775 | 46500 | 36600 | 3.54 | 2.54 | 50000 | 3.6 | 2.1 | 9 | 7.5
Live | 215676962 |  | 10.5 | 19.5 | 55775 | 46500 | 36600 | 3.54 | 2.52 | 50000 | 3.58 | 2.12 | 9.5 | 7.5
Live | 215676952 |  | 10.5 | 19.5 | 55775 | 46500 | 36800 | 3.54 | 2.52 | 50000 | 3.58 | 2.12 | 9.5 | 7.5
Live | 215679202 |  | 9.5 | 17 | 37720 | 31200 | 25800 | 3.2 | 2.12 | 36000 | 3 | 1.76 | 8.5 | 7
Live | 215668995 |  | 10 | 18 | 39560 | 30400 | 25200 | 3.37 | 2.28 | 35400 | 3.24 | 1.88 | 9 | 7
Live | 215668987 |  | 10 | 18 | 39560 | 30400 | 25200 | 3.37 | 2.26 | 35400 | 3.22 | 1.8 | 8.5 | 6.65
Live | 215676942 |  | 10.5 | 19.5 | 55775 | 46500 | 36800 | 3.54 | 2.52 | 50000 | 3.58 | 2.12 | 9.5 | 7.5
Live | 215676932 |  | 10.5 | 19.5 | 55775 | 46500 | 36800 | 3.54 | 2.52 | 50000 | 3.58 | 2.12 | 9.5 | 7.5
Live | 215676898 |  | 10.5 | 19 | 55775 | 46500 | 36600 | 3.54 | 2.54 | 50000 | 3.6 | 2.1 | 9 | 7.5
Live | 215676890 |  | 10.5 | 19.5 | 55775 | 46500 | 36600 | 3.54 | 2.54 | 50000 | 3.6 | 2.1 | 9.5 | 7.5
Live | 215676922 |  | 10.5 | 19 | 55775 | 46500 | 36800 | 3.54 | 2.52 | 50000 | 3.58 | 2.1 | 9.5 | 7.5
Live | 215676912 |  | 10 | 19 | 55200 | 47000 | 37200 | 3.37 | 2.48 | 50000 | 3.52 | 1.98 | 9 | 7.5
Live | 215668979 |  | 9.5 | 17.5 | 39100 | 30800 | 25400 | 3.2 | 2.24 | 35600 | 3.18 | 1.86 | 9 | 7
Live | 215668947 |  | 10 | 17.5 | 38180 | 31000 | 25600 | 3.37 | 2.16 | 35800 | 3.06 | 1.84 | 9 | 7
Live | 215676889 |  | 10.5 | 19.5 | 55775 | 46500 | 36600 | 3.54 | 2.54 | 50000 | 3.6 | 2.1 | 9.5 | 7.5
Live | 215676888 |  | 10.5 | 19.5 | 55775 | 46500 | 36600 | 3.54 | 2.54 | 50000 | 3.6 | 2.1 | 9.5 | 7.5
Live | 215676902 |  | 10.5 | 19 | 55775 | 46500 | 36600 | 3.54 | 2.54 | 50000 | 3.6 | 2.1 | 9 | 7.5
Live | 215676892 |  | 10.5 | 19.5 | 55775 | 46500 | 36600 | 3.54 | 2.54 | 50000 | 3.6 | 2.1 | 9.5 | 7.5
Live | 215676880 |  | 10.5 | 19.5 | 55775 | 46500 | 36600 | 3.54 | 2.54 | 50000 | 3.6 | 2.1 | 9.5 | 7.5
Live | 215676879 |  | 10.5 | 19.5 | 55775 | 46500 | 36600 | 3.54 | 2.54 | 50000 | 3.6 | 2.1 | 9.5 | 7.5
Live | 215668939 |  | 9.5 | 17.5 | 37950 | 31200 | 25800 | 3.21 | 2.14 | 36000 | 3.02 | 1.84 | 9 | 7
Live | 215676882 |  | 10.5 | 19.5 | 55775 | 46500 | 36600 | 3.54 | 2.54 | 50000 | 3.6 | 2.1 | 9.5 | 7.5
Live | 215676872 |  | 10.5 | 19 | 55775 | 46500 | 36800 | 3.54 | 2.52 | 50000 | 3.56 | 2 | 9 | 7.5
Live | 215676878 |  | 10.5 | 19.5 | 55775 | 46500 | 36600 | 3.54 | 2.54 | 50000 | 3.6 | 2.1 | 9.5 | 7.5
Live | 215676870 |  | 10.5 | 19 | 55775 | 46500 | 36800 | 3.54 | 2.52 | 50000 | 3.56 | 2 | 9 | 7.5
Live | 215668923 |  | 10 | 17.5 | 38180 | 31000 | 25600 | 3.37 | 2.16 | 35800 | 3.06 | 1.84 | 9 | 7
Live | 215668915 |  | 10 | 17.5 | 38180 | 31000 | 25600 | 3.37 | 2.16 | 35800 | 3.06 | 1.86 | 9 | 7
Live | 215676869 |  | 10.5 | 19 | 55775 | 46500 | 36800 | 3.54 | 2.52 | 50000 | 3.56 | 2 | 9 | 7.5
Live | 215676868 |  | 10.5 | 19 | 55775 | 46500 | 36800 | 3.54 | 2.52 | 50000 | 3.56 | 2 | 9 | 7.5
Live | 215676842 |  | 10.5 | 19.5 | 55775 | 46500 | 36800 | 3.54 | 2.52 | 50000 | 3.58 | 2.12 | 9.5 | 7.5
Live | 215676832 |  | 10 | 19 | 55200 | 46000 | 36400 | 3.37 | 2.5 | 50000 | 3.54 | 2.02 | 9 | 7.5
Live | 215676840 |  | 10.5 | 19.5 | 55775 | 46500 | 36800 | 3.54 | 2.52 | 50000 | 3.58 | 2.12 | 9.5 | 7.5
Live | 215676839 |  | 10.5 | 19.5 | 55775 | 46500 | 36800 | 3.54 | 2.52 | 50000 | 3.58 | 2.12 | 9.5 | 7.5
Live | 215676822 |  | 10.5 | 19.5 | 55775 | 46500 | 36800 | 3.54 | 2.52 | 50000 | 3.58 | 2.12 | 9.5 | 7.5
Live | 215676812 |  | 10 | 18.5 | 55200 | 47500 | 37400 | 3.37 | 2.46 | 50000 | 3.5 | 1.98 | 9 | 7.5
Live | 215668883 |  | 10 | 17.5 | 38180 | 30800 | 25600 | 3.37 | 2.16 | 35800 | 3.06 | 1.84 | 9 | 7
Live | 215676838 |  | 10.5 | 19.5 | 55775 | 46500 | 36800 | 3.54 | 2.52 | 50000 | 3.58 | 2.12 | 9.5 | 7.5
Live | 215676830 |  | 10 | 19 | 55200 | 46000 | 36400 | 3.37 | 2.5 | 50000 | 3.54 | 2.02 | 9 | 7.5
Live | 215676802 |  | 10 | 18.5 | 55200 | 47000 | 37400 | 3.37 | 2.48 | 50000 | 3.52 | 2 | 9 | 7.5
Live | 215676792 |  | 10.5 | 19 | 55775 | 46500 | 36600 | 3.54 | 2.52 | 50000 | 3.58 | 2.12 | 9 | 7.5
Live | 215668875 |  | 9.5 | 17.5 | 38180 | 31000 | 25600 | 3.21 | 2.14 | 35800 | 3.04 | 1.86 | 8.5 | 7
Live | 215676829 |  | 10 | 19 | 55200 | 46000 | 36400 | 3.37 | 2.5 | 50000 | 3.54 | 2.02 | 9 | 7.5
Live | 215676828 |  | 10 | 19 | 55200 | 46000 | 36400 | 3.37 | 2.5 | 50000 | 3.54 | 2.02 | 9 | 7.5
Live | 215676782 |  | 10 | 18.5 | 55775 | 47000 | 37000 | 3.37 | 2.5 | 50000 | 3.56 | 2 | 9 | 7.5
Live | 215676772 |  | 10 | 18.5 | 55200 | 47000 | 37400 | 3.37 | 2.48 | 50000 | 3.5 | 2 | 9 | 7.5
Live | 215676820 |  | 10.5 | 19.5 | 55775 | 46500 | 36800 | 3.54 | 2.52 | 50000 | 3.58 | 2.12 | 9.5 | 7.5
Live | 215676819 |  | 10.5 | 19.5 | 55775 | 46500 | 36800 | 3.54 | 2.52 | 50000 | 3.58 | 2.12 | 9.5 | 7.5
Live | 215668859 |  | 10 | 18 | 38180 | 30800 | 25600 | 3.37 | 2.16 | 35800 | 3.06 | 1.84 | 9 | 7
Live | 215668851 |  | 10 | 18 | 38180 | 30800 | 25600 | 3.37 | 2.16 | 35800 | 3.06 | 1.86 | 9 | 7
Live | 215676762 |  | 10.5 | 19.5 | 55775 | 46500 | 36600 | 3.54 | 2.52 | 50000 | 3.58 | 2.12 | 9.5 | 7.5
Live | 215676752 |  | 10.5 | 19.5 | 55775 | 46500 | 36600 | 3.54 | 2.52 | 50000 | 3.58 | 2.12 | 9.5 | 7.5
Live | 215676818 |  | 10.5 | 19.5 | 55775 | 46500 | 36800 | 3.54 | 2.52 | 50000 | 3.58 | 2.12 | 9.5 | 7.5
Live | 215676810 |  | 10 | 18.5 | 55200 | 47500 | 37400 | 3.37 | 2.46 | 50000 | 3.5 | 1.98 | 9 | 7.5
Live | 215668843 |  | 10 | 18 | 38180 | 31000 | 25600 | 3.37 | 2.14 | 35800 | 3.04 | 1.86 | 9 | 7
Live | 215668835 |  | 10 | 17.5 | 37950 | 31000 | 25600 | 3.37 | 2.14 | 35800 | 3.04 | 1.86 | 9 | 7
Live | 215676809 |  | 10 | 18.5 | 55200 | 47500 | 37400 | 3.37 | 2.46 | 50000 | 3.5 | 1.98 | 9 | 7.5
Live | 215676808 |  | 10 | 18.5 | 55200 | 47500 | 37400 | 3.37 | 2.46 | 50000 | 3.5 | 1.98 | 9 | 7.5
Live | 215668827 |  | 9.5 | 17.5 | 37950 | 31000 | 25800 | 3.21 | 2.14 | 36000 | 3.04 | 1.86 | 9 | 7
Live | 215676800 |  | 10 | 18.5 | 55200 | 47000 | 37400 | 3.37 | 2.48 | 50000 | 3.52 | 2 | 9 | 7.5
Live | 215676799 |  | 10 | 18.5 | 55200 | 47000 | 37400 | 3.37 | 2.48 | 50000 | 3.52 | 2 | 9 | 7.5
Live | 215668787 |  | 10 | 18 | 39790 | 30400 | 25000 | 3.37 | 2.28 | 35200 | 3.24 | 1.9 | 9 | 7
Live | 215668779 |  | 10 | 18 | 39560 | 30600 | 25200 | 3.37 | 2.26 | 35400 | 3.2 | 1.9 | 9 | 7
Live | 215676798 |  | 10 | 18.5 | 55200 | 47000 | 37400 | 3.37 | 2.48 | 50000 | 3.52 | 2 | 9 | 7.5
Live | 215676790 |  | 10.5 | 19 | 55775 | 46500 | 36600 | 3.54 | 2.52 | 50000 | 3.58 | 2.12 | 9 | 7.5
Live | 215668771 |  | 9.5 | 17.5 | 39330 | 30600 | 25400 | 3.2 | 2.24 | 35400 | 3.18 | 1.88 | 9 | 7
Live | 215668763 |  | 10 | 18 | 39790 | 30400 | 25000 | 3.37 | 2.28 | 35200 | 3.24 | 1.9 | 9 | 7
Live | 215676789 |  | 10.5 | 19 | 55775 | 46500 | 36600 | 3.54 | 2.52 | 50000 | 3.58 | 2.12 | 9 | 7.5
Live | 215676788 |  | 10.5 | 19 | 55775 | 46500 | 36600 | 3.54 | 2.52 | 50000 | 3.58 | 2.12 | 9 | 7.5
Live | 215668755 |  | 10 | 18 | 39560 | 30400 | 25200 | 3.37 | 2.28 | 35400 | 3.24 | 1.8 | 8.5 | 6.6
Live | 215668747 |  | 9.5 | 17.5 | 39330 | 30600 | 25400 | 3.2 | 2.26 | 35400 | 3.2 | 1.88 | 9 | 7
Live | 215668739 |  | 9.5 | 17.5 | 39330 | 30600 | 25400 | 3.2 | 2.26 | 35400 | 3.2 | 1.88 | 9 | 7
Live | 215668731 |  | 9.5 | 17.5 | 39330 | 30600 | 25400 | 3.2 | 2.24 | 35600 | 3.18 | 1.88 | 9 | 7
Live | 215676780 |  | 10 | 18.5 | 55775 | 47000 | 37000 | 3.37 | 2.5 | 50000 | 3.56 | 2 | 9 | 7.5
Live | 215676779 |  | 10 | 18.5 | 55775 | 47000 | 37000 | 3.37 | 2.5 | 50000 | 3.56 | 2 | 9 | 7.5
Live | 215668723 |  | 10 | 18 | 39790 | 30400 | 25000 | 3.37 | 2.28 | 35200 | 3.24 | 1.9 | 9 | 7
Live | 215668715 |  | 10 | 17.5 | 39560 | 30400 | 25200 | 3.37 | 2.28 | 35400 | 3.22 | 1.9 | 9 | 7
Live | 215676778 |  | 10 | 18.5 | 55775 | 47000 | 37000 | 3.37 | 2.5 | 50000 | 3.56 | 2 | 9 | 7.5
Live | 215676770 |  | 10 | 18.5 | 55200 | 47000 | 37400 | 3.37 | 2.48 | 50000 | 3.5 | 2 | 9 | 7.5
Live | 215676769 |  | 10 | 18.5 | 55200 | 47000 | 37400 | 3.37 | 2.48 | 50000 | 3.5 | 2 | 9 | 7.5
Live | 215676768 |  | 10 | 18.5 | 55200 | 47000 | 37400 | 3.37 | 2.48 | 50000 | 3.5 | 2 | 9 | 7.5
Live | 215668707 |  | 9.5 | 17.5 | 39330 | 30600 | 25200 | 3.2 | 2.26 | 35400 | 3.2 | 1.88 | 9 | 7
Live | 215668699 |  | 10 | 18 | 39790 | 30400 | 25000 | 3.37 | 2.28 | 35200 | 3.24 | 1.9 | 9 | 7
Live | 215676760 |  | 10.5 | 19.5 | 55775 | 46500 | 36600 | 3.54 | 2.52 | 50000 | 3.58 | 2.12 | 9.5 | 7.5
Live | 215676759 |  | 10.5 | 19.5 | 55775 | 46500 | 36600 | 3.54 | 2.52 | 50000 | 3.58 | 2.12 | 9.5 | 7.5
Live | 215668691 |  | 10 | 18 | 39790 | 30400 | 25000 | 3.37 | 2.28 | 35200 | 3.24 | 1.9 | 9 | 7
Live | 215668683 |  | 10 | 18 | 39560 | 30400 | 25200 | 3.37 | 2.28 | 35400 | 3.22 | 1.88 | 9 | 7
Live | 215676758 |  | 10.5 | 19.5 | 55775 | 46500 | 36600 | 3.54 | 2.52 | 50000 | 3.58 | 2.12 | 9.5 | 7.5
Live | 215676750 |  | 10.5 | 19.5 | 55775 | 46500 | 36600 | 3.54 | 2.52 | 50000 | 3.58 | 2.12 | 9.5 | 7.5
Live | 215676749 |  | 10.5 | 19.5 | 55775 | 46500 | 36600 | 3.54 | 2.52 | 50000 | 3.58 | 2.12 | 9.5 | 7.5
Live | 215676748 |  | 10.5 | 19.5 | 55775 | 46500 | 36600 | 3.54 | 2.52 | 50000 | 3.58 | 2.12 | 9.5 | 7.5
Live | 215668675 |  | 10 | 18 | 39560 | 30400 | 25200 | 3.37 | 2.28 | 35400 | 3.22 | 1.88 | 9 | 7
Live | 215668667 |  | 10 | 18 | 39560 | 30400 | 25200 | 3.37 | 2.26 | 35400 | 3.22 | 1.9 | 9 | 7
Live | 215676740 |  | 10 | 19 | 55775 | 47000 | 37000 | 3.37 | 2.5 | 50000 | 3.56 | 2 | 9 | 7.5
Live | 215676739 |  | 10 | 19 | 55775 | 47000 | 37000 | 3.37 | 2.5 | 50000 | 3.56 | 2 | 9 | 7.5
Live | 215668659 |  | 9.5 | 17.5 | 39100 | 30800 | 25400 | 3.2 | 2.24 | 35600 | 3.16 | 1.86 | 9 | 7
Live | 215668627 |  | 9.5 | 17.5 | 38870 | 30800 | 25600 | 3.2 | 2.22 | 35800 | 3.14 | 1.88 | 9 | 7
Live | 215676738 |  | 10 | 19 | 55775 | 47000 | 37000 | 3.37 | 2.5 | 50000 | 3.56 | 2 | 9 | 7.5
Live | 215676730 |  | 10.5 | 19 | 55775 | 47000 | 37000 | 3.54 | 2.5 | 50000 | 3.56 | 2 | 9 | 7.5
Live | 215668619 |  | 9.5 | 17.5 | 38870 | 31000 | 25600 | 3.2 | 2.2 | 35800 | 3.12 | 1.86 | 9 | 7
Live | 215668611 |  | 9.5 | 16 | 37490 | 31000 | 25600 | 3.2 | 2.14 | 36200 | 3.04 | 1.76 | 8.5 | 7
Live | 215676729 |  | 10.5 | 19 | 55775 | 47000 | 37000 | 3.54 | 2.5 | 50000 | 3.56 | 2 | 9 | 7.5
Live | 215676728 |  | 10.5 | 19 | 55775 | 47000 | 37000 | 3.54 | 2.5 | 50000 | 3.56 | 2 | 9 | 7.5
Live | 215668603 |  | 9.5 | 17.5 | 38870 | 31000 | 25600 | 3.2 | 2.2 | 35800 | 3.12 | 1.86 | 9 | 7
Live | 215668595 |  | 9.5 | 17 | 38640 | 31000 | 25800 | 3.2 | 2.2 | 36000 | 3.12 | 1.86 | 9 | 7
Live | 215676720 |  | 10 | 19 | 55775 | 47000 | 37200 | 3.37 | 2.48 | 50000 | 3.52 | 1.98 | 9 | 7.5
Live | 215676719 |  | 10 | 19 | 55775 | 47000 | 37200 | 3.37 | 2.48 | 50000 | 3.52 | 1.98 | 9 | 7.5
Live | 215668587 |  | 9.5 | 17 | 38870 | 31000 | 25600 | 3.2 | 2.2 | 35800 | 3.14 | 1.86 | 9 | 7
Live | 215668579 |  | 9.5 | 17.5 | 39100 | 30800 | 25400 | 3.2 | 2.22 | 35800 | 3.16 | 1.88 | 9 | 7
Live | 215676718 |  | 10 | 19 | 55775 | 47000 | 37200 | 3.37 | 2.48 | 50000 | 3.52 | 1.98 | 9 | 7.5
Live | 215676710 |  | 9.5 | 18.5 | 55200 | 47500 | 37600 | 3.2 | 2.44 | 50000 | 3.46 | 1.98 | 9 | 7
Live | 215668571 |  | 9.5 | 17.5 | 38870 | 30800 | 25600 | 3.2 | 2.22 | 35800 | 3.14 | 1.88 | 9 | 7
Live | 215668563 |  | 9.5 | 17.5 | 38870 | 30800 | 25600 | 3.2 | 2.22 | 35800 | 3.14 | 1.86 | 9 | 7
Live | 215676709 |  | 9.5 | 18.5 | 55200 | 47500 | 37600 | 3.2 | 2.44 | 50000 | 3.46 | 1.98 | 9 | 7
Live | 215676708 |  | 9.5 | 18.5 | 55200 | 47500 | 37600 | 3.2 | 2.44 | 50000 | 3.46 | 1.98 | 9 | 7
Live | 215668555 |  | 9 | 17 | 38640 | 31200 | 25800 | 3.04 | 2.18 | 36000 | 3.1 | 1.86 | 9 | 7
Live | 215676680 |  | 10.5 | 19 | 55200 | 46000 | 36600 | 3.54 | 2.5 | 50000 | 3.54 | 2 | 9 | 7.5
Live | 215676679 |  | 10.5 | 19 | 55200 | 46000 | 36600 | 3.54 | 2.5 | 50000 | 3.54 | 2 | 9 | 7.5
Live | 215676678 |  | 10.5 | 19 | 55200 | 46000 | 36600 | 3.54 | 2.5 | 50000 | 3.54 | 2 | 9 | 7.5
Live | 215676670 |  | 10 | 19 | 55200 | 46000 | 36600 | 3.37 | 2.5 | 50000 | 3.54 | 2 | 9 | 7.5
Live | 215676669 |  | 10 | 19 | 55200 | 46000 | 36600 | 3.37 | 2.5 | 50000 | 3.54 | 2 | 9 | 7.5
Live | 215676668 |  | 10 | 19 | 55200 | 46000 | 36600 | 3.37 | 2.5 | 50000 | 3.54 | 2 | 9 | 7.5
Live | 215676660 |  | 10 | 18.5 | 54625 | 46500 | 37000 | 3.37 | 2.46 | 50000 | 3.48 | 1.98 | 9 | 7
Live | 215676659 |  | 10 | 18.5 | 54625 | 46500 | 37000 | 3.37 | 2.46 | 50000 | 3.48 | 1.98 | 9 | 7
Live | 215662855 |  | 11 | 19 | 40020 | 29800 | 24600 | 3.71 | 2.3 | 34600 | 3.26 | 1.96 | 9 | 7
Live | 215679192 |  | 10.5 | 19 | 27830 | 19700 | 16200 | 3.55 | 2.24 | 27800 | 3.39 | 1.84 | 8.5 | 6.5
Live | 215676658 |  | 10 | 18.5 | 54625 | 46500 | 37000 | 3.37 | 2.46 | 50000 | 3.48 | 1.98 | 9 | 7
Live | 215676650 |  | 10 | 19 | 55200 | 46000 | 36400 | 3.37 | 2.5 | 50000 | 3.56 | 2.02 | 9 | 7.5
Live | 215679182 |  | 10.5 | 18.5 | 27830 | 19700 | 16300 | 3.55 | 2.24 | 28000 | 3.38 | 1.84 | 8.5 | 6.5
Live | 215679172 |  | 10.5 | 19 | 28060 | 19600 | 16100 | 3.54 | 2.26 | 27800 | 3.44 | 1.86 | 8 | 6.5
Live | 215676649 |  | 10 | 19 | 55200 | 46000 | 36400 | 3.37 | 2.5 | 50000 | 3.56 | 2.02 | 9 | 7.5
Live | 215676648 |  | 10 | 19 | 55200 | 46000 | 36400 | 3.37 | 2.5 | 50000 | 3.56 | 2.02 | 9 | 7.5
Live | 215676640 |  | 10 | 18.5 | 54625 | 46500 | 36600 | 3.37 | 2.48 | 50000 | 3.52 | 2 | 9 | 7.5
Live | 215676639 |  | 10 | 18.5 | 54625 | 46500 | 36600 | 3.37 | 2.48 | 50000 | 3.52 | 2 | 9 | 7.5
Live | 215676638 |  | 10 | 18.5 | 54625 | 46500 | 36600 | 3.37 | 2.48 | 50000 | 3.52 | 2 | 9 | 7.5
Live | 215676630 |  | 10.5 | 19 | 55200 | 46000 | 36400 | 3.54 | 2.5 | 50000 | 3.56 | 2 | 9 | 7.5
Live | 215676629 |  | 10.5 | 19 | 55200 | 46000 | 36400 | 3.54 | 2.5 | 50000 | 3.56 | 2 | 9 | 7.5
Live | 215676628 |  | 10.5 | 19 | 55200 | 46000 | 36400 | 3.54 | 2.5 | 50000 | 3.56 | 2 | 9 | 7.5
Live | 215676620 |  | 10.5 | 19 | 55200 | 46000 | 36400 | 3.54 | 2.5 | 50000 | 3.56 | 2 | 9 | 7.5
Live | 215676619 |  | 10.5 | 19 | 55200 | 46000 | 36400 | 3.54 | 2.5 | 50000 | 3.56 | 2 | 9 | 7.5
Live | 215676618 |  | 10.5 | 19 | 55200 | 46000 | 36400 | 3.54 | 2.5 | 50000 | 3.56 | 2 | 9 | 7.5
Live | 215676610 |  | 10 | 19 | 54625 | 46500 | 36800 | 3.37 | 2.48 | 50000 | 3.52 | 2 | 9 | 7.5
Live | 215676609 |  | 10 | 19 | 54625 | 46500 | 36800 | 3.37 | 2.48 | 50000 | 3.52 | 2 | 9 | 7.5
Live | 215676608 |  | 10 | 19 | 54625 | 46500 | 36800 | 3.37 | 2.48 | 50000 | 3.52 | 2 | 9 | 7.5
Live | 215676580 |  | 10 | 19 | 55200 | 46500 | 36600 | 3.37 | 2.5 | 50000 | 3.56 | 2 | 9 | 7.5
Live | 215676579 |  | 10 | 19 | 55200 | 46500 | 36600 | 3.37 | 2.5 | 50000 | 3.56 | 2 | 9 | 7.5
Live | 215931886 |  | 11 | 18 | 64975 | 47500 | 46000 | 3.7 | 2.3 | 61000 | 3 | 1.95 | 8.1 | 6.75
Live | 215931878 |  | 11 | 17.5 | 64400 | 47500 | 46000 | 3.71 | 2.28 | 61000 | 2.98 | 1.95 | 8.1 | 6.75
Live | 215931877 |  | 11 | 17.5 | 64400 | 47500 | 46000 | 3.71 | 2.28 | 61000 | 2.98 | 1.95 | 8.1 | 6.75
Live | 215931876 |  | 11 | 17.5 | 64400 | 47500 | 46000 | 3.71 | 2.28 | 61000 | 2.98 | 1.95 | 8.1 | 6.75
Live | 215931868 |  | 10.5 | 17 | 63825 | 49000 | 47000 | 3.54 | 2.26 | 61500 | 2.9 | 1.95 | 8.1 | 6.8
Live | 215931867 |  | 10.5 | 17 | 63825 | 49000 | 47000 | 3.54 | 2.26 | 61500 | 2.9 | 1.95 | 8.1 | 6.8
Live | 215931866 |  | 10.5 | 17 | 63825 | 49000 | 47000 | 3.54 | 2.26 | 61500 | 2.9 | 1.95 | 8.1 | 6.8
Live | 215931858 |  | 11.5 | 18 | 64975 | 47000 | 45500 | 3.88 | 2.32 | 61000 | 3.02 | 2 | 8.1 | 6.75
Live | 215931857 |  | 11.5 | 18 | 64975 | 47000 | 45500 | 3.88 | 2.32 | 61000 | 3.02 | 2 | 8.1 | 6.75
Live | 215931856 |  | 11.5 | 18 | 64975 | 47000 | 45500 | 3.88 | 2.32 | 61000 | 3.02 | 2 | 8.1 | 6.75
Live | 215931848 |  | 11 | 17.5 | 64400 | 47500 | 46000 | 3.71 | 2.28 | 61000 | 2.98 | 1.95 | 8.1 | 6.75
Live | 215931847 |  | 11 | 17.5 | 64400 | 47500 | 46000 | 3.71 | 2.28 | 61000 | 2.98 | 1.95 | 8.1 | 6.75
Live | 215931846 |  | 11 | 17.5 | 64400 | 47500 | 46000 | 3.71 | 2.28 | 61000 | 2.98 | 1.95 | 8.1 | 6.75
Live | 215931838 |  | 11.5 | 18 | 64975 | 47000 | 46000 | 3.88 | 2.3 | 61000 | 3.02 | 2 | 8.1 | 6.75
Live | 215931837 |  | 11.5 | 18 | 64975 | 47000 | 46000 | 3.88 | 2.3 | 61000 | 3.02 | 2 | 8.1 | 6.75
Live | 215931836 |  | 11.5 | 18 | 64975 | 47000 | 46000 | 3.88 | 2.3 | 61000 | 3.02 | 2 | 8.1 | 6.75
Live | 215931828 |  | 11.5 | 18 | 64975 | 47000 | 45500 | 3.88 | 2.32 | 61000 | 3.02 | 2 | 8.1 | 6.75
Live | 215931827 |  | 11.5 | 18 | 64975 | 47000 | 45500 | 3.88 | 2.32 | 61000 | 3.02 | 2 | 8.1 | 6.75
Live | 215931826 |  | 11.5 | 18 | 64975 | 47000 | 45500 | 3.88 | 2.32 | 61000 | 3.02 | 2 | 8.1 | 6.75
Live | 215931818 |  | 11 | 17.5 | 64400 | 47500 | 46500 | 3.71 | 2.26 | 61000 | 2.96 | 1.95 | 8.1 | 6.75
Live | 215931817 |  | 11 | 17.5 | 64400 | 47500 | 46500 | 3.71 | 2.26 | 61000 | 2.96 | 1.95 | 8.1 | 6.75
Live | 215931816 |  | 11 | 17.5 | 64400 | 47500 | 46500 | 3.71 | 2.26 | 61000 | 2.96 | 1.95 | 8.1 | 6.75
Live | 215931788 |  | 11.5 | 18.5 | 65550 | 47500 | 46500 | 3.87 | 2.36 | 60500 | 3.04 | 2.02 | 8.5 | 7
Live | 215931787 |  | 11.5 | 18.5 | 65550 | 47500 | 46500 | 3.87 | 2.36 | 60500 | 3.04 | 2.02 | 8.5 | 7
Live | 215931786 |  | 11.5 | 18.5 | 65550 | 47500 | 46500 | 3.87 | 2.36 | 60500 | 3.04 | 2.02 | 8.5 | 7
Live | 215931778 |  | 11.5 | 18.5 | 65550 | 48000 | 46500 | 3.87 | 2.34 | 60500 | 3.02 | 2.02 | 8.5 | 7
Live | 215931777 |  | 11.5 | 18.5 | 65550 | 48000 | 46500 | 3.87 | 2.34 | 60500 | 3.02 | 2.02 | 8.5 | 7
Live | 215931776 |  | 11.5 | 18.5 | 65550 | 48000 | 46500 | 3.87 | 2.34 | 60500 | 3.02 | 2.02 | 8.5 | 7
Live | 215931768 |  | 11 | 18.5 | 65550 | 48000 | 46500 | 3.71 | 2.34 | 60500 | 3.02 | 2.02 | 8.5 | 7
Live | 215931767 |  | 11 | 18.5 | 65550 | 48000 | 46500 | 3.71 | 2.34 | 60500 | 3.02 | 2.02 | 8.5 | 7
Live | 215931766 |  | 11 | 18.5 | 65550 | 48000 | 46500 | 3.71 | 2.34 | 60500 | 3.02 | 2.02 | 8.5 | 7
Live | 215931758 |  | 11.5 | 18.5 | 65550 | 48000 | 46500 | 3.87 | 2.34 | 60500 | 3.02 | 2.02 | 8.5 | 7
Live | 215931757 |  | 11.5 | 18.5 | 65550 | 48000 | 46500 | 3.87 | 2.34 | 60500 | 3.02 | 2.02 | 8.5 | 7
Live | 215931756 |  | 11.5 | 18.5 | 65550 | 48000 | 46500 | 3.87 | 2.34 | 60500 | 3.02 | 2.02 | 8.5 | 7
Live | 215931748 |  | 11 | 18.5 | 64975 | 48000 | 46500 | 3.7 | 2.32 | 60500 | 3 | 2.02 | 8.5 | 7
Live | 215931747 |  | 11 | 18.5 | 64975 | 48000 | 46500 | 3.7 | 2.32 | 60500 | 3 | 2.02 | 8.5 | 7
Live | 215931746 |  | 11 | 18.5 | 64975 | 48000 | 46500 | 3.7 | 2.32 | 60500 | 3 | 2.02 | 8.5 | 7
Live | 215931738 |  | 10.5 | 18 | 64400 | 49000 | 47500 | 3.54 | 2.26 | 61000 | 2.92 | 2 | 8.5 | 7
Live | 215931737 |  | 10.5 | 18 | 64400 | 49000 | 47500 | 3.54 | 2.26 | 61000 | 2.92 | 2 | 8.5 | 7
Live | 215931736 |  | 10.5 | 18 | 64400 | 49000 | 47500 | 3.54 | 2.26 | 61000 | 2.92 | 2 | 8.5 | 7
Live | 215931728 |  | 11 | 18.5 | 64975 | 48000 | 46500 | 3.7 | 2.32 | 60500 | 3.02 | 2.02 | 8.5 | 7
Live | 215931727 |  | 11 | 18.5 | 64975 | 48000 | 46500 | 3.7 | 2.32 | 60500 | 3.02 | 2.02 | 8.5 | 7
Live | 215931726 |  | 11 | 18.5 | 64975 | 48000 | 46500 | 3.7 | 2.32 | 60500 | 3.02 | 2.02 | 8.5 | 7
Live | 215931718 |  | 11.7 | 19 | 65550 | 47500 | 46000 | 3.94 | 2.36 | 60500 | 3.06 | 2.04 | 8.5 | 7
Live | 215931717 |  | 11.7 | 19 | 65550 | 47500 | 46000 | 3.94 | 2.36 | 60500 | 3.06 | 2.04 | 8.5 | 7
Live | 215931716 |  | 11.7 | 19 | 65550 | 47500 | 46000 | 3.94 | 2.36 | 60500 | 3.06 | 2.04 | 8.5 | 7
Live | 215931708 |  | 11.5 | 19 | 65550 | 47500 | 46500 | 3.87 | 2.36 | 60500 | 3.04 | 2.02 | 8.5 | 7
Live | 215931707 |  | 11.5 | 19 | 65550 | 47500 | 46500 | 3.87 | 2.36 | 60500 | 3.04 | 2.02 | 8.5 | 7
Live | 215931706 |  | 11.5 | 19 | 65550 | 47500 | 46500 | 3.87 | 2.36 | 60500 | 3.04 | 2.02 | 8.5 | 7
Live | 215931698 |  | 11.5 | 19 | 65550 | 47500 | 46500 | 3.87 | 2.36 | 60500 | 3.06 | 2.04 | 8.5 | 7
Live | 215931697 |  | 11.5 | 19 | 65550 | 47500 | 46500 | 3.87 | 2.36 | 60500 | 3.06 | 2.04 | 8.5 | 7
Live | 215931696 |  | 11.5 | 19 | 65550 | 47500 | 46500 | 3.87 | 2.36 | 60500 | 3.06 | 2.04 | 8.5 | 7
Live | 215931688 |  | 11 | 18.5 | 64975 | 48000 | 47000 | 3.7 | 2.32 | 60500 | 3 | 2.02 | 8.5 | 7
Live | 215931687 |  | 11 | 18.5 | 64975 | 48000 | 47000 | 3.7 | 2.32 | 60500 | 3 | 2.02 | 8.5 | 7
Live | 215931686 |  | 11 | 18.5 | 64975 | 48000 | 47000 | 3.7 | 2.32 | 60500 | 3 | 2.02 | 8.5 | 7
Live | 215931658 |  | 11 | 18 | 64400 | 46500 | 45500 | 3.71 | 2.32 | 61000 | 2.94 | 2.1 | 8.5 | 7
Live | 215931657 |  | 11 | 18 | 64400 | 46500 | 45500 | 3.71 | 2.32 | 61000 | 2.94 | 2.1 | 8.5 | 7
Live | 215931656 |  | 11 | 18 | 64400 | 46500 | 45500 | 3.71 | 2.32 | 61000 | 2.94 | 2.1 | 8.5 | 7
Live | 215931648 |  | 11 | 18.5 | 64400 | 47500 | 46000 | 3.71 | 2.34 | 60500 | 2.96 | 2.06 | 8.5 | 7
Live | 215931647 |  | 11 | 18.5 | 64400 | 47500 | 46000 | 3.71 | 2.34 | 60500 | 2.96 | 2.06 | 8.5 | 7
Live | 215931646 |  | 11 | 18.5 | 64400 | 47500 | 46000 | 3.71 | 2.34 | 60500 | 2.96 | 2.06 | 8.5 | 7
Live | 215931638 |  | 11 | 18.5 | 63825 | 48000 | 46000 | 3.7 | 2.32 | 60500 | 2.94 | 2.06 | 8.5 | 7
Live | 215931637 |  | 11 | 18.5 | 63825 | 48000 | 46000 | 3.7 | 2.32 | 60500 | 2.94 | 2.06 | 8.5 | 7
Live | 215931636 |  | 11 | 18.5 | 63825 | 48000 | 46000 | 3.7 | 2.32 | 60500 | 2.94 | 2.06 | 8.5 | 7
Live | 215931628 |  | 11 | 18.5 | 63825 | 47000 | 46000 | 3.7 | 2.26 | 60500 | 2.94 | 2.06 | 8.5 | 7
Live | 215931627 |  | 11 | 18.5 | 63825 | 47000 | 46000 | 3.7 | 2.26 | 60500 | 2.94 | 2.06 | 8.5 | 7
Live | 215931626 |  | 11 | 18.5 | 63825 | 47000 | 46000 | 3.7 | 2.26 | 60500 | 2.94 | 2.06 | 8.5 | 7
Live | 215931618 |  | 11 | 18.5 | 63825 | 48000 | 46000 | 3.7 | 2.32 | 60500 | 2.94 | 2.06 | 8.5 | 7
Live | 215931617 |  | 11 | 18.5 | 63825 | 48000 | 46000 | 3.7 | 2.32 | 60500 | 2.94 | 2.06 | 8.5 | 7
Live | 215931616 |  | 11 | 18.5 | 63825 | 48000 | 46000 | 3.7 | 2.32 | 60500 | 2.94 | 2.06 | 8.5 | 7
Live | 215931608 |  | 11 | 18 | 63825 | 47500 | 46000 | 3.7 | 2.26 | 60500 | 2.92 | 1.95 | 8.1 | 6.8
Live | 215931607 |  | 11 | 18 | 63825 | 47500 | 46000 | 3.7 | 2.26 | 60500 | 2.92 | 1.95 | 8.1 | 6.8
Live | 215942248 |  | 11.7 | 18.5 | 65550 | 46500 | 41500 | 3.94 | 2.46 | 63500 | 3.12 | 2 | 7.8 | 6.7
Live | 215931606 |  | 11 | 18 | 63825 | 47500 | 46000 | 3.7 | 2.26 | 60500 | 2.92 | 1.95 | 8.1 | 6.8
Live | 215931598 |  | 10.5 | 17.5 | 63250 | 48000 | 47000 | 3.54 | 2.2 | 61000 | 2.84 | 1.95 | 8.1 | 6.85
Live | 215931597 |  | 10.5 | 17.5 | 63250 | 48000 | 47000 | 3.54 | 2.2 | 61000 | 2.84 | 1.95 | 8.1 | 6.85
Live | 215931596 |  | 10.5 | 17.5 | 63250 | 48000 | 47000 | 3.54 | 2.2 | 61000 | 2.84 | 1.95 | 8.1 | 6.85
Live | 215942247 |  | 11.7 | 18.5 | 65550 | 46500 | 41500 | 3.94 | 2.46 | 63500 | 3.12 | 2 | 7.8 | 6.7
Live | 215942246 |  | 11.7 | 18.5 | 65550 | 46500 | 41500 | 3.94 | 2.46 | 63500 | 3.12 | 2 | 7.8 | 6.7
Live | 215931588 |  | 11.5 | 18.5 | 64400 | 47000 | 45500 | 3.88 | 2.3 | 60500 | 2.98 | 2.08 | 8.5 | 7
Live | 215931587 |  | 11.5 | 18.5 | 64400 | 47000 | 45500 | 3.88 | 2.3 | 60500 | 2.98 | 2.08 | 8.5 | 7
Live | 215931586 |  | 11.5 | 18.5 | 64400 | 47000 | 45500 | 3.88 | 2.3 | 60500 | 2.98 | 2.08 | 8.5 | 7
Live | 215931578 |  | 11 | 18 | 63825 | 47000 | 46000 | 3.7 | 2.26 | 60500 | 2.94 | 1.95 | 8.1 | 6.8
Live | 215931577 |  | 11 | 18 | 63825 | 47000 | 46000 | 3.7 | 2.26 | 60500 | 2.94 | 1.95 | 8.1 | 6.8
Live | 215931576 |  | 11 | 18 | 63825 | 47000 | 46000 | 3.7 | 2.26 | 60500 | 2.94 | 1.95 | 8.1 | 6.8
Live | 215931568 |  | 11.5 | 18.5 | 64400 | 47000 | 45500 | 3.88 | 2.3 | 60500 | 2.98 | 2.08 | 8.5 | 7
Live | 215931567 |  | 11.5 | 18.5 | 64400 | 47000 | 45500 | 3.88 | 2.3 | 60500 | 2.98 | 2.08 | 8.5 | 7
Live | 215931566 |  | 11.5 | 18.5 | 64400 | 47000 | 45500 | 3.88 | 2.3 | 60500 | 2.98 | 2.08 | 8.5 | 7
Live | 215931558 |  | 11.5 | 18.5 | 64400 | 47000 | 45500 | 3.88 | 2.28 | 60500 | 2.96 | 2.06 | 8.5 | 7
Live | 215931557 |  | 11.5 | 18.5 | 64400 | 47000 | 45500 | 3.88 | 2.28 | 60500 | 2.96 | 2.06 | 8.5 | 7
Live | 215931556 |  | 11.5 | 18.5 | 64400 | 47000 | 45500 | 3.88 | 2.28 | 60500 | 2.96 | 2.06 | 8.5 | 7
Live | 215931548 |  | 11.5 | 18.5 | 64400 | 47000 | 45500 | 3.88 | 2.28 | 60500 | 2.98 | 2.06 | 8.5 | 7
Live | 215931547 |  | 11.5 | 18.5 | 64400 | 47000 | 45500 | 3.88 | 2.28 | 60500 | 2.98 | 2.06 | 8.5 | 7
Live | 215931546 |  | 11.5 | 18.5 | 64400 | 47000 | 45500 | 3.88 | 2.28 | 60500 | 2.98 | 2.06 | 8.5 | 7
Live | 215931538 |  | 11 | 18 | 63825 | 47500 | 46500 | 3.7 | 2.24 | 60500 | 2.92 | 1.95 | 8.1 | 6.8
Live | 215931537 |  | 11 | 18 | 63825 | 47500 | 46500 | 3.7 | 2.24 | 60500 | 2.92 | 1.95 | 8.1 | 6.8
Live | 215931536 |  | 11 | 18 | 63825 | 47500 | 46500 | 3.7 | 2.24 | 60500 | 2.92 | 1.95 | 8.1 | 6.8
Live | 215931490 |  | 12.5 | 20 | 66700 | 46000 | 44500 | 4.21 | 2.52 | 60000 | 3.26 | 2.06 | 8.5 | 7
Live | 215931489 |  | 12.5 | 20 | 66700 | 46000 | 44500 | 4.21 | 2.52 | 60000 | 3.26 | 2.06 | 8.5 | 7
Live | 215931488 |  | 12.5 | 20 | 66700 | 46000 | 44500 | 4.21 | 2.52 | 60000 | 3.26 | 2.06 | 8.5 | 7
Live | 215942594 |  | 11.5 | 20 | 51175 | 43000 | 37800 | 3.88 | 2.16 | 54000 | 3.08 | 1.95 | 8.1 | 6.85
Live | 215942593 |  | 11.5 | 20 | 51175 | 43000 | 37800 | 3.88 | 2.16 | 54000 | 3.08 | 1.95 | 8.1 | 6.85
Live | 215942592 |  | 11.5 | 20 | 51175 | 43000 | 37800 | 3.88 | 2.16 | 54000 | 3.08 | 1.95 | 8.1 | 6.85
Live | 215941858 |  | 11.5 | 21 | 52900 | 43500 | 38000 | 3.88 | 2.16 | 53000 | 3.06 | 1.92 | 8 | 6.5
Live | 215941857 |  | 11.5 | 21 | 52900 | 43500 | 38000 | 3.88 | 2.16 | 53000 | 3.06 | 1.92 | 8 | 6.5
Live | 215941856 |  | 11.5 | 21 | 52900 | 43500 | 38000 | 3.88 | 2.16 | 53000 | 3.06 | 1.92 | 8 | 6.5
Live | 215941848 |  | 11.5 | 21 | 52900 | 43500 | 38000 | 3.88 | 2.14 | 53000 | 3.04 | 1.92 | 8 | 6.5
Live | 215941847 |  | 11.5 | 21 | 52900 | 43500 | 38000 | 3.88 | 2.14 | 53000 | 3.04 | 1.92 | 8 | 6.5
Live | 215941846 |  | 11.5 | 21 | 52900 | 43500 | 38000 | 3.88 | 2.14 | 53000 | 3.04 | 1.92 | 8 | 6.5
Live | 215941838 |  | 11.5 | 20.5 | 52900 | 43500 | 38000 | 3.88 | 2.14 | 53500 | 3.04 | 1.9 | 8 | 6.5
Live | 215941837 |  | 11.5 | 20.5 | 52900 | 43500 | 38000 | 3.88 | 2.14 | 53500 | 3.04 | 1.9 | 8 | 6.5
Live | 215941836 |  | 11.5 | 20.5 | 52900 | 43500 | 38000 | 3.88 | 2.14 | 53500 | 3.04 | 1.9 | 8 | 6.5
Live | 215941828 |  | 11.5 | 20.5 | 52900 | 43500 | 38000 | 3.88 | 2.14 | 53500 | 3.04 | 1.9 | 8 | 6.5
Live | 215941827 |  | 11.5 | 20.5 | 52900 | 43500 | 38000 | 3.88 | 2.14 | 53500 | 3.04 | 1.9 | 8 | 6.5
Live | 215941826 |  | 11.5 | 20.5 | 52900 | 43500 | 38000 | 3.88 | 2.14 | 53500 | 3.04 | 1.9 | 8 | 6.5
Live | 215941818 |  | 11.5 | 21 | 52900 | 43500 | 38000 | 3.88 | 2.14 | 53500 | 3.04 | 1.9 | 8 | 6.5
Live | 215941817 |  | 11.5 | 21 | 52900 | 43500 | 38000 | 3.88 | 2.14 | 53500 | 3.04 | 1.9 | 8 | 6.5
Live | 215941816 |  | 11.5 | 21 | 52900 | 43500 | 38000 | 3.88 | 2.14 | 53500 | 3.04 | 1.9 | 8 | 6.5
Live | 215941808 |  | 11.5 | 20.5 | 52900 | 43500 | 38500 | 3.88 | 2.14 | 53500 | 3.02 | 1.92 | 8 | 6.5
Live | 215941807 |  | 11.5 | 20.5 | 52900 | 43500 | 38500 | 3.88 | 2.14 | 53500 | 3.02 | 1.92 | 8 | 6.5
Live | 215941806 |  | 11.5 | 20.5 | 52900 | 43500 | 38500 | 3.88 | 2.14 | 53500 | 3.02 | 1.92 | 8 | 6.5
Live | 215941788 |  | 11.5 | 21 | 52900 | 43500 | 38500 | 3.88 | 2.14 | 53500 | 3.02 | 1.9 | 8 | 6.5
Live | 215941787 |  | 11.5 | 21 | 52900 | 43500 | 38500 | 3.88 | 2.14 | 53500 | 3.02 | 1.9 | 8 | 6.5
Live | 215941786 |  | 11.5 | 21 | 52900 | 43500 | 38500 | 3.88 | 2.14 | 53500 | 3.02 | 1.9 | 8 | 6.5
Live | 215941778 |  | 11.5 | 21 | 52900 | 43500 | 38000 | 3.88 | 2.14 | 53500 | 3.04 | 1.9 | 8 | 6.5
Live | 215941777 |  | 11.5 | 21 | 52900 | 43500 | 38000 | 3.88 | 2.14 | 53500 | 3.04 | 1.9 | 8 | 6.5
Live | 215941776 |  | 11.5 | 21 | 52900 | 43500 | 38000 | 3.88 | 2.14 | 53500 | 3.04 | 1.9 | 8 | 6.5
Live | 215941768 |  | 11.5 | 20.5 | 52900 | 43500 | 38500 | 3.88 | 2.14 | 53500 | 3.02 | 1.95 | 8.1 | 6.8
Live | 215941767 |  | 11.5 | 20.5 | 52900 | 43500 | 38500 | 3.88 | 2.14 | 53500 | 3.02 | 1.95 | 8.1 | 6.8
Live | 215941766 |  | 11.5 | 20.5 | 52900 | 43500 | 38500 | 3.88 | 2.14 | 53500 | 3.02 | 1.95 | 8.1 | 6.8
Live | 215941758 |  | 11.5 | 20.5 | 52325 | 43000 | 38000 | 3.87 | 2.16 | 52500 | 3.06 | 1.95 | 8.1 | 6.8
Live | 215941757 |  | 11.5 | 20.5 | 52325 | 43000 | 38000 | 3.87 | 2.16 | 52500 | 3.06 | 1.95 | 8.1 | 6.8
Live | 215941756 |  | 11.5 | 20.5 | 52325 | 43000 | 38000 | 3.87 | 2.16 | 52500 | 3.06 | 1.95 | 8.1 | 6.8
Live | 215941748 |  | 11.5 | 20.5 | 52325 | 43500 | 38000 | 3.87 | 2.14 | 52500 | 3.04 | 1.9 | 8.1 | 6.8
Live | 215941747 |  | 11.5 | 20.5 | 52325 | 43500 | 38000 | 3.87 | 2.14 | 52500 | 3.04 | 1.9 | 8.1 | 6.8
Live | 215941746 |  | 11.5 | 20.5 | 52325 | 43500 | 38000 | 3.87 | 2.14 | 52500 | 3.04 | 1.9 | 8.1 | 6.8
Live | 215941738 |  | 11 | 20.5 | 52325 | 43500 | 38000 | 3.7 | 2.14 | 52500 | 3.04 | 1.9 | 8 | 6.5
Live | 215941737 |  | 11 | 20.5 | 52325 | 43500 | 38000 | 3.7 | 2.14 | 52500 | 3.04 | 1.9 | 8 | 6.5
Live | 215941736 |  | 11 | 20.5 | 52325 | 43500 | 38000 | 3.7 | 2.14 | 52500 | 3.04 | 1.9 | 8 | 6.5
Live | 215941728 |  | 11 | 20.5 | 52325 | 43500 | 38000 | 3.7 | 2.14 | 52500 | 3.04 | 1.9 | 8 | 6.5
Live | 215941727 |  | 11 | 20.5 | 52325 | 43500 | 38000 | 3.7 | 2.14 | 52500 | 3.04 | 1.9 | 8 | 6.5
Live | 215941726 |  | 11 | 20.5 | 52325 | 43500 | 38000 | 3.7 | 2.14 | 52500 | 3.04 | 1.9 | 8 | 6.5
Live | 215941718 |  | 11.5 | 20.5 | 52325 | 43500 | 38000 | 3.87 | 2.14 | 53000 | 3.04 | 1.9 | 8 | 6.5
Live | 215941717 |  | 11.5 | 20.5 | 52325 | 43500 | 38000 | 3.87 | 2.14 | 53000 | 3.04 | 1.9 | 8 | 6.5
Live | 215941716 |  | 11.5 | 20.5 | 52325 | 43500 | 38000 | 3.87 | 2.14 | 53000 | 3.04 | 1.9 | 8 | 6.5
Live | 215941708 |  | 11 | 20.5 | 52325 | 43500 | 38500 | 3.7 | 2.14 | 53000 | 3.04 | 1.9 | 8 | 6.5
Live | 215941707 |  | 11 | 20.5 | 52325 | 43500 | 38500 | 3.7 | 2.14 | 53000 | 3.04 | 1.9 | 8 | 6.5
Live | 215941706 |  | 11 | 20.5 | 52325 | 43500 | 38500 | 3.7 | 2.14 | 53000 | 3.04 | 1.9 | 8 | 6.5
Live | 215941698 |  | 11 | 19.5 | 51175 | 44500 | 39000 | 3.7 | 2.1 | 53500 | 2.96 | 1.88 | 8 | 6.5
Live | 215941697 |  | 11 | 19.5 | 51175 | 44500 | 39000 | 3.7 | 2.1 | 53500 | 2.96 | 1.88 | 8 | 6.5
Live | 215941696 |  | 11 | 19.5 | 51175 | 44500 | 39000 | 3.7 | 2.1 | 53500 | 2.96 | 1.88 | 8 | 6.5
Live | 215941688 |  | 11.5 | 20.5 | 52325 | 43500 | 38500 | 3.87 | 2.14 | 53000 | 3.02 | 1.9 | 8 | 6.5
Live | 215941687 |  | 11.5 | 20.5 | 52325 | 43500 | 38500 | 3.87 | 2.14 | 53000 | 3.02 | 1.9 | 8 | 6.5
Live | 215941686 |  | 11.5 | 20.5 | 52325 | 43500 | 38500 | 3.87 | 2.14 | 53000 | 3.02 | 1.9 | 8 | 6.5
Live | 215941678 |  | 11.5 | 20.5 | 52325 | 43500 | 38000 | 3.87 | 2.14 | 53000 | 3.04 | 1.9 | 8 | 6.7
Live | 215941677 |  | 11.5 | 20.5 | 52325 | 43500 | 38000 | 3.87 | 2.14 | 53000 | 3.04 | 1.9 | 8 | 6.7
Live | 215941676 |  | 11.5 | 20.5 | 52325 | 43500 | 38000 | 3.87 | 2.14 | 53000 | 3.04 | 1.9 | 8 | 6.7
Live | 215941668 |  | 11 | 20.5 | 52325 | 43500 | 38500 | 3.7 | 2.14 | 53000 | 3.04 | 1.95 | 8.1 | 6.8
Live | 215941667 |  | 11 | 20.5 | 52325 | 43500 | 38500 | 3.7 | 2.14 | 53000 | 3.04 | 1.95 | 8.1 | 6.8
Live | 215941666 |  | 11 | 20.5 | 52325 | 43500 | 38500 | 3.7 | 2.14 | 53000 | 3.04 | 1.95 | 8.1 | 6.8
Live | 215941658 |  | 11.5 | 20.5 | 52325 | 43000 | 38000 | 3.87 | 2.16 | 52500 | 3.06 | 1.95 | 8.1 | 6.8
Live | 215941657 |  | 11.5 | 20.5 | 52325 | 43000 | 38000 | 3.87 | 2.16 | 52500 | 3.06 | 1.95 | 8.1 | 6.8
Live | 215941656 |  | 11.5 | 20.5 | 52325 | 43000 | 38000 | 3.87 | 2.16 | 52500 | 3.06 | 1.95 | 8.1 | 6.8
Live | 215941648 |  | 11.5 | 20.5 | 52325 | 43500 | 38000 | 3.87 | 2.14 | 52500 | 3.04 | 1.9 | 8.1 | 6.8
Live | 215941647 |  | 11.5 | 20.5 | 52325 | 43500 | 38000 | 3.87 | 2.14 | 52500 | 3.04 | 1.9 | 8.1 | 6.8
Live | 215941646 |  | 11.5 | 20.5 | 52325 | 43500 | 38000 | 3.87 | 2.14 | 52500 | 3.04 | 1.9 | 8.1 | 6.8
Live | 215941638 |  | 11 | 20.5 | 52325 | 43500 | 38000 | 3.7 | 2.14 | 52500 | 3.04 | 1.9 | 8 | 6.5
Live | 215941637 |  | 11 | 20.5 | 52325 | 43500 | 38000 | 3.7 | 2.14 | 52500 | 3.04 | 1.9 | 8 | 6.5
Live | 215941636 |  | 11 | 20.5 | 52325 | 43500 | 38000 | 3.7 | 2.14 | 52500 | 3.04 | 1.9 | 8 | 6.5
Live | 215941628 |  | 11 | 20.5 | 52325 | 43500 | 38000 | 3.7 | 2.14 | 52500 | 3.04 | 1.9 | 8 | 6.5
Live | 215941627 |  | 11 | 20.5 | 52325 | 43500 | 38000 | 3.7 | 2.14 | 52500 | 3.04 | 1.9 | 8 | 6.5
Live | 215941626 |  | 11 | 20.5 | 52325 | 43500 | 38000 | 3.7 | 2.14 | 52500 | 3.04 | 1.9 | 8 | 6.5
Live | 215941618 |  | 11 | 20.5 | 51750 | 43000 | 38000 | 3.71 | 2.14 | 52000 | 3.04 | 1.9 | 8.1 | 6.8
Live | 215941617 |  | 11 | 20.5 | 51750 | 43000 | 38000 | 3.71 | 2.14 | 52000 | 3.04 | 1.9 | 8.1 | 6.8
Live | 215941616 |  | 11 | 20.5 | 51750 | 43000 | 38000 | 3.71 | 2.14 | 52000 | 3.04 | 1.9 | 8.1 | 6.8
Live | 215941608 |  | 11 | 20 | 51175 | 43500 | 38000 | 3.7 | 2.14 | 52000 | 3.04 | 1.9 | 8.1 | 6.8
Live | 215941607 |  | 11 | 20 | 51175 | 43500 | 38000 | 3.7 | 2.14 | 52000 | 3.04 | 1.9 | 8.1 | 6.8
Live | 215941606 |  | 11 | 20 | 51175 | 43500 | 38000 | 3.7 | 2.14 | 52000 | 3.04 | 1.9 | 8.1 | 6.8
Live | 215941598 |  | 11 | 20 | 51175 | 43500 | 38000 | 3.7 | 2.14 | 52000 | 3.02 | 1.9 | 8.1 | 6.8
Live | 215941597 |  | 11 | 20 | 51175 | 43500 | 38000 | 3.7 | 2.14 | 52000 | 3.02 | 1.9 | 8.1 | 6.8
Live | 215941596 |  | 11 | 20 | 51175 | 43500 | 38000 | 3.7 | 2.14 | 52000 | 3.02 | 1.9 | 8.1 | 6.8
Live | 215941588 |  | 11 | 20 | 51175 | 43500 | 38000 | 3.7 | 2.14 | 52000 | 3.02 | 1.9 | 8.1 | 6.8
Live | 215941587 |  | 11 | 20 | 51175 | 43500 | 38000 | 3.7 | 2.14 | 52000 | 3.02 | 1.9 | 8.1 | 6.8
Live | 215941586 |  | 11 | 20 | 51175 | 43500 | 38000 | 3.7 | 2.14 | 52000 | 3.02 | 1.9 | 8.1 | 6.8
Live | 215941578 |  | 11 | 20 | 51175 | 43500 | 38500 | 3.7 | 2.12 | 52000 | 3.02 | 2 | 8.1 | 7
Live | 215941577 |  | 11 | 20 | 51175 | 43500 | 38500 | 3.7 | 2.12 | 52000 | 3.02 | 2 | 8.1 | 7
Live | 215941576 |  | 11 | 20 | 51175 | 43500 | 38500 | 3.7 | 2.12 | 52000 | 3.02 | 2 | 8.1 | 7
Live | 215941568 |  | 10.5 | 19.5 | 51175 | 43500 | 38500 | 3.54 | 2.12 | 52000 | 3 | 1.88 | 8 | 6.5
Live | 215941567 |  | 10.5 | 19.5 | 51175 | 43500 | 38500 | 3.54 | 2.12 | 52000 | 3 | 1.88 | 8 | 6.5
Live | 215941566 |  | 10.5 | 19.5 | 51175 | 43500 | 38500 | 3.54 | 2.12 | 52000 | 3 | 1.88 | 8 | 6.5
Live | 215941558 |  | 10.5 | 19 | 50025 | 44500 | 39000 | 3.54 | 2.08 | 52500 | 2.94 | 1.88 | 8 | 6.5
Live | 215941557 |  | 10.5 | 19 | 50025 | 44500 | 39000 | 3.54 | 2.08 | 52500 | 2.94 | 1.88 | 8 | 6.5
Live | 215941556 |  | 10.5 | 19 | 50025 | 44500 | 39000 | 3.54 | 2.08 | 52500 | 2.94 | 1.88 | 8 | 6.5
Live | 215941548 |  | 11 | 20 | 50600 | 43500 | 38500 | 3.71 | 2.12 | 52000 | 3 | 1.88 | 8 | 6.5
Live | 215939578 |  | 11.7 | 18.5 | 65550 | 46500 | 41500 | 3.94 | 2.46 | 63500 | 3.14 | 2.05 | 7.8 | 6.7
Live | 215939577 |  | 11.7 | 18.5 | 65550 | 46500 | 41500 | 3.94 | 2.46 | 63500 | 3.14 | 2.05 | 7.8 | 6.7
Live | 215941547 |  | 11 | 20 | 50600 | 43500 | 38500 | 3.71 | 2.12 | 52000 | 3 | 1.88 | 8 | 6.5
Live | 215941546 |  | 11 | 20 | 50600 | 43500 | 38500 | 3.71 | 2.12 | 52000 | 3 | 1.88 | 8 | 6.5
Live | 215939576 |  | 11.7 | 18.5 | 65550 | 46500 | 41500 | 3.94 | 2.46 | 63500 | 3.14 | 2.05 | 7.8 | 6.7
Live | 215941538 |  | 11 | 20 | 51175 | 43500 | 38500 | 3.7 | 2.12 | 52000 | 3.02 | 1.9 | 8 | 6.7
Live | 215941537 |  | 11 | 20 | 51175 | 43500 | 38500 | 3.7 | 2.12 | 52000 | 3.02 | 1.9 | 8 | 6.7
Live | 215941536 |  | 11 | 20 | 51175 | 43500 | 38500 | 3.7 | 2.12 | 52000 | 3.02 | 1.9 | 8 | 6.7
Live | 215941528 |  | 10.5 | 19.5 | 51175 | 43500 | 38500 | 3.54 | 2.12 | 52000 | 3 | 1.9 | 8.1 | 6.85
Live | 215941527 |  | 10.5 | 19.5 | 51175 | 43500 | 38500 | 3.54 | 2.12 | 52000 | 3 | 1.9 | 8.1 | 6.85
Live | 215941526 |  | 10.5 | 19.5 | 51175 | 43500 | 38500 | 3.54 | 2.12 | 52000 | 3 | 1.9 | 8.1 | 6.85
Live | 215941518 |  | 11.5 | 21 | 52900 | 43500 | 38000 | 3.88 | 2.16 | 53000 | 3.06 | 1.92 | 8 | 6.5
Live | 215941517 |  | 11.5 | 21 | 52900 | 43500 | 38000 | 3.88 | 2.16 | 53000 | 3.06 | 1.92 | 8 | 6.5
Live | 215941516 |  | 11.5 | 21 | 52900 | 43500 | 38000 | 3.88 | 2.16 | 53000 | 3.06 | 1.92 | 8 | 6.5
Live | 215941508 |  | 11.5 | 21 | 52900 | 43500 | 38000 | 3.88 | 2.14 | 53000 | 3.04 | 1.92 | 8 | 6.5
Live | 215941507 |  | 11.5 | 21 | 52900 | 43500 | 38000 | 3.88 | 2.14 | 53000 | 3.04 | 1.92 | 8 | 6.5
Live | 215941506 |  | 11.5 | 21 | 52900 | 43500 | 38000 | 3.88 | 2.14 | 53000 | 3.04 | 1.92 | 8 | 6.5
Live | 215941498 |  | 11.5 | 20.5 | 52900 | 43500 | 38000 | 3.88 | 2.14 | 53500 | 3.04 | 1.9 | 8 | 6.5
Live | 215941497 |  | 11.5 | 20.5 | 52900 | 43500 | 38000 | 3.88 | 2.14 | 53500 | 3.04 | 1.9 | 8 | 6.5
Live | 215941496 |  | 11.5 | 20.5 | 52900 | 43500 | 38000 | 3.88 | 2.14 | 53500 | 3.04 | 1.9 | 8 | 6.5
Live | 215941488 |  | 11.5 | 20.5 | 52900 | 43500 | 38000 | 3.88 | 2.14 | 53500 | 3.04 | 1.9 | 8 | 6.5
Live | 215941487 |  | 11.5 | 20.5 | 52900 | 43500 | 38000 | 3.88 | 2.14 | 53500 | 3.04 | 1.9 | 8 | 6.5
Live | 215941486 |  | 11.5 | 20.5 | 52900 | 43500 | 38000 | 3.88 | 2.14 | 53500 | 3.04 | 1.9 | 8 | 6.5
Live | 215941478 |  | 11.5 | 20.5 | 52325 | 43000 | 38000 | 3.87 | 2.16 | 52500 | 3.04 | 1.95 | 8.1 | 6.8
Live | 215941477 |  | 11.5 | 20.5 | 52325 | 43000 | 38000 | 3.87 | 2.16 | 52500 | 3.04 | 1.95 | 8.1 | 6.8
Live | 215941476 |  | 11.5 | 20.5 | 52325 | 43000 | 38000 | 3.87 | 2.16 | 52500 | 3.04 | 1.95 | 8.1 | 6.8
Live | 215941468 |  | 11.5 | 20.5 | 52325 | 43500 | 38000 | 3.87 | 2.14 | 52500 | 3.04 | 1.9 | 8.1 | 6.8
Live | 215941467 |  | 11.5 | 20.5 | 52325 | 43500 | 38000 | 3.87 | 2.14 | 52500 | 3.04 | 1.9 | 8.1 | 6.8
Live | 215941466 |  | 11.5 | 20.5 | 52325 | 43500 | 38000 | 3.87 | 2.14 | 52500 | 3.04 | 1.9 | 8.1 | 6.8
Live | 215941458 |  | 11 | 20.5 | 52325 | 43500 | 38000 | 3.7 | 2.14 | 52500 | 3.04 | 1.9 | 8 | 6.5
Live | 215941457 |  | 11 | 20.5 | 52325 | 43500 | 38000 | 3.7 | 2.14 | 52500 | 3.04 | 1.9 | 8 | 6.5
Live | 215939458 |  | 11.7 | 18.5 | 65550 | 46500 | 41500 | 3.94 | 2.46 | 63500 | 3.12 | 2 | 7.8 | 6.7
Live | 215939457 |  | 11.7 | 18.5 | 65550 | 46500 | 41500 | 3.94 | 2.46 | 63500 | 3.12 | 2 | 7.8 | 6.7
Live | 215941456 |  | 11 | 20.5 | 52325 | 43500 | 38000 | 3.7 | 2.14 | 52500 | 3.04 | 1.9 | 8 | 6.5
Live | 215941448 |  | 11 | 20.5 | 52325 | 43500 | 38000 | 3.7 | 2.14 | 52500 | 3.04 | 1.9 | 8 | 6.5
Live | 215941447 |  | 11 | 20.5 | 52325 | 43500 | 38000 | 3.7 | 2.14 | 52500 | 3.04 | 1.9 | 8 | 6.5
Live | 215941446 |  | 11 | 20.5 | 52325 | 43500 | 38000 | 3.7 | 2.14 | 52500 | 3.04 | 1.9 | 8 | 6.5
Live | 215939456 |  | 11.7 | 18.5 | 65550 | 46500 | 41500 | 3.94 | 2.46 | 63500 | 3.12 | 2 | 7.8 | 6.7
Live | 215939448 |  | 11.7 | 18.5 | 65550 | 46500 | 41500 | 3.94 | 2.46 | 63500 | 3.12 | 2 | 7.8 | 6.7
Live | 215941438 |  | 11.5 | 20.5 | 52325 | 43500 | 38000 | 3.87 | 2.14 | 53000 | 3.04 | 1.9 | 8 | 6.5
Live | 215941437 |  | 11.5 | 20.5 | 52325 | 43500 | 38000 | 3.87 | 2.14 | 53000 | 3.04 | 1.9 | 8 | 6.5
Live | 215939447 |  | 11.7 | 18.5 | 65550 | 46500 | 41500 | 3.94 | 2.46 | 63500 | 3.12 | 2 | 7.8 | 6.7
Live | 215939446 |  | 11.7 | 18.5 | 65550 | 46500 | 41500 | 3.94 | 2.46 | 63500 | 3.12 | 2 | 7.8 | 6.7
Live | 215941436 |  | 11.5 | 20.5 | 52325 | 43500 | 38000 | 3.87 | 2.14 | 53000 | 3.04 | 1.9 | 8 | 6.5
Live | 215941428 |  | 11 | 20.5 | 52325 | 43500 | 38500 | 3.7 | 2.14 | 53000 | 3.02 | 1.9 | 8 | 6.5
Live | 215941427 |  | 11 | 20.5 | 52325 | 43500 | 38500 | 3.7 | 2.14 | 53000 | 3.02 | 1.9 | 8 | 6.5
Live | 215941426 |  | 11 | 20.5 | 52325 | 43500 | 38500 | 3.7 | 2.14 | 53000 | 3.02 | 1.9 | 8 | 6.5
Live | 215941418 |  | 11 | 19.5 | 51175 | 44500 | 39000 | 3.7 | 2.1 | 53500 | 2.96 | 1.88 | 8 | 6.5
Live | 215941417 |  | 11 | 19.5 | 51175 | 44500 | 39000 | 3.7 | 2.1 | 53500 | 2.96 | 1.88 | 8 | 6.5
Live | 215941416 |  | 11 | 19.5 | 51175 | 44500 | 39000 | 3.7 | 2.1 | 53500 | 2.96 | 1.88 | 8 | 6.5
Live | 215941408 |  | 11.5 | 20.5 | 52325 | 43500 | 38500 | 3.87 | 2.14 | 53000 | 3.02 | 1.9 | 8 | 6.5
Live | 215941407 |  | 11.5 | 20.5 | 52325 | 43500 | 38500 | 3.87 | 2.14 | 53000 | 3.02 | 1.9 | 8 | 6.5
Live | 215941406 |  | 11.5 | 20.5 | 52325 | 43500 | 38500 | 3.87 | 2.14 | 53000 | 3.02 | 1.9 | 8 | 6.5
Live | 215941398 |  | 11.5 | 20.5 | 52325 | 43500 | 38000 | 3.87 | 2.14 | 53000 | 3.04 | 1.9 | 8 | 6.5
Live | 215941397 |  | 11.5 | 20.5 | 52325 | 43500 | 38000 | 3.87 | 2.14 | 53000 | 3.04 | 1.9 | 8 | 6.5
Live | 215941396 |  | 11.5 | 20.5 | 52325 | 43500 | 38000 | 3.87 | 2.14 | 53000 | 3.04 | 1.9 | 8 | 6.5
Live | 215941388 |  | 11 | 20.5 | 52325 | 43500 | 38500 | 3.7 | 2.14 | 53000 | 3.02 | 1.95 | 8.1 | 6.8
Live | 215941387 |  | 11 | 20.5 | 52325 | 43500 | 38500 | 3.7 | 2.14 | 53000 | 3.02 | 1.95 | 8.1 | 6.8
Live | 215941386 |  | 11 | 20.5 | 52325 | 43500 | 38500 | 3.7 | 2.14 | 53000 | 3.02 | 1.95 | 8.1 | 6.8
Live | 215941378 |  | 11.5 | 20.5 | 52325 | 43500 | 38000 | 3.87 | 2.14 | 53000 | 3.04 | 1.9 | 8 | 6.5
Live | 215941377 |  | 11.5 | 20.5 | 52325 | 43500 | 38000 | 3.87 | 2.14 | 53000 | 3.04 | 1.9 | 8 | 6.5
Live | 215941376 |  | 11.5 | 20.5 | 52325 | 43500 | 38000 | 3.87 | 2.14 | 53000 | 3.04 | 1.9 | 8 | 6.5
Live | 215941368 |  | 11 | 20.5 | 52325 | 43500 | 38500 | 3.7 | 2.14 | 53000 | 3.02 | 1.9 | 8 | 6.5
Live | 215941367 |  | 11 | 20.5 | 52325 | 43500 | 38500 | 3.7 | 2.14 | 53000 | 3.02 | 1.9 | 8 | 6.5
Live | 215941366 |  | 11 | 20.5 | 52325 | 43500 | 38500 | 3.7 | 2.14 | 53000 | 3.02 | 1.9 | 8 | 6.5
Live | 215941358 |  | 11 | 19.5 | 51175 | 44500 | 39000 | 3.7 | 2.1 | 53500 | 2.96 | 1.88 | 8 | 6.5
Live | 215941357 |  | 11 | 19.5 | 51175 | 44500 | 39000 | 3.7 | 2.1 | 53500 | 2.96 | 1.88 | 8 | 6.5
Live | 215941356 |  | 11 | 19.5 | 51175 | 44500 | 39000 | 3.7 | 2.1 | 53500 | 2.96 | 1.88 | 8 | 6.5
Live | 215941348 |  | 11.5 | 20.5 | 52325 | 43500 | 38500 | 3.87 | 2.14 | 53000 | 3.02 | 1.9 | 8 | 6.5
Live | 215941347 |  | 11.5 | 20.5 | 52325 | 43500 | 38500 | 3.87 | 2.14 | 53000 | 3.02 | 1.9 | 8 | 6.5
Live | 215941346 |  | 11.5 | 20.5 | 52325 | 43500 | 38500 | 3.87 | 2.14 | 53000 | 3.02 | 1.9 | 8 | 6.5
Live | 215941338 |  | 11.5 | 20.5 | 52325 | 43500 | 38000 | 3.87 | 2.14 | 53000 | 3.04 | 1.9 | 8 | 6.5
Live | 215941337 |  | 11.5 | 20.5 | 52325 | 43500 | 38000 | 3.87 | 2.14 | 53000 | 3.04 | 1.9 | 8 | 6.5
Live | 215939338 |  | 11.7 | 18.5 | 64400 | 46000 | 41000 | 3.94 | 2.46 | 61500 | 3.1 | 2.05 | 7.8 | 6.75
Live | 215939337 |  | 11.7 | 18.5 | 64400 | 46000 | 41000 | 3.94 | 2.46 | 61500 | 3.1 | 2.05 | 7.8 | 6.75
Live | 215939336 |  | 11.7 | 18.5 | 64400 | 46000 | 41000 | 3.94 | 2.46 | 61500 | 3.1 | 2.05 | 7.8 | 6.75
Live | 215941336 |  | 11.5 | 20.5 | 52325 | 43500 | 38000 | 3.87 | 2.14 | 53000 | 3.04 | 1.9 | 8 | 6.5
Live | 215941328 |  | 11 | 20.5 | 52325 | 43500 | 38500 | 3.7 | 2.14 | 53000 | 3.02 | 1.95 | 8.1 | 6.8
Live | 215941327 |  | 11 | 20.5 | 52325 | 43500 | 38500 | 3.7 | 2.14 | 53000 | 3.02 | 1.95 | 8.1 | 6.8
Live | 215941326 |  | 11 | 20.5 | 52325 | 43500 | 38500 | 3.7 | 2.14 | 53000 | 3.02 | 1.95 | 8.1 | 6.8
Live | 215941318 |  | 11 | 20 | 51175 | 43500 | 38500 | 3.7 | 2.12 | 52000 | 3.02 | 2 | 8.1 | 7
Live | 215941317 |  | 11 | 20 | 51175 | 43500 | 38500 | 3.7 | 2.12 | 52000 | 3.02 | 2 | 8.1 | 7
Live | 215941316 |  | 11 | 20 | 51175 | 43500 | 38500 | 3.7 | 2.12 | 52000 | 3.02 | 2 | 8.1 | 7
Live | 215941308 |  | 10.5 | 19.5 | 51175 | 43500 | 38500 | 3.54 | 2.12 | 52000 | 3 | 1.88 | 8 | 6.5
Live | 215941307 |  | 10.5 | 19.5 | 51175 | 43500 | 38500 | 3.54 | 2.12 | 52000 | 3 | 1.88 | 8 | 6.5
Live | 215941306 |  | 10.5 | 19.5 | 51175 | 43500 | 38500 | 3.54 | 2.12 | 52000 | 3 | 1.88 | 8 | 6.5
Live | 215941298 |  | 10.5 | 19 | 50025 | 44500 | 39000 | 3.54 | 2.08 | 52500 | 2.94 | 1.88 | 8 | 6.5
Live | 215941297 |  | 10.5 | 19 | 50025 | 44500 | 39000 | 3.54 | 2.08 | 52500 | 2.94 | 1.88 | 8 | 6.5
Live | 215941296 |  | 10.5 | 19 | 50025 | 44500 | 39000 | 3.54 | 2.08 | 52500 | 2.94 | 1.88 | 8 | 6.5
Live | 215941288 |  | 11 | 20 | 50600 | 43500 | 38500 | 3.71 | 2.12 | 52000 | 3 | 1.88 | 8 | 6.5
Live | 215941287 |  | 11 | 20 | 50600 | 43500 | 38500 | 3.71 | 2.12 | 52000 | 3 | 1.88 | 8 | 6.5
Live | 215941286 |  | 11 | 20 | 50600 | 43500 | 38500 | 3.71 | 2.12 | 52000 | 3 | 1.88 | 8 | 6.5
Live | 215941278 |  | 11 | 20 | 51175 | 43500 | 38500 | 3.7 | 2.12 | 52000 | 3.02 | 1.9 | 8 | 6.7
Live | 215941277 |  | 11 | 20 | 51175 | 43500 | 38500 | 3.7 | 2.12 | 52000 | 3.02 | 1.9 | 8 | 6.7
Live | 215941276 |  | 11 | 20 | 51175 | 43500 | 38500 | 3.7 | 2.12 | 52000 | 3.02 | 1.9 | 8 | 6.7
Live | 215941268 |  | 10.5 | 19.5 | 51175 | 43500 | 38500 | 3.54 | 2.12 | 52000 | 3 | 1.9 | 8.1 | 6.85
Live | 215941267 |  | 10.5 | 19.5 | 51175 | 43500 | 38500 | 3.54 | 2.12 | 52000 | 3 | 1.9 | 8.1 | 6.85
Live | 215941266 |  | 10.5 | 19.5 | 51175 | 43500 | 38500 | 3.54 | 2.12 | 52000 | 3 | 1.9 | 8.1 | 6.85
Live | 215941258 |  | 11 | 20.5 | 51750 | 39500 | 36400 | 3.71 | 2.48 | 48500 | 3.54 | 1.82 | 9 | 7
Live | 215941257 |  | 11 | 20.5 | 51750 | 39500 | 36400 | 3.71 | 2.48 | 48500 | 3.54 | 1.82 | 9 | 7
Live | 215939258 |  | 11.7 | 18.5 | 64400 | 46000 | 41000 | 3.94 | 2.46 | 61500 | 3.12 | 2.05 | 7.8 | 6.7
Live | 215939257 |  | 11.7 | 18.5 | 64400 | 46000 | 41000 | 3.94 | 2.46 | 61500 | 3.12 | 2.05 | 7.8 | 6.7
Live | 215941256 |  | 11 | 20.5 | 51750 | 39500 | 36400 | 3.71 | 2.48 | 48500 | 3.54 | 1.82 | 9 | 7
Live | 215941248 |  | 11 | 20.5 | 51750 | 39500 | 36600 | 3.71 | 2.48 | 48500 | 3.52 | 1.82 | 9 | 7
Live | 215939256 |  | 11.7 | 18.5 | 64400 | 46000 | 41000 | 3.94 | 2.46 | 61500 | 3.12 | 2.05 | 7.8 | 6.7
Live | 215941247 |  | 11 | 20.5 | 51750 | 39500 | 36600 | 3.71 | 2.48 | 48500 | 3.52 | 1.82 | 9 | 7
Live | 215941246 |  | 11 | 20.5 | 51750 | 39500 | 36600 | 3.71 | 2.48 | 48500 | 3.52 | 1.82 | 9 | 7
Live | 215941238 |  | 11 | 20 | 51750 | 39500 | 36600 | 3.71 | 2.48 | 48500 | 3.5 | 1.82 | 9 | 7
Live | 215941237 |  | 11 | 20 | 51750 | 39500 | 36600 | 3.71 | 2.48 | 48500 | 3.5 | 1.82 | 9 | 7
Live | 215941236 |  | 11 | 20 | 51750 | 39500 | 36600 | 3.71 | 2.48 | 48500 | 3.5 | 1.82 | 9 | 7
Live | 215941228 |  | 10.5 | 19.5 | 50600 | 40500 | 37400 | 3.54 | 2.4 | 49000 | 3.4 | 1.8 | 9 | 7
Live | 215941227 |  | 10.5 | 19.5 | 50600 | 40500 | 37400 | 3.54 | 2.4 | 49000 | 3.4 | 1.8 | 9 | 7
Live | 215941226 |  | 10.5 | 19.5 | 50600 | 40500 | 37400 | 3.54 | 2.4 | 49000 | 3.4 | 1.8 | 9 | 7
Live | 215941218 |  | 11.5 | 20.5 | 51750 | 39500 | 36600 | 3.88 | 2.46 | 48500 | 3.5 | 1.82 | 9 | 7
Live | 215941217 |  | 11.5 | 20.5 | 51750 | 39500 | 36600 | 3.88 | 2.46 | 48500 | 3.5 | 1.82 | 9 | 7
Live | 215941216 |  | 11.5 | 20.5 | 51750 | 39500 | 36600 | 3.88 | 2.46 | 48500 | 3.5 | 1.82 | 9 | 7
Live | 215941208 |  | 11 | 20 | 51750 | 39500 | 36600 | 3.71 | 2.48 | 48500 | 3.5 | 1.82 | 9 | 7
Live | 215941207 |  | 11 | 20 | 51750 | 39500 | 36600 | 3.71 | 2.48 | 48500 | 3.5 | 1.82 | 9 | 7
Live | 215941206 |  | 11 | 20 | 51750 | 39500 | 36600 | 3.71 | 2.48 | 48500 | 3.5 | 1.82 | 9 | 7
Live | 215941198 |  | 10.5 | 20 | 51175 | 39500 | 36400 | 3.54 | 2.46 | 48500 | 3.48 | 1.82 | 9 | 7
Live | 215941197 |  | 10.5 | 20 | 51175 | 39500 | 36400 | 3.54 | 2.46 | 48500 | 3.48 | 1.82 | 9 | 7
Live | 215941196 |  | 10.5 | 20 | 51175 | 39500 | 36400 | 3.54 | 2.46 | 48500 | 3.48 | 1.82 | 9 | 7
Live | 215941188 |  | 10.5 | 20 | 50600 | 39500 | 36400 | 3.54 | 2.46 | 48500 | 3.48 | 1.82 | 9 | 7
Live | 215941187 |  | 10.5 | 20 | 50600 | 39500 | 36400 | 3.54 | 2.46 | 48500 | 3.48 | 1.82 | 9 | 7
Live | 215941186 |  | 10.5 | 20 | 50600 | 39500 | 36400 | 3.54 | 2.46 | 48500 | 3.48 | 1.82 | 9 | 7
Live | 215941178 |  | 10.5 | 20 | 50600 | 39500 | 36600 | 3.54 | 2.44 | 48500 | 3.46 | 1.8 | 9 | 7
Live | 215941177 |  | 10.5 | 20 | 50600 | 39500 | 36600 | 3.54 | 2.44 | 48500 | 3.46 | 1.8 | 9 | 7
Live | 215941176 |  | 10.5 | 20 | 50600 | 39500 | 36600 | 3.54 | 2.44 | 48500 | 3.46 | 1.8 | 9 | 7
Live | 215941168 |  | 10.5 | 19 | 50025 | 40500 | 37400 | 3.54 | 2.36 | 49000 | 3.36 | 1.8 | 9 | 7
Live | 215941167 |  | 10.5 | 19 | 50025 | 40500 | 37400 | 3.54 | 2.36 | 49000 | 3.36 | 1.8 | 9 | 7
Live | 215941166 |  | 10.5 | 19 | 50025 | 40500 | 37400 | 3.54 | 2.36 | 49000 | 3.36 | 1.8 | 9 | 7
Live | 215941158 |  | 11 | 20 | 50600 | 39500 | 36600 | 3.71 | 2.44 | 48500 | 3.46 | 1.8 | 9 | 7
Live | 215941157 |  | 11 | 20 | 50600 | 39500 | 36600 | 3.71 | 2.44 | 48500 | 3.46 | 1.8 | 9 | 7
Live | 215939138 |  | 11.7 | 18.5 | 64975 | 46000 | 41500 | 3.94 | 2.46 | 62500 | 3.12 | 2.05 | 7.8 | 6.7
Live | 215939137 |  | 11.7 | 18.5 | 64975 | 46000 | 41500 | 3.94 | 2.46 | 62500 | 3.12 | 2.05 | 7.8 | 6.7
Live | 215941156 |  | 11 | 20 | 50600 | 39500 | 36600 | 3.71 | 2.44 | 48500 | 3.46 | 1.8 | 9 | 7
Live | 215941148 |  | 11 | 20 | 50600 | 39500 | 36600 | 3.71 | 2.44 | 48500 | 3.48 | 1.82 | 9 | 7
Live | 215941147 |  | 11 | 20 | 50600 | 39500 | 36600 | 3.71 | 2.44 | 48500 | 3.48 | 1.82 | 9 | 7
Live | 215941146 |  | 11 | 20 | 50600 | 39500 | 36600 | 3.71 | 2.44 | 48500 | 3.48 | 1.82 | 9 | 7
Live | 215939136 |  | 11.7 | 18.5 | 64975 | 46000 | 41500 | 3.94 | 2.46 | 62500 | 3.12 | 2.05 | 7.8 | 6.7
Live | 215939128 |  | 11.7 | 18.5 | 64975 | 46000 | 41500 | 3.94 | 2.46 | 62500 | 3.12 | 2.05 | 7.8 | 6.7
Live | 215939127 |  | 11.7 | 18.5 | 64975 | 46000 | 41500 | 3.94 | 2.46 | 62500 | 3.12 | 2.05 | 7.8 | 6.7
Live | 215939126 |  | 11.7 | 18.5 | 64975 | 46000 | 41500 | 3.94 | 2.46 | 62500 | 3.12 | 2.05 | 7.8 | 6.7
Live | 215941138 |  | 10.5 | 20 | 50600 | 39500 | 36600 | 3.54 | 2.44 | 48500 | 3.46 | 1.8 | 9 | 7
Live | 215941137 |  | 10.5 | 20 | 50600 | 39500 | 36600 | 3.54 | 2.44 | 48500 | 3.46 | 1.8 | 9 | 7
Live | 215941136 |  | 10.5 | 20 | 50600 | 39500 | 36600 | 3.54 | 2.44 | 48500 | 3.46 | 1.8 | 9 | 7
Live | 215941128 |  | 11.5 | 21.5 | 52325 | 39500 | 36600 | 3.87 | 2.48 | 48500 | 3.5 | 2 | 9.5 | 7.5
Live | 215941127 |  | 11.5 | 21.5 | 52325 | 39500 | 36600 | 3.87 | 2.48 | 48500 | 3.5 | 2 | 9.5 | 7.5
Live | 215941126 |  | 11.5 | 21.5 | 52325 | 39500 | 36600 | 3.87 | 2.48 | 48500 | 3.5 | 2 | 9.5 | 7.5
Live | 215941118 |  | 11 | 21.5 | 52325 | 39500 | 36800 | 3.7 | 2.46 | 48500 | 3.5 | 2 | 9.5 | 7.5
Live | 215941117 |  | 11 | 21.5 | 52325 | 39500 | 36800 | 3.7 | 2.46 | 48500 | 3.5 | 2 | 9.5 | 7.5
Live | 215941116 |  | 11 | 21.5 | 52325 | 39500 | 36800 | 3.7 | 2.46 | 48500 | 3.5 | 2 | 9.5 | 7.5
Live | 215941108 |  | 11 | 21 | 52325 | 40000 | 37000 | 3.7 | 2.46 | 48500 | 3.48 | 2 | 9.5 | 7.5
Live | 215941107 |  | 11 | 21 | 52325 | 40000 | 37000 | 3.7 | 2.46 | 48500 | 3.48 | 2 | 9.5 | 7.5
Live | 215941106 |  | 11 | 21 | 52325 | 40000 | 37000 | 3.7 | 2.46 | 48500 | 3.48 | 2 | 9.5 | 7.5
Live | 215941098 |  | 11 | 21 | 52325 | 40000 | 37000 | 3.7 | 2.46 | 48500 | 3.48 | 2 | 9.5 | 7.5
Live | 215941097 |  | 11 | 21 | 52325 | 40000 | 37000 | 3.7 | 2.46 | 48500 | 3.48 | 2 | 9.5 | 7.5
Live | 215941096 |  | 11 | 21 | 52325 | 40000 | 37000 | 3.7 | 2.46 | 48500 | 3.48 | 2 | 9.5 | 7.5
Live | 215941088 |  | 11 | 21 | 52325 | 40000 | 36800 | 3.7 | 2.46 | 48500 | 3.48 | 2 | 9.5 | 7.5
Live | 215939058 |  | 11.7 | 18.5 | 65550 | 46500 | 41500 | 3.94 | 2.46 | 63500 | 3.14 | 2.05 | 7.8 | 6.7
Live | 215939057 |  | 11.7 | 18.5 | 65550 | 46500 | 41500 | 3.94 | 2.46 | 63500 | 3.14 | 2.05 | 7.8 | 6.7
Live | 215939056 |  | 11.7 | 18.5 | 65550 | 46500 | 41500 | 3.94 | 2.46 | 63500 | 3.14 | 2.05 | 7.8 | 6.7
Live | 215941087 |  | 11 | 21 | 52325 | 40000 | 36800 | 3.7 | 2.46 | 48500 | 3.48 | 2 | 9.5 | 7.5
Live | 215941086 |  | 11 | 21 | 52325 | 40000 | 36800 | 3.7 | 2.46 | 48500 | 3.48 | 2 | 9.5 | 7.5
Live | 215941078 |  | 11 | 21 | 51750 | 40000 | 37000 | 3.71 | 2.44 | 48500 | 3.46 | 2 | 9.5 | 7.5
Live | 215941077 |  | 11 | 21 | 51750 | 40000 | 37000 | 3.71 | 2.44 | 48500 | 3.46 | 2 | 9.5 | 7.5
Live | 215941076 |  | 11 | 21 | 51750 | 40000 | 37000 | 3.71 | 2.44 | 48500 | 3.46 | 2 | 9.5 | 7.5
Live | 215941068 |  | 11 | 20 | 51175 | 40500 | 37600 | 3.7 | 2.38 | 49000 | 3.36 | 2 | 9 | 7
Live | 215941067 |  | 11 | 20 | 51175 | 40500 | 37600 | 3.7 | 2.38 | 49000 | 3.36 | 2 | 9 | 7
Live | 215941066 |  | 11 | 20 | 51175 | 40500 | 37600 | 3.7 | 2.38 | 49000 | 3.36 | 2 | 9 | 7
Live | 215941058 |  | 11.5 | 21 | 51750 | 40000 | 37000 | 3.88 | 2.44 | 48500 | 3.46 | 2 | 9.5 | 7.5
Live | 215941057 |  | 11.5 | 21 | 51750 | 40000 | 37000 | 3.88 | 2.44 | 48500 | 3.46 | 2 | 9.5 | 7.5
Live | 215941056 |  | 11.5 | 21 | 51750 | 40000 | 37000 | 3.88 | 2.44 | 48500 | 3.46 | 2 | 9.5 | 7.5
Live | 215941048 |  | 11.5 | 21.5 | 52325 | 40000 | 36800 | 3.87 | 2.46 | 48500 | 3.48 | 2 | 9.5 | 7.5
Live | 215941047 |  | 11.5 | 21.5 | 52325 | 40000 | 36800 | 3.87 | 2.46 | 48500 | 3.48 | 2 | 9.5 | 7.5
Live | 215941046 |  | 11.5 | 21.5 | 52325 | 40000 | 36800 | 3.87 | 2.46 | 48500 | 3.48 | 2 | 9.5 | 7.5
Live | 215941038 |  | 11 | 21 | 51750 | 40000 | 37000 | 3.71 | 2.44 | 48500 | 3.46 | 2 | 9.5 | 7.5
Live | 215941037 |  | 11 | 21 | 51750 | 40000 | 37000 | 3.71 | 2.44 | 48500 | 3.46 | 2 | 9.5 | 7.5
Live | 215941036 |  | 11 | 21 | 51750 | 40000 | 37000 | 3.71 | 2.44 | 48500 | 3.46 | 2 | 9.5 | 7.5
Live | 215941028 |  | 11 | 21 | 51175 | 39000 | 36400 | 3.7 | 2.46 | 48000 | 3.5 | 2 | 9.5 | 7.5
Live | 215941027 |  | 11 | 21 | 51175 | 39000 | 36400 | 3.7 | 2.46 | 48000 | 3.5 | 2 | 9.5 | 7.5
Live | 215941026 |  | 11 | 21 | 51175 | 39000 | 36400 | 3.7 | 2.46 | 48000 | 3.5 | 2 | 9.5 | 7.5
Live | 215941018 |  | 11 | 21 | 51175 | 39000 | 36400 | 3.7 | 2.46 | 48000 | 3.48 | 2 | 9.5 | 7.5
Live | 215941017 |  | 11 | 21 | 51175 | 39000 | 36400 | 3.7 | 2.46 | 48000 | 3.48 | 2 | 9.5 | 7.5
Live | 215941016 |  | 11 | 21 | 51175 | 39000 | 36400 | 3.7 | 2.46 | 48000 | 3.48 | 2 | 9.5 | 7.5
Live | 215941008 |  | 11 | 21 | 51175 | 39500 | 36600 | 3.7 | 2.44 | 48500 | 3.46 | 2 | 9.5 | 7.5
Live | 215941007 |  | 11 | 21 | 51175 | 39500 | 36600 | 3.7 | 2.44 | 48500 | 3.46 | 2 | 9.5 | 7.5
Live | 215941006 |  | 11 | 21 | 51175 | 39500 | 36600 | 3.7 | 2.44 | 48500 | 3.46 | 2 | 9.5 | 7.5
Live | 215940998 |  | 11 | 21 | 51175 | 39500 | 36600 | 3.7 | 2.44 | 48500 | 3.46 | 2 | 9.5 | 7.5
Live | 215940997 |  | 11 | 21 | 51175 | 39500 | 36600 | 3.7 | 2.44 | 48500 | 3.46 | 2 | 9.5 | 7.5
Live | 215938938 |  | 11.7 | 18.5 | 64400 | 46000 | 41000 | 3.94 | 2.46 | 61500 | 3.1 | 2.05 | 7.8 | 6.75
Live | 215938937 |  | 11.7 | 18.5 | 64400 | 46000 | 41000 | 3.94 | 2.46 | 61500 | 3.1 | 2.05 | 7.8 | 6.75
Live | 215940996 |  | 11 | 21 | 51175 | 39500 | 36600 | 3.7 | 2.44 | 48500 | 3.46 | 2 | 9.5 | 7.5
Live | 215940988 |  | 10.5 | 21 | 50025 | 39500 | 36400 | 3.54 | 2.44 | 48000 | 3.48 | 2 | 9.5 | 7.5
Live | 215938936 |  | 11.7 | 18.5 | 64400 | 46000 | 41000 | 3.94 | 2.46 | 61500 | 3.1 | 2.05 | 7.8 | 6.75
Live | 215940987 |  | 10.5 | 21 | 50025 | 39500 | 36400 | 3.54 | 2.44 | 48000 | 3.48 | 2 | 9.5 | 7.5
Live | 215940986 |  | 10.5 | 21 | 50025 | 39500 | 36400 | 3.54 | 2.44 | 48000 | 3.48 | 2 | 9.5 | 7.5
Live | 215940978 |  | 10.5 | 20.5 | 50025 | 39500 | 36600 | 3.54 | 2.44 | 48000 | 3.46 | 1.92 | 9.5 | 7.5
Live | 215940977 |  | 10.5 | 20.5 | 50025 | 39500 | 36600 | 3.54 | 2.44 | 48000 | 3.46 | 1.92 | 9.5 | 7.5
Live | 215940976 |  | 10.5 | 20.5 | 50025 | 39500 | 36600 | 3.54 | 2.44 | 48000 | 3.46 | 1.92 | 9.5 | 7.5
Live | 215940968 |  | 10.5 | 20 | 49450 | 40000 | 37400 | 3.53 | 2.36 | 48500 | 3.34 | 2 | 9.5 | 7.5
Live | 215940967 |  | 10.5 | 20 | 49450 | 40000 | 37400 | 3.53 | 2.36 | 48500 | 3.34 | 2 | 9.5 | 7.5
Live | 215940966 |  | 10.5 | 20 | 49450 | 40000 | 37400 | 3.53 | 2.36 | 48500 | 3.34 | 2 | 9.5 | 7.5
Live | 215940958 |  | 11 | 21 | 50025 | 39500 | 36600 | 3.71 | 2.44 | 48000 | 3.44 | 1.9 | 9.5 | 7.5
Live | 215940957 |  | 11 | 21 | 50025 | 39500 | 36600 | 3.71 | 2.44 | 48000 | 3.44 | 1.9 | 9.5 | 7.5
Live | 215940956 |  | 11 | 21 | 50025 | 39500 | 36600 | 3.71 | 2.44 | 48000 | 3.44 | 1.9 | 9.5 | 7.5
Live | 215940948 |  | 11 | 21 | 50025 | 39500 | 36400 | 3.71 | 2.44 | 48000 | 3.46 | 1.92 | 9.5 | 7.5
Live | 215940947 |  | 11 | 21 | 50025 | 39500 | 36400 | 3.71 | 2.44 | 48000 | 3.46 | 1.92 | 9.5 | 7.5
Live | 215940946 |  | 11 | 21 | 50025 | 39500 | 36400 | 3.71 | 2.44 | 48000 | 3.46 | 1.92 | 9.5 | 7.5
Live | 215940938 |  | 10.5 | 20.5 | 50025 | 39500 | 36600 | 3.54 | 2.44 | 48000 | 3.46 | 2 | 9.5 | 7.5
Live | 215940937 |  | 10.5 | 20.5 | 50025 | 39500 | 36600 | 3.54 | 2.44 | 48000 | 3.46 | 2 | 9.5 | 7.5
Live | 215940936 |  | 10.5 | 20.5 | 50025 | 39500 | 36600 | 3.54 | 2.44 | 48000 | 3.46 | 2 | 9.5 | 7.5
Live | 215938678 |  | 11.5 | 21 | 52900 | 43500 | 38000 | 3.88 | 2.16 | 53000 | 3.06 | 1.92 | 8 | 6.5
Live | 215938677 |  | 11.5 | 21 | 52900 | 43500 | 38000 | 3.88 | 2.16 | 53000 | 3.06 | 1.92 | 8 | 6.5
Live | 215938676 |  | 11.5 | 21 | 52900 | 43500 | 38000 | 3.88 | 2.16 | 53000 | 3.06 | 1.92 | 8 | 6.5
Live | 215938668 |  | 11.5 | 21 | 52900 | 43500 | 38000 | 3.88 | 2.14 | 53000 | 3.04 | 1.92 | 8 | 6.5
Live | 215938667 |  | 11.5 | 21 | 52900 | 43500 | 38000 | 3.88 | 2.14 | 53000 | 3.04 | 1.92 | 8 | 6.5
Live | 215938858 |  | 11.7 | 18.5 | 64400 | 46000 | 41000 | 3.94 | 2.46 | 61500 | 3.12 | 2.05 | 7.8 | 6.7
Live | 215938857 |  | 11.7 | 18.5 | 64400 | 46000 | 41000 | 3.94 | 2.46 | 61500 | 3.12 | 2.05 | 7.8 | 6.7
Live | 215938666 |  | 11.5 | 21 | 52900 | 43500 | 38000 | 3.88 | 2.14 | 53000 | 3.04 | 1.92 | 8 | 6.5
Live | 215938658 |  | 11.5 | 21 | 52900 | 43500 | 38000 | 3.88 | 2.14 | 53500 | 3.04 | 1.92 | 8 | 6.5
Live | 215938856 |  | 11.7 | 18.5 | 64400 | 46000 | 41000 | 3.94 | 2.46 | 61500 | 3.12 | 2.05 | 7.8 | 6.7
Live | 215938657 |  | 11.5 | 21 | 52900 | 43500 | 38000 | 3.88 | 2.14 | 53500 | 3.04 | 1.92 | 8 | 6.5
Live | 215938656 |  | 11.5 | 21 | 52900 | 43500 | 38000 | 3.88 | 2.14 | 53500 | 3.04 | 1.92 | 8 | 6.5
Live | 215938648 |  | 11.5 | 21 | 52900 | 43500 | 38000 | 3.88 | 2.14 | 53000 | 3.04 | 1.92 | 8 | 6.5
Live | 215938647 |  | 11.5 | 21 | 52900 | 43500 | 38000 | 3.88 | 2.14 | 53000 | 3.04 | 1.92 | 8 | 6.5
Live | 215938646 |  | 11.5 | 21 | 52900 | 43500 | 38000 | 3.88 | 2.14 | 53000 | 3.04 | 1.92 | 8 | 6.5
Live | 215938638 |  | 11.5 | 20.5 | 52900 | 43500 | 38000 | 3.88 | 2.14 | 53500 | 3.04 | 1.9 | 8 | 6.5
Live | 215938637 |  | 11.5 | 20.5 | 52900 | 43500 | 38000 | 3.88 | 2.14 | 53500 | 3.04 | 1.9 | 8 | 6.5
Live | 215938636 |  | 11.5 | 20.5 | 52900 | 43500 | 38000 | 3.88 | 2.14 | 53500 | 3.04 | 1.9 | 8 | 6.5
Live | 215938628 |  | 10.5 | 20 | 52325 | 44000 | 39000 | 3.54 | 2.1 | 53500 | 3 | 1.9 | 8 | 6.5
Live | 215938627 |  | 10.5 | 20 | 52325 | 44000 | 39000 | 3.54 | 2.1 | 53500 | 3 | 1.9 | 8 | 6.5
Live | 215938626 |  | 10.5 | 20 | 52325 | 44000 | 39000 | 3.54 | 2.1 | 53500 | 3 | 1.9 | 8 | 6.5
Live | 215938618 |  | 12 | 21 | 53475 | 43500 | 38000 | 4.04 | 2.16 | 53000 | 3.06 | 1.92 | 8 | 6.5
Live | 215938617 |  | 12 | 21 | 53475 | 43500 | 38000 | 4.04 | 2.16 | 53000 | 3.06 | 1.92 | 8 | 6.5
Live | 215938616 |  | 12 | 21 | 53475 | 43500 | 38000 | 4.04 | 2.16 | 53000 | 3.06 | 1.92 | 8 | 6.5
Live | 215938608 |  | 11.5 | 20.5 | 52900 | 43500 | 38000 | 3.88 | 2.14 | 53500 | 3.04 | 1.9 | 8 | 6.5
Live | 215938607 |  | 11.5 | 20.5 | 52900 | 43500 | 38000 | 3.88 | 2.14 | 53500 | 3.04 | 1.9 | 8 | 6.5
Live | 215938606 |  | 11.5 | 20.5 | 52900 | 43500 | 38000 | 3.88 | 2.14 | 53500 | 3.04 | 1.9 | 8 | 6.5
Live | 215938598 |  | 12 | 21 | 53475 | 43500 | 38000 | 4.04 | 2.16 | 53000 | 3.06 | 1.92 | 8 | 6.5
Live | 215938597 |  | 12 | 21 | 53475 | 43500 | 38000 | 4.04 | 2.16 | 53000 | 3.06 | 1.92 | 8 | 6.5
Live | 215938596 |  | 12 | 21 | 53475 | 43500 | 38000 | 4.04 | 2.16 | 53000 | 3.06 | 1.92 | 8 | 6.5
Live | 215938588 |  | 11.5 | 21 | 53475 | 43500 | 38000 | 3.88 | 2.16 | 53000 | 3.06 | 1.92 | 8 | 6.5
Live | 215938587 |  | 11.5 | 21 | 53475 | 43500 | 38000 | 3.88 | 2.16 | 53000 | 3.06 | 1.92 | 8 | 6.5
Live | 215938586 |  | 11.5 | 21 | 53475 | 43500 | 38000 | 3.88 | 2.16 | 53000 | 3.06 | 1.92 | 8 | 6.5
Live | 215938578 |  | 12 | 21 | 53475 | 43500 | 38000 | 4.04 | 2.16 | 53000 | 3.06 | 1.92 | 8 | 6.5
Live | 215938577 |  | 12 | 21 | 53475 | 43500 | 38000 | 4.04 | 2.16 | 53000 | 3.06 | 1.92 | 8 | 6.5
Live | 215938576 |  | 12 | 21 | 53475 | 43500 | 38000 | 4.04 | 2.16 | 53000 | 3.06 | 1.92 | 8 | 6.5
Live | 215938568 |  | 11.5 | 20.5 | 52900 | 43500 | 38500 | 3.88 | 2.14 | 53500 | 3.02 | 1.9 | 8 | 6.5
Live | 215938567 |  | 11.5 | 20.5 | 52900 | 43500 | 38500 | 3.88 | 2.14 | 53500 | 3.02 | 1.9 | 8 | 6.5
Live | 215938566 |  | 11.5 | 20.5 | 52900 | 43500 | 38500 | 3.88 | 2.14 | 53500 | 3.02 | 1.9 | 8 | 6.5
Live | 215938548 |  | 11.5 | 21 | 52900 | 43500 | 38000 | 3.88 | 2.14 | 53500 | 3.04 | 1.9 | 8 | 6.5
Live | 215938738 |  | 11.7 | 18.5 | 64975 | 46000 | 41500 | 3.94 | 2.46 | 62500 | 3.12 | 2.05 | 7.8 | 6.7
Live | 215938737 |  | 11.7 | 18.5 | 64975 | 46000 | 41500 | 3.94 | 2.46 | 62500 | 3.12 | 2.05 | 7.8 | 6.7
Live | 215938547 |  | 11.5 | 21 | 52900 | 43500 | 38000 | 3.88 | 2.14 | 53500 | 3.04 | 1.9 | 8 | 6.5
Live | 215938546 |  | 11.5 | 21 | 52900 | 43500 | 38000 | 3.88 | 2.14 | 53500 | 3.04 | 1.9 | 8 | 6.5
Live | 215938736 |  | 11.7 | 18.5 | 64975 | 46000 | 41500 | 3.94 | 2.46 | 62500 | 3.12 | 2.05 | 7.8 | 6.7
Live | 215938728 |  | 11.7 | 18.5 | 64975 | 46000 | 41500 | 3.94 | 2.46 | 62500 | 3.12 | 2.05 | 7.8 | 6.7
Live | 215938538 |  | 11.5 | 21 | 52900 | 43500 | 38000 | 3.88 | 2.14 | 53500 | 3.04 | 1.9 | 8 | 6.5
Live | 215938537 |  | 11.5 | 21 | 52900 | 43500 | 38000 | 3.88 | 2.14 | 53500 | 3.04 | 1.9 | 8 | 6.5
Live | 215938727 |  | 11.7 | 18.5 | 64975 | 46000 | 41500 | 3.94 | 2.46 | 62500 | 3.12 | 2.05 | 7.8 | 6.7
Live | 215938726 |  | 11.7 | 18.5 | 64975 | 46000 | 41500 | 3.94 | 2.46 | 62500 | 3.12 | 2.05 | 7.8 | 6.7
Live | 215938536 |  | 11.5 | 21 | 52900 | 43500 | 38000 | 3.88 | 2.14 | 53500 | 3.04 | 1.9 | 8 | 6.5
Live | 215938528 |  | 11.5 | 20.5 | 52900 | 43500 | 38500 | 3.88 | 2.14 | 53500 | 3.02 | 1.92 | 8 | 6.5
Live | 215938527 |  | 11.5 | 20.5 | 52900 | 43500 | 38500 | 3.88 | 2.14 | 53500 | 3.02 | 1.92 | 8 | 6.5
Live | 215938526 |  | 11.5 | 20.5 | 52900 | 43500 | 38500 | 3.88 | 2.14 | 53500 | 3.02 | 1.92 | 8 | 6.5
Live | 215938518 |  | 11.5 | 20 | 51750 | 43500 | 38500 | 3.88 | 2.14 | 54000 | 3.02 | 1.9 | 8 | 6.5
Live | 215938517 |  | 11.5 | 20 | 51750 | 43500 | 38500 | 3.88 | 2.14 | 54000 | 3.02 | 1.9 | 8 | 6.5
Live | 215938516 |  | 11.5 | 20 | 51750 | 43500 | 38500 | 3.88 | 2.14 | 54000 | 3.02 | 1.9 | 8 | 6.5
Live | 215938508 |  | 10.5 | 20 | 52325 | 44500 | 39000 | 3.54 | 2.1 | 54000 | 2.98 | 1.9 | 8 | 6.5
Live | 215931918 |  | 11 | 18 | 64975 | 47000 | 46000 | 3.7 | 2.3 | 61000 | 3.02 | 1.95 | 8.1 | 6.75
Live | 215931917 |  | 11 | 18 | 64975 | 47000 | 46000 | 3.7 | 2.3 | 61000 | 3.02 | 1.95 | 8.1 | 6.75
Live | 215938507 |  | 10.5 | 20 | 52325 | 44500 | 39000 | 3.54 | 2.1 | 54000 | 2.98 | 1.9 | 8 | 6.5
Live | 215938506 |  | 10.5 | 20 | 52325 | 44500 | 39000 | 3.54 | 2.1 | 54000 | 2.98 | 1.9 | 8 | 6.5
Live | 215931916 |  | 11 | 18 | 64975 | 47000 | 46000 | 3.7 | 2.3 | 61000 | 3.02 | 1.95 | 8.1 | 6.75
Live | 215931908 |  | 11 | 18 | 64975 | 47500 | 46000 | 3.7 | 2.3 | 61000 | 3 | 1.95 | 8.1 | 6.75
Live | 215938498 |  | 11.5 | 21 | 52900 | 43500 | 38000 | 3.88 | 2.16 | 53000 | 3.06 | 1.92 | 8 | 6.5
Live | 215938497 |  | 11.5 | 21 | 52900 | 43500 | 38000 | 3.88 | 2.16 | 53000 | 3.06 | 1.92 | 8 | 6.5
Live | 215931907 |  | 11 | 18 | 64975 | 47500 | 46000 | 3.7 | 2.3 | 61000 | 3 | 1.95 | 8.1 | 6.75
Live | 215931906 |  | 11 | 18 | 64975 | 47500 | 46000 | 3.7 | 2.3 | 61000 | 3 | 1.95 | 8.1 | 6.75
Live | 215931898 |  | 11 | 17.5 | 64400 | 47500 | 46000 | 3.71 | 2.3 | 61000 | 3 | 1.95 | 8.1 | 6.75
Live | 215931897 |  | 11 | 17.5 | 64400 | 47500 | 46000 | 3.71 | 2.3 | 61000 | 3 | 1.95 | 8.1 | 6.75
Live | 215938496 |  | 11.5 | 21 | 52900 | 43500 | 38000 | 3.88 | 2.16 | 53000 | 3.06 | 1.92 | 8 | 6.5
Live | 215938488 |  | 11 | 20.5 | 52900 | 44000 | 38500 | 3.71 | 2.14 | 53500 | 3.02 | 1.92 | 8 | 6.5
Live | 215931896 |  | 11 | 17.5 | 64400 | 47500 | 46000 | 3.71 | 2.3 | 61000 | 3 | 1.95 | 8.1 | 6.75
Live | 215931888 |  | 11 | 18 | 64975 | 47500 | 46000 | 3.7 | 2.3 | 61000 | 3 | 1.95 | 8.1 | 6.75
Live | 215938487 |  | 11 | 20.5 | 52900 | 44000 | 38500 | 3.71 | 2.14 | 53500 | 3.02 | 1.92 | 8 | 6.5
Live | 215938486 |  | 11 | 20.5 | 52900 | 44000 | 38500 | 3.71 | 2.14 | 53500 | 3.02 | 1.92 | 8 | 6.5
Live | 215931887 |  | 11 | 18 | 64975 | 47500 | 46000 | 3.7 | 2.3 | 61000 | 3 | 1.95 | 8.1 | 6.75
Live | 215938478 |  | 11.5 | 20 | 51750 | 43500 | 38000 | 3.88 | 2.14 | 54000 | 3.04 | 1.9 | 8 | 6.5
Live | 215938477 |  | 11.5 | 20 | 51750 | 43500 | 38000 | 3.88 | 2.14 | 54000 | 3.04 | 1.9 | 8 | 6.5
Live | 215938476 |  | 11.5 | 20 | 51750 | 43500 | 38000 | 3.88 | 2.14 | 54000 | 3.04 | 1.9 | 8 | 6.5
Live | 215938468 |  | 11.5 | 21 | 52900 | 43500 | 38000 | 3.88 | 2.14 | 53000 | 3.04 | 1.92 | 8 | 6.5
Live | 215938467 |  | 11.5 | 21 | 52900 | 43500 | 38000 | 3.88 | 2.14 | 53000 | 3.04 | 1.92 | 8 | 6.5
Live | 215938466 |  | 11.5 | 21 | 52900 | 43500 | 38000 | 3.88 | 2.14 | 53000 | 3.04 | 1.92 | 8 | 6.5
Live | 215938458 |  | 11.5 | 21 | 52900 | 43500 | 38000 | 3.88 | 2.16 | 53000 | 3.06 | 1.92 | 8 | 6.5
Live | 215938457 |  | 11.5 | 21 | 52900 | 43500 | 38000 | 3.88 | 2.16 | 53000 | 3.06 | 1.92 | 8 | 6.5
Live | 215938456 |  | 11.5 | 21 | 52900 | 43500 | 38000 | 3.88 | 2.16 | 53000 | 3.06 | 1.92 | 8 | 6.5
Live | 215938448 |  | 12 | 21 | 51750 | 43000 | 37600 | 4.04 | 2.16 | 53500 | 3.06 | 1.95 | 8.1 | 6.8
Live | 215938447 |  | 12 | 21 | 51750 | 43000 | 37600 | 4.04 | 2.16 | 53500 | 3.06 | 1.95 | 8.1 | 6.8
Live | 215938446 |  | 12 | 21 | 51750 | 43000 | 37600 | 4.04 | 2.16 | 53500 | 3.06 | 1.95 | 8.1 | 6.8
Live | 215938438 |  | 11 | 20.5 | 52900 | 44000 | 38500 | 3.71 | 2.12 | 53500 | 3.02 | 1.92 | 8 | 6.5
Live | 215938437 |  | 11 | 20.5 | 52900 | 44000 | 38500 | 3.71 | 2.12 | 53500 | 3.02 | 1.92 | 8 | 6.5
Live | 215938436 |  | 11 | 20.5 | 52900 | 44000 | 38500 | 3.71 | 2.12 | 53500 | 3.02 | 1.92 | 8 | 6.5
Live | 215938428 |  | 11.5 | 20 | 51750 | 44500 | 39000 | 3.88 | 2.1 | 54000 | 2.98 | 1.9 | 8 | 6.5
Live | 215938427 |  | 11.5 | 20 | 51750 | 44500 | 39000 | 3.88 | 2.1 | 54000 | 2.98 | 1.9 | 8 | 6.5
Live | 215938426 |  | 11.5 | 20 | 51750 | 44500 | 39000 | 3.88 | 2.1 | 54000 | 2.98 | 1.9 | 8 | 6.5
Live | 215938398 |  | 11.5 | 20.5 | 52325 | 43000 | 38000 | 3.87 | 2.16 | 52500 | 3.06 | 1.95 | 8.1 | 6.8
Live | 215938397 |  | 11.5 | 20.5 | 52325 | 43000 | 38000 | 3.87 | 2.16 | 52500 | 3.06 | 1.95 | 8.1 | 6.8
Live | 215938396 |  | 11.5 | 20.5 | 52325 | 43000 | 38000 | 3.87 | 2.16 | 52500 | 3.06 | 1.95 | 8.1 | 6.8
Live | 215938388 |  | 11.5 | 20.5 | 52325 | 43500 | 38000 | 3.87 | 2.14 | 52500 | 3.04 | 1.9 | 8.1 | 6.8
Live | 215938387 |  | 11.5 | 20.5 | 52325 | 43500 | 38000 | 3.87 | 2.14 | 52500 | 3.04 | 1.9 | 8.1 | 6.8
Live | 215938386 |  | 11.5 | 20.5 | 52325 | 43500 | 38000 | 3.87 | 2.14 | 52500 | 3.04 | 1.9 | 8.1 | 6.8
Live | 215938378 |  | 11.5 | 20.5 | 52325 | 43500 | 38000 | 3.87 | 2.14 | 52500 | 3.04 | 1.9 | 8 | 6.5
Live | 215938377 |  | 11.5 | 20.5 | 52325 | 43500 | 38000 | 3.87 | 2.14 | 52500 | 3.04 | 1.9 | 8 | 6.5
Live | 215938376 |  | 11.5 | 20.5 | 52325 | 43500 | 38000 | 3.87 | 2.14 | 52500 | 3.04 | 1.9 | 8 | 6.5
Live | 215938368 |  | 11.5 | 20.5 | 52325 | 43500 | 38000 | 3.87 | 2.14 | 52500 | 3.04 | 1.9 | 8.1 | 6.8
Live | 215938367 |  | 11.5 | 20.5 | 52325 | 43500 | 38000 | 3.87 | 2.14 | 52500 | 3.04 | 1.9 | 8.1 | 6.8
Live | 215938366 |  | 11.5 | 20.5 | 52325 | 43500 | 38000 | 3.87 | 2.14 | 52500 | 3.04 | 1.9 | 8.1 | 6.8
Live | 215938358 |  | 11 | 20.5 | 52325 | 43500 | 38000 | 3.7 | 2.14 | 52500 | 3.04 | 1.9 | 8 | 6.5
Live | 215938357 |  | 11 | 20.5 | 52325 | 43500 | 38000 | 3.7 | 2.14 | 52500 | 3.04 | 1.9 | 8 | 6.5
Live | 215938356 |  | 11 | 20.5 | 52325 | 43500 | 38000 | 3.7 | 2.14 | 52500 | 3.04 | 1.9 | 8 | 6.5
Live | 215938348 |  | 10.5 | 19.5 | 51175 | 44000 | 39000 | 3.54 | 2.1 | 53000 | 3 | 1.9 | 8 | 6.5
Live | 215938347 |  | 10.5 | 19.5 | 51175 | 44000 | 39000 | 3.54 | 2.1 | 53000 | 3 | 1.9 | 8 | 6.5
Live | 215938346 |  | 10.5 | 19.5 | 51175 | 44000 | 39000 | 3.54 | 2.1 | 53000 | 3 | 1.9 | 8 | 6.5
Live | 215938338 |  | 11.5 | 20.5 | 52325 | 43000 | 38000 | 3.87 | 2.16 | 52500 | 3.06 | 1.9 | 8 | 6.7
Live | 215936672 |  | 12.5 | 22 | 40940 | 32600 | 28400 | 4.21 | 2.56 | 38000 | 3.62 | 2.14 | 9 | 7
Live | 215936662 |  | 12 | 21.5 | 40940 | 32800 | 28600 | 4.04 | 2.52 | 38000 | 3.58 | 2.04 | 8.5 | 7
Live | 215936652 |  | 12 | 21.5 | 40710 | 33400 | 29000 | 4.04 | 2.46 | 38500 | 3.5 | 2.02 | 8.5 | 7
Live | 215941592 |  | 11 | 20 | 51175 | 43500 | 38000 | 3.7 | 2.14 | 52000 | 3.02 | 1.9 | 8.1 | 6.8
Live | 215941582 |  | 11 | 20 | 51175 | 43500 | 38500 | 3.7 | 2.12 | 52000 | 3.02 | 2 | 8.1 | 7
Live | 215936642 |  | 12.5 | 22 | 40940 | 32600 | 28400 | 4.21 | 2.54 | 38000 | 3.62 | 2.02 | 8.5 | 7
Live | 215936632 |  | 12.5 | 22 | 40940 | 32600 | 28400 | 4.21 | 2.56 | 38000 | 3.62 | 2.02 | 8.5 | 7
Live | 215941572 |  | 10.5 | 19.5 | 51175 | 43500 | 38500 | 3.54 | 2.12 | 52000 | 3 | 1.88 | 8 | 6.5
Live | 215941562 |  | 10.5 | 19 | 50025 | 44500 | 39000 | 3.54 | 2.08 | 52500 | 2.94 | 1.88 | 8 | 6.5
Live | 215936622 |  | 12 | 22 | 40940 | 33000 | 28600 | 4.04 | 2.5 | 38000 | 3.54 | 2.02 | 8.5 | 7
Live | 215936612 |  | 12 | 21.5 | 40940 | 32800 | 28600 | 4.04 | 2.52 | 38000 | 3.58 | 2.04 | 8.5 | 7
Live | 215941552 |  | 11 | 20 | 50600 | 43500 | 38500 | 3.71 | 2.12 | 52000 | 3 | 1.88 | 8 | 6.5
Live | 215941542 |  | 11 | 20 | 51175 | 43500 | 38500 | 3.7 | 2.12 | 52000 | 3.02 | 1.9 | 8 | 6.7
Live | 215936602 |  | 12 | 21.5 | 40710 | 33000 | 28800 | 4.04 | 2.5 | 38000 | 3.56 | 2.02 | 8.5 | 7
Live | 215936592 |  | 11.7 | 21 | 40480 | 33600 | 29400 | 3.94 | 2.44 | 39000 | 3.48 | 2 | 8.5 | 7
Live | 215941532 |  | 10.5 | 19.5 | 51175 | 43500 | 38500 | 3.54 | 2.12 | 52000 | 3 | 1.9 | 8.1 | 6.85
Live | 215941522 |  | 11.5 | 21 | 52900 | 43500 | 38000 | 3.88 | 2.16 | 53000 | 3.06 | 1.92 | 8 | 6.5
Live | 215936552 |  | 12.5 | 22 | 40940 | 32800 | 28400 | 4.21 | 2.52 | 38500 | 3.58 | 2.04 | 8.5 | 7
Live | 215936542 |  | 12.5 | 22 | 40710 | 32800 | 28400 | 4.22 | 2.52 | 38000 | 3.58 | 2.04 | 8.5 | 7
Live | 215941512 |  | 11.5 | 21 | 52900 | 43500 | 38000 | 3.88 | 2.14 | 53000 | 3.04 | 1.92 | 8 | 6.5
Live | 215941502 |  | 11.5 | 20.5 | 52900 | 43500 | 38000 | 3.88 | 2.14 | 53500 | 3.04 | 1.9 | 8 | 6.5
Live | 215936532 |  | 12.5 | 22 | 40710 | 32800 | 28400 | 4.22 | 2.5 | 38000 | 3.56 | 2.04 | 8.5 | 7
Live | 215936522 |  | 12.5 | 22 | 40710 | 32800 | 28400 | 4.22 | 2.52 | 38000 | 3.58 | 2.04 | 8.5 | 7
Live | 215936512 |  | 12 | 21.5 | 40710 | 32800 | 28400 | 4.04 | 2.5 | 38000 | 3.56 | 2.04 | 8.5 | 7
Live | 215936502 |  | 12 | 21 | 40480 | 33200 | 28800 | 4.05 | 2.46 | 38500 | 3.5 | 2.02 | 8.5 | 7
Live | 215941492 |  | 11.5 | 20.5 | 52900 | 43500 | 38000 | 3.88 | 2.14 | 53500 | 3.04 | 1.9 | 8 | 6.5
Live | 215941482 |  | 11.5 | 20.5 | 52325 | 43000 | 38000 | 3.87 | 2.16 | 52500 | 3.04 | 1.95 | 8.1 | 6.8
Live | 215941472 |  | 11.5 | 20.5 | 52325 | 43500 | 38000 | 3.87 | 2.14 | 52500 | 3.04 | 1.9 | 8.1 | 6.8
Live | 215941462 |  | 11 | 20.5 | 52325 | 43500 | 38000 | 3.7 | 2.14 | 52500 | 3.04 | 1.9 | 8 | 6.5
Live | 215936492 |  | 12.5 | 22 | 40940 | 32600 | 28400 | 4.21 | 2.52 | 38000 | 3.58 | 2.06 | 8.5 | 7
Live | 215936482 |  | 12 | 21.5 | 40710 | 32800 | 28600 | 4.04 | 2.5 | 38000 | 3.54 | 2.04 | 8.5 | 7
Live | 215677681 |  | 9 | 18 | 66125 | 56500 | 45000 | 3.03 | 2.4 | 64000 | 3.42 | 2.08 | 9 | 7
Live | 215677671 |  | 9.5 | 19 | 66700 | 56000 | 44500 | 3.2 | 2.44 | 64000 | 3.46 | 2.1 | 9 | 7
Live | 215936472 |  | 12.5 | 22 | 40940 | 32600 | 28400 | 4.21 | 2.52 | 38000 | 3.58 | 2.04 | 8.5 | 7
Live | 215936462 |  | 12.5 | 22 | 40940 | 32800 | 28400 | 4.21 | 2.52 | 38000 | 3.58 | 2.04 | 8.5 | 7
Live | 215941452 |  | 11 | 20.5 | 52325 | 43500 | 38000 | 3.7 | 2.14 | 52500 | 3.04 | 1.9 | 8 | 6.5
Live | 215941442 |  | 11.5 | 20.5 | 52325 | 43500 | 38000 | 3.87 | 2.14 | 53000 | 3.04 | 1.9 | 8 | 6.5
Live | 215677661 |  | 9.5 | 19 | 66700 | 56000 | 44500 | 3.2 | 2.44 | 64000 | 3.46 | 2.1 | 9 | 7
Live | 215677631 |  | 9 | 18.5 | 65550 | 56500 | 45000 | 3.03 | 2.4 | 65000 | 3.4 | 2.08 | 9 | 7
Live | 215936452 |  | 12.5 | 22 | 40940 | 32600 | 28400 | 4.21 | 2.52 | 38000 | 3.58 | 2.04 | 8.5 | 7
Live | 215936442 |  | 12 | 21.5 | 40710 | 32800 | 28600 | 4.04 | 2.5 | 38000 | 3.54 | 2.04 | 8.5 | 7
Live | 215941432 |  | 11 | 20.5 | 52325 | 43500 | 38500 | 3.7 | 2.14 | 53000 | 3.02 | 1.9 | 8 | 6.5
Live | 215941422 |  | 11 | 19.5 | 51175 | 44500 | 39000 | 3.7 | 2.1 | 53500 | 2.96 | 1.88 | 8 | 6.5
Live | 215677621 |  | 8.5 | 17.5 | 64400 | 57500 | 46000 | 2.86 | 2.34 | 65000 | 3.32 | 2.06 | 9 | 7
Live | 215677611 |  | 9.5 | 18.5 | 66125 | 56000 | 44500 | 3.2 | 2.42 | 64000 | 3.44 | 2.1 | 9 | 7
Live | 215936422 |  | 12 | 21.5 | 40250 | 32600 | 28200 | 4.04 | 2.48 | 38000 | 3.54 | 2.02 | 8.5 | 7
Live | 215936412 |  | 12 | 21.5 | 40250 | 32400 | 28200 | 4.04 | 2.48 | 38000 | 3.54 | 2.02 | 8.5 | 7
Live | 215941412 |  | 11.5 | 20.5 | 52325 | 43500 | 38500 | 3.87 | 2.14 | 53000 | 3.02 | 1.9 | 8 | 6.5
Live | 215941402 |  | 11.5 | 20.5 | 52325 | 43500 | 38000 | 3.87 | 2.14 | 53000 | 3.04 | 1.9 | 8 | 6.5
Live | 215677601 |  | 9 | 18 | 65550 | 56500 | 45000 | 3.03 | 2.4 | 64000 | 3.4 | 2.08 | 9 | 7
Live | 215677591 |  | 9.5 | 19 | 66125 | 56000 | 44500 | 3.2 | 2.42 | 64000 | 3.44 | 2.08 | 9 | 7
Live | 215936402 |  | 12 | 21.5 | 40250 | 32600 | 28400 | 4.04 | 2.48 | 38500 | 3.52 | 2.04 | 8.5 | 7
Live | 215936392 |  | 12 | 21.5 | 40250 | 32400 | 28200 | 4.04 | 2.48 | 38000 | 3.54 | 2.02 | 8.5 | 7
Live | 215941392 |  | 11 | 20.5 | 52325 | 43500 | 38500 | 3.7 | 2.14 | 53000 | 3.02 | 1.95 | 8.1 | 6.8
Live | 215941382 |  | 11.5 | 20.5 | 52325 | 43500 | 38000 | 3.87 | 2.14 | 53000 | 3.04 | 1.9 | 8 | 6.5
Live | 215677581 |  | 9.5 | 18 | 63825 | 54500 | 43500 | 3.2 | 2.4 | 60500 | 3.4 | 2.1 | 9 | 7
Live | 215677561 |  | 9 | 18.5 | 64975 | 55500 | 44500 | 3.03 | 2.4 | 63000 | 3.4 | 2.08 | 9 | 7
Live | 215670554 |  | 10 | 17 | 39790 | 30000 | 24800 | 3.37 | 2.28 | 34600 | 3.22 | 1.8 | 8.5 | 7
Live | 215670544 |  | 10 | 17 | 39790 | 30000 | 24800 | 3.37 | 2.28 | 34600 | 3.22 | 1.92 | 8.5 | 7
Live | 215936382 |  | 12 | 21 | 40250 | 32600 | 28400 | 4.04 | 2.48 | 38500 | 3.52 | 2.04 | 8.5 | 7
Live | 215936372 |  | 11.7 | 21 | 40020 | 33000 | 28800 | 3.95 | 2.44 | 38500 | 3.46 | 2.02 | 8.5 | 7
Live | 215941372 |  | 11 | 20.5 | 52325 | 43500 | 38500 | 3.7 | 2.14 | 53000 | 3.02 | 1.9 | 8 | 6.5
Live | 215941362 |  | 11 | 19.5 | 51175 | 44500 | 39000 | 3.7 | 2.1 | 53500 | 2.96 | 1.88 | 8 | 6.5
Live | 215677551 |  | 9 | 18.5 | 64975 | 55500 | 44500 | 3.03 | 2.38 | 63000 | 3.38 | 2.08 | 9 | 7
Live | 215677541 |  | 9 | 18.5 | 64975 | 55500 | 44500 | 3.03 | 2.38 | 63000 | 3.38 | 2.08 | 9 | 7
Live | 215670534 |  | 10 | 17 | 39790 | 30000 | 24800 | 3.37 | 2.26 | 34600 | 3.22 | 1.8 | 8.5 | 7
Live | 215670524 |  | 9.5 | 16.5 | 39560 | 30200 | 25000 | 3.2 | 2.24 | 34800 | 3.18 | 1.78 | 8.5 | 7
Live | 215936362 |  | 12 | 21.5 | 40480 | 32400 | 28200 | 4.05 | 2.5 | 38000 | 3.54 | 2.04 | 8.5 | 7
Live | 215936352 |  | 12 | 21 | 40250 | 32600 | 28400 | 4.04 | 2.48 | 38500 | 3.5 | 2.04 | 8.5 | 7
Live | 215941352 |  | 11.5 | 20.5 | 52325 | 43500 | 38500 | 3.87 | 2.14 | 53000 | 3.02 | 1.9 | 8 | 6.5
Live | 215941342 |  | 11.5 | 20.5 | 52325 | 43500 | 38000 | 3.87 | 2.14 | 53000 | 3.04 | 1.9 | 8 | 6.5
Live | 215677531 |  | 9 | 18.5 | 64975 | 55500 | 44500 | 3.03 | 2.38 | 63000 | 3.38 | 2.08 | 9 | 7
Live | 215677521 |  | 9 | 18 | 64975 | 56000 | 44500 | 3.03 | 2.38 | 63500 | 3.36 | 2.08 | 9 | 7
Live | 215670514 |  | 9.5 | 16 | 39560 | 30200 | 25000 | 3.2 | 2.24 | 34800 | 3.2 | 1.78 | 8.5 | 7
Live | 215670504 |  | 9.5 | 16.5 | 39330 | 30200 | 25200 | 3.2 | 2.24 | 34800 | 3.16 | 1.8 | 8.5 | 7
Live | 215677511 |  | 8.5 | 17.5 | 63825 | 57000 | 45500 | 2.86 | 2.32 | 64000 | 3.3 | 1.94 | 8.5 | 7
Live | 215677501 |  | 9.5 | 18 | 65550 | 55500 | 44000 | 3.2 | 2.4 | 63000 | 3.42 | 2.08 | 9 | 7
Live | 215941332 |  | 11 | 20.5 | 52325 | 43500 | 38500 | 3.7 | 2.14 | 53000 | 3.02 | 1.95 | 8.1 | 6.8
Live | 215941322 |  | 11 | 20 | 51175 | 43500 | 38500 | 3.7 | 2.12 | 52000 | 3.02 | 2 | 8.1 | 7
Live | 215936342 |  | 12 | 21.5 | 40480 | 32400 | 28200 | 4.05 | 2.5 | 38000 | 3.54 | 2.04 | 8.5 | 7
Live | 215936332 |  | 12 | 21.5 | 40480 | 32400 | 28200 | 4.05 | 2.5 | 38000 | 3.54 | 2.04 | 8.5 | 7
Live | 215670494 |  | 10 | 17 | 39790 | 29800 | 24800 | 3.37 | 2.28 | 34600 | 3.24 | 1.92 | 8.5 | 7
Live | 215670484 |  | 9.5 | 16.5 | 39560 | 30200 | 25000 | 3.2 | 2.24 | 34800 | 3.18 | 1.78 | 8.5 | 7
Live | 215941312 |  | 10.5 | 19.5 | 51175 | 43500 | 38500 | 3.54 | 2.12 | 52000 | 3 | 1.88 | 8 | 6.5
Live | 215941302 |  | 10.5 | 19 | 50025 | 44500 | 39000 | 3.54 | 2.08 | 52500 | 2.94 | 1.88 | 8 | 6.5
Live | 215677491 |  | 9 | 18 | 64975 | 56000 | 44500 | 3.03 | 2.38 | 63500 | 3.38 | 2.08 | 9 | 7
Live | 215677481 |  | 9.5 | 18.5 | 65550 | 55500 | 44000 | 3.2 | 2.42 | 63000 | 3.42 | 2.08 | 9 | 7
Live | 215936322 |  | 12 | 21.5 | 40480 | 32400 | 28200 | 4.05 | 2.5 | 38000 | 3.54 | 2.04 | 8.5 | 7
Live | 215936312 |  | 12 | 21.5 | 40250 | 32600 | 28400 | 4.04 | 2.48 | 38500 | 3.5 | 2.04 | 8.5 | 7
Live | 215670474 |  | 10 | 17 | 39790 | 29800 | 24800 | 3.37 | 2.28 | 34600 | 3.24 | 1.92 | 8.5 | 7
Live | 215670464 |  | 10 | 17 | 39790 | 29800 | 24800 | 3.37 | 2.28 | 34600 | 3.24 | 1.92 | 8.5 | 7
Live | 215941292 |  | 11 | 20 | 50600 | 43500 | 38500 | 3.71 | 2.12 | 52000 | 3 | 1.88 | 8 | 6.5
Live | 215941282 |  | 11 | 20 | 51175 | 43500 | 38500 | 3.7 | 2.12 | 52000 | 3.02 | 1.9 | 8 | 6.7
Live | 215677471 |  | 9.5 | 18.5 | 65550 | 55500 | 44000 | 3.2 | 2.4 | 63000 | 3.4 | 2.08 | 9 | 7
Live | 215677461 |  | 9.5 | 18.5 | 65550 | 55500 | 44000 | 3.2 | 2.4 | 63000 | 3.42 | 2.08 | 9 | 7
Live | 215936292 |  | 11.5 | 20.5 | 39790 | 31200 | 27600 | 3.87 | 2.42 | 38000 | 3.44 | 2 | 8.5 | 7
Live | 215936282 |  | 11 | 20.5 | 39560 | 31400 | 27600 | 3.7 | 2.42 | 38000 | 3.44 | 2.08 | 8.5 | 7
Live | 215941272 |  | 10.5 | 19.5 | 51175 | 43500 | 38500 | 3.54 | 2.12 | 52000 | 3 | 1.9 | 8.1 | 6.85
Live | 215941262 |  | 11 | 20.5 | 51750 | 39500 | 36400 | 3.71 | 2.48 | 48500 | 3.54 | 1.82 | 9 | 7
Live | 215670454 |  | 10 | 17 | 39790 | 29800 | 24800 | 3.37 | 2.28 | 34600 | 3.24 | 1.92 | 8.5 | 7
Live | 215670444 |  | 9.5 | 17 | 39790 | 30000 | 24800 | 3.2 | 2.26 | 34600 | 3.22 | 1.8 | 8.5 | 7
Live | 215677451 |  | 9 | 18 | 64400 | 56000 | 45000 | 3.03 | 2.36 | 63500 | 3.36 | 2.06 | 9 | 7
Live | 215677421 |  | 9 | 18.5 | 64975 | 56000 | 44500 | 3.03 | 2.4 | 64000 | 3.4 | 2.08 | 9 | 7
Live | 215936272 |  | 12.5 | 22 | 40940 | 32800 | 28400 | 4.21 | 2.52 | 38000 | 3.58 | 2.04 | 8.5 | 7
Live | 215936262 |  | 12.5 | 22 | 40940 | 32800 | 28400 | 4.21 | 2.52 | 38000 | 3.58 | 2.04 | 8.5 | 7
Live | 215941252 |  | 11 | 20.5 | 51750 | 39500 | 36600 | 3.71 | 2.48 | 48500 | 3.52 | 1.82 | 9 | 7
Live | 215941242 |  | 11 | 20 | 51750 | 39500 | 36600 | 3.71 | 2.48 | 48500 | 3.5 | 1.82 | 9 | 7
Live | 215670434 |  | 9.5 | 17 | 39790 | 30000 | 24800 | 3.2 | 2.26 | 34600 | 3.22 | 1.8 | 8.5 | 7
Live | 215670424 |  | 9.5 | 17 | 39560 | 30000 | 25000 | 3.2 | 2.26 | 34800 | 3.2 | 1.8 | 8.5 | 7
Live | 215677411 |  | 9 | 18.5 | 64975 | 56000 | 44500 | 3.03 | 2.4 | 64000 | 3.4 | 2.08 | 9 | 7
Live | 215677401 |  | 8.5 | 17.5 | 63825 | 57000 | 46000 | 2.86 | 2.32 | 64000 | 3.3 | 1.94 | 8.5 | 7
Live | 215936252 |  | 12.5 | 22 | 40710 | 32800 | 28400 | 4.22 | 2.5 | 38000 | 3.56 | 2.04 | 8.5 | 7
Live | 215936242 |  | 12.5 | 22 | 40940 | 32800 | 28400 | 4.21 | 2.52 | 38000 | 3.58 | 2.04 | 8.5 | 7
Live | 215941232 |  | 10.5 | 19.5 | 50600 | 40500 | 37400 | 3.54 | 2.4 | 49000 | 3.4 | 1.8 | 9 | 7
Live | 215941222 |  | 11.5 | 20.5 | 51750 | 39500 | 36600 | 3.88 | 2.46 | 48500 | 3.5 | 1.82 | 9 | 7
Live | 215670414 |  | 9.5 | 16.5 | 39560 | 30200 | 25000 | 3.2 | 2.24 | 34800 | 3.18 | 1.78 | 8.5 | 7
Live | 215670404 |  | 9 | 16.5 | 39330 | 30400 | 25200 | 3.03 | 2.22 | 35000 | 3.16 | 1.78 | 8.5 | 7
Live | 215677391 |  | 9 | 18 | 65550 | 55500 | 44500 | 3.03 | 2.42 | 63500 | 3.42 | 2.08 | 9 | 7
Live | 215677381 |  | 9 | 18 | 64975 | 56000 | 45000 | 3.03 | 2.38 | 64000 | 3.38 | 2.08 | 9 | 7
Live | 215936232 |  | 12 | 21.5 | 40710 | 32800 | 28400 | 4.04 | 2.5 | 38000 | 3.56 | 2.04 | 8.5 | 7
Live | 215936222 |  | 12 | 21 | 40480 | 33200 | 28800 | 4.05 | 2.46 | 38500 | 3.5 | 2.02 | 8.5 | 7
Live | 215941212 |  | 11 | 20 | 51750 | 39500 | 36600 | 3.71 | 2.48 | 48500 | 3.5 | 1.82 | 9 | 7
Live | 215941202 |  | 10.5 | 20 | 51175 | 39500 | 36400 | 3.54 | 2.46 | 48500 | 3.48 | 1.82 | 9 | 7
Live | 215670374 |  | 9.5 | 17 | 39330 | 30400 | 25200 | 3.2 | 2.26 | 35400 | 3.2 | 1.9 | 8.5 | 7
Live | 215670364 |  | 9.5 | 17 | 39330 | 30400 | 25200 | 3.2 | 2.26 | 35400 | 3.2 | 1.9 | 8.5 | 7
Live | 215677371 |  | 9.5 | 18.5 | 65550 | 56000 | 44500 | 3.2 | 2.4 | 63500 | 3.42 | 2.08 | 9 | 7
Live | 215677361 |  | 9.5 | 18.5 | 65550 | 55500 | 44500 | 3.2 | 2.4 | 63500 | 3.42 | 2.08 | 9 | 7
Live | 215936212 |  | 12.5 | 22 | 40940 | 32600 | 28400 | 4.21 | 2.52 | 38000 | 3.58 | 2.06 | 8.5 | 7
Live | 215936202 |  | 12 | 21.5 | 40710 | 32800 | 28600 | 4.04 | 2.5 | 38000 | 3.54 | 2.04 | 8.5 | 7
Live | 215941192 |  | 10.5 | 20 | 50600 | 39500 | 36400 | 3.54 | 2.46 | 48500 | 3.48 | 1.82 | 9 | 7
Live | 215941182 |  | 10.5 | 20 | 50600 | 39500 | 36600 | 3.54 | 2.44 | 48500 | 3.46 | 1.8 | 9 | 7
Live | 215670354 |  | 9.5 | 16.5 | 39100 | 30600 | 25400 | 3.2 | 2.24 | 35600 | 3.18 | 1.78 | 8.5 | 7
Live | 215670344 |  | 9 | 16 | 38870 | 30800 | 25400 | 3.03 | 2.22 | 35600 | 3.16 | 1.78 | 8.5 | 7
Live | 215677351 |  | 9 | 18 | 64975 | 56500 | 45000 | 3.03 | 2.36 | 64000 | 3.36 | 2.06 | 9 | 7
Live | 215677341 |  | 9.5 | 18 | 63250 | 54000 | 43500 | 3.2 | 2.36 | 59500 | 3.36 | 2.1 | 9 | 7
Live | 215936192 |  | 12.5 | 22 | 40940 | 32600 | 28400 | 4.21 | 2.52 | 38000 | 3.58 | 2.04 | 8.5 | 7
Live | 215936182 |  | 12.5 | 22 | 40940 | 32800 | 28400 | 4.21 | 2.52 | 38500 | 3.58 | 2.04 | 8.5 | 7
Live | 215941172 |  | 10.5 | 19 | 50025 | 40500 | 37400 | 3.54 | 2.36 | 49000 | 3.36 | 1.8 | 9 | 7
Live | 215941162 |  | 11 | 20 | 50600 | 39500 | 36600 | 3.71 | 2.44 | 48500 | 3.46 | 1.8 | 9 | 7
Live | 215670334 |  | 9 | 15.5 | 37490 | 30800 | 25600 | 3.04 | 2.16 | 36000 | 3.06 | 1.78 | 8.5 | 6.5
Live | 215670324 |  | 9.5 | 17 | 39330 | 30400 | 25200 | 3.2 | 2.26 | 35400 | 3.2 | 1.88 | 8.5 | 7
Live | 215677311 |  | 9.5 | 19 | 66125 | 56000 | 44500 | 3.2 | 2.44 | 64000 | 3.44 | 2.1 | 9 | 7
Live | 215677301 |  | 9.5 | 18.5 | 66125 | 56000 | 44500 | 3.2 | 2.42 | 64000 | 3.44 | 2.08 | 9 | 7
Live | 215936172 |  | 12.5 | 22 | 40940 | 32600 | 28400 | 4.21 | 2.52 | 38000 | 3.58 | 2.04 | 8.5 | 7
Live | 215936162 |  | 12 | 21.5 | 40710 | 32800 | 28600 | 4.04 | 2.5 | 38000 | 3.54 | 2.04 | 8.5 | 7
Live | 215941152 |  | 11 | 20 | 50600 | 39500 | 36600 | 3.71 | 2.44 | 48500 | 3.48 | 1.82 | 9 | 7
Live | 215941142 |  | 10.5 | 20 | 50600 | 39500 | 36600 | 3.54 | 2.44 | 48500 | 3.46 | 1.8 | 9 | 7
Live | 215677291 |  | 9.5 | 18.5 | 66125 | 56000 | 44500 | 3.2 | 2.42 | 64000 | 3.42 | 2.08 | 9 | 7
Live | 215677281 |  | 9.5 | 18.5 | 66125 | 56000 | 44500 | 3.2 | 2.42 | 64000 | 3.44 | 2.08 | 9 | 7
Live | 215670314 |  | 9.5 | 17 | 39330 | 30400 | 25200 | 3.2 | 2.26 | 35400 | 3.2 | 1.9 | 8.5 | 7
Live | 215670304 |  | 9.5 | 16.5 | 39330 | 30400 | 25200 | 3.2 | 2.26 | 35400 | 3.2 | 1.88 | 8.5 | 7
Live | 215936142 |  | 12 | 21 | 39560 | 32000 | 28000 | 4.04 | 2.44 | 38500 | 3.46 | 2.06 | 8.5 | 7
Live | 215936132 |  | 11.5 | 20.5 | 39330 | 32400 | 28400 | 3.88 | 2.4 | 39000 | 3.4 | 2.02 | 8.5 | 7
Live | 215677271 |  | 8.5 | 18 | 64975 | 57000 | 45500 | 2.86 | 2.36 | 65000 | 3.34 | 2.06 | 9 | 7
Live | 215677261 |  | 9.5 | 18.5 | 66700 | 56000 | 44500 | 3.2 | 2.44 | 64000 | 3.46 | 2.1 | 9 | 7
Live | 215670294 |  | 9 | 16.5 | 39100 | 30600 | 25400 | 3.03 | 2.24 | 35600 | 3.16 | 1.76 | 8.5 | 7
Live | 215670284 |  | 9.5 | 16.5 | 39100 | 30600 | 25400 | 3.2 | 2.24 | 35600 | 3.16 | 1.76 | 8.5 | 7
Live | 215936122 |  | 11 | 20.5 | 39330 | 30400 | 27000 | 3.71 | 2.38 | 38000 | 3.36 | 2 | 8.1 | 7
Live | 215936112 |  | 12 | 21 | 39560 | 32000 | 28000 | 4.04 | 2.44 | 38500 | 3.46 | 2.06 | 8.5 | 7
Live | 215941132 |  | 11.5 | 21.5 | 52325 | 39500 | 36600 | 3.87 | 2.48 | 48500 | 3.5 | 2 | 9.5 | 7.5
Live | 215941122 |  | 11 | 21.5 | 52325 | 39500 | 36800 | 3.7 | 2.46 | 48500 | 3.5 | 2 | 9.5 | 7.5
Live | 215677251 |  | 9 | 18 | 66125 | 56500 | 45000 | 3.03 | 2.4 | 64000 | 3.42 | 2.08 | 9 | 7
Live | 215677241 |  | 9.5 | 19 | 66700 | 56000 | 44500 | 3.2 | 2.44 | 64000 | 3.46 | 2.08 | 9 | 7
Live | 215670274 |  | 9 | 16.5 | 38870 | 30800 | 25400 | 3.03 | 2.22 | 35600 | 3.14 | 1.78 | 8.5 | 7
Live | 215670264 |  | 9.5 | 16.5 | 39330 | 30400 | 25200 | 3.2 | 2.26 | 35400 | 3.22 | 1.9 | 8.5 | 7
Live | 215936102 |  | 11.7 | 20.5 | 39560 | 32200 | 28200 | 3.94 | 2.42 | 38500 | 3.44 | 2.04 | 8.5 | 7
Live | 215936092 |  | 11.5 | 20.5 | 39330 | 32600 | 28600 | 3.88 | 2.38 | 39000 | 3.36 | 2.02 | 8.5 | 7
Live | 215941112 |  | 11 | 21 | 52325 | 40000 | 37000 | 3.7 | 2.46 | 48500 | 3.48 | 2 | 9.5 | 7.5
Live | 215941102 |  | 11 | 21 | 52325 | 40000 | 37000 | 3.7 | 2.46 | 48500 | 3.48 | 2 | 9.5 | 7.5
Live | 215677231 |  | 9 | 18.5 | 65550 | 56500 | 45000 | 3.03 | 2.4 | 64000 | 3.4 | 2.08 | 9 | 7
Live | 215677211 |  | 9 | 18.5 | 64975 | 55500 | 44500 | 3.03 | 2.4 | 63000 | 3.4 | 2.1 | 9 | 7
Live | 215670254 |  | 9.5 | 16.5 | 39330 | 30400 | 25200 | 3.2 | 2.26 | 35400 | 3.2 | 1.88 | 8.5 | 7
Live | 215670244 |  | 9.5 | 16.5 | 39100 | 30600 | 25400 | 3.2 | 2.24 | 35600 | 3.16 | 1.76 | 8.5 | 7
Live | 215941092 |  | 11 | 21 | 52325 | 40000 | 36800 | 3.7 | 2.46 | 48500 | 3.48 | 2 | 9.5 | 7.5
Live | 215941082 |  | 11 | 21 | 51750 | 40000 | 37000 | 3.71 | 2.44 | 48500 | 3.46 | 2 | 9.5 | 7.5
Live | 215936082 |  | 11.5 | 20.5 | 39330 | 32600 | 28600 | 3.88 | 2.38 | 39000 | 3.38 | 2.04 | 8.5 | 7
Live | 215936072 |  | 11 | 20 | 39100 | 30600 | 27000 | 3.71 | 2.36 | 38000 | 3.36 | 2 | 8.1 | 7
Live | 215677201 |  | 9 | 18.5 | 64975 | 55500 | 44500 | 3.03 | 2.38 | 63000 | 3.38 | 2.08 | 9 | 7
Live | 215677191 |  | 9 | 18.5 | 64975 | 55500 | 44500 | 3.03 | 2.38 | 63000 | 3.38 | 2.08 | 9 | 7
Live | 215670234 |  | 9.5 | 17 | 39330 | 30400 | 25200 | 3.2 | 2.26 | 35400 | 3.22 | 1.9 | 8.5 | 7
Live | 215670224 |  | 9.5 | 17 | 39330 | 30400 | 25200 | 3.2 | 2.26 | 35400 | 3.2 | 1.9 | 8.5 | 7
Live | 215936062 |  | 12 | 21 | 39790 | 32000 | 28000 | 4.05 | 2.44 | 38500 | 3.46 | 2.04 | 8.5 | 7
Live | 215936052 |  | 11.7 | 20.5 | 39560 | 32200 | 28200 | 3.94 | 2.42 | 38500 | 3.42 | 2.04 | 8.5 | 7
Live | 215941072 |  | 11 | 20 | 51175 | 40500 | 37600 | 3.7 | 2.38 | 49000 | 3.36 | 2 | 9 | 7
Live | 215941062 |  | 11.5 | 21 | 51750 | 40000 | 37000 | 3.88 | 2.44 | 48500 | 3.46 | 2 | 9.5 | 7.5
Live | 215670214 |  | 9.5 | 17 | 39330 | 30400 | 25200 | 3.2 | 2.26 | 35400 | 3.22 | 1.9 | 8.5 | 7
Live | 215670204 |  | 9.5 | 17 | 39330 | 30400 | 25200 | 3.2 | 2.26 | 35400 | 3.2 | 1.88 | 8.5 | 7
Live | 215677181 |  | 9 | 18.5 | 64975 | 55500 | 44500 | 3.03 | 2.38 | 63000 | 3.38 | 2.08 | 9 | 7
Live | 215677171 |  | 8.5 | 17.5 | 63825 | 57000 | 45500 | 2.86 | 2.32 | 64000 | 3.3 | 1.94 | 8.5 | 7
Live | 215936042 |  | 11.5 | 20.5 | 39330 | 32600 | 28600 | 3.88 | 2.38 | 39000 | 3.38 | 2.04 | 8.5 | 7
Live | 215936032 |  | 12 | 21 | 39560 | 32000 | 28000 | 4.04 | 2.44 | 38500 | 3.46 | 2.04 | 8.5 | 7
Live | 215941052 |  | 11.5 | 21.5 | 52325 | 40000 | 36800 | 3.87 | 2.46 | 48500 | 3.48 | 2 | 9.5 | 7.5
Live | 215941042 |  | 11 | 21 | 51750 | 40000 | 37000 | 3.71 | 2.44 | 48500 | 3.46 | 2 | 9.5 | 7.5
Live | 215677161 |  | 9 | 18 | 65550 | 55500 | 44000 | 3.03 | 2.4 | 63000 | 3.42 | 2.08 | 9 | 7
Live | 215677151 |  | 9 | 18 | 64975 | 56000 | 44500 | 3.03 | 2.38 | 63500 | 3.36 | 2.08 | 9 | 7
Live | 215670194 |  | 9.5 | 17 | 39330 | 30400 | 25200 | 3.2 | 2.26 | 35400 | 3.2 | 1.88 | 8.5 | 7
Live | 215670184 |  | 9.5 | 16.5 | 39100 | 30600 | 25400 | 3.2 | 2.24 | 35600 | 3.18 | 1.78 | 8.5 | 7
Live | 215941032 |  | 11 | 21 | 51175 | 39000 | 36400 | 3.7 | 2.46 | 48000 | 3.5 | 2 | 9.5 | 7.5
Live | 215941022 |  | 11 | 21 | 51175 | 39000 | 36400 | 3.7 | 2.46 | 48000 | 3.48 | 2 | 9.5 | 7.5
Live | 215936022 |  | 12 | 21 | 39560 | 32000 | 28000 | 4.04 | 2.44 | 38500 | 3.46 | 2.04 | 8.5 | 7
Live | 215936012 |  | 11.7 | 21 | 39560 | 32200 | 28200 | 3.94 | 2.42 | 38500 | 3.42 | 2.04 | 8.5 | 7
Live | 215670174 |  | 9.5 | 16.5 | 39100 | 30600 | 25400 | 3.2 | 2.24 | 35600 | 3.16 | 1.76 | 8.5 | 7
Live | 215670164 |  | 9 | 16.5 | 38870 | 30800 | 25600 | 3.03 | 2.22 | 35600 | 3.14 | 1.78 | 8.5 | 7
Live | 215677141 |  | 9.5 | 18.5 | 65550 | 55500 | 44000 | 3.2 | 2.4 | 63000 | 3.42 | 2.08 | 9 | 7
Live | 215677131 |  | 9.5 | 18.5 | 65550 | 55500 | 44000 | 3.2 | 2.4 | 63000 | 3.4 | 2.08 | 9 | 7
Live | 215941012 |  | 11 | 21 | 51175 | 39500 | 36600 | 3.7 | 2.44 | 48500 | 3.46 | 2 | 9.5 | 7.5
Live | 215941002 |  | 11 | 21 | 51175 | 39500 | 36600 | 3.7 | 2.44 | 48500 | 3.46 | 2 | 9.5 | 7.5
Live | 215936002 |  | 11.7 | 21 | 39560 | 32200 | 28200 | 3.94 | 2.42 | 38500 | 3.42 | 2.04 | 8.5 | 7
Live | 215935992 |  | 11.5 | 20.5 | 39330 | 32400 | 28400 | 3.88 | 2.4 | 39000 | 3.4 | 2.02 | 8.5 | 7
Live | 215670124 |  | 9.5 | 16.5 | 39100 | 30600 | 25200 | 3.2 | 2.24 | 35600 | 3.18 | 1.78 | 8.5 | 7
Live | 215670116 |  | 9.5 | 16.5 | 39100 | 30600 | 25200 | 3.2 | 2.24 | 35600 | 3.18 | 1.78 | 8.5 | 7
Live | 215677121 |  | 9.5 | 18.5 | 65550 | 55500 | 44000 | 3.2 | 2.4 | 63000 | 3.42 | 2.08 | 9 | 7
Live | 215677111 |  | 9 | 18 | 64400 | 56000 | 45000 | 3.03 | 2.36 | 63500 | 3.36 | 2.06 | 9 | 7
Live | 215940992 |  | 10.5 | 21 | 50025 | 39500 | 36400 | 3.54 | 2.44 | 48000 | 3.48 | 2 | 9.5 | 7.5
Live | 215940982 |  | 10.5 | 20.5 | 50025 | 39500 | 36600 | 3.54 | 2.44 | 48000 | 3.46 | 1.92 | 9.5 | 7.5
Live | 215935982 |  | 11 | 20 | 39100 | 33000 | 29000 | 3.71 | 2.34 | 39500 | 3.32 | 2.02 | 8.5 | 7
Live | 215935942 |  | 11 | 20.5 | 39330 | 31000 | 27400 | 3.71 | 2.4 | 38000 | 3.4 | 2 | 8.5 | 7
Live | 215670108 |  | 9.5 | 16.5 | 38870 | 30800 | 25400 | 3.2 | 2.22 | 35600 | 3.14 | 1.78 | 8.5 | 7
Live | 215670100 |  | 9 | 16.5 | 38640 | 30800 | 25600 | 3.04 | 2.2 | 35800 | 3.12 | 1.76 | 8.5 | 7
Live | 215677081 |  | 9 | 18.5 | 64975 | 56000 | 45000 | 3.03 | 2.38 | 64000 | 3.38 | 2.08 | 9 | 7
Live | 215677071 |  | 9 | 18.5 | 64975 | 56000 | 45000 | 3.03 | 2.38 | 64000 | 3.38 | 2.08 | 9 | 7
Live | 215935922 |  | 11 | 20 | 39330 | 31000 | 27400 | 3.71 | 2.38 | 38000 | 3.37 | 2.08 | 8.5 | 7
Live | 215940972 |  | 10.5 | 20 | 49450 | 40000 | 37400 | 3.53 | 2.36 | 48500 | 3.34 | 2 | 9.5 | 7.5
Live | 215940962 |  | 11 | 21 | 50025 | 39500 | 36600 | 3.71 | 2.44 | 48000 | 3.44 | 1.9 | 9.5 | 7.5
Live | 215670092 |  | 9 | 15.2 | 37490 | 31000 | 25600 | 3.04 | 2.14 | 36000 | 3.02 | 1.76 | 8.5 | 6.5
Live | 215670084 |  | 9.5 | 16.5 | 39100 | 30600 | 25200 | 3.2 | 2.24 | 35600 | 3.18 | 1.78 | 8.5 | 7
Live | 215940952 |  | 11 | 21 | 50025 | 39500 | 36400 | 3.71 | 2.44 | 48000 | 3.46 | 1.92 | 9.5 | 7.5
Live | 215940942 |  | 10.5 | 20.5 | 50025 | 39500 | 36600 | 3.54 | 2.44 | 48000 | 3.46 | 2 | 9.5 | 7.5
Live | 215935912 |  | 12 | 21.5 | 40710 | 33200 | 29000 | 4.04 | 2.48 | 38500 | 3.52 | 2.02 | 8.5 | 7
Live | 215935902 |  | 11.7 | 21 | 40480 | 32000 | 28000 | 3.94 | 2.5 | 38000 | 3.54 | 2 | 8.5 | 7
Live | 215677061 |  | 9 | 18 | 64975 | 56500 | 45000 | 3.03 | 2.38 | 64000 | 3.36 | 2.06 | 9 | 7
Live | 215677051 |  | 8.5 | 17.5 | 63825 | 57000 | 46000 | 2.86 | 2.32 | 65000 | 3.3 | 1.94 | 8.5 | 7
Live | 215670076 |  | 9.5 | 16.5 | 39100 | 30600 | 25200 | 3.2 | 2.24 | 35600 | 3.18 | 1.78 | 8.5 | 7
Live | 215670068 |  | 9.5 | 16.5 | 39100 | 30600 | 25200 | 3.2 | 2.24 | 35600 | 3.16 | 1.78 | 8.5 | 7
Live | 215935892 |  | 11.7 | 21 | 40480 | 33600 | 29200 | 3.94 | 2.44 | 38500 | 3.46 | 2 | 8.5 | 7
Live | 215935882 |  | 11.5 | 21 | 40480 | 32200 | 28000 | 3.88 | 2.48 | 38000 | 3.52 | 2.06 | 8.5 | 7
Live | 215677041 |  | 9 | 18 | 65550 | 55500 | 44500 | 3.03 | 2.4 | 63500 | 3.42 | 2.08 | 9 | 7
Live | 215677031 |  | 9 | 18 | 64975 | 56000 | 45000 | 3.03 | 2.38 | 64000 | 3.38 | 2.06 | 9 | 7
Live | 215938682 |  | 11.5 | 21 | 52900 | 43500 | 38000 | 3.88 | 2.16 | 53000 | 3.06 | 1.92 | 8 | 6.5
Live | 215938672 |  | 11.5 | 21 | 52900 | 43500 | 38000 | 3.88 | 2.14 | 53000 | 3.04 | 1.92 | 8 | 6.5
Live | 215670060 |  | 9 | 16.5 | 38870 | 30800 | 25400 | 3.03 | 2.22 | 35800 | 3.14 | 1.78 | 8.5 | 7
Live | 215670052 |  | 9 | 16 | 38640 | 30800 | 25600 | 3.04 | 2.2 | 35800 | 3.12 | 1.76 | 8.5 | 7
Live | 215677021 |  | 9.5 | 18.5 | 65550 | 56000 | 44500 | 3.2 | 2.4 | 63500 | 3.4 | 2.08 | 9 | 7
Live | 215677011 |  | 9.5 | 18.5 | 65550 | 56000 | 44500 | 3.2 | 2.4 | 63500 | 3.42 | 2.08 | 9 | 7
Live | 215938662 |  | 11.5 | 21 | 52900 | 43500 | 38000 | 3.88 | 2.14 | 53500 | 3.04 | 1.92 | 8 | 6.5
Live | 215938652 |  | 11.5 | 21 | 52900 | 43500 | 38000 | 3.88 | 2.14 | 53000 | 3.04 | 1.92 | 8 | 6.5
Live | 215935872 |  | 11.7 | 21 | 40480 | 33400 | 29200 | 3.94 | 2.46 | 38500 | 3.5 | 2.02 | 8.5 | 7
Live | 215935862 |  | 12 | 21.5 | 40710 | 33000 | 28800 | 4.04 | 2.5 | 38000 | 3.54 | 2.02 | 8.5 | 7
Live | 215670044 |  | 9.5 | 16.5 | 39100 | 30600 | 25200 | 3.2 | 2.24 | 35600 | 3.18 | 1.78 | 8.5 | 7
Live | 215670036 |  | 9.5 | 16 | 39100 | 30600 | 25400 | 3.2 | 2.24 | 35600 | 3.16 | 1.78 | 8.5 | 7
Live | 215677001 |  | 9 | 18 | 64975 | 56500 | 45000 | 3.03 | 2.36 | 64000 | 3.36 | 2.06 | 9 | 7
Live | 215676991 |  | 9.5 | 18 | 63250 | 54000 | 43500 | 3.2 | 2.36 | 59500 | 3.36 | 2.1 | 9 | 7
Live | 215938642 |  | 11.5 | 20.5 | 52900 | 43500 | 38000 | 3.88 | 2.14 | 53500 | 3.04 | 1.9 | 8 | 6.5
Live | 215938632 |  | 10.5 | 20 | 52325 | 44000 | 39000 | 3.54 | 2.1 | 53500 | 3 | 1.9 | 8 | 6.5
Live | 215935852 |  | 12 | 21.5 | 40710 | 33400 | 29000 | 4.04 | 2.46 | 38500 | 3.5 | 2.02 | 8.5 | 7
Live | 215935842 |  | 11.7 | 21.5 | 40480 | 33400 | 29000 | 3.94 | 2.46 | 38500 | 3.5 | 2.02 | 8.5 | 7
Live | 215670028 |  | 9 | 16 | 38870 | 30800 | 25400 | 3.03 | 2.22 | 35600 | 3.14 | 1.78 | 8.5 | 7
Live | 215670020 |  | 9.5 | 16.5 | 39100 | 30600 | 25200 | 3.2 | 2.24 | 35600 | 3.18 | 1.78 | 8.5 | 7
Live | 215938622 |  | 12 | 21 | 53475 | 43500 | 38000 | 4.04 | 2.16 | 53000 | 3.06 | 1.92 | 8 | 6.5
Live | 215938612 |  | 11.5 | 20.5 | 52900 | 43500 | 38000 | 3.88 | 2.14 | 53500 | 3.04 | 1.9 | 8 | 6.5
Live | 215662900 |  | 10 | 20 | 66125 | 50000 | 40500 | 3.37 | 2.38 | 58500 | 3.36 | 2.12 | 9 | 7
Live | 215682571 |  | 10.5 | 19.5 | 55775 | 46500 | 36600 | 3.54 | 2.52 | 50000 | 3.58 | 2.12 | 9.5 | 7.5
Live | 215935832 |  | 11.5 | 21 | 40250 | 33800 | 29600 | 3.88 | 2.42 | 39000 | 3.44 | 2 | 8.5 | 7
Live | 215935802 |  | 11.5 | 20.5 | 39790 | 31200 | 27600 | 3.87 | 2.42 | 38000 | 3.44 | 2.06 | 8.5 | 7
Live | 215670012 |  | 9.5 | 16.5 | 39100 | 30600 | 25200 | 3.2 | 2.24 | 35600 | 3.18 | 1.78 | 8.5 | 7
Live | 215670004 |  | 9.5 | 16.5 | 39100 | 30600 | 25200 | 3.2 | 2.24 | 35600 | 3.18 | 1.78 | 8.5 | 7
Live | 215938602 |  | 12 | 21 | 53475 | 43500 | 38000 | 4.04 | 2.16 | 53000 | 3.06 | 1.92 | 8 | 6.5
Live | 215938592 |  | 11.5 | 21 | 53475 | 43500 | 38000 | 3.88 | 2.16 | 53000 | 3.06 | 1.92 | 8 | 6.5
Live | 215682561 |  | 10.5 | 19.5 | 55775 | 46500 | 36600 | 3.54 | 2.52 | 50000 | 3.58 | 2.12 | 9.5 | 7.5
Live | 215682551 |  | 10.5 | 19 | 55775 | 46500 | 36800 | 3.54 | 2.52 | 50000 | 3.58 | 2.1 | 9.5 | 7.5
Live | 215935792 |  | 11 | 20.5 | 39560 | 31400 | 27600 | 3.7 | 2.42 | 38000 | 3.44 | 2.08 | 8.5 | 7
Live | 215935782 |  | 12 | 21 | 39560 | 32000 | 28000 | 4.04 | 2.44 | 38500 | 3.46 | 2.06 | 8.5 | 7
Live | 215669996 |  | 9.5 | 16.5 | 39100 | 30600 | 25400 | 3.2 | 2.24 | 35600 | 3.16 | 1.76 | 8.5 | 7
Live | 215669988 |  | 9.5 | 16.5 | 39100 | 30600 | 25400 | 3.2 | 2.24 | 35600 | 3.16 | 1.76 | 8.5 | 7
Live | 215938582 |  | 12 | 21 | 53475 | 43500 | 38000 | 4.04 | 2.16 | 53000 | 3.06 | 1.92 | 8 | 6.5
Live | 215938572 |  | 11.5 | 20.5 | 52900 | 43500 | 38500 | 3.88 | 2.14 | 53500 | 3.02 | 1.9 | 8 | 6.5
Live | 215682541 |  | 10 | 19 | 55775 | 46500 | 36600 | 3.37 | 2.52 | 50000 | 3.58 | 2.12 | 9 | 7.5
Live | 215682531 |  | 10.5 | 19 | 56350 | 46500 | 36400 | 3.54 | 2.54 | 50000 | 3.62 | 2.12 | 9 | 7.5
Live | 215669980 |  | 9.5 | 16.5 | 38870 | 30800 | 25400 | 3.2 | 2.22 | 35600 | 3.14 | 1.78 | 8.5 | 7
Live | 215669972 |  | 9 | 16.5 | 38870 | 30800 | 25400 | 3.03 | 2.22 | 35800 | 3.14 | 1.78 | 8.5 | 7
Live | 215935772 |  | 11.5 | 20.5 | 39330 | 32400 | 28400 | 3.88 | 2.4 | 39000 | 3.4 | 2.02 | 8.5 | 7
Live | 215935762 |  | 11 | 20.5 | 39100 | 30400 | 27000 | 3.71 | 2.38 | 38000 | 3.36 | 1.95 | 8.1 | 6.75
Live | 215938552 |  | 11.5 | 21 | 52900 | 43500 | 38000 | 3.88 | 2.14 | 53500 | 3.04 | 1.9 | 8 | 6.5
Live | 215938542 |  | 11.5 | 21 | 52900 | 43500 | 38000 | 3.88 | 2.14 | 53500 | 3.04 | 1.9 | 8 | 6.5
Live | 215682521 |  | 10.5 | 19 | 55775 | 46500 | 36800 | 3.54 | 2.52 | 50000 | 3.58 | 2.1 | 9.5 | 7.5
Live | 215682511 |  | 10.5 | 19.5 | 55775 | 46500 | 36800 | 3.54 | 2.52 | 50000 | 3.58 | 2.12 | 9.5 | 7.5
Live | 215669964 |  | 9 | 16 | 38640 | 31000 | 25600 | 3.04 | 2.2 | 35800 | 3.12 | 1.76 | 8.5 | 7
Live | 215669932 |  | 9.5 | 16 | 38870 | 30800 | 25400 | 3.2 | 2.2 | 35800 | 3.12 | 1.76 | 8.5 | 7
Live | 215935752 |  | 12 | 21 | 39560 | 32000 | 28000 | 4.04 | 2.44 | 38500 | 3.46 | 2.06 | 8.5 | 7
Live | 215935742 |  | 11.7 | 20.5 | 39560 | 32200 | 28200 | 3.94 | 2.42 | 38500 | 3.44 | 2.04 | 8.5 | 7
Live | 215938532 |  | 11.5 | 20.5 | 52900 | 43500 | 38500 | 3.88 | 2.14 | 53500 | 3.02 | 1.92 | 8 | 6.5
Live | 215938522 |  | 11.5 | 20 | 51750 | 43500 | 38500 | 3.88 | 2.14 | 54000 | 3.02 | 1.9 | 8 | 6.5
Live | 215669924 |  | 9.5 | 16.5 | 38870 | 30800 | 25400 | 3.2 | 2.2 | 35800 | 3.12 | 1.76 | 8.5 | 7
Live | 215669916 |  | 9 | 16 | 38410 | 31000 | 25800 | 3.03 | 2.18 | 36000 | 3.08 | 1.76 | 8.5 | 6.5
Live | 215682501 |  | 10.5 | 19 | 55775 | 46500 | 36800 | 3.54 | 2.52 | 50000 | 3.56 | 2 | 9 | 7.5
Live | 215682491 |  | 10 | 18.5 | 55200 | 47000 | 37400 | 3.37 | 2.48 | 50000 | 3.5 | 2 | 9 | 7.5
Live | 215935732 |  | 11.5 | 20.5 | 39330 | 32600 | 28600 | 3.88 | 2.38 | 39000 | 3.36 | 2.02 | 8.5 | 7
Live | 215935722 |  | 11.5 | 20.5 | 39330 | 32600 | 28600 | 3.88 | 2.38 | 39000 | 3.38 | 2.04 | 8.5 | 7
Live | 215938512 |  | 10.5 | 20 | 52325 | 44500 | 39000 | 3.54 | 2.1 | 54000 | 2.98 | 1.9 | 8 | 6.5
Live | 215938502 |  | 11.5 | 21 | 52900 | 43500 | 38000 | 3.88 | 2.16 | 53000 | 3.06 | 1.92 | 8 | 6.5
Live | 215669908 |  | 9 | 15.2 | 37030 | 31200 | 25800 | 3.03 | 2.1 | 36200 | 2.98 | 1.76 | 8.5 | 6.5
Live | 215669900 |  | 9.5 | 16.5 | 38870 | 30800 | 25400 | 3.2 | 2.2 | 35800 | 3.12 | 1.76 | 8.5 | 7
Live | 215682481 |  | 10 | 19 | 55775 | 46500 | 36800 | 3.37 | 2.52 | 50000 | 3.58 | 2.12 | 9 | 7.5
Live | 215682471 |  | 10 | 19 | 56350 | 46500 | 36600 | 3.37 | 2.54 | 50000 | 3.6 | 2.12 | 9 | 7.5
Live | 215935712 |  | 11 | 20 | 39100 | 30600 | 27000 | 3.71 | 2.36 | 38000 | 3.36 | 2 | 8.1 | 7
Live | 215935702 |  | 12 | 21 | 39560 | 32000 | 28000 | 4.04 | 2.44 | 38500 | 3.46 | 2.04 | 8.5 | 7
Live | 215938492 |  | 11 | 20.5 | 52900 | 44000 | 38500 | 3.71 | 2.14 | 53500 | 3.02 | 1.92 | 8 | 6.5
Live | 215938482 |  | 11.5 | 20 | 51750 | 43500 | 38000 | 3.88 | 2.14 | 54000 | 3.04 | 1.9 | 8 | 6.5
Live | 215669892 |  | 9.5 | 16.5 | 38870 | 30800 | 25400 | 3.2 | 2.2 | 35800 | 3.12 | 1.76 | 8.5 | 7
Live | 215669884 |  | 9.5 | 16.5 | 38870 | 30800 | 25400 | 3.2 | 2.2 | 35800 | 3.12 | 1.76 | 8.5 | 7
Live | 215680011 |  | 10 | 16.5 | 39790 | 30000 | 24800 | 3.37 | 2.28 | 34600 | 3.22 | 1.92 | 8.5 | 7
Live | 215680001 |  | 10 | 17 | 39790 | 30000 | 24800 | 3.37 | 2.28 | 34600 | 3.22 | 1.82 | 8.5 | 7
Live | 215682461 |  | 10 | 19 | 55775 | 46500 | 36800 | 3.37 | 2.52 | 50000 | 3.58 | 2.1 | 9 | 7.5
Live | 215682451 |  | 10 | 19 | 55775 | 46500 | 36800 | 3.37 | 2.52 | 50000 | 3.58 | 2.12 | 9 | 7.5
Live | 215935692 |  | 11.7 | 20.5 | 39560 | 32200 | 28200 | 3.94 | 2.42 | 38500 | 3.44 | 2.04 | 8.5 | 7
Live | 215935682 |  | 11.5 | 20.5 | 39330 | 32600 | 28600 | 3.88 | 2.38 | 39000 | 3.38 | 2.04 | 8.5 | 7
Live | 215938472 |  | 11.5 | 21 | 52900 | 43500 | 38000 | 3.88 | 2.14 | 53000 | 3.04 | 1.92 | 8 | 6.5
Live | 215938462 |  | 11.5 | 21 | 52900 | 43500 | 38000 | 3.88 | 2.16 | 53000 | 3.06 | 1.92 | 8 | 6.5
Live | 215669876 |  | 9 | 16 | 38410 | 31000 | 25600 | 3.03 | 2.18 | 35800 | 3.08 | 1.76 | 8.5 | 6.5
Live | 215669868 |  | 9 | 16 | 38640 | 31000 | 25600 | 3.04 | 2.18 | 35800 | 3.1 | 1.76 | 8.5 | 6.5
Live | 215682441 |  | 10.5 | 19 | 55775 | 46500 | 36800 | 3.54 | 2.52 | 50000 | 3.56 | 2 | 9 | 7.5
Live | 215682431 |  | 10.5 | 19 | 55200 | 46000 | 36600 | 3.54 | 2.5 | 50000 | 3.54 | 2 | 9 | 7.5
Live | 215679991 |  | 9.5 | 16.5 | 39790 | 30000 | 24800 | 3.2 | 2.26 | 34600 | 3.22 | 1.8 | 8.5 | 7
Live | 215679981 |  | 9.5 | 16 | 39560 | 30200 | 25000 | 3.2 | 2.24 | 34800 | 3.18 | 1.78 | 8.5 | 7
Live | 215935672 |  | 12 | 21 | 39560 | 32000 | 28000 | 4.04 | 2.44 | 38500 | 3.46 | 2.04 | 8.5 | 7
Live | 215935662 |  | 12 | 21 | 39560 | 32000 | 28000 | 4.04 | 2.44 | 38500 | 3.46 | 2.04 | 8.5 | 7
Live | 215938452 |  | 12 | 21 | 51750 | 43000 | 37600 | 4.04 | 2.16 | 53500 | 3.06 | 1.95 | 8.1 | 6.8
Live | 215938442 |  | 11 | 20.5 | 52900 | 44000 | 38500 | 3.71 | 2.12 | 53500 | 3.02 | 1.92 | 8 | 6.5
Live | 215669860 |  | 9.8 | 16 | 38410 | 31000 | 25800 | 3.3 | 2.16 | 36000 | 3.08 | 1.8 | 8.5 | 6.8
Live | 215669852 |  | 9.5 | 16.5 | 38870 | 30800 | 25400 | 3.2 | 2.2 | 35800 | 3.14 | 1.76 | 8.5 | 7
Live | 215682421 |  | 10 | 19 | 55200 | 46000 | 36600 | 3.37 | 2.5 | 50000 | 3.54 | 2 | 9 | 7.5
Live | 215682411 |  | 10 | 19 | 55200 | 46000 | 36600 | 3.37 | 2.48 | 50000 | 3.52 | 2 | 9 | 7.5
Live | 215679971 |  | 9 | 16 | 39330 | 30200 | 25200 | 3.03 | 2.24 | 34800 | 3.16 | 1.8 | 8.5 | 7
Live | 215679961 |  | 10 | 17 | 39790 | 30000 | 24800 | 3.37 | 2.28 | 34600 | 3.22 | 1.92 | 8.5 | 7
Live | 215935652 |  | 11.7 | 21 | 39560 | 32200 | 28200 | 3.94 | 2.42 | 38500 | 3.42 | 2.04 | 8.5 | 7
Live | 215935642 |  | 11.7 | 21 | 39560 | 32200 | 28200 | 3.94 | 2.42 | 38500 | 3.42 | 2.04 | 8.5 | 7
Live | 215938432 |  | 11.5 | 20 | 51750 | 44500 | 39000 | 3.88 | 2.1 | 54000 | 2.98 | 1.9 | 8 | 6.5
Live | 215682401 |  | 10 | 18.5 | 55200 | 46000 | 36600 | 3.37 | 2.5 | 50000 | 3.54 | 2 | 9 | 7.5
Live | 215682391 |  | 10 | 19 | 55200 | 46000 | 36200 | 3.37 | 2.52 | 50000 | 3.58 | 2.12 | 9 | 7.5
Live | 215669844 |  | 9.5 | 16 | 38640 | 30800 | 25400 | 3.2 | 2.2 | 35800 | 3.12 | 1.76 | 8.5 | 7
Live | 215669836 |  | 9 | 16 | 38640 | 31000 | 25600 | 3.04 | 2.18 | 35800 | 3.1 | 1.76 | 8.5 | 6.5
Live | 215679951 |  | 10 | 17 | 39790 | 29800 | 24800 | 3.37 | 2.28 | 34600 | 3.24 | 1.92 | 8.5 | 7
Live | 215679941 |  | 9.5 | 16.5 | 39790 | 30000 | 24800 | 3.2 | 2.26 | 34600 | 3.22 | 1.8 | 8.5 | 7
Live | 215935632 |  | 11.5 | 20.5 | 39330 | 32400 | 28400 | 3.88 | 2.4 | 39000 | 3.4 | 2.02 | 8.5 | 7
Live | 215935622 |  | 11 | 20 | 39100 | 33000 | 29000 | 3.71 | 2.34 | 39500 | 3.32 | 2.02 | 8.5 | 7
Live | 215682381 |  | 10 | 19 | 55200 | 46000 | 36600 | 3.37 | 2.48 | 50000 | 3.52 | 2 | 9 | 7.5
Live | 215682371 |  | 10.5 | 19 | 55200 | 46500 | 36600 | 3.54 | 2.5 | 50000 | 3.56 | 2 | 9 | 7.5
Live | 215938402 |  | 11.5 | 20.5 | 52325 | 43000 | 38000 | 3.87 | 2.16 | 52500 | 3.06 | 1.95 | 8.1 | 6.8
Live | 215938392 |  | 11.5 | 20.5 | 52325 | 43500 | 38000 | 3.87 | 2.14 | 52500 | 3.04 | 1.9 | 8.1 | 6.8
Live | 215669828 |  | 9.5 | 16 | 38870 | 30800 | 25400 | 3.2 | 2.2 | 35600 | 3.14 | 1.76 | 8.5 | 7
Live | 215669820 |  | 9.5 | 16 | 38870 | 30800 | 25400 | 3.2 | 2.2 | 35600 | 3.14 | 1.76 | 8.5 | 7
Live | 215935582 |  | 11 | 20 | 39100 | 30600 | 27200 | 3.71 | 2.36 | 38000 | 3.34 | 2 | 8.1 | 6.75
Live | 215935572 |  | 11 | 20 | 39100 | 30600 | 27200 | 3.71 | 2.36 | 38000 | 3.34 | 2 | 8.1 | 6.5
Live | 215679931 |  | 9.5 | 17 | 39330 | 30400 | 25200 | 3.2 | 2.26 | 35400 | 3.2 | 1.9 | 8.5 | 7
Live | 215679921 |  | 9.5 | 16.5 | 39330 | 30400 | 25200 | 3.2 | 2.26 | 35400 | 3.2 | 1.9 | 8.5 | 7
Live | 215938382 |  | 11.5 | 20.5 | 52325 | 43500 | 38000 | 3.87 | 2.14 | 52500 | 3.04 | 1.9 | 8 | 6.5
Live | 215938372 |  | 11.5 | 20.5 | 52325 | 43500 | 38000 | 3.87 | 2.14 | 52500 | 3.04 | 1.9 | 8.1 | 6.8
Live | 215669812 |  | 9.5 | 16.5 | 38870 | 30800 | 25400 | 3.2 | 2.2 | 35600 | 3.14 | 1.76 | 8.5 | 7
Live | 215669804 |  | 9.5 | 16 | 38640 | 30800 | 25400 | 3.2 | 2.2 | 35800 | 3.12 | 1.76 | 8.5 | 7
Live | 215682361 |  | 10 | 19 | 55200 | 46500 | 36800 | 3.37 | 2.5 | 50000 | 3.54 | 2 | 9 | 7.5
Live | 215682351 |  | 10 | 18.5 | 54625 | 47000 | 37200 | 3.37 | 2.46 | 50000 | 3.48 | 1.98 | 9 | 7.5
Live | 215935562 |  | 11 | 21 | 40020 | 31800 | 27800 | 3.71 | 2.46 | 38000 | 3.5 | 2.06 | 8.5 | 7
Live | 215935552 |  | 11.5 | 20.5 | 40020 | 31800 | 27800 | 3.87 | 2.46 | 38000 | 3.48 | 2.08 | 8.5 | 7
Live | 215679911 |  | 9.5 | 16 | 39330 | 30400 | 25200 | 3.2 | 2.26 | 35400 | 3.2 | 1.88 | 8.5 | 7
Live | 215679901 |  | 9 | 16 | 38870 | 30800 | 25600 | 3.03 | 2.22 | 35600 | 3.14 | 1.78 | 8.5 | 7
Live | 215938362 |  | 11 | 20.5 | 52325 | 43500 | 38000 | 3.7 | 2.14 | 52500 | 3.04 | 1.9 | 8 | 6.5
Live | 215938352 |  | 10.5 | 19.5 | 51175 | 44000 | 39000 | 3.54 | 2.1 | 53000 | 3 | 1.9 | 8 | 6.5
Live | 215669796 |  | 9.5 | 16.5 | 38640 | 30800 | 25400 | 3.2 | 2.2 | 35800 | 3.12 | 1.76 | 8.5 | 7
Live | 215669788 |  | 9 | 16.5 | 38640 | 31000 | 25600 | 3.04 | 2.18 | 35800 | 3.1 | 1.78 | 8.5 | 6.5
Live | 215682341 |  | 10 | 18.5 | 55200 | 46500 | 36600 | 3.37 | 2.5 | 50000 | 3.56 | 2 | 9 | 7.5
Live | 215682331 |  | 10 | 19 | 55775 | 46000 | 36400 | 3.37 | 2.52 | 50000 | 3.58 | 2.12 | 9 | 7.5
Live | 215935542 |  | 11 | 20 | 39100 | 30600 | 27200 | 3.71 | 2.36 | 38000 | 3.34 | 2 | 8.1 | 6.75
Live | 215935532 |  | 11 | 20 | 39100 | 30600 | 27200 | 3.71 | 2.36 | 38000 | 3.34 | 2 | 8.1 | 6.5
Live | 215679891 |  | 9.5 | 17 | 39330 | 30400 | 25200 | 3.2 | 2.26 | 35400 | 3.2 | 1.9 | 8.5 | 7
Live | 215679881 |  | 9.5 | 17 | 39330 | 30400 | 25200 | 3.2 | 2.26 | 35400 | 3.22 | 1.9 | 8.5 | 7
Live | 215938342 |  | 11.5 | 20.5 | 52325 | 43000 | 38000 | 3.87 | 2.16 | 52500 | 3.06 | 1.9 | 8 | 6.7
Live | 215938332 |  | 11 | 20.5 | 51750 | 43500 | 38000 | 3.71 | 2.14 | 53000 | 3.04 | 1.9 | 8 | 6.5
Live | 215669780 |  | 9 | 16.5 | 38410 | 31000 | 25600 | 3.03 | 2.18 | 35800 | 3.1 | 1.76 | 8.5 | 6.5
Live | 215682321 |  | 10 | 18.5 | 55200 | 46500 | 36800 | 3.37 | 2.5 | 50000 | 3.54 | 2 | 9 | 7.5
Live | 215682311 |  | 10 | 18.5 | 55200 | 46500 | 36600 | 3.37 | 2.5 | 50000 | 3.56 | 2 | 9 | 7.5
Live | 215935522 |  | 11 | 20 | 39100 | 30600 | 27200 | 3.71 | 2.36 | 38000 | 3.34 | 2 | 8.1 | 6.75
Live | 215935512 |  | 11 | 20 | 39100 | 30600 | 27200 | 3.71 | 2.36 | 38000 | 3.34 | 2 | 8.1 | 6.5
Live | 215679871 |  | 9.5 | 16 | 39330 | 30400 | 25200 | 3.2 | 2.26 | 35400 | 3.2 | 1.88 | 8.5 | 7
Live | 215679861 |  | 9.5 | 16 | 39100 | 30600 | 25200 | 3.2 | 2.24 | 35600 | 3.18 | 1.78 | 8.5 | 7
Live | 215669740 |  | 10.5 | 18.5 | 40250 | 29800 | 24800 | 3.54 | 2.26 | 34400 | 3.22 | 1.92 | 9 | 7
Live | 215669730 |  | 10.5 | 18.5 | 40250 | 29800 | 24800 | 3.54 | 2.26 | 34400 | 3.22 | 1.92 | 9 | 7
Live | 215938322 |  | 11.5 | 21 | 52325 | 43000 | 38000 | 3.87 | 2.16 | 52500 | 3.06 | 1.95 | 8.1 | 6.8
Live | 215938312 |  | 11.5 | 21 | 52325 | 43000 | 38000 | 3.87 | 2.16 | 52500 | 3.06 | 1.95 | 8.1 | 6.8
Live | 215682301 |  | 10 | 19 | 55200 | 46500 | 36800 | 3.37 | 2.5 | 50000 | 3.54 | 2 | 9 | 7.5
Live | 215682291 |  | 10.5 | 19 | 55200 | 46000 | 36600 | 3.54 | 2.5 | 50000 | 3.54 | 2 | 9 | 7.5
Live | 215679851 |  | 9.5 | 16.5 | 39100 | 30600 | 25200 | 3.2 | 2.24 | 35600 | 3.18 | 1.78 | 8.5 | 7
Live | 215679841 |  | 9.5 | 16 | 39100 | 30600 | 25200 | 3.2 | 2.24 | 35600 | 3.16 | 1.76 | 8.5 | 7
Live | 215935502 |  | 12 | 21.5 | 41170 | 32800 | 28600 | 4.05 | 2.44 | 38000 | 3.46 | 2.06 | 8.5 | 7
Live | 215935492 |  | 12.5 | 22.5 | 41400 | 32200 | 28200 | 4.21 | 2.5 | 37600 | 3.54 | 2.06 | 8.5 | 7
Live | 215669720 |  | 10.5 | 18.5 | 40020 | 29800 | 24800 | 3.54 | 2.26 | 34400 | 3.22 | 1.92 | 9 | 7
Live | 215669710 |  | 10.5 | 18.5 | 40250 | 29800 | 24800 | 3.54 | 2.26 | 34400 | 3.22 | 1.92 | 9 | 7
Live | 215938302 |  | 11.5 | 21 | 52325 | 43000 | 38000 | 3.87 | 2.16 | 52500 | 3.06 | 1.95 | 8.1 | 6.8
Live | 215938292 |  | 11 | 20.5 | 51750 | 43500 | 38500 | 3.71 | 2.14 | 53000 | 3.02 | 1.9 | 8 | 6.5
Live | 215682281 |  | 10.5 | 19 | 55200 | 46000 | 36600 | 3.54 | 2.5 | 50000 | 3.54 | 2 | 9 | 7.5
Live | 215682271 |  | 10 | 19 | 55200 | 46000 | 36600 | 3.37 | 2.48 | 50000 | 3.52 | 2 | 9 | 7.5
Live | 215679831 |  | 9 | 16 | 38870 | 30800 | 25400 | 3.03 | 2.22 | 35800 | 3.14 | 1.76 | 8.5 | 7
Live | 215679821 |  | 9 | 16 | 38640 | 31000 | 25600 | 3.04 | 2.2 | 35800 | 3.12 | 1.76 | 8.5 | 7
Live | 215669700 |  | 10.5 | 18 | 40020 | 29800 | 24800 | 3.54 | 2.26 | 34400 | 3.2 | 1.92 | 9 | 7
Live | 215669690 |  | 10 | 18 | 39790 | 30000 | 25000 | 3.37 | 2.24 | 34600 | 3.18 | 1.9 | 9 | 7
Live | 215935482 |  | 12.5 | 22.5 | 41400 | 32200 | 28200 | 4.21 | 2.5 | 37600 | 3.54 | 2.04 | 8.5 | 7
Live | 215935472 |  | 12.5 | 22.5 | 41400 | 32200 | 28200 | 4.21 | 2.5 | 37600 | 3.54 | 2.06 | 8.5 | 7
Live | 215938272 |  | 11.5 | 20.5 | 52325 | 43500 | 38000 | 3.87 | 2.14 | 53000 | 3.04 | 1.9 | 8 | 6.5
Live | 215938262 |  | 11.5 | 20 | 50600 | 42500 | 37600 | 3.87 | 2.16 | 53500 | 3.06 | 2 | 8.1 | 7
Live | 215682261 |  | 10 | 18.5 | 55200 | 46000 | 36600 | 3.37 | 2.5 | 50000 | 3.54 | 2 | 9 | 7.5
Live | 215682251 |  | 10 | 19 | 55200 | 46000 | 36200 | 3.37 | 2.52 | 50000 | 3.58 | 2.12 | 9 | 7.5
Live | 215679811 |  | 9.5 | 16.5 | 39100 | 30600 | 25200 | 3.2 | 2.24 | 35600 | 3.18 | 1.78 | 8.5 | 7
Live | 215679801 |  | 9.5 | 16.5 | 39100 | 30600 | 25200 | 3.2 | 2.24 | 35600 | 3.18 | 1.78 | 8.5 | 7
Live | 215669680 |  | 10 | 18.5 | 40250 | 29800 | 24600 | 3.37 | 2.28 | 34400 | 3.22 | 1.92 | 9 | 7
Live | 215669670 |  | 10 | 18 | 40020 | 29800 | 24800 | 3.37 | 2.26 | 34400 | 3.2 | 1.92 | 9 | 7
Live | 215935462 |  | 12.5 | 22.5 | 41400 | 32200 | 28200 | 4.21 | 2.5 | 37600 | 3.54 | 2.06 | 8.5 | 7
Live | 215935452 |  | 12.5 | 22 | 40940 | 32800 | 28400 | 4.21 | 2.52 | 38000 | 3.58 | 2.04 | 8.5 | 7
Live | 215938252 |  | 11.5 | 20.5 | 52325 | 43500 | 38000 | 3.87 | 2.14 | 53000 | 3.04 | 1.9 | 8 | 6.5
Live | 215938242 |  | 11 | 20.5 | 52325 | 43500 | 38500 | 3.7 | 2.14 | 53000 | 3.04 | 1.9 | 8 | 6.5
Live | 215682241 |  | 10 | 19 | 55200 | 46000 | 36600 | 3.37 | 2.48 | 50000 | 3.52 | 2 | 9 | 7.5
Live | 215682231 |  | 10 | 18.5 | 54050 | 45500 | 36400 | 3.37 | 2.46 | 50000 | 3.5 | 2 | 9 | 7
Live | 215679791 |  | 9.5 | 16 | 39100 | 30600 | 25200 | 3.2 | 2.24 | 35600 | 3.16 | 1.76 | 8.5 | 7
Live | 215679781 |  | 9.5 | 16.5 | 38870 | 30800 | 25400 | 3.2 | 2.2 | 35800 | 3.12 | 1.76 | 8.5 | 7
Live | 215669660 |  | 10.5 | 18.5 | 40250 | 29800 | 24600 | 3.54 | 2.28 | 34400 | 3.22 | 1.92 | 9 | 7
Live | 215669650 |  | 10.5 | 18.5 | 40250 | 29800 | 24600 | 3.54 | 2.28 | 34400 | 3.22 | 1.92 | 9 | 7
Live | 215935442 |  | 12.5 | 22 | 40940 | 32800 | 28400 | 4.21 | 2.52 | 38000 | 3.58 | 2.04 | 8.5 | 7
Live | 215935432 |  | 12.5 | 22 | 40710 | 32800 | 28400 | 4.22 | 2.5 | 38000 | 3.56 | 2.04 | 8.5 | 7
Live | 215938232 |  | 10.5 | 19.5 | 51750 | 44000 | 39000 | 3.54 | 2.1 | 53500 | 2.98 | 1.9 | 8 | 6.5
Live | 215938222 |  | 11.5 | 20.5 | 52900 | 43000 | 38000 | 3.88 | 2.16 | 53000 | 3.06 | 1.92 | 8 | 6.5
Live | 215682221 |  | 10 | 19 | 54050 | 45500 | 36400 | 3.37 | 2.46 | 50000 | 3.5 | 1.98 | 9 | 7.5
Live | 215682211 |  | 10 | 18.5 | 54050 | 46000 | 36400 | 3.37 | 2.46 | 50000 | 3.48 | 2 | 9 | 7
Live | 215669640 |  | 10.5 | 18.5 | 40250 | 29800 | 24600 | 3.54 | 2.28 | 34400 | 3.22 | 1.92 | 9 | 7
Live | 215669630 |  | 10 | 18.5 | 40020 | 29800 | 24800 | 3.37 | 2.26 | 34400 | 3.2 | 1.92 | 9 | 7
Live | 215679771 |  | 9.5 | 16 | 38870 | 30800 | 25400 | 3.2 | 2.2 | 35800 | 3.12 | 1.76 | 8.5 | 7
Live | 215679761 |  | 9.5 | 16 | 38640 | 30800 | 25400 | 3.2 | 2.2 | 35800 | 3.12 | 1.76 | 8.5 | 7
Live | 215935422 |  | 12.5 | 22 | 40940 | 32800 | 28400 | 4.21 | 2.52 | 38000 | 3.58 | 2.04 | 8.5 | 7
Live | 215935412 |  | 12.5 | 21.5 | 40710 | 32800 | 28400 | 4.22 | 2.5 | 38000 | 3.56 | 2.04 | 8.5 | 7
Live | 215682201 |  | 9.5 | 18 | 54050 | 45500 | 36400 | 3.2 | 2.46 | 50000 | 3.5 | 2 | 9 | 7
Live | 215682191 |  | 10 | 18.5 | 54625 | 45500 | 36000 | 3.37 | 2.48 | 50000 | 3.52 | 2.02 | 9 | 7.5
Live | 215669610 |  | 10.5 | 18.5 | 40020 | 29800 | 24800 | 3.54 | 2.26 | 34400 | 3.22 | 1.92 | 9 | 7
Live | 215669600 |  | 10 | 18 | 39790 | 30000 | 25000 | 3.37 | 2.24 | 34600 | 3.18 | 1.9 | 9 | 7
Live | 215679751 |  | 9 | 16 | 38410 | 31000 | 25600 | 3.03 | 2.18 | 36000 | 3.08 | 1.76 | 8.5 | 6.5
Live | 215679741 |  | 9 | 16 | 38410 | 31200 | 25800 | 3.03 | 2.16 | 36000 | 3.08 | 1.76 | 8.5 | 6.5
Live | 215938212 |  | 11 | 20.5 | 52325 | 43500 | 38500 | 3.7 | 2.14 | 53000 | 3.02 | 1.9 | 8 | 6.5
Live | 215938202 |  | 11 | 20 | 51175 | 43500 | 38000 | 3.7 | 2.14 | 53500 | 3.04 | 1.9 | 8 | 6.5
Live | 215935402 |  | 12 | 21 | 40480 | 33200 | 28800 | 4.05 | 2.46 | 38500 | 3.5 | 2.02 | 8.5 | 7
Live | 215935392 |  | 12.5 | 22 | 40940 | 32600 | 28400 | 4.21 | 2.52 | 38000 | 3.58 | 2.06 | 8.5 | 7
Live | 215669590 |  | 10 | 18 | 39790 | 30200 | 25000 | 3.37 | 2.22 | 34600 | 3.16 | 1.9 | 9 | 7
Live | 215669580 |  | 10.5 | 18.5 | 40020 | 29800 | 24800 | 3.54 | 2.26 | 34400 | 3.22 | 1.92 | 9 | 7
Live | 215938192 |  | 11.5 | 21 | 52325 | 43500 | 38000 | 3.87 | 2.16 | 53000 | 3.06 | 1.92 | 8 | 6.5
Live | 215938182 |  | 11.5 | 21 | 52900 | 43000 | 38000 | 3.88 | 2.16 | 53000 | 3.06 | 1.92 | 8 | 6.5
Live | 215682181 |  | 10 | 18.5 | 54050 | 46000 | 36400 | 3.37 | 2.46 | 50000 | 3.48 | 2 | 9 | 7
Live | 215682171 |  | 10 | 18.5 | 54050 | 45500 | 36400 | 3.37 | 2.44 | 50000 | 3.46 | 2 | 9 | 7
Live | 215679731 |  | 9.5 | 16.5 | 38870 | 30800 | 25400 | 3.2 | 2.2 | 35600 | 3.12 | 1.76 | 8.5 | 7
Live | 215679721 |  | 9.5 | 16 | 38870 | 30800 | 25400 | 3.2 | 2.2 | 35600 | 3.14 | 1.78 | 8.5 | 7
Live | 215669570 |  | 10 | 18 | 40020 | 29800 | 24800 | 3.37 | 2.26 | 34400 | 3.2 | 1.92 | 9 | 7
Live | 215669560 |  | 10 | 18 | 39790 | 30000 | 25000 | 3.37 | 2.24 | 34600 | 3.16 | 1.9 | 9 | 7
Live | 215935382 |  | 12 | 21.5 | 40710 | 32800 | 28600 | 4.04 | 2.5 | 38000 | 3.54 | 2.04 | 8.5 | 7
Live | 215935372 |  | 12.5 | 22 | 40940 | 32600 | 28400 | 4.21 | 2.52 | 38000 | 3.58 | 2.04 | 8.5 | 7
Live | 215938172 |  | 11.5 | 20.5 | 51175 | 43000 | 37600 | 3.88 | 2.16 | 53500 | 3.06 | 1.95 | 8.1 | 6.8
Live | 215938162 |  | 11 | 20.5 | 52325 | 43500 | 38500 | 3.7 | 2.14 | 53000 | 3.02 | 1.9 | 8 | 6.5
Live | 215682161 |  | 10 | 18.5 | 54050 | 46000 | 36600 | 3.37 | 2.44 | 50000 | 3.46 | 1.98 | 9 | 7
Live | 215682151 |  | 9.5 | 18 | 53475 | 46500 | 37000 | 3.2 | 2.4 | 50000 | 3.4 | 1.98 | 9 | 7
Live | 215679711 |  | 9.5 | 16 | 38640 | 30800 | 25400 | 3.2 | 2.2 | 35800 | 3.12 | 1.76 | 8.5 | 7
Live | 215679701 |  | 10.5 | 18.5 | 40250 | 29800 | 24800 | 3.54 | 2.26 | 34400 | 3.22 | 1.92 | 9 | 7
Live | 215669550 |  | 10 | 18 | 39790 | 30000 | 25000 | 3.37 | 2.24 | 34600 | 3.18 | 1.9 | 9 | 7
Live | 215669540 |  | 10 | 18 | 39560 | 30200 | 25200 | 3.37 | 2.22 | 34600 | 3.16 | 1.9 | 9 | 7
Live | 215935362 |  | 12.5 | 22 | 40940 | 32800 | 28400 | 4.21 | 2.52 | 38000 | 3.58 | 2.04 | 8.5 | 7
Live | 215935352 |  | 12.5 | 22 | 40940 | 32600 | 28400 | 4.21 | 2.52 | 38000 | 3.58 | 2.04 | 8.5 | 7
Live | 215682141 |  | 9.5 | 18 | 54050 | 45500 | 36400 | 3.2 | 2.44 | 50000 | 3.48 | 2.02 | 9 | 7
Live | 215682131 |  | 10 | 18.5 | 54050 | 45500 | 36200 | 3.37 | 2.46 | 50000 | 3.5 | 2.02 | 9 | 7
Live | 215938152 |  | 11 | 20 | 51750 | 44000 | 39000 | 3.71 | 2.1 | 53500 | 2.98 | 1.9 | 8 | 6.5
Live | 215679691 |  | 10.5 | 18.5 | 40250 | 29800 | 24800 | 3.54 | 2.26 | 34400 | 3.22 | 1.92 | 9 | 7
Live | 215679681 |  | 10.5 | 18 | 40020 | 29800 | 24800 | 3.54 | 2.26 | 34400 | 3.2 | 1.92 | 9 | 7
Live | 215669530 |  | 10 | 18 | 40250 | 29800 | 24800 | 3.37 | 2.26 | 34400 | 3.22 | 1.92 | 9 | 7
Live | 215669520 |  | 10 | 18 | 40020 | 29800 | 24800 | 3.37 | 2.26 | 34400 | 3.2 | 1.92 | 9 | 7
Live | 215935342 |  | 12 | 21.5 | 40710 | 33000 | 28600 | 4.04 | 2.5 | 38000 | 3.54 | 2.04 | 8.5 | 7
Live | 215935322 |  | 12.5 | 22 | 40940 | 32600 | 28600 | 4.21 | 2.54 | 38000 | 3.6 | 2.02 | 8.5 | 7
Live | 215682121 |  | 9.5 | 18 | 54050 | 45500 | 36400 | 3.2 | 2.44 | 50000 | 3.46 | 2 | 9 | 7
Live | 215682111 |  | 9.5 | 18 | 54050 | 45500 | 36400 | 3.2 | 2.44 | 50000 | 3.46 | 2.02 | 9 | 7
Live | 215938122 |  | 11.5 | 20.5 | 52325 | 43000 | 38000 | 3.87 | 2.16 | 52500 | 3.06 | 1.95 | 8.1 | 6.8
Live | 215938112 |  | 11.5 | 20.5 | 52325 | 43500 | 38000 | 3.87 | 2.14 | 52500 | 3.04 | 1.9 | 8.1 | 6.8
Live | 215679671 |  | 10.5 | 18 | 40020 | 29800 | 24800 | 3.54 | 2.26 | 34400 | 3.2 | 1.92 | 9 | 7
Live | 215679661 |  | 10.5 | 18.5 | 40020 | 29800 | 24800 | 3.54 | 2.26 | 34400 | 3.22 | 1.92 | 9 | 7
Live | 215669510 |  | 10 | 17.5 | 39790 | 30000 | 25000 | 3.37 | 2.24 | 34600 | 3.18 | 1.9 | 9 | 7
Live | 215669500 |  | 10.5 | 18.5 | 40250 | 29800 | 24800 | 3.54 | 2.26 | 34400 | 3.22 | 1.92 | 9 | 7
Live | 215935312 |  | 12 | 21.5 | 40710 | 33000 | 28800 | 4.04 | 2.5 | 38000 | 3.54 | 2.02 | 8.5 | 7
Live | 215935302 |  | 12.5 | 22 | 40940 | 32600 | 28600 | 4.21 | 2.54 | 38000 | 3.6 | 2.02 | 8.5 | 7
Live | 215682101 |  | 10 | 18.5 | 54050 | 46000 | 36600 | 3.37 | 2.44 | 50000 | 3.46 | 1.98 | 9 | 7
Live | 215682091 |  | 10.5 | 19.5 | 55775 | 46500 | 36600 | 3.54 | 2.52 | 50000 | 3.58 | 2.12 | 9.5 | 7.5
Live | 215938102 |  | 11 | 20.5 | 52325 | 43500 | 38000 | 3.7 | 2.14 | 52500 | 3.04 | 1.9 | 8 | 6.5
Live | 215938092 |  | 11.5 | 20.5 | 52325 | 43500 | 38000 | 3.87 | 2.14 | 52500 | 3.04 | 1.9 | 8.1 | 6.8
Live | 215679651 |  | 10.5 | 18 | 40020 | 29800 | 24800 | 3.54 | 2.26 | 34400 | 3.2 | 1.92 | 9 | 7
Live | 215679641 |  | 10 | 18 | 39790 | 30000 | 25000 | 3.37 | 2.24 | 34600 | 3.16 | 1.92 | 9 | 7
Live | 215669490 |  | 10 | 18.5 | 40020 | 29800 | 24800 | 3.37 | 2.26 | 34400 | 3.2 | 1.92 | 9 | 7
Live | 215669480 |  | 10 | 18.5 | 40020 | 29800 | 24800 | 3.37 | 2.26 | 34400 | 3.2 | 1.92 | 9 | 7
Live | 215935292 |  | 12 | 21.5 | 40940 | 32800 | 28600 | 4.04 | 2.54 | 38000 | 3.6 | 2.02 | 8.5 | 7
Live | 215935282 |  | 12 | 21.5 | 40710 | 33200 | 29000 | 4.04 | 2.48 | 38500 | 3.52 | 2.02 | 8.5 | 7
Live | 215938082 |  | 11 | 20.5 | 51750 | 43500 | 38000 | 3.71 | 2.14 | 52500 | 3.04 | 1.9 | 8 | 6.5
Live | 215938072 |  | 10.5 | 19.5 | 51175 | 44000 | 39000 | 3.54 | 2.1 | 53000 | 3 | 1.9 | 8 | 6.5
Live | 215682081 |  | 10.5 | 19.5 | 55775 | 46500 | 36600 | 3.54 | 2.52 | 50000 | 3.58 | 2.12 | 9.5 | 7.5
Live | 215682071 |  | 10.5 | 19 | 55775 | 46500 | 36800 | 3.54 | 2.52 | 50000 | 3.58 | 2.1 | 9.5 | 7.5
Live | 215679631 |  | 9.5 | 17.5 | 39560 | 30200 | 25200 | 3.2 | 2.22 | 34600 | 3.14 | 1.9 | 9 | 7
Live | 215679621 |  | 10 | 18 | 40250 | 29800 | 24800 | 3.37 | 2.26 | 34400 | 3.22 | 1.92 | 9 | 7
Live | 215669470 |  | 10 | 18 | 39790 | 30000 | 25000 | 3.37 | 2.24 | 34600 | 3.18 | 1.9 | 9 | 7
Live | 215669460 |  | 9.5 | 17.5 | 39560 | 30200 | 25200 | 3.2 | 2.22 | 34600 | 3.14 | 1.9 | 9 | 7
Live | 215935272 |  | 12 | 21 | 40710 | 33200 | 29000 | 4.04 | 2.48 | 38500 | 3.54 | 2.02 | 8.5 | 7
Live | 215935262 |  | 12.5 | 22 | 40940 | 32600 | 28400 | 4.21 | 2.56 | 38000 | 3.62 | 2.02 | 8.5 | 7
Live | 215938062 |  | 11.5 | 20.5 | 52325 | 43000 | 38000 | 3.87 | 2.16 | 52500 | 3.06 | 1.9 | 8 | 6.7
Live | 215938052 |  | 11 | 20.5 | 51750 | 43500 | 38000 | 3.71 | 2.14 | 53000 | 3.04 | 1.9 | 8 | 6.5
Live | 215682061 |  | 10 | 19 | 55775 | 46500 | 36600 | 3.37 | 2.54 | 50000 | 3.58 | 2.12 | 9 | 7.5
Live | 215682051 |  | 10.5 | 19 | 56350 | 46500 | 36400 | 3.54 | 2.54 | 50000 | 3.62 | 2.12 | 9 | 7.5
Live | 215679611 |  | 10 | 18 | 40250 | 29800 | 24800 | 3.37 | 2.26 | 34400 | 3.22 | 1.92 | 9 | 7
Live | 215679601 |  | 10.5 | 18 | 40020 | 29800 | 24800 | 3.54 | 2.26 | 34400 | 3.2 | 1.92 | 9 | 7
Live | 215669420 |  | 10.5 | 18.5 | 39560 | 29800 | 24800 | 3.53 | 2.24 | 34200 | 3.18 | 1.9 | 9 | 7
Live | 215669410 |  | 10.5 | 18 | 39560 | 29800 | 24800 | 3.53 | 2.24 | 34200 | 3.18 | 1.9 | 9 | 7
Live | 215935252 |  | 12 | 21.5 | 40940 | 32800 | 28600 | 4.04 | 2.52 | 38000 | 3.58 | 2.04 | 8.5 | 7
Live | 215935242 |  | 12 | 21.5 | 40710 | 33200 | 29000 | 4.04 | 2.48 | 38500 | 3.52 | 2.02 | 8.5 | 7
Live | 215682041 |  | 10.5 | 19 | 55775 | 46500 | 36800 | 3.54 | 2.52 | 50000 | 3.58 | 2.1 | 9.5 | 7.5
Live | 215682031 |  | 10.5 | 19 | 55200 | 46000 | 36600 | 3.54 | 2.5 | 50000 | 3.54 | 2 | 9 | 7.5
Live | 215938042 |  | 11.5 | 21 | 52325 | 43000 | 38000 | 3.87 | 2.16 | 52500 | 3.06 | 1.95 | 8.1 | 6.8
Live | 215938032 |  | 11.5 | 21 | 52325 | 43000 | 38000 | 3.87 | 2.16 | 52500 | 3.06 | 1.95 | 8.1 | 6.8
Live | 215679591 |  | 10.5 | 18.5 | 39560 | 29800 | 24800 | 3.53 | 2.24 | 34200 | 3.18 | 1.9 | 9 | 7
Live | 215679581 |  | 10.5 | 18.5 | 39560 | 29800 | 24800 | 3.53 | 2.24 | 34200 | 3.18 | 1.9 | 9 | 7
Live | 215935232 |  | 12.5 | 22 | 40940 | 32600 | 28400 | 4.21 | 2.54 | 38000 | 3.62 | 2.02 | 8.5 | 7
Live | 215935222 |  | 12.5 | 22 | 40940 | 32600 | 28400 | 4.21 | 2.54 | 38000 | 3.62 | 2.02 | 8.5 | 7
Live | 215669400 |  | 10 | 18.5 | 39560 | 29800 | 24800 | 3.37 | 2.24 | 34200 | 3.18 | 1.9 | 9 | 7
Live | 215669390 |  | 10.5 | 18 | 39560 | 29800 | 24800 | 3.53 | 2.24 | 34200 | 3.18 | 1.9 | 9 | 7
Live | 215682021 |  | 10 | 19 | 55200 | 46000 | 36600 | 3.37 | 2.5 | 50000 | 3.54 | 2 | 9 | 7.5
Live | 215682011 |  | 10 | 19 | 55200 | 46000 | 36600 | 3.37 | 2.48 | 50000 | 3.52 | 2 | 9 | 7.5
Live | 215938022 |  | 11.5 | 21 | 52325 | 43000 | 38000 | 3.87 | 2.16 | 52500 | 3.06 | 1.95 | 8.1 | 6.8
Live | 215938012 |  | 11 | 20.5 | 51750 | 43500 | 38500 | 3.71 | 2.14 | 53000 | 3.02 | 1.9 | 8 | 6.5
Live | 215935212 |  | 12 | 22 | 40940 | 33200 | 28600 | 4.04 | 2.5 | 38000 | 3.54 | 2.02 | 8.5 | 7
Live | 215935202 |  | 12 | 21.5 | 40940 | 33200 | 28600 | 4.04 | 2.5 | 38000 | 3.54 | 2.02 | 8.5 | 7
Live | 215679571 |  | 10 | 18 | 39560 | 29800 | 24800 | 3.37 | 2.24 | 34200 | 3.18 | 1.9 | 9 | 7
Live | 215679561 |  | 10 | 18 | 39560 | 29800 | 24800 | 3.37 | 2.24 | 34200 | 3.18 | 1.9 | 9 | 7
Live | 215669380 |  | 10 | 18 | 39560 | 29800 | 24800 | 3.37 | 2.24 | 34200 | 3.18 | 1.9 | 9 | 7
Live | 215669370 |  | 10 | 18 | 39330 | 30000 | 25000 | 3.37 | 2.22 | 34400 | 3.14 | 1.9 | 9 | 7
Live | 215682001 |  | 10 | 18.5 | 55200 | 46000 | 36600 | 3.37 | 2.5 | 50000 | 3.54 | 2 | 9 | 7.5
Live | 215681991 |  | 10 | 19 | 55200 | 46000 | 36200 | 3.37 | 2.52 | 50000 | 3.58 | 2.12 | 9 | 7.5
Live | 215937992 |  | 11 | 20.5 | 51750 | 43000 | 38000 | 3.71 | 2.14 | 52000 | 3.04 | 1.9 | 8.1 | 6.8
Live | 215937982 |  | 11 | 20 | 51175 | 43500 | 38000 | 3.7 | 2.14 | 52000 | 3.04 | 1.9 | 8.1 | 6.8
Live | 215935192 |  | 12 | 21.5 | 40710 | 33000 | 29000 | 4.04 | 2.5 | 38500 | 3.54 | 2.02 | 8.5 | 7
Live | 215935182 |  | 11.7 | 21 | 40480 | 33600 | 29400 | 3.94 | 2.44 | 39000 | 3.48 | 2 | 8.5 | 7
Live | 215681981 |  | 10 | 19 | 55200 | 46000 | 36600 | 3.37 | 2.48 | 50000 | 3.52 | 2 | 9 | 7.5
Live | 215681971 |  | 10.5 | 19 | 55200 | 46500 | 36800 | 3.54 | 2.5 | 50000 | 3.54 | 2 | 9 | 7.5
Live | 215679551 |  | 10 | 18 | 38870 | 30200 | 25000 | 3.37 | 2.26 | 35000 | 3.2 | 1.9 | 9 | 7
Live | 215679541 |  | 10 | 18 | 38870 | 30200 | 25000 | 3.37 | 2.24 | 35000 | 3.18 | 1.88 | 9 | 7
Live | 215669360 |  | 10 | 18 | 39560 | 29600 | 24600 | 3.37 | 2.24 | 34200 | 3.18 | 1.92 | 9 | 7
Live | 215669350 |  | 10 | 18 | 39560 | 29800 | 24800 | 3.37 | 2.24 | 34200 | 3.18 | 1.9 | 9 | 7
Live | 215937972 |  | 11 | 20 | 51175 | 43500 | 38000 | 3.7 | 2.14 | 52000 | 3.04 | 1.9 | 8.1 | 6.8
Live | 215937962 |  | 11 | 20 | 51175 | 43500 | 38000 | 3.7 | 2.14 | 52000 | 3.04 | 1.9 | 8.1 | 6.8
Live | 215679531 |  | 9.5 | 17.5 | 38640 | 30400 | 25200 | 3.2 | 2.22 | 35200 | 3.16 | 1.88 | 9 | 7
Live | 215679521 |  | 9.5 | 17.5 | 38410 | 30600 | 25400 | 3.2 | 2.22 | 35200 | 3.14 | 1.88 | 9 | 7
Live | 215681961 |  | 10 | 19 | 55200 | 46500 | 36800 | 3.37 | 2.5 | 50000 | 3.54 | 2 | 9 | 7.5
Live | 215681951 |  | 10 | 18.5 | 54625 | 47000 | 37200 | 3.37 | 2.46 | 50000 | 3.48 | 1.98 | 9 | 7
Live | 215935142 |  | 12.5 | 22 | 40940 | 32600 | 28600 | 4.21 | 2.54 | 38000 | 3.6 | 2.02 | 8.5 | 7
Live | 215935132 |  | 12 | 21.5 | 40710 | 33000 | 28800 | 4.04 | 2.5 | 38500 | 3.54 | 2.02 | 8.5 | 7
Live | 215669340 |  | 10.5 | 18.5 | 39560 | 29600 | 24600 | 3.53 | 2.24 | 34200 | 3.18 | 1.92 | 9 | 7
Live | 215669330 |  | 10.5 | 18.5 | 39560 | 29600 | 24600 | 3.53 | 2.24 | 34200 | 3.18 | 1.92 | 9 | 7
Live | 215937952 |  | 11 | 20 | 51175 | 43500 | 38000 | 3.7 | 2.14 | 52000 | 3.02 | 1.9 | 8.1 | 6.8
Live | 215937942 |  | 10 | 19.5 | 50600 | 44000 | 39000 | 3.37 | 2.1 | 52500 | 2.98 | 1.88 | 8 | 6.5
Live | 215679511 |  | 9.5 | 18 | 38870 | 30200 | 25000 | 3.2 | 2.26 | 35000 | 3.2 | 1.9 | 9 | 7
Live | 215679501 |  | 10 | 18 | 39100 | 30200 | 25000 | 3.37 | 2.26 | 35000 | 3.2 | 1.9 | 9 | 7
Live | 215935122 |  | 12.5 | 22 | 40940 | 32600 | 28600 | 4.21 | 2.54 | 38000 | 3.6 | 2.02 | 8.5 | 7
Live | 215935112 |  | 12 | 21.5 | 40940 | 33000 | 28600 | 4.04 | 2.5 | 38000 | 3.56 | 2.04 | 8.5 | 7
Live | 215681941 |  | 10 | 18.5 | 55200 | 46500 | 36600 | 3.37 | 2.5 | 50000 | 3.56 | 2 | 9 | 7.5
Live | 215681931 |  | 10 | 19 | 55775 | 46000 | 36400 | 3.37 | 2.52 | 50000 | 3.58 | 2.12 | 9 | 7.5
Live | 215937932 |  | 11.5 | 20.5 | 51750 | 43000 | 38000 | 3.88 | 2.14 | 52000 | 3.04 | 1.9 | 8 | 6.7
Live | 215937922 |  | 11 | 20 | 51175 | 43500 | 38000 | 3.7 | 2.14 | 52000 | 3.02 | 1.9 | 8 | 6.5
Live | 215669320 |  | 10.5 | 18.5 | 39560 | 29600 | 24600 | 3.53 | 2.24 | 34200 | 3.2 | 1.92 | 9 | 7
Live | 215669310 |  | 10 | 18 | 39560 | 29800 | 24800 | 3.37 | 2.24 | 34200 | 3.18 | 1.9 | 9 | 7
Live | 215935102 |  | 12 | 21.5 | 40710 | 33400 | 29000 | 4.04 | 2.46 | 38500 | 3.48 | 2.02 | 8.5 | 7
Live | 215935092 |  | 12 | 21 | 40710 | 33400 | 29000 | 4.04 | 2.46 | 38500 | 3.5 | 2.02 | 8.5 | 7
Live | 215679491 |  | 10 | 18 | 38870 | 30200 | 25000 | 3.37 | 2.24 | 35000 | 3.18 | 1.88 | 9 | 7
Live | 215679481 |  | 10 | 18 | 39790 | 30400 | 25000 | 3.37 | 2.28 | 35200 | 3.24 | 1.9 | 9 | 7
Live | 215681921 |  | 10 | 18.5 | 55200 | 46500 | 36800 | 3.37 | 2.5 | 50000 | 3.54 | 2 | 9 | 7.5
Live | 215681911 |  | 10 | 18.5 | 55200 | 46500 | 36600 | 3.37 | 2.5 | 50000 | 3.54 | 2 | 9 | 7.5
Live | 215937912 |  | 11.5 | 20.5 | 51750 | 43000 | 38000 | 3.88 | 2.14 | 52000 | 3.04 | 1.95 | 8.1 | 6.8
Live | 215937902 |  | 11 | 20.5 | 51750 | 43000 | 38000 | 3.71 | 2.14 | 52000 | 3.04 | 1.9 | 8.1 | 6.8
Live | 215669290 |  | 10 | 18 | 38870 | 30200 | 25000 | 3.37 | 2.26 | 35000 | 3.2 | 1.9 | 9 | 7
Live | 215669280 |  | 9.5 | 18 | 38640 | 30400 | 25200 | 3.2 | 2.22 | 35200 | 3.16 | 1.88 | 9 | 7
Live | 215935082 |  | 12.5 | 22 | 40940 | 32800 | 28400 | 4.21 | 2.52 | 38000 | 3.58 | 2.04 | 8.5 | 7
Live | 215935072 |  | 12 | 21.5 | 40940 | 32800 | 28600 | 4.04 | 2.52 | 38000 | 3.58 | 2.02 | 8.5 | 7
Live | 215937892 |  | 11.5 | 20.5 | 51750 | 43000 | 38000 | 3.88 | 2.14 | 52000 | 3.04 | 1.95 | 8.1 | 6.8
Live | 215937882 |  | 11 | 20 | 51175 | 43500 | 38500 | 3.7 | 2.12 | 52500 | 3.02 | 1.9 | 8.1 | 6.8
Live | 215679471 |  | 10 | 18 | 39560 | 30400 | 25200 | 3.37 | 2.28 | 35400 | 3.24 | 1.88 | 9 | 7
Live | 215679461 |  | 9.5 | 17.5 | 39330 | 30600 | 25400 | 3.2 | 2.26 | 35400 | 3.2 | 1.88 | 9 | 7
Live | 215681901 |  | 10 | 19 | 55200 | 46500 | 36800 | 3.37 | 2.5 | 50000 | 3.54 | 2 | 9 | 7.5
Live | 215681891 |  | 10.5 | 19 | 55200 | 46500 | 36800 | 3.54 | 2.5 | 50000 | 3.54 | 2 | 9 | 7.5
Live | 215669270 |  | 9.5 | 17.5 | 38640 | 30600 | 25400 | 3.2 | 2.22 | 35200 | 3.14 | 1.88 | 9 | 7
Live | 215669260 |  | 10 | 18 | 38870 | 30200 | 25000 | 3.37 | 2.26 | 35000 | 3.2 | 1.9 | 9 | 7
Live | 215935062 |  | 12 | 21.5 | 40710 | 33400 | 29000 | 4.04 | 2.46 | 38500 | 3.5 | 2.02 | 8.5 | 7
Live | 215935052 |  | 12.5 | 22 | 40940 | 32600 | 28400 | 4.21 | 2.54 | 38000 | 3.62 | 2.02 | 8.5 | 7
Live | 215937862 |  | 11 | 20 | 51175 | 43500 | 38500 | 3.7 | 2.12 | 52000 | 3.02 | 2 | 8.1 | 7
Live | 215937852 |  | 11 | 19 | 49450 | 42500 | 37600 | 3.71 | 2.14 | 53000 | 3.04 | 2 | 8.1 | 7
Live | 215679451 |  | 9.5 | 17.5 | 39330 | 30600 | 25400 | 3.2 | 2.24 | 35600 | 3.18 | 1.88 | 9 | 7
Live | 215679441 |  | 10 | 18 | 39790 | 30200 | 25000 | 3.37 | 2.28 | 35200 | 3.24 | 1.9 | 9 | 7
Live | 215681881 |  | 10 | 19 | 55200 | 46500 | 36800 | 3.37 | 2.5 | 50000 | 3.54 | 2 | 9 | 7.5
Live | 215681871 |  | 10 | 18.5 | 54625 | 47000 | 37200 | 3.37 | 2.46 | 50000 | 3.48 | 1.98 | 9 | 7
Live | 215669250 |  | 10 | 18 | 38870 | 30200 | 25000 | 3.37 | 2.24 | 35000 | 3.18 | 1.88 | 9 | 7
Live | 215669240 |  | 9.5 | 17.5 | 38640 | 30400 | 25200 | 3.2 | 2.22 | 35200 | 3.16 | 1.88 | 9 | 7
Live | 215935042 |  | 12.5 | 22 | 40940 | 32800 | 28400 | 4.21 | 2.52 | 38000 | 3.58 | 2.04 | 8.5 | 7
Live | 215935032 |  | 12 | 22 | 40940 | 33200 | 28600 | 4.04 | 2.5 | 38000 | 3.54 | 2.02 | 8.5 | 7
Live | 215937842 |  | 11 | 20 | 51175 | 43500 | 38500 | 3.7 | 2.12 | 52000 | 3.02 | 2 | 8.1 | 7
Live | 215937832 |  | 10.5 | 19.5 | 51175 | 43500 | 38500 | 3.54 | 2.12 | 52000 | 3 | 1.88 | 8 | 6.5
Live | 215679431 |  | 10 | 18 | 39790 | 30200 | 25000 | 3.37 | 2.3 | 35200 | 3.24 | 1.9 | 9 | 7
Live | 215679421 |  | 10 | 18 | 39560 | 30400 | 25200 | 3.37 | 2.28 | 35400 | 3.24 | 1.88 | 9 | 7
Live | 215681861 |  | 10 | 18.5 | 55200 | 46500 | 36600 | 3.37 | 2.5 | 50000 | 3.56 | 2 | 9 | 7.5
Live | 215681851 |  | 10 | 19 | 55775 | 46000 | 36400 | 3.37 | 2.52 | 50000 | 3.58 | 2.12 | 9 | 7.5
Live | 215669230 |  | 9.5 | 17.5 | 38640 | 30400 | 25200 | 3.2 | 2.22 | 35200 | 3.16 | 1.9 | 9 | 7
Live | 215669220 |  | 9.5 | 17.5 | 38410 | 30600 | 25400 | 3.2 | 2.22 | 35200 | 3.14 | 1.88 | 9 | 7
Live | 215935022 |  | 12 | 21.5 | 40940 | 32800 | 28600 | 4.04 | 2.52 | 38000 | 3.58 | 2.02 | 8.5 | 7
Live | 215935012 |  | 12 | 21.5 | 40710 | 33000 | 29000 | 4.04 | 2.5 | 38500 | 3.54 | 2.02 | 8.5 | 7
Live | 215679411 |  | 10 | 17.5 | 38180 | 31000 | 25600 | 3.37 | 2.16 | 35800 | 3.06 | 1.84 | 9 | 7
Live | 215679401 |  | 10 | 17.5 | 38180 | 31000 | 25600 | 3.37 | 2.14 | 35800 | 3.04 | 1.86 | 9 | 7
Live | 215937822 |  | 10.5 | 19 | 50025 | 43500 | 38000 | 3.54 | 2.12 | 53000 | 3 | 1.88 | 8 | 6.5
Live | 215937812 |  | 10 | 19 | 50025 | 44000 | 39000 | 3.37 | 2.08 | 52500 | 2.96 | 1.88 | 8 | 6.5
Live | 215681841 |  | 10 | 18.5 | 55200 | 46500 | 36800 | 3.37 | 2.5 | 50000 | 3.54 | 2 | 9 | 7.5
Live | 215681831 |  | 10 | 18.5 | 55200 | 46500 | 36600 | 3.37 | 2.5 | 50000 | 3.54 | 2 | 9 | 7.5
Live | 215669210 |  | 10 | 18 | 38870 | 30200 | 25000 | 3.37 | 2.26 | 35000 | 3.2 | 1.9 | 9 | 7
Live | 215669200 |  | 9.5 | 17.5 | 38870 | 30200 | 25000 | 3.2 | 2.24 | 35000 | 3.18 | 1.88 | 9 | 7
Live | 215935002 |  | 11.7 | 21 | 40480 | 33600 | 29400 | 3.94 | 2.44 | 39000 | 3.48 | 2 | 8.5 | 7
Live | 215934972 |  | 11.5 | 20.5 | 39790 | 31200 | 27600 | 3.87 | 2.42 | 38000 | 3.44 | 2.05 | 8.5 | 7
Live | 215681821 |  | 10 | 19 | 55200 | 46500 | 36800 | 3.37 | 2.5 | 50000 | 3.54 | 2 | 9 | 7.5
Live | 215681811 |  | 10 | 18.5 | 54050 | 45500 | 36400 | 3.37 | 2.44 | 50000 | 3.46 | 2 | 9 | 7
Live | 215937802 |  | 11 | 20 | 51175 | 43500 | 38000 | 3.7 | 2.14 | 52000 | 3.04 | 1.9 | 8 | 6.7
Live | 215937792 |  | 10.5 | 19.5 | 51175 | 43500 | 38500 | 3.54 | 2.12 | 52000 | 3 | 1.88 | 8 | 6.5
Live | 215669190 |  | 9.5 | 17.5 | 38640 | 30400 | 25200 | 3.2 | 2.22 | 35200 | 3.16 | 1.88 | 9 | 7
Live | 215669180 |  | 10 | 18 | 38870 | 30200 | 25000 | 3.37 | 2.26 | 35000 | 3.2 | 1.9 | 9 | 7
Live | 215934962 |  | 11 | 20.5 | 39560 | 31400 | 27600 | 3.7 | 2.42 | 38000 | 3.44 | 2.08 | 8.5 | 7
Live | 215934952 |  | 12.5 | 22 | 40940 | 32600 | 28600 | 4.21 | 2.54 | 38000 | 3.6 | 2.02 | 8.5 | 7
Live | 215679371 |  | 9.5 | 17.5 | 38180 | 31000 | 25600 | 3.21 | 2.16 | 35800 | 3.06 | 1.84 | 8.5 | 7
Live | 215679361 |  | 9.5 | 17.5 | 38180 | 30800 | 25600 | 3.21 | 2.16 | 35800 | 3.06 | 1.86 | 8.5 | 7
Live | 215681801 |  | 9.5 | 18 | 53475 | 46500 | 37000 | 3.2 | 2.4 | 50000 | 3.4 | 2 | 9 | 7
Live | 215681791 |  | 9.5 | 18 | 54050 | 45500 | 36400 | 3.2 | 2.44 | 50000 | 3.48 | 2 | 9 | 7
Live | 215937782 |  | 11 | 19 | 50025 | 43500 | 38000 | 3.71 | 2.12 | 53000 | 3 | 1.88 | 8 | 6.5
Live | 215937772 |  | 11 | 20 | 51175 | 43500 | 38000 | 3.7 | 2.14 | 52000 | 3.02 | 1.9 | 8.1 | 6.8
Live | 215669170 |  | 10 | 18 | 38870 | 30200 | 25000 | 3.37 | 2.26 | 35000 | 3.2 | 1.9 | 9 | 7
Live | 215669160 |  | 10 | 18 | 38870 | 30200 | 25000 | 3.37 | 2.24 | 35000 | 3.18 | 1.88 | 9 | 7
Live | 215679351 |  | 10 | 17.5 | 38180 | 31000 | 25600 | 3.37 | 2.14 | 35800 | 3.04 | 1.86 | 9 | 7
Live | 215679341 |  | 10 | 18 | 39790 | 30400 | 25000 | 3.37 | 2.28 | 35200 | 3.24 | 1.9 | 9 | 7
Live | 215937762 |  | 11 | 20 | 51175 | 43500 | 38000 | 3.7 | 2.14 | 52000 | 3.04 | 1.9 | 8.1 | 6.8
Live | 215937752 |  | 11.5 | 20 | 50025 | 43000 | 37600 | 3.88 | 2.14 | 52500 | 3.04 | 2 | 8.1 | 7
Live | 215934942 |  | 12 | 21.5 | 40710 | 33000 | 28800 | 4.04 | 2.5 | 38500 | 3.54 | 2.02 | 8.5 | 7
Live | 215934932 |  | 12.5 | 22 | 40940 | 32600 | 28600 | 4.21 | 2.54 | 38000 | 3.6 | 2.02 | 8.5 | 7
Live | 215669150 |  | 10 | 18 | 38870 | 30200 | 25000 | 3.37 | 2.24 | 35000 | 3.18 | 1.88 | 9 | 7
Live | 215669140 |  | 10 | 18 | 38640 | 30400 | 25200 | 3.37 | 2.24 | 35200 | 3.16 | 1.88 | 9 | 7
Live | 215681781 |  | 10 | 18.5 | 54050 | 45500 | 36200 | 3.37 | 2.46 | 50000 | 3.5 | 2 | 9 | 7.5
Live | 215681771 |  | 9.5 | 18 | 54050 | 45500 | 36400 | 3.2 | 2.44 | 50000 | 3.46 | 2 | 9 | 7
Live | 215679331 |  | 10 | 18 | 39560 | 30400 | 25200 | 3.37 | 2.28 | 35400 | 3.24 | 1.88 | 9 | 7
Live | 215679321 |  | 9.5 | 17.5 | 39330 | 30600 | 25400 | 3.2 | 2.26 | 35400 | 3.2 | 1.88 | 9 | 7
Live | 215937742 |  | 10.5 | 19.5 | 50600 | 43500 | 38500 | 3.54 | 2.12 | 52000 | 3 | 1.88 | 8 | 6.5
Live | 215937732 |  | 10.5 | 19.5 | 50025 | 44000 | 39000 | 3.54 | 2.08 | 52500 | 2.96 | 1.88 | 8 | 6.5
Live | 215934922 |  | 12 | 21.5 | 40940 | 32800 | 28600 | 4.04 | 2.54 | 38000 | 3.6 | 2.02 | 8.5 | 7
Live | 215934912 |  | 12 | 21.5 | 40710 | 33200 | 29000 | 4.04 | 2.48 | 38500 | 3.52 | 2.02 | 8.5 | 7
Live | 215669130 |  | 9.5 | 17.5 | 38410 | 30600 | 25400 | 3.2 | 2.2 | 35200 | 3.14 | 1.88 | 9 | 7
Live | 215669090 |  | 10 | 18 | 39790 | 30400 | 25000 | 3.37 | 2.28 | 35200 | 3.24 | 1.9 | 9 | 7
Live | 215681761 |  | 9.5 | 18 | 54050 | 45500 | 36400 | 3.2 | 2.44 | 50000 | 3.46 | 2 | 9 | 7
Live | 215681751 |  | 9.5 | 16.5 | 52325 | 42000 | 33800 | 3.2 | 2.48 | 48000 | 3.52 | 2.08 | 8.5 | 7
Live | 215937702 |  | 11.5 | 21 | 52900 | 43500 | 38000 | 3.88 | 2.16 | 53000 | 3.06 | 1.92 | 8 | 6.5
Live | 215679311 |  | 9.5 | 17.5 | 39330 | 30600 | 25400 | 3.2 | 2.24 | 35600 | 3.18 | 1.88 | 9 | 7
Live | 215679301 |  | 10 | 17.5 | 39790 | 30400 | 25000 | 3.37 | 2.28 | 35200 | 3.24 | 1.9 | 9 | 7
Live | 215934902 |  | 12 | 21 | 40710 | 33200 | 29000 | 4.04 | 2.48 | 38500 | 3.54 | 2.02 | 8.5 | 7
Live | 215934892 |  | 12.5 | 22 | 40940 | 32600 | 28400 | 4.21 | 2.56 | 38000 | 3.62 | 2.02 | 8.5 | 7
Live | 215669082 |  | 10 | 18 | 39560 | 30600 | 25200 | 3.37 | 2.26 | 35400 | 3.2 | 1.8 | 8.5 | 6.65
Live | 215669074 |  | 10 | 18 | 39790 | 30400 | 25000 | 3.37 | 2.28 | 35200 | 3.24 | 1.9 | 9 | 7
Live | 215681741 |  | 9.5 | 16.5 | 52325 | 42000 | 33800 | 3.2 | 2.48 | 48000 | 3.52 | 2.08 | 8.5 | 7
Live | 215681731 |  | 9.5 | 16.5 | 52325 | 42000 | 33800 | 3.2 | 2.48 | 48000 | 3.52 | 2.06 | 8.5 | 7
Live | 215937692 |  | 11.5 | 21 | 52900 | 43500 | 38000 | 3.88 | 2.14 | 53000 | 3.04 | 1.92 | 8 | 6.5
Live | 215937682 |  | 11.5 | 21 | 52900 | 43500 | 38000 | 3.88 | 2.14 | 53500 | 3.04 | 1.92 | 8 | 6.5
Live | 215934882 |  | 12 | 21.5 | 40940 | 32800 | 28600 | 4.04 | 2.52 | 38000 | 3.58 | 2.04 | 8.5 | 7
Live | 215934872 |  | 12 | 21.5 | 40710 | 33200 | 29000 | 4.04 | 2.48 | 38500 | 3.52 | 2.02 | 8.5 | 7
Live | 215679291 |  | 10 | 17.5 | 39790 | 30200 | 25000 | 3.37 | 2.28 | 35200 | 3.24 | 1.9 | 9 | 7
Live | 215679281 |  | 10 | 18 | 39560 | 30400 | 25200 | 3.37 | 2.28 | 35400 | 3.24 | 1.88 | 9 | 7
Live | 215669066 |  | 10 | 18 | 39790 | 30400 | 25000 | 3.37 | 2.28 | 35200 | 3.24 | 1.88 | 9 | 7
Live | 215669058 |  | 9.5 | 18 | 39330 | 30600 | 25400 | 3.2 | 2.26 | 35400 | 3.2 | 1.88 | 9 | 7
Live | 215681721 |  | 9 | 16 | 51750 | 42500 | 34200 | 3.03 | 2.44 | 48500 | 3.46 | 1.94 | 8.5 | 7
Live | 215681711 |  | 9.5 | 16.5 | 52325 | 42000 | 33800 | 3.2 | 2.48 | 48000 | 3.54 | 2.08 | 8.5 | 7
Live | 215934862 |  | 12.5 | 22 | 40940 | 32600 | 28400 | 4.21 | 2.54 | 38000 | 3.62 | 2.02 | 8.5 | 7
Live | 215934852 |  | 12.5 | 22 | 40940 | 32600 | 28400 | 4.21 | 2.54 | 38000 | 3.62 | 2.02 | 8.5 | 7
Live | 215937672 |  | 11.5 | 21 | 52900 | 43500 | 38000 | 3.88 | 2.14 | 53000 | 3.04 | 1.92 | 8 | 6.5
Live | 215937662 |  | 11.5 | 20.5 | 52900 | 43500 | 38000 | 3.88 | 2.14 | 53500 | 3.04 | 1.9 | 8 | 6.5
Live | 215679271 |  | 9.5 | 17.5 | 38870 | 31000 | 25600 | 3.2 | 2.2 | 35800 | 3.14 | 1.86 | 9 | 7
Live | 215679261 |  | 9 | 17 | 38640 | 31000 | 25800 | 3.04 | 2.2 | 36000 | 3.1 | 1.88 | 9 | 7
Live | 215669050 |  | 9.5 | 17.5 | 39330 | 30600 | 25400 | 3.2 | 2.24 | 35600 | 3.18 | 1.88 | 9 | 7
Live | 215669042 |  | 10 | 18 | 39790 | 30200 | 25000 | 3.37 | 2.28 | 35200 | 3.24 | 1.9 | 9 | 7
Live | 215681701 |  | 9.5 | 17 | 52325 | 42000 | 33600 | 3.2 | 2.52 | 48000 | 3.56 | 2.06 | 8.5 | 7
Live | 215681691 |  | 9.5 | 17 | 52325 | 42000 | 33800 | 3.2 | 2.48 | 48000 | 3.52 | 2.08 | 8.5 | 7
Live | 215937652 |  | 10.5 | 20 | 52325 | 44000 | 39000 | 3.54 | 2.1 | 53500 | 3 | 1.9 | 8 | 6.5
Live | 215937642 |  | 12 | 21 | 53475 | 43500 | 38000 | 4.04 | 2.16 | 53000 | 3.06 | 1.92 | 8 | 6.5
Live | 215934842 |  | 12 | 22 | 40940 | 32800 | 28600 | 4.04 | 2.52 | 38000 | 3.58 | 2.02 | 8.5 | 7
Live | 215934832 |  | 12 | 21.5 | 40940 | 32800 | 28600 | 4.04 | 2.52 | 38000 | 3.58 | 2.02 | 8.5 | 7
Live | 215679251 |  | 9.5 | 17 | 39100 | 30600 | 25400 | 3.2 | 2.24 | 35600 | 3.18 | 1.86 | 9 | 7
Live | 215679241 |  | 9.5 | 17 | 39330 | 30600 | 25400 | 3.2 | 2.24 | 35600 | 3.18 | 1.88 | 9 | 7
Live | 215681681 |  | 9.5 | 16.5 | 52325 | 42000 | 33800 | 3.2 | 2.48 | 48000 | 3.52 | 2.08 | 8.5 | 7
Live | 215681671 |  | 9.5 | 16.5 | 52325 | 42000 | 33800 | 3.2 | 2.48 | 48000 | 3.52 | 2.06 | 8.5 | 7
Live | 215669034 |  | 9.5 | 17.5 | 39560 | 30400 | 25200 | 3.2 | 2.28 | 35400 | 3.22 | 1.88 | 9 | 7
Live | 215669026 |  | 9.5 | 17.5 | 39560 | 30600 | 25200 | 3.2 | 2.26 | 35400 | 3.2 | 1.88 | 9 | 7
Live | 215937632 |  | 11.5 | 20.5 | 52900 | 43500 | 38000 | 3.88 | 2.14 | 53500 | 3.04 | 1.9 | 8 | 6.5
Live | 215937622 |  | 12 | 21 | 53475 | 43500 | 38000 | 4.04 | 2.16 | 53000 | 3.06 | 1.92 | 8 | 6.5
Live | 215934822 |  | 12 | 21.5 | 40710 | 33000 | 29000 | 4.04 | 2.5 | 38500 | 3.54 | 2.02 | 8.5 | 7
Live | 215934812 |  | 11.7 | 21 | 40480 | 33600 | 29400 | 3.94 | 2.44 | 39000 | 3.48 | 2 | 8.5 | 7
Live | 215681661 |  | 9 | 16 | 51750 | 43000 | 34200 | 3.03 | 2.46 | 49500 | 3.5 | 2.06 | 8.5 | 7
Live | 215681651 |  | 9 | 16 | 51750 | 43000 | 34200 | 3.03 | 2.46 | 49500 | 3.5 | 2.04 | 8.5 | 7
Live | 215669018 |  | 10 | 18 | 39790 | 30200 | 25000 | 3.37 | 2.28 | 35200 | 3.24 | 1.9 | 9 | 7
Live | 215669010 |  | 10 | 18 | 39790 | 30200 | 25000 | 3.37 | 2.28 | 35200 | 3.24 | 1.9 | 9 | 7
Live | 215937612 |  | 12 | 21 | 53475 | 43500 | 38000 | 4.04 | 2.16 | 53000 | 3.06 | 1.92 | 8 | 6.5
Live | 215937602 |  | 12 | 21 | 53475 | 43500 | 38000 | 4.04 | 2.16 | 53000 | 3.06 | 1.92 | 8 | 6.5
Live | 215934772 |  | 11.5 | 20.5 | 39790 | 31200 | 27600 | 3.87 | 2.42 | 38000 | 3.44 | 2.06 | 8.5 | 7
Live | 215934762 |  | 11 | 20.5 | 39560 | 31400 | 27600 | 3.7 | 2.42 | 38000 | 3.44 | 2.08 | 8.5 | 7
Live | 215679201 |  | 9.5 | 17 | 37720 | 31200 | 25800 | 3.2 | 2.12 | 36000 | 3 | 1.76 | 8.5 | 7
Live | 215681641 |  | 9 | 16 | 51175 | 43000 | 34400 | 3.04 | 2.46 | 49500 | 3.48 | 2.04 | 8.5 | 7
Live | 215681631 |  | 9 | 16 | 51175 | 43500 | 34800 | 3.04 | 2.4 | 49500 | 3.42 | 1.92 | 8.5 | 7
Live | 215669002 |  | 10 | 18 | 39560 | 30400 | 25200 | 3.37 | 2.28 | 35400 | 3.24 | 1.88 | 9 | 7
Live | 215668994 |  | 10 | 18 | 39560 | 30400 | 25200 | 3.37 | 2.28 | 35400 | 3.24 | 1.88 | 9 | 7
Live | 215937592 |  | 11.5 | 20.5 | 52900 | 43500 | 38500 | 3.88 | 2.14 | 53500 | 3.02 | 1.9 | 8 | 6.5
Live | 215937572 |  | 11.5 | 20.5 | 52325 | 43000 | 38000 | 3.87 | 2.16 | 52500 | 3.04 | 1.95 | 8.1 | 6.8
Live | 215934752 |  | 11 | 20.5 | 39100 | 30400 | 27000 | 3.71 | 2.38 | 38000 | 3.36 | 1.95 | 8.1 | 6.75
Live | 215934742 |  | 11 | 20 | 39100 | 30600 | 27000 | 3.71 | 2.36 | 38000 | 3.36 | 2 | 8.1 | 6.5
Live | 215681621 |  | 9 | 16.5 | 51750 | 43000 | 34200 | 3.03 | 2.46 | 49500 | 3.5 | 2.06 | 8.5 | 7
Live | 215681611 |  | 9.5 | 16.5 | 51750 | 42500 | 34000 | 3.2 | 2.48 | 49000 | 3.52 | 2.06 | 8.5 | 7
Live | 215937562 |  | 11.5 | 20.5 | 52325 | 43500 | 38000 | 3.87 | 2.14 | 52500 | 3.04 | 1.9 | 8.1 | 6.8
Live | 215937552 |  | 11 | 20.5 | 52325 | 43500 | 38000 | 3.7 | 2.14 | 52500 | 3.04 | 1.9 | 8 | 6.5
Live | 215934732 |  | 11 | 20 | 39100 | 30600 | 27200 | 3.71 | 2.36 | 38000 | 3.34 | 2 | 8.1 | 6.75
Live | 215934722 |  | 11 | 20 | 39100 | 30600 | 27200 | 3.71 | 2.36 | 38000 | 3.34 | 2 | 8.1 | 6.5
Live | 215681601 |  | 9 | 16 | 51750 | 43000 | 34400 | 3.03 | 2.46 | 49000 | 3.48 | 2.04 | 8.5 | 7
Live | 215681591 |  | 9 | 16.5 | 51750 | 43000 | 34200 | 3.03 | 2.46 | 49000 | 3.5 | 2.06 | 8.5 | 7
Live | 215668986 |  | 10 | 18 | 39560 | 30400 | 25200 | 3.37 | 2.26 | 35400 | 3.22 | 1.8 | 8.5 | 6.65
Live | 215668978 |  | 9.5 | 17.5 | 39100 | 30800 | 25400 | 3.2 | 2.24 | 35600 | 3.18 | 1.86 | 9 | 7
Live | 215937542 |  | 11.5 | 20.5 | 52325 | 43500 | 38000 | 3.87 | 2.14 | 52500 | 3.04 | 1.9 | 8.1 | 6.8
Live | 215937532 |  | 11 | 20.5 | 51750 | 43500 | 38000 | 3.71 | 2.14 | 52500 | 3.04 | 1.9 | 8 | 6.5
Live | 215934712 |  | 11.7 | 21 | 40480 | 32000 | 28000 | 3.94 | 2.5 | 38000 | 3.54 | 2.06 | 8.5 | 7
Live | 215934702 |  | 11.5 | 19.5 | 38870 | 29200 | 26600 | 3.87 | 2.3 | 37200 | 3.26 | 2.02 | 8.1 | 6.85
Live | 215681581 |  | 9 | 16 | 51175 | 43000 | 34400 | 3.04 | 2.46 | 49500 | 3.48 | 2.04 | 8.5 | 7
Live | 215681571 |  | 10 | 18.5 | 52900 | 42000 | 33600 | 3.37 | 2.48 | 47500 | 3.52 | 2.06 | 9 | 7
Live | 215668946 |  | 10 | 17.5 | 38180 | 31000 | 25600 | 3.37 | 2.16 | 35800 | 3.06 | 1.84 | 9 | 7
Live | 215668938 |  | 9.5 | 17.5 | 37950 | 31200 | 25800 | 3.21 | 2.14 | 36000 | 3.02 | 1.84 | 9 | 7
Live | 215937522 |  | 10.5 | 19.5 | 51175 | 44000 | 39000 | 3.54 | 2.1 | 53000 | 3 | 1.9 | 8 | 6.5
Live | 215937512 |  | 11.5 | 20.5 | 52325 | 43000 | 38000 | 3.87 | 2.16 | 52500 | 3.06 | 1.9 | 8 | 6.7
Live | 215668922 |  | 10 | 17.5 | 38180 | 31000 | 25600 | 3.37 | 2.16 | 35800 | 3.06 | 1.84 | 9 | 7
Live | 215934692 |  | 11.5 | 21 | 40250 | 32200 | 28000 | 3.88 | 2.48 | 38000 | 3.52 | 2.06 | 8.5 | 7
Live | 215681561 |  | 10 | 18.5 | 52900 | 42000 | 33600 | 3.37 | 2.48 | 47500 | 3.52 | 2.06 | 9 | 7
Live | 215681551 |  | 10 | 18 | 52900 | 42000 | 33800 | 3.37 | 2.46 | 48000 | 3.5 | 2.08 | 9 | 7
Live | 215937502 |  | 11 | 20.5 | 51750 | 43500 | 38000 | 3.71 | 2.14 | 53000 | 3.04 | 1.9 | 8 | 6.5
Live | 215937492 |  | 11.5 | 21 | 52325 | 43000 | 38000 | 3.87 | 2.16 | 52500 | 3.06 | 1.95 | 8.1 | 6.8
Live | 215668914 |  | 10 | 17.5 | 38180 | 31000 | 25600 | 3.37 | 2.16 | 35800 | 3.06 | 1.86 | 9 | 7
Live | 215681541 |  | 9.5 | 18 | 52900 | 42000 | 33600 | 3.2 | 2.48 | 47500 | 3.52 | 2.08 | 9 | 7
Live | 215681531 |  | 10 | 18 | 52900 | 41500 | 33400 | 3.37 | 2.5 | 48000 | 3.56 | 2.08 | 9 | 7
Live | 215934672 |  | 11.5 | 20.5 | 40020 | 31800 | 28000 | 3.87 | 2.46 | 38000 | 3.48 | 2.08 | 8.5 | 7
Live | 215934662 |  | 11 | 20 | 39100 | 30600 | 27200 | 3.71 | 2.36 | 38000 | 3.34 | 2 | 8.1 | 6.75
Live | 215937482 |  | 11.5 | 21 | 52325 | 43000 | 38000 | 3.87 | 2.16 | 52500 | 3.06 | 1.95 | 8.1 | 6.8
Live | 215937472 |  | 11.5 | 21 | 52325 | 43000 | 38000 | 3.87 | 2.16 | 52500 | 3.06 | 1.95 | 8.1 | 6.8
Live | 215681521 |  | 10 | 18 | 52900 | 42000 | 33800 | 3.37 | 2.46 | 48000 | 3.5 | 2.08 | 9 | 7
Live | 215681511 |  | 10 | 18 | 52900 | 42000 | 33800 | 3.37 | 2.48 | 47500 | 3.5 | 2.08 | 9 | 7
Live | 215934652 |  | 11 | 20 | 39100 | 30600 | 27200 | 3.71 | 2.36 | 38000 | 3.34 | 2 | 8.1 | 6.5
Live | 215934642 |  | 11 | 20 | 39100 | 30600 | 27200 | 3.71 | 2.36 | 38000 | 3.34 | 2 | 8.1 | 6.75
Live | 215681501 |  | 10 | 18 | 52900 | 42000 | 33800 | 3.37 | 2.46 | 48000 | 3.48 | 2.08 | 9 | 7
Live | 215681491 |  | 9.5 | 17.5 | 52325 | 42500 | 34200 | 3.2 | 2.42 | 48000 | 3.42 | 2.06 | 9 | 7
Live | 215937462 |  | 11 | 20.5 | 51750 | 43500 | 38500 | 3.71 | 2.14 | 53000 | 3.02 | 1.9 | 8 | 6.5
Live | 215937442 |  | 11.5 | 20.5 | 52325 | 43500 | 38000 | 3.87 | 2.14 | 53000 | 3.04 | 1.9 | 8 | 6.5
Live | 215668882 |  | 10 | 17.5 | 38180 | 30800 | 25600 | 3.37 | 2.16 | 35800 | 3.06 | 1.84 | 9 | 7
Live | 215668874 |  | 9.5 | 17.5 | 38180 | 31000 | 25600 | 3.21 | 2.14 | 35800 | 3.04 | 1.86 | 8.5 | 7
Live | 215934632 |  | 11 | 20 | 39100 | 30600 | 27200 | 3.71 | 2.36 | 38000 | 3.34 | 2 | 8.1 | 6.5
Live | 215933972 |  | 13 | 22 | 40250 | 29200 | 25200 | 4.39 | 2.54 | 33400 | 3.6 | 2.08 | 9.5 | 7.5
Live | 215681481 |  | 9.5 | 17.5 | 52900 | 42000 | 33600 | 3.2 | 2.48 | 47500 | 3.5 | 2.06 | 9 | 7
Live | 215681471 |  | 10 | 18 | 52900 | 41500 | 33400 | 3.37 | 2.5 | 47500 | 3.54 | 2.08 | 9 | 7
Live | 215937432 |  | 11.5 | 20 | 50600 | 42500 | 37600 | 3.87 | 2.16 | 53500 | 3.06 | 2 | 8.1 | 7
Live | 215937422 |  | 11.5 | 20.5 | 52325 | 43500 | 38000 | 3.87 | 2.14 | 53000 | 3.04 | 1.9 | 8 | 6.5
Live | 215668858 |  | 10 | 18 | 38180 | 30800 | 25600 | 3.37 | 2.16 | 35800 | 3.06 | 1.84 | 9 | 7
Live | 215933962 |  | 11.7 | 20.5 | 37950 | 30600 | 26800 | 3.94 | 2.4 | 34800 | 3.4 | 2 | 9.5 | 7.5
Live | 215933952 |  | 11.7 | 19.5 | 39330 | 29800 | 26000 | 3.95 | 2.46 | 34200 | 3.48 | 1.94 | 9 | 7
Live | 215681461 |  | 9.5 | 17.5 | 52900 | 42000 | 33800 | 3.2 | 2.46 | 48000 | 3.5 | 2.08 | 9 | 7
Live | 215681451 |  | 9.5 | 18 | 52900 | 42000 | 33600 | 3.2 | 2.48 | 47500 | 3.5 | 2.06 | 9 | 7
Live | 215937412 |  | 11 | 20.5 | 52325 | 43500 | 38500 | 3.7 | 2.14 | 53000 | 3.02 | 1.9 | 8 | 6.5
Live | 215937402 |  | 11 | 19.5 | 51175 | 43500 | 38500 | 3.7 | 2.14 | 53500 | 3.02 | 1.9 | 8 | 6.5
Live | 215933942 |  | 11.7 | 19.5 | 39330 | 29800 | 26000 | 3.95 | 2.46 | 34200 | 3.48 | 1.94 | 9 | 7
Live | 215933932 |  | 11.5 | 19.5 | 39100 | 30200 | 26400 | 3.87 | 2.4 | 34600 | 3.41 | 1.94 | 9 | 7
Live | 215668850 |  | 10 | 18 | 38180 | 30800 | 25600 | 3.37 | 2.16 | 35800 | 3.06 | 1.86 | 9 | 7
Live | 215668842 |  | 10 | 18 | 38180 | 31000 | 25600 | 3.37 | 2.14 | 35800 | 3.04 | 1.86 | 9 | 7
Live | 215937392 |  | 10.5 | 19.5 | 51750 | 44000 | 39000 | 3.54 | 2.1 | 53500 | 2.98 | 1.9 | 8 | 6.5
Live | 215937382 |  | 11.5 | 20.5 | 52900 | 43000 | 38000 | 3.88 | 2.16 | 53000 | 3.06 | 1.92 | 8 | 6.5
Live | 215681441 |  | 10 | 18 | 52900 | 42000 | 33800 | 3.37 | 2.46 | 48000 | 3.48 | 2.08 | 9 | 7
Live | 215681431 |  | 10 | 18 | 51750 | 41500 | 33600 | 3.37 | 2.44 | 47500 | 3.46 | 2.06 | 9 | 7
Live | 215933922 |  | 11 | 19 | 38870 | 29600 | 25600 | 3.71 | 2.42 | 33800 | 3.44 | 1.94 | 9 | 7
Live | 215933912 |  | 10.5 | 17.5 | 37490 | 29400 | 25600 | 3.54 | 2.34 | 33400 | 3.32 | 1.86 | 8.5 | 7
Live | 215668834 |  | 10 | 17.5 | 37950 | 31000 | 25600 | 3.37 | 2.14 | 35800 | 3.04 | 1.86 | 9 | 7
Live | 215668826 |  | 9.5 | 17.5 | 37950 | 31000 | 25800 | 3.21 | 2.14 | 36000 | 3.04 | 1.86 | 9 | 7
Live | 215937372 |  | 11 | 20 | 52325 | 43500 | 38500 | 3.7 | 2.14 | 53000 | 3.02 | 1.9 | 8 | 6.5
Live | 215937362 |  | 11 | 19.5 | 51175 | 43500 | 38000 | 3.7 | 2.14 | 53500 | 3.02 | 1.9 | 8 | 6.5
Live | 215681421 |  | 10 | 18 | 51750 | 41500 | 33600 | 3.37 | 2.44 | 47500 | 3.46 | 2.06 | 9 | 7
Live | 215681411 |  | 10 | 18 | 51750 | 42000 | 33600 | 3.37 | 2.44 | 47500 | 3.46 | 2.06 | 9 | 7
Live | 215933902 |  | 11.7 | 19.5 | 39330 | 29800 | 26000 | 3.95 | 2.46 | 34200 | 3.48 | 1.94 | 9 | 7
Live | 215933892 |  | 11.7 | 19.5 | 39330 | 30000 | 26000 | 3.95 | 2.44 | 34400 | 3.46 | 1.94 | 9 | 7
Live | 215668786 |  | 10 | 18 | 39790 | 30400 | 25000 | 3.37 | 2.28 | 35200 | 3.24 | 1.9 | 9 | 7
Live | 215937352 |  | 11.5 | 21 | 52325 | 43500 | 38000 | 3.87 | 2.14 | 53000 | 3.04 | 1.92 | 8 | 6.5
Live | 215937342 |  | 11.5 | 21 | 52325 | 43000 | 38000 | 3.87 | 2.16 | 53000 | 3.06 | 1.92 | 8 | 6.5
Live | 215681401 |  | 9.5 | 17.5 | 51750 | 41500 | 33600 | 3.2 | 2.44 | 47500 | 3.48 | 2.06 | 9 | 7
Live | 215681391 |  | 9.5 | 18 | 52325 | 41500 | 33400 | 3.2 | 2.46 | 47000 | 3.5 | 2.06 | 9 | 7
Live | 215933882 |  | 11 | 19 | 39100 | 30400 | 26400 | 3.71 | 2.38 | 34800 | 3.38 | 1.94 | 9 | 7
Live | 215933872 |  | 11.5 | 19 | 39100 | 30400 | 26400 | 3.87 | 2.4 | 34800 | 3.4 | 1.92 | 9 | 7
Live | 215668778 |  | 10 | 18 | 39560 | 30600 | 25200 | 3.37 | 2.26 | 35400 | 3.2 | 1.9 | 9 | 7
Live | 215668770 |  | 9.5 | 17.5 | 39330 | 30600 | 25400 | 3.2 | 2.24 | 35400 | 3.18 | 1.88 | 9 | 7
Live | 215937332 |  | 11.5 | 20.5 | 51175 | 43000 | 37600 | 3.88 | 2.16 | 53500 | 3.06 | 1.95 | 8.1 | 6.8
Live | 215937322 |  | 11 | 20.5 | 52325 | 43500 | 38500 | 3.7 | 2.12 | 53000 | 3.02 | 1.9 | 8 | 6.5
Live | 215665881 |  | 11 | 19 | 27830 | 19500 | 16100 | 3.71 | 2.24 | 27600 | 3.36 | 1.84 | 8.5 | 6.5
Live | 215665862 |  | 10.5 | 19 | 27830 | 19600 | 16200 | 3.55 | 2.24 | 27600 | 3.36 | 1.86 | 8.5 | 6.5
Live | 215681381 |  | 10 | 18 | 51750 | 42000 | 33600 | 3.37 | 2.44 | 47500 | 3.46 | 2.06 | 9 | 7
Live | 215681371 |  | 9.5 | 18 | 50600 | 42500 | 34000 | 3.2 | 2.44 | 48500 | 3.46 | 2.04 | 9 | 7.5
Live | 215933862 |  | 11 | 19 | 38870 | 29600 | 25800 | 3.71 | 2.42 | 33800 | 3.44 | 1.96 | 9 | 7
Live | 215933852 |  | 11.7 | 19.5 | 39330 | 29800 | 25800 | 3.95 | 2.46 | 34200 | 3.5 | 1.96 | 9 | 7
Live | 215668762 |  | 10 | 18 | 39790 | 30400 | 25000 | 3.37 | 2.28 | 35200 | 3.24 | 1.9 | 9 | 7
Live | 215668754 |  | 10 | 18 | 39560 | 30400 | 25200 | 3.37 | 2.28 | 35400 | 3.24 | 1.8 | 8.5 | 6.6
Live | 215937312 |  | 11 | 20 | 51750 | 44000 | 39000 | 3.71 | 2.1 | 53500 | 2.98 | 1.9 | 8 | 6.5
Live | 215665844 |  | 11 | 19 | 27830 | 19600 | 16200 | 3.71 | 2.24 | 27600 | 3.36 | 1.86 | 8.5 | 6.5
Live | 215665827 |  | 10.5 | 18.5 | 27600 | 19700 | 16300 | 3.53 | 2.22 | 27800 | 3.33 | 1.84 | 8.5 | 6.5
Live | 215681361 |  | 9.5 | 17.5 | 50600 | 42500 | 34200 | 3.2 | 2.44 | 48500 | 3.46 | 2.06 | 9 | 7
Live | 215681351 |  | 9 | 17 | 50600 | 43000 | 34600 | 3.03 | 2.4 | 49000 | 3.4 | 2.04 | 9 | 7
Live | 215933842 |  | 11.7 | 19.5 | 39330 | 30000 | 26000 | 3.95 | 2.44 | 34400 | 3.46 | 1.96 | 9 | 7
Live | 215933832 |  | 11 | 19 | 39100 | 30400 | 26400 | 3.71 | 2.4 | 34800 | 3.4 | 1.92 | 9 | 7
Live | 215668746 |  | 9.5 | 17.5 | 39330 | 30600 | 25400 | 3.2 | 2.26 | 35400 | 3.2 | 1.88 | 9 | 7
Live | 215668738 |  | 9.5 | 17.5 | 39330 | 30600 | 25400 | 3.2 | 2.26 | 35400 | 3.2 | 1.88 | 9 | 7
Live | 215937282 |  | 11.5 | 20.5 | 52325 | 43500 | 38000 | 3.87 | 2.14 | 53000 | 3.04 | 1.9 | 8 | 6.5
Live | 215937272 |  | 11.5 | 20 | 50600 | 42500 | 37600 | 3.87 | 2.16 | 53500 | 3.06 | 2 | 8.1 | 7
Live | 215665776 |  | 10.5 | 18.5 | 27140 | 19300 | 16100 | 3.54 | 2.2 | 27000 | 3.2 | 1.76 | 8 | 6.5
Live | 215665759 |  | 10 | 18 | 27140 | 19400 | 16200 | 3.37 | 2.2 | 27200 | 3.18 | 1.76 | 8 | 6.5
Live | 215933822 |  | 11.7 | 19.5 | 39330 | 30000 | 26000 | 3.95 | 2.46 | 34400 | 3.5 | 1.96 | 9 | 7
Live | 215933812 |  | 11.7 | 19.5 | 39330 | 30000 | 26000 | 3.95 | 2.46 | 34400 | 3.5 | 1.96 | 9 | 7
Live | 215681341 |  | 9.5 | 17 | 50600 | 42500 | 34000 | 3.2 | 2.44 | 48500 | 3.48 | 2.04 | 9 | 7.5
Live | 215681331 |  | 9.5 | 17.5 | 51175 | 42500 | 33800 | 3.2 | 2.46 | 48500 | 3.5 | 2.06 | 9 | 7.5
Live | 215668730 |  | 9.5 | 17.5 | 39330 | 30600 | 25400 | 3.2 | 2.24 | 35600 | 3.18 | 1.88 | 9 | 7
Live | 215668722 |  | 10 | 18 | 39790 | 30400 | 25000 | 3.37 | 2.28 | 35200 | 3.24 | 1.9 | 9 | 7
Live | 215937262 |  | 11.5 | 20.5 | 52325 | 43500 | 38000 | 3.87 | 2.14 | 53000 | 3.04 | 1.9 | 8 | 6.5
Live | 215937252 |  | 11 | 20.5 | 52325 | 43500 | 38500 | 3.7 | 2.14 | 53000 | 3.02 | 1.9 | 8 | 6.5
Live | 215665723 |  | 10.5 | 18 | 27140 | 19400 | 16200 | 3.54 | 2.2 | 27000 | 3.18 | 1.76 | 8.5 | 6.5
Live | 215681321 |  | 9.5 | 17 | 50600 | 42500 | 34200 | 3.2 | 2.44 | 48500 | 3.46 | 2.04 | 9 | 7
Live | 215681311 |  | 9.5 | 17.5 | 50600 | 42500 | 34000 | 3.2 | 2.44 | 48500 | 3.46 | 2.04 | 9 | 7.5
Live | 215933802 |  | 12 | 19.5 | 39330 | 29800 | 25800 | 4.04 | 2.46 | 34200 | 3.48 | 1.96 | 9 | 7
Live | 215933792 |  | 11.7 | 19.5 | 39330 | 30000 | 26200 | 3.95 | 2.44 | 34400 | 3.44 | 1.94 | 9 | 7
Live | 215937242 |  | 11 | 19.5 | 51175 | 43500 | 38500 | 3.7 | 2.14 | 53500 | 3.02 | 1.9 | 8 | 6.5
Live | 215937232 |  | 10.5 | 19.5 | 51750 | 44000 | 39000 | 3.54 | 2.1 | 53500 | 2.98 | 1.9 | 8 | 6.5
Live | 215668714 |  | 10 | 17.5 | 39560 | 30400 | 25200 | 3.37 | 2.28 | 35400 | 3.22 | 1.9 | 9 | 7
Live | 215668706 |  | 9.5 | 17.5 | 39330 | 30600 | 25200 | 3.2 | 2.26 | 35400 | 3.2 | 1.88 | 9 | 7
Live | 215665688 |  | 10.5 | 18.5 | 27370 | 19300 | 16100 | 3.53 | 2.2 | 27000 | 3.2 | 1.76 | 8 | 6.5
Live | 215681301 |  | 9.5 | 17.5 | 50600 | 42500 | 34200 | 3.2 | 2.44 | 48500 | 3.46 | 2.06 | 9 | 7
Live | 215676961 |  | 10.5 | 19.5 | 55775 | 46500 | 36600 | 3.54 | 2.52 | 50000 | 3.58 | 2.12 | 9.5 | 7.5
Live | 215933782 |  | 11.7 | 19.5 | 39330 | 30000 | 26000 | 3.95 | 2.44 | 34400 | 3.46 | 1.96 | 9 | 7
Live | 215933772 |  | 11.5 | 19.5 | 39100 | 30200 | 26400 | 3.87 | 2.4 | 34600 | 3.41 | 1.94 | 9 | 7
Live | 215937222 |  | 11.5 | 20.5 | 52325 | 43000 | 38000 | 3.87 | 2.16 | 53000 | 3.06 | 1.92 | 8 | 6.5
Live | 215937212 |  | 11 | 20 | 52325 | 43500 | 38500 | 3.7 | 2.14 | 53000 | 3.02 | 1.9 | 8 | 6.5
Live | 215668698 |  | 10 | 18 | 39790 | 30400 | 25000 | 3.37 | 2.28 | 35200 | 3.24 | 1.9 | 9 | 7
Live | 215668690 |  | 10 | 18 | 39790 | 30400 | 25000 | 3.37 | 2.28 | 35200 | 3.24 | 1.9 | 9 | 7
Live | 215665671 |  | 10.5 | 18 | 27140 | 19300 | 16100 | 3.54 | 2.2 | 27000 | 3.2 | 1.76 | 8 | 6.5
Live | 215665653 |  | 10.5 | 18.5 | 27140 | 19300 | 16100 | 3.54 | 2.2 | 27000 | 3.2 | 1.76 | 8 | 6.5
Live | 215676951 |  | 10.5 | 19.5 | 55775 | 46500 | 36800 | 3.54 | 2.52 | 50000 | 3.58 | 2.12 | 9.5 | 7.5
Live | 215676941 |  | 10.5 | 19.5 | 55775 | 46500 | 36800 | 3.54 | 2.52 | 50000 | 3.58 | 2.12 | 9.5 | 7.5
Live | 215933762 |  | 11 | 19.5 | 39100 | 30400 | 26400 | 3.71 | 2.4 | 34800 | 3.4 | 1.92 | 9 | 7
Live | 215933752 |  | 11 | 19 | 38870 | 30800 | 26800 | 3.71 | 2.36 | 35200 | 3.34 | 1.92 | 9 | 7
Live | 215668682 |  | 10 | 18 | 39560 | 30400 | 25200 | 3.37 | 2.28 | 35400 | 3.22 | 1.88 | 9 | 7
Live | 215668674 |  | 10 | 18 | 39560 | 30400 | 25200 | 3.37 | 2.28 | 35400 | 3.22 | 1.88 | 9 | 7
Live | 215937202 |  | 11 | 19.5 | 51175 | 43500 | 38000 | 3.7 | 2.14 | 53500 | 3.02 | 1.9 | 8 | 6.5
Live | 215937192 |  | 11.5 | 21 | 52325 | 43500 | 38000 | 3.87 | 2.14 | 53000 | 3.04 | 1.92 | 8 | 6.5
Live | 215676931 |  | 10.5 | 19.5 | 55775 | 46500 | 36800 | 3.54 | 2.52 | 50000 | 3.58 | 2.12 | 9.5 | 7.5
Live | 215676921 |  | 10.5 | 19 | 55775 | 46500 | 36800 | 3.54 | 2.52 | 50000 | 3.58 | 2.1 | 9.5 | 7.5
Live | 215665635 |  | 10 | 18 | 27140 | 19400 | 16300 | 3.37 | 2.18 | 27200 | 3.16 | 1.76 | 8 | 6.5
Live | 215933712 |  | 11.7 | 19.5 | 38870 | 30400 | 26400 | 3.94 | 2.44 | 34600 | 3.46 | 1.92 | 9 | 7
Live | 215933702 |  | 11 | 19 | 38410 | 30000 | 26000 | 3.7 | 2.42 | 34200 | 3.44 | 1.94 | 9 | 7
Live | 215937182 |  | 11.5 | 21 | 52325 | 43000 | 38000 | 3.87 | 2.16 | 53000 | 3.06 | 1.92 | 8 | 6.5
Live | 215937172 |  | 11.5 | 20.5 | 51175 | 43000 | 37600 | 3.88 | 2.16 | 53500 | 3.06 | 1.95 | 8.1 | 6.8
Live | 215668666 |  | 10 | 18 | 39560 | 30400 | 25200 | 3.37 | 2.26 | 35400 | 3.22 | 1.9 | 9 | 7
Live | 215668658 |  | 9.5 | 17.5 | 39100 | 30800 | 25400 | 3.2 | 2.24 | 35600 | 3.16 | 1.86 | 9 | 7
Live | 215676911 |  | 10 | 19 | 55200 | 47000 | 37200 | 3.37 | 2.48 | 50000 | 3.52 | 1.98 | 9 | 7.5
Live | 215676901 |  | 10.5 | 19 | 55775 | 46500 | 36600 | 3.54 | 2.54 | 50000 | 3.6 | 2.1 | 9 | 7.5
Live | 215665555 |  | 10 | 18 | 26680 | 19000 | 16100 | 3.37 | 2.14 | 26400 | 3.03 | 1.8 | 8 | 6.5
Live | 215665536 |  | 10.5 | 18.5 | 27140 | 19300 | 16100 | 3.54 | 2.2 | 27000 | 3.2 | 1.76 | 8 | 6.5
Live | 215933692 |  | 10.5 | 17.5 | 37030 | 29800 | 26000 | 3.53 | 2.36 | 33800 | 3.34 | 1.94 | 9 | 7
Live | 215933682 |  | 11.5 | 19.5 | 38870 | 30600 | 26600 | 3.87 | 2.44 | 35000 | 3.47 | 1.92 | 9 | 7
Live | 215668626 |  | 9.5 | 17.5 | 38870 | 30800 | 25600 | 3.2 | 2.22 | 35800 | 3.14 | 1.88 | 9 | 7
Live | 215668618 |  | 9.5 | 17.5 | 38870 | 31000 | 25600 | 3.2 | 2.2 | 35800 | 3.12 | 1.86 | 9 | 7
Live | 215937162 |  | 11 | 20.5 | 52325 | 43500 | 38500 | 3.7 | 2.12 | 53000 | 3.02 | 1.9 | 8 | 6.5
Live | 215937152 |  | 11 | 20 | 51750 | 44000 | 39000 | 3.71 | 2.1 | 53500 | 2.98 | 1.9 | 8 | 6.5
Live | 215676891 |  | 10.5 | 19.5 | 55775 | 46500 | 36600 | 3.54 | 2.54 | 50000 | 3.6 | 2.1 | 9.5 | 7.5
Live | 215676881 |  | 10.5 | 19.5 | 55775 | 46500 | 36600 | 3.54 | 2.54 | 50000 | 3.6 | 2.1 | 9.5 | 7.5
Live | 215665515 |  | 10 | 18 | 27140 | 19400 | 16200 | 3.37 | 2.2 | 27200 | 3.18 | 1.76 | 8 | 6.5
Live | 215933672 |  | 11.5 | 19.5 | 38870 | 30400 | 26600 | 3.87 | 2.44 | 34800 | 3.46 | 1.94 | 9 | 7
Live | 215933662 |  | 11 | 19 | 38410 | 31000 | 27000 | 3.7 | 2.38 | 35200 | 3.38 | 1.92 | 9 | 7
Live | 215668610 |  | 9.5 | 16 | 37490 | 31000 | 25600 | 3.2 | 2.14 | 36200 | 3.04 | 1.76 | 8.5 | 7
Live | 215668602 |  | 9.5 | 17.5 | 38870 | 31000 | 25600 | 3.2 | 2.2 | 35800 | 3.12 | 1.86 | 9 | 7
Live | 215937122 |  | 11 | 20 | 51175 | 43500 | 38500 | 3.7 | 2.12 | 52000 | 3.02 | 2 | 8.1 | 7
Live | 215665480 |  | 10.5 | 18 | 27140 | 19400 | 16200 | 3.54 | 2.2 | 27000 | 3.18 | 1.76 | 8.5 | 6.5
Live | 215676871 |  | 10.5 | 19 | 55775 | 46500 | 36800 | 3.54 | 2.52 | 50000 | 3.56 | 2 | 9 | 7.5
Live | 215676841 |  | 10.5 | 19.5 | 55775 | 46500 | 36800 | 3.54 | 2.52 | 50000 | 3.58 | 2.12 | 9.5 | 7.5
Live | 215668594 |  | 9.5 | 17 | 38640 | 31000 | 25800 | 3.2 | 2.2 | 36000 | 3.12 | 1.86 | 9 | 7
Live | 215668586 |  | 9.5 | 17 | 38870 | 31000 | 25600 | 3.2 | 2.2 | 35800 | 3.14 | 1.86 | 9 | 7
Live | 215933652 |  | 11 | 19 | 38640 | 30800 | 27000 | 3.71 | 2.38 | 35200 | 3.38 | 1.92 | 9 | 7
Live | 215933642 |  | 10.5 | 19 | 38410 | 30000 | 26200 | 3.54 | 2.42 | 34200 | 3.44 | 1.96 | 9 | 7
Live | 215937112 |  | 11 | 19 | 49450 | 42500 | 37600 | 3.71 | 2.14 | 53000 | 3.04 | 2 | 8.1 | 7
Live | 215937102 |  | 11 | 20 | 51175 | 43500 | 38500 | 3.7 | 2.12 | 52000 | 3.02 | 2 | 8.1 | 7
Live | 215665447 |  | 10.5 | 18.5 | 27370 | 19300 | 16100 | 3.53 | 2.2 | 27000 | 3.2 | 1.76 | 8 | 6.5
Live | 215665431 |  | 10.5 | 18 | 27140 | 19300 | 16100 | 3.54 | 2.2 | 27000 | 3.2 | 1.76 | 8 | 6.5
Live | 215676831 |  | 10 | 19 | 55200 | 46000 | 36400 | 3.37 | 2.5 | 50000 | 3.54 | 2.02 | 9 | 7.5
Live | 215676821 |  | 10.5 | 19.5 | 55775 | 46500 | 36800 | 3.54 | 2.52 | 50000 | 3.58 | 2.12 | 9.5 | 7.5
Live | 215668578 |  | 9.5 | 17.5 | 39100 | 30800 | 25400 | 3.2 | 2.22 | 35800 | 3.16 | 1.88 | 9 | 7
Live | 215668570 |  | 9.5 | 17.5 | 38870 | 30800 | 25600 | 3.2 | 2.22 | 35800 | 3.14 | 1.88 | 9 | 7
Live | 215933632 |  | 11.7 | 19.5 | 38870 | 30200 | 26400 | 3.94 | 2.46 | 34600 | 3.48 | 1.94 | 9 | 7
Live | 215933622 |  | 11.5 | 19 | 38640 | 30600 | 26600 | 3.88 | 2.42 | 34800 | 3.45 | 1.94 | 9 | 7
Live | 215937092 |  | 10.5 | 19.5 | 51175 | 43500 | 38500 | 3.54 | 2.12 | 52000 | 3 | 1.88 | 8 | 6.5
Live | 215937082 |  | 10.5 | 19 | 50025 | 43500 | 38000 | 3.54 | 2.12 | 53000 | 3 | 1.88 | 8 | 6.5
Live | 215665410 |  | 10.5 | 18.5 | 27140 | 19300 | 16100 | 3.54 | 2.2 | 27000 | 3.2 | 1.76 | 8 | 6.5
Live | 215665392 |  | 10 | 18 | 27140 | 19400 | 16300 | 3.37 | 2.18 | 27200 | 3.16 | 1.76 | 8 | 6.5
Live | 215676811 |  | 10 | 18.5 | 55200 | 47500 | 37400 | 3.37 | 2.46 | 50000 | 3.5 | 1.98 | 9 | 7.5
Live | 215676801 |  | 10 | 18.5 | 55200 | 47000 | 37400 | 3.37 | 2.48 | 50000 | 3.52 | 2 | 9 | 7.5
Live | 215668562 |  | 9.5 | 17.5 | 38870 | 30800 | 25600 | 3.2 | 2.22 | 35800 | 3.14 | 1.86 | 9 | 7
Live | 215668554 |  | 9 | 17 | 38640 | 31200 | 25800 | 3.04 | 2.18 | 36000 | 3.1 | 1.86 | 9 | 7
Live | 215933612 |  | 11 | 19 | 38640 | 30800 | 27000 | 3.71 | 2.38 | 35200 | 3.38 | 1.92 | 9 | 7
Live | 215933602 |  | 11.7 | 19.5 | 38870 | 30400 | 26400 | 3.94 | 2.46 | 34600 | 3.48 | 1.94 | 9 | 7
Live | 215937072 |  | 10 | 19 | 50025 | 44000 | 39000 | 3.37 | 2.08 | 52500 | 2.96 | 1.88 | 8 | 6.5
Live | 215937062 |  | 11 | 20 | 51175 | 43500 | 38000 | 3.7 | 2.14 | 52000 | 3.04 | 1.9 | 8 | 6.7
Live | 215665318 |  | 10 | 18 | 26680 | 19000 | 16100 | 3.37 | 2.14 | 26400 | 3.03 | 1.8 | 8 | 6.5
Live | 215676791 |  | 10.5 | 19 | 55775 | 46500 | 36600 | 3.54 | 2.52 | 50000 | 3.58 | 2.12 | 9 | 7.5
Live | 215676781 |  | 10 | 18.5 | 55775 | 47000 | 37000 | 3.37 | 2.5 | 50000 | 3.56 | 2 | 9 | 7.5
Live | 215933592 |  | 11.7 | 19.5 | 38870 | 30400 | 26400 | 3.94 | 2.46 | 34600 | 3.48 | 1.94 | 9 | 7
Live | 215933582 |  | 11.5 | 19.5 | 38640 | 30600 | 26600 | 3.88 | 2.42 | 34800 | 3.45 | 1.94 | 9 | 7
Live | 215937052 |  | 10.5 | 19.5 | 51175 | 43500 | 38500 | 3.54 | 2.12 | 52000 | 3 | 1.88 | 8 | 6.5
Live | 215937042 |  | 11 | 19 | 50025 | 43500 | 38000 | 3.71 | 2.12 | 53000 | 3 | 1.88 | 8 | 6.5
Live | 215676771 |  | 10 | 18.5 | 55200 | 47000 | 37400 | 3.37 | 2.48 | 50000 | 3.5 | 2 | 9 | 7.5
Live | 215676761 |  | 10.5 | 19.5 | 55775 | 46500 | 36600 | 3.54 | 2.52 | 50000 | 3.58 | 2.12 | 9.5 | 7.5
Live | 215937032 |  | 11 | 20 | 51175 | 43500 | 38000 | 3.7 | 2.14 | 52000 | 3.02 | 1.9 | 8.1 | 6.8
Live | 215937022 |  | 11 | 20 | 51175 | 43500 | 38000 | 3.7 | 2.14 | 52000 | 3.04 | 1.9 | 8.1 | 6.8
Live | 215933572 |  | 11.5 | 19.5 | 38640 | 30600 | 26600 | 3.88 | 2.42 | 34800 | 3.45 | 1.94 | 9 | 7
Live | 215933562 |  | 11 | 19 | 38640 | 30800 | 26800 | 3.71 | 2.4 | 35000 | 3.4 | 1.92 | 9 | 7
Live | 215937012 |  | 11.5 | 20 | 50025 | 43000 | 37600 | 3.88 | 2.14 | 52500 | 3.04 | 2 | 8.1 | 7
Live | 215937002 |  | 10.5 | 19.5 | 50600 | 43500 | 38500 | 3.54 | 2.12 | 52000 | 3 | 1.9 | 8 | 6.75
Live | 215676751 |  | 10.5 | 19.5 | 55775 | 46500 | 36600 | 3.54 | 2.52 | 50000 | 3.58 | 2.12 | 9.5 | 7.5
Live | 215676741 |  | 10 | 19 | 55775 | 47000 | 37000 | 3.37 | 2.5 | 50000 | 3.56 | 2 | 9 | 7.5
Live | 215933552 |  | 11 | 19 | 38640 | 30800 | 27000 | 3.71 | 2.4 | 35200 | 3.4 | 1.9 | 9 | 7
Live | 215933542 |  | 10.5 | 18.5 | 38410 | 31200 | 27400 | 3.54 | 2.34 | 35600 | 3.32 | 1.9 | 9 | 7
Live | 215936992 |  | 10.5 | 19.5 | 50025 | 44000 | 39000 | 3.54 | 2.08 | 52500 | 2.96 | 1.88 | 8 | 6.5
Live | 215676731 |  | 10.5 | 19 | 55775 | 47000 | 37000 | 3.54 | 2.5 | 50000 | 3.56 | 2 | 9 | 7.5
Live | 215676721 |  | 10 | 19 | 55775 | 47000 | 37200 | 3.37 | 2.48 | 50000 | 3.52 | 1.98 | 9 | 7.5
Live | 215933502 |  | 11.5 | 19 | 38640 | 30400 | 26600 | 3.88 | 2.44 | 34600 | 3.46 | 1.94 | 9 | 7
Live | 215933492 |  | 11.5 | 19 | 38640 | 30400 | 26600 | 3.88 | 2.44 | 34600 | 3.46 | 1.94 | 9 | 7
Live | 215676711 |  | 9.5 | 18.5 | 55200 | 47500 | 37600 | 3.2 | 2.44 | 50000 | 3.46 | 1.98 | 9 | 7
Live | 215676681 |  | 10.5 | 19 | 55200 | 46000 | 36600 | 3.54 | 2.5 | 50000 | 3.54 | 2 | 9 | 7.5
Live | 215934622 |  | 12 | 22 | 52325 | 39000 | 36000 | 4.05 | 2.52 | 48500 | 3.58 | 1.96 | 9.5 | 7.5
Live | 215934612 |  | 11.5 | 19.5 | 50025 | 37200 | 35600 | 3.88 | 2.42 | 49000 | 3.42 | 1.92 | 9 | 7
Live | 215662852 |  | 11 | 19 | 40020 | 29800 | 24600 | 3.71 | 2.3 | 34600 | 3.26 | 1.96 | 9 | 7
Live | 215933482 |  | 11 | 19 | 38410 | 30800 | 26800 | 3.7 | 2.4 | 35000 | 3.4 | 1.9 | 9 | 7
Live | 215933472 |  | 10.5 | 18.5 | 38180 | 30000 | 26200 | 3.54 | 2.42 | 34200 | 3.42 | 1.94 | 9 | 7
Live | 215934602 |  | 11 | 19.5 | 50600 | 39000 | 36400 | 3.71 | 2.44 | 49000 | 3.46 | 1.84 | 9 | 7
Live | 215934592 |  | 11.5 | 20.5 | 51750 | 39500 | 36400 | 3.88 | 2.5 | 48500 | 3.54 | 1.84 | 9 | 7
Live | 215676671 |  | 10 | 19 | 55200 | 46000 | 36600 | 3.37 | 2.5 | 50000 | 3.54 | 2 | 9 | 7.5
Live | 215676661 |  | 10 | 18.5 | 54625 | 46500 | 37000 | 3.37 | 2.46 | 50000 | 3.48 | 1.98 | 9 | 7
Live | 215679191 |  | 10.5 | 19 | 27830 | 19700 | 16200 | 3.55 | 2.24 | 27800 | 3.39 | 1.84 | 8.5 | 6.5
Live | 215679181 |  | 10.5 | 18.5 | 27830 | 19700 | 16300 | 3.55 | 2.24 | 28000 | 3.38 | 1.84 | 8.5 | 6.5
Live | 215933462 |  | 10.5 | 17 | 36800 | 30000 | 26000 | 3.54 | 2.34 | 33800 | 3.32 | 1.96 | 9 | 7
Live | 215933452 |  | 11.5 | 19 | 38640 | 30600 | 26600 | 3.88 | 2.42 | 34800 | 3.45 | 1.94 | 9 | 7
Live | 215665065 |  | 10.5 | 18.5 | 27140 | 19300 | 16100 | 3.54 | 2.2 | 27000 | 3.2 | 1.76 | 8 | 6.5
Live | 215676651 |  | 10 | 19 | 55200 | 46000 | 36400 | 3.37 | 2.5 | 50000 | 3.56 | 2.02 | 9 | 7.5
Live | 215676641 |  | 10 | 18.5 | 54625 | 46500 | 36600 | 3.37 | 2.48 | 50000 | 3.52 | 2 | 9 | 7.5
Live | 215934582 |  | 11 | 19.5 | 50600 | 39000 | 36400 | 3.71 | 2.44 | 49000 | 3.46 | 1.84 | 9 | 7
Live | 215934572 |  | 11.5 | 20.5 | 50600 | 38500 | 35800 | 3.87 | 2.48 | 49000 | 3.5 | 1.86 | 9 | 7
Live | 215679171 |  | 10.5 | 19 | 28060 | 19600 | 16100 | 3.54 | 2.26 | 27800 | 3.44 | 1.86 | 8 | 6.5
Live | 215679161 |  | 10.5 | 19 | 28060 | 19500 | 16100 | 3.54 | 2.28 | 27800 | 3.44 | 1.86 | 8 | 6.5
Live | 215933442 |  | 11.5 | 19 | 38640 | 30400 | 26600 | 3.88 | 2.44 | 34600 | 3.46 | 1.94 | 9 | 7
Live | 215933432 |  | 11.5 | 19 | 38640 | 30600 | 26600 | 3.88 | 2.42 | 34800 | 3.45 | 1.94 | 9 | 7
Live | 215665032 |  | 10.5 | 18 | 27140 | 19300 | 16200 | 3.54 | 2.2 | 27000 | 3.2 | 1.76 | 8.5 | 6.5
Live | 215934562 |  | 11 | 19.5 | 50025 | 37200 | 35600 | 3.71 | 2.4 | 49500 | 3.4 | 1.9 | 9 | 7
Live | 215934542 |  | 10.5 | 20 | 51175 | 39500 | 36400 | 3.54 | 2.46 | 48500 | 3.48 | 1.82 | 9 | 7
Live | 215676631 |  | 10.5 | 19 | 55200 | 46000 | 36400 | 3.54 | 2.5 | 50000 | 3.56 | 2 | 9 | 7.5
Live | 215676621 |  | 10.5 | 19 | 55200 | 46000 | 36400 | 3.54 | 2.5 | 50000 | 3.56 | 2 | 9 | 7.5
Live | 215679151 |  | 10.5 | 18.5 | 27600 | 19400 | 16100 | 3.53 | 2.24 | 27400 | 3.32 | 1.86 | 8.5 | 6.5
Live | 215679141 |  | 10.5 | 18.5 | 27600 | 19500 | 16200 | 3.53 | 2.22 | 27400 | 3.28 | 1.84 | 8.5 | 6.5
Live | 215933422 |  | 11 | 18.5 | 38410 | 31000 | 27000 | 3.7 | 2.38 | 35400 | 3.36 | 1.92 | 9 | 7
Live | 215933412 |  | 11 | 18.5 | 38410 | 31000 | 27000 | 3.7 | 2.38 | 35200 | 3.38 | 1.92 | 9 | 7
Live | 215665015 |  | 10 | 18 | 27140 | 19400 | 16200 | 3.37 | 2.18 | 27200 | 3.18 | 1.76 | 8 | 6.5
Live | 215664998 |  | 10.5 | 18.5 | 27370 | 19300 | 16100 | 3.53 | 2.2 | 27000 | 3.2 | 1.76 | 8 | 6.5
Live | 215934532 |  | 10.5 | 20 | 50600 | 39500 | 36400 | 3.54 | 2.46 | 48500 | 3.48 | 1.82 | 9 | 7
Live | 215934522 |  | 11 | 19.5 | 49450 | 36400 | 35400 | 3.71 | 2.36 | 49000 | 3.36 | 1.8 | 8.5 | 7
Live | 215676611 |  | 10 | 19 | 54625 | 46500 | 36800 | 3.37 | 2.48 | 50000 | 3.52 | 2 | 9 | 7.5
Live | 215676581 |  | 10 | 19 | 55200 | 46500 | 36600 | 3.37 | 2.5 | 50000 | 3.56 | 2 | 9 | 7.5
Live | 215679121 |  | 10.5 | 18 | 27600 | 19400 | 16100 | 3.53 | 2.24 | 27400 | 3.32 | 1.86 | 8 | 6.5
Live | 215676571 |  | 10 | 18.5 | 54625 | 45500 | 36200 | 3.37 | 2.48 | 50000 | 3.52 | 2.02 | 9 | 7
Live | 215676561 |  | 10 | 19 | 55200 | 46500 | 36600 | 3.37 | 2.5 | 50000 | 3.56 | 2 | 9 | 7.5
Live | 215933402 |  | 10.5 | 18.5 | 38180 | 30200 | 26200 | 3.54 | 2.42 | 34200 | 3.42 | 1.94 | 9 | 7
Live | 215933392 |  | 11.7 | 19.5 | 38640 | 30400 | 26400 | 3.95 | 2.44 | 34600 | 3.46 | 1.92 | 9 | 7
Live | 215664980 |  | 10.5 | 18.5 | 27140 | 19300 | 16100 | 3.54 | 2.2 | 27000 | 3.2 | 1.76 | 8 | 6.5
Live | 215664962 |  | 10.5 | 18.5 | 27140 | 19300 | 16100 | 3.54 | 2.2 | 27000 | 3.2 | 1.76 | 8 | 6.5
Live | 215934512 |  | 10.5 | 20 | 50600 | 39500 | 36600 | 3.54 | 2.44 | 48500 | 3.48 | 1.82 | 9 | 7
Live | 215934502 |  | 10.5 | 20 | 50600 | 39500 | 36400 | 3.54 | 2.46 | 48500 | 3.48 | 1.82 | 9 | 7
Live | 215679111 |  | 10.5 | 18.5 | 27600 | 19400 | 16100 | 3.53 | 2.24 | 27200 | 3.32 | 1.86 | 8 | 6.5
Live | 215679101 |  | 10.5 | 18.5 | 27370 | 19200 | 16000 | 3.53 | 2.22 | 26800 | 3.22 | 1.78 | 8.1 | 6.5
Live | 215676551 |  | 10 | 19 | 55200 | 46500 | 36800 | 3.37 | 2.5 | 50000 | 3.54 | 2 | 9 | 7.5
Live | 215676541 |  | 10 | 18.5 | 54625 | 47000 | 37400 | 3.37 | 2.46 | 50000 | 3.48 | 1.98 | 9 | 7
Live | 215933382 |  | 11 | 19 | 38640 | 30600 | 26600 | 3.71 | 2.42 | 34800 | 3.45 | 1.92 | 9 | 7
Live | 215933372 |  | 11 | 18.5 | 38410 | 31000 | 27000 | 3.7 | 2.38 | 35200 | 3.38 | 1.92 | 9 | 7
Live | 215934492 |  | 10.5 | 20 | 50600 | 39500 | 36600 | 3.54 | 2.44 | 48500 | 3.46 | 1.8 | 9 | 7
Live | 215934482 |  | 11 | 20.5 | 51175 | 39500 | 36400 | 3.7 | 2.46 | 48500 | 3.5 | 1.82 | 9 | 7
Live | 215664944 |  | 10 | 18 | 27140 | 19400 | 16200 | 3.37 | 2.18 | 27200 | 3.16 | 1.76 | 8 | 6.5
Live | 215664908 |  | 11 | 19 | 28060 | 19600 | 16200 | 3.7 | 2.26 | 27800 | 3.42 | 1.84 | 8.5 | 6.5
Live | 215679091 |  | 10.5 | 18 | 27140 | 19300 | 16100 | 3.54 | 2.2 | 27000 | 3.2 | 1.76 | 8.1 | 6.5
Live | 215679081 |  | 10.5 | 18 | 27140 | 19400 | 16200 | 3.54 | 2.2 | 27200 | 3.18 | 1.76 | 8.1 | 6.5
Live | 215676531 |  | 10 | 18.5 | 54625 | 47000 | 37200 | 3.37 | 2.46 | 50000 | 3.48 | 1.98 | 9 | 7.5
Live | 215676521 |  | 10 | 19 | 55200 | 46500 | 36600 | 3.37 | 2.52 | 50000 | 3.56 | 2.12 | 9 | 7.5
Live | 215934472 |  | 11 | 20.5 | 51175 | 39500 | 36400 | 3.7 | 2.46 | 48500 | 3.5 | 1.82 | 9 | 7
Live | 215934462 |  | 11 | 20.5 | 51175 | 39500 | 36400 | 3.7 | 2.48 | 48500 | 3.5 | 1.82 | 9 | 7
Live | 215679071 |  | 10.5 | 18.5 | 27370 | 19200 | 16000 | 3.53 | 2.22 | 26800 | 3.25 | 1.78 | 8 | 6.5
Live | 215679061 |  | 10.5 | 18.5 | 27370 | 19200 | 16000 | 3.53 | 2.22 | 26800 | 3.25 | 1.78 | 8 | 6.5
Live | 215933362 |  | 11.7 | 19.5 | 38640 | 30400 | 26400 | 3.95 | 2.44 | 34600 | 3.46 | 1.92 | 9 | 7
Live | 215933352 |  | 11.7 | 19 | 38640 | 30400 | 26400 | 3.95 | 2.44 | 34600 | 3.46 | 1.92 | 9 | 7
Live | 215664890 |  | 10.5 | 19 | 27830 | 19700 | 16300 | 3.55 | 2.24 | 27800 | 3.39 | 1.82 | 8.5 | 6.5
Live | 215676511 |  | 10 | 18.5 | 55200 | 46500 | 36800 | 3.37 | 2.5 | 50000 | 3.54 | 2 | 9 | 7.5
Live | 215676501 |  | 10 | 18 | 54625 | 47000 | 37200 | 3.37 | 2.46 | 50000 | 3.48 | 1.98 | 9 | 7.5
Live | 215934452 |  | 11 | 20 | 50025 | 38000 | 35800 | 3.71 | 2.44 | 48500 | 3.46 | 1.86 | 9 | 7
Live | 215934442 |  | 11 | 19.5 | 49450 | 36200 | 35400 | 3.71 | 2.36 | 49000 | 3.34 | 1.8 | 8.5 | 7
Live | 215676491 |  | 10.5 | 19 | 55200 | 46500 | 36600 | 3.54 | 2.5 | 50000 | 3.56 | 2.1 | 9.5 | 7.5
Live | 215676481 |  | 10.5 | 19 | 55200 | 46500 | 36600 | 3.54 | 2.52 | 50000 | 3.56 | 2.12 | 9.5 | 7.5
Live | 215679051 |  | 10.5 | 18 | 27140 | 19400 | 16200 | 3.54 | 2.2 | 27200 | 3.18 | 1.76 | 8.1 | 6.5
Live | 215679041 |  | 10 | 17.5 | 27140 | 19400 | 16200 | 3.37 | 2.18 | 27200 | 3.18 | 1.76 | 8.1 | 6.5
Live | 215664854 |  | 10.5 | 19 | 27830 | 19700 | 16200 | 3.55 | 2.24 | 27800 | 3.39 | 1.84 | 8.5 | 6.5
Live | 215664838 |  | 10.5 | 18.5 | 27830 | 19700 | 16300 | 3.55 | 2.24 | 28000 | 3.38 | 1.84 | 8.5 | 6.5
Live | 215933342 |  | 11 | 19 | 38640 | 30600 | 26600 | 3.71 | 2.42 | 34800 | 3.42 | 1.92 | 9 | 7
Live | 215933332 |  | 11 | 19 | 38640 | 30600 | 26600 | 3.71 | 2.42 | 34800 | 3.42 | 1.92 | 9 | 7
Live | 215679031 |  | 10 | 18 | 27370 | 19200 | 16100 | 3.37 | 2.22 | 27000 | 3.22 | 1.78 | 8 | 6.5
Live | 215679021 |  | 10 | 18 | 27370 | 19200 | 16000 | 3.37 | 2.22 | 27000 | 3.22 | 1.78 | 8 | 6.5
Live | 215676471 |  | 10 | 19 | 55200 | 46500 | 36800 | 3.37 | 2.48 | 50000 | 3.52 | 1.98 | 9 | 7.5
Live | 215676461 |  | 10 | 19 | 55200 | 46500 | 36800 | 3.37 | 2.48 | 50000 | 3.54 | 2 | 9 | 7.5
Live | 215664822 |  | 11 | 19 | 28060 | 19600 | 16200 | 3.7 | 2.26 | 27800 | 3.42 | 1.84 | 8.5 | 6.5
Live | 215664805 |  | 11 | 19 | 27830 | 19700 | 16200 | 3.71 | 2.24 | 27800 | 3.39 | 1.84 | 8.5 | 6.5
Live | 215933322 |  | 11 | 19 | 38410 | 30800 | 26800 | 3.7 | 2.4 | 35200 | 3.4 | 1.9 | 9 | 7
Live | 215933312 |  | 11 | 19 | 38410 | 31000 | 27000 | 3.7 | 2.38 | 35200 | 3.38 | 1.92 | 9 | 7
Live | 215664787 |  | 10.5 | 18.5 | 27830 | 19800 | 16300 | 3.55 | 2.22 | 28000 | 3.38 | 1.84 | 8.5 | 6.5
Live | 215664734 |  | 10.5 | 19 | 27830 | 19600 | 16200 | 3.55 | 2.24 | 27600 | 3.36 | 1.86 | 8.5 | 6.5
Live | 215679011 |  | 10.5 | 18.5 | 27600 | 19600 | 16200 | 3.53 | 2.24 | 27800 | 3.34 | 1.84 | 8.5 | 6.5
Live | 215679001 |  | 10.5 | 18.5 | 27600 | 19700 | 16300 | 3.53 | 2.22 | 27800 | 3.34 | 1.84 | 8.5 | 6.5
Live | 215676451 |  | 10 | 18.5 | 55200 | 47000 | 37200 | 3.37 | 2.46 | 50000 | 3.5 | 2 | 9 | 7.5
Live | 215676441 |  | 9.5 | 18 | 54625 | 47500 | 37600 | 3.2 | 2.42 | 50000 | 3.44 | 1.98 | 9 | 7
Live | 215933302 |  | 10.5 | 18.5 | 38180 | 31400 | 27400 | 3.54 | 2.34 | 35600 | 3.32 | 1.9 | 9 | 7
Live | 215933272 |  | 11 | 19 | 38410 | 30600 | 26600 | 3.7 | 2.42 | 34800 | 3.42 | 1.92 | 9 | 7
Live | 215664717 |  | 10.5 | 18.5 | 27600 | 19600 | 16300 | 3.53 | 2.22 | 27800 | 3.34 | 1.84 | 8.5 | 6.5
Live | 215678991 |  | 10.5 | 18.5 | 27830 | 19500 | 16100 | 3.55 | 2.26 | 27600 | 3.38 | 1.84 | 8 | 6.5
Live | 215678981 |  | 10.5 | 18.5 | 27830 | 19500 | 16100 | 3.55 | 2.26 | 27600 | 3.38 | 1.84 | 8 | 6.5
Live | 215934372 |  | 10.5 | 20.5 | 51175 | 40500 | 37400 | 3.54 | 2.4 | 48500 | 3.4 | 2 | 9.5 | 7.5
Live | 215933262 |  | 11 | 19 | 38410 | 30600 | 26600 | 3.7 | 2.42 | 34800 | 3.42 | 1.92 | 9 | 7
Live | 215933252 |  | 11 | 18.5 | 37950 | 31000 | 27000 | 3.71 | 2.38 | 35200 | 3.36 | 1.92 | 9 | 7
Live | 215678971 |  | 10.5 | 18 | 27140 | 19400 | 16200 | 3.54 | 2.2 | 27200 | 3.18 | 1.76 | 8.1 | 6.5
Live | 215678961 |  | 10 | 17.5 | 27140 | 19400 | 16200 | 3.37 | 2.18 | 27200 | 3.18 | 1.76 | 8.1 | 6.5
Live | 215676401 |  | 10.5 | 19 | 55200 | 46000 | 36600 | 3.54 | 2.5 | 50000 | 3.54 | 2 | 9 | 7.5
Live | 215676391 |  | 10 | 19 | 55200 | 46000 | 36600 | 3.37 | 2.5 | 50000 | 3.54 | 2 | 9 | 7.5
Live | 215664682 |  | 10.5 | 18.5 | 27600 | 19600 | 16200 | 3.53 | 2.24 | 27800 | 3.34 | 1.84 | 8.5 | 6.5
Live | 215664665 |  | 10.5 | 18.5 | 27600 | 19700 | 16300 | 3.53 | 2.22 | 27800 | 3.34 | 1.84 | 8.5 | 6.5
Live | 215664647 |  | 11 | 19 | 27830 | 19600 | 16200 | 3.71 | 2.24 | 27600 | 3.36 | 1.86 | 8.5 | 6.5
Live | 215664629 |  | 10.5 | 18.5 | 27830 | 19600 | 16200 | 3.55 | 2.24 | 27600 | 3.36 | 1.86 | 8.5 | 6.5
Live | 215933242 |  | 10.5 | 18.5 | 37950 | 30200 | 26200 | 3.54 | 2.4 | 34400 | 3.39 | 1.92 | 9 | 7
Live | 215933232 |  | 10.5 | 17 | 36570 | 30000 | 26200 | 3.54 | 2.32 | 34000 | 3.3 | 1.94 | 9 | 7
Live | 215676381 |  | 10 | 19 | 55200 | 46000 | 36600 | 3.37 | 2.5 | 50000 | 3.54 | 2 | 9 | 7.5
Live | 215676371 |  | 10 | 19 | 55200 | 46000 | 36600 | 3.37 | 2.5 | 50000 | 3.54 | 2 | 9 | 7.5
Live | 215678951 |  | 10 | 18 | 27370 | 19200 | 16100 | 3.37 | 2.22 | 27000 | 3.22 | 1.78 | 8 | 6.5
Live | 215678941 |  | 10 | 18 | 27370 | 19200 | 16000 | 3.37 | 2.22 | 27000 | 3.22 | 1.78 | 8 | 6.5
Live | 215664611 |  | 11 | 19 | 27830 | 19600 | 16200 | 3.71 | 2.24 | 27600 | 3.36 | 1.86 | 8.5 | 6.5
Live | 215664593 |  | 10.5 | 18.5 | 27600 | 19700 | 16300 | 3.53 | 2.22 | 27800 | 3.33 | 1.84 | 8.5 | 6.5
Live | 215676361 |  | 10 | 19 | 55200 | 46000 | 36600 | 3.37 | 2.48 | 50000 | 3.52 | 2 | 9 | 7.5
Live | 215676351 |  | 10 | 18.5 | 54625 | 46500 | 37000 | 3.37 | 2.46 | 50000 | 3.48 | 1.98 | 9 | 7
Live | 215933222 |  | 11 | 19 | 38180 | 30600 | 26800 | 3.71 | 2.4 | 35000 | 3.42 | 1.92 | 9 | 7
Live | 215933212 |  | 11 | 19 | 38410 | 30600 | 26600 | 3.7 | 2.42 | 34800 | 3.42 | 1.92 | 9 | 7
Live | 215678931 |  | 10.5 | 18 | 27140 | 19400 | 16200 | 3.54 | 2.2 | 27200 | 3.18 | 1.76 | 8.1 | 6.5
Live | 215678921 |  | 10 | 17.5 | 27140 | 19400 | 16200 | 3.37 | 2.18 | 27200 | 3.18 | 1.76 | 8.1 | 6.5
Live | 215676341 |  | 10 | 19 | 55200 | 46000 | 36400 | 3.37 | 2.5 | 50000 | 3.56 | 2.02 | 9 | 7.5
Live | 215676331 |  | 10.5 | 19 | 55200 | 46000 | 36400 | 3.54 | 2.5 | 50000 | 3.56 | 2 | 9 | 7.5
Live | 215664538 |  | 10.5 | 18.5 | 27140 | 19300 | 16100 | 3.54 | 2.2 | 27000 | 3.2 | 1.76 | 8 | 6.5
Live | 215664520 |  | 10 | 18 | 27140 | 19400 | 16200 | 3.37 | 2.2 | 27200 | 3.18 | 1.76 | 8 | 6.5
Live | 215933202 |  | 11 | 19 | 38180 | 30600 | 26800 | 3.71 | 2.4 | 34800 | 3.42 | 1.92 | 9 | 7
Live | 215933192 |  | 10.5 | 18.5 | 37950 | 31200 | 27200 | 3.54 | 2.36 | 35600 | 3.34 | 1.92 | 9 | 7
Live | 215934292 |  | 11 | 21 | 52325 | 40000 | 36800 | 3.7 | 2.46 | 48500 | 3.48 | 2 | 9.5 | 7.5
Live | 215678911 |  | 10 | 18 | 27370 | 19200 | 16100 | 3.37 | 2.22 | 27000 | 3.22 | 1.78 | 8 | 6.5
Live | 215678901 |  | 10 | 18 | 27370 | 19200 | 16000 | 3.37 | 2.22 | 27000 | 3.22 | 1.78 | 8 | 6.5
Live | 215664487 |  | 10.5 | 18 | 27140 | 19300 | 16200 | 3.54 | 2.2 | 27000 | 3.2 | 1.76 | 8.5 | 6.5
Live | 215676321 |  | 10.5 | 19 | 55200 | 46000 | 36400 | 3.54 | 2.5 | 50000 | 3.54 | 2 | 9 | 7.5
Live | 215676311 |  | 10.5 | 19 | 55200 | 46000 | 36400 | 3.54 | 2.5 | 50000 | 3.56 | 2 | 9 | 7.5
Live | 215933182 |  | 11 | 18.5 | 37950 | 31000 | 27200 | 3.71 | 2.36 | 35400 | 3.34 | 1.92 | 9 | 7
Live | 215933172 |  | 10.5 | 18.5 | 37950 | 30200 | 26200 | 3.54 | 2.4 | 34400 | 3.39 | 1.92 | 9 | 7
Live | 215934272 |  | 11 | 21 | 52325 | 40000 | 36800 | 3.7 | 2.46 | 48500 | 3.48 | 2 | 9.5 | 7.5
Live | 215934262 |  | 11 | 21 | 51750 | 40000 | 37000 | 3.71 | 2.44 | 48500 | 3.46 | 2 | 9.5 | 7.5
Live | 215664471 |  | 10.5 | 18.5 | 27370 | 19300 | 16100 | 3.53 | 2.2 | 27000 | 3.2 | 1.76 | 8 | 6.5
Live | 215664453 |  | 10.5 | 18.5 | 27140 | 19300 | 16100 | 3.54 | 2.2 | 27000 | 3.2 | 1.76 | 8 | 6.5
Live | 215676301 |  | 10 | 19 | 54625 | 46500 | 36800 | 3.37 | 2.48 | 50000 | 3.52 | 2 | 9 | 7.5
Live | 215676281 |  | 10 | 18.5 | 54050 | 45500 | 36400 | 3.37 | 2.46 | 50000 | 3.5 | 2 | 9 | 7
Live | 215933162 |  | 11.5 | 19 | 38410 | 30400 | 26600 | 3.88 | 2.42 | 34800 | 3.45 | 1.94 | 9 | 7
Live | 215933152 |  | 11 | 18.5 | 38180 | 30800 | 26800 | 3.71 | 2.4 | 35000 | 3.4 | 1.92 | 9 | 7
Live | 215934252 |  | 11 | 20.5 | 51175 | 39500 | 36600 | 3.7 | 2.42 | 49000 | 3.44 | 2 | 9.5 | 7.5
Live | 215934242 |  | 10 | 20.5 | 51175 | 40500 | 37400 | 3.37 | 2.38 | 49000 | 3.38 | 2 | 9.4 | 7.5
Live | 215664432 |  | 10.5 | 18.5 | 27140 | 19300 | 16100 | 3.54 | 2.2 | 27000 | 3.2 | 1.76 | 8 | 6.5
Live | 215664414 |  | 10 | 18 | 27140 | 19400 | 16200 | 3.37 | 2.18 | 27200 | 3.16 | 1.76 | 8 | 6.5
Live | 215676271 |  | 10 | 18.5 | 54050 | 45500 | 36400 | 3.37 | 2.46 | 50000 | 3.48 | 2 | 9 | 7
Live | 215676261 |  | 10 | 18.5 | 54050 | 45500 | 36400 | 3.37 | 2.46 | 50000 | 3.48 | 2 | 9 | 7
Live | 215934232 |  | 11.5 | 21.5 | 52325 | 39500 | 36600 | 3.87 | 2.48 | 48500 | 3.5 | 2 | 9.5 | 7.5
Live | 215934222 |  | 11 | 21 | 51750 | 40000 | 37000 | 3.71 | 2.44 | 48500 | 3.46 | 2 | 9.5 | 7.5
Live | 215933142 |  | 11 | 18.5 | 37950 | 31000 | 27200 | 3.71 | 2.36 | 35400 | 3.34 | 1.92 | 9 | 7
Live | 215933132 |  | 11.5 | 19 | 38410 | 30600 | 26600 | 3.88 | 2.42 | 34800 | 3.45 | 1.92 | 9 | 7
Live | 215678851 |  | 10.5 | 18 | 27140 | 19400 | 16200 | 3.54 | 2.2 | 27000 | 3.18 | 1.76 | 8.5 | 6.5
Live | 215678841 |  | 10 | 17.5 | 27140 | 19400 | 16200 | 3.37 | 2.18 | 27200 | 3.18 | 1.76 | 8.1 | 6.5
Live | 215664355 |  | 10.5 | 18.5 | 27140 | 19300 | 16100 | 3.54 | 2.2 | 27000 | 3.2 | 1.76 | 8 | 6.5
Live | 215676251 |  | 10 | 18.5 | 54050 | 45500 | 36200 | 3.37 | 2.48 | 50000 | 3.5 | 2.02 | 9 | 7
Live | 215676241 |  | 10 | 18 | 54050 | 46000 | 36600 | 3.37 | 2.46 | 50000 | 3.48 | 2.02 | 9 | 7
Live | 215933122 |  | 11.5 | 19 | 38410 | 30600 | 26600 | 3.88 | 2.42 | 34800 | 3.42 | 1.92 | 9 | 7
Live | 215933112 |  | 11.5 | 19 | 38410 | 30600 | 26600 | 3.88 | 2.42 | 34800 | 3.45 | 1.92 | 9 | 7
Live | 215934212 |  | 11 | 20.5 | 51175 | 39500 | 36600 | 3.7 | 2.42 | 49000 | 3.44 | 2 | 9.5 | 7.5
Live | 215678831 |  | 10 | 18 | 27370 | 19200 | 16100 | 3.37 | 2.22 | 27000 | 3.22 | 1.78 | 8 | 6.5
Live | 215678821 |  | 10 | 18 | 27370 | 19200 | 16000 | 3.37 | 2.22 | 27000 | 3.22 | 1.78 | 8 | 6.5
Live | 215676231 |  | 10 | 19 | 54050 | 45500 | 36200 | 3.37 | 2.48 | 50000 | 3.5 | 2 | 9 | 7.5
Live | 215676221 |  | 10 | 19 | 54050 | 45500 | 36200 | 3.37 | 2.46 | 50000 | 3.5 | 2 | 9 | 7.5
Live | 215664319 |  | 10.5 | 18 | 27140 | 19300 | 16200 | 3.54 | 2.2 | 27000 | 3.2 | 1.76 | 8.5 | 6.5
Live | 215664302 |  | 10 | 18 | 27140 | 19400 | 16200 | 3.37 | 2.18 | 27200 | 3.18 | 1.76 | 8 | 6.5
Live | 215933102 |  | 11 | 19 | 38180 | 30800 | 26800 | 3.71 | 2.4 | 35000 | 3.4 | 1.92 | 9 | 7
Live | 215933092 |  | 11 | 19 | 38180 | 30800 | 26800 | 3.71 | 2.4 | 35000 | 3.4 | 1.92 | 9 | 7
Live | 215934192 |  | 11.5 | 21.5 | 52325 | 39500 | 36600 | 3.87 | 2.48 | 48500 | 3.5 | 2 | 9.5 | 7.5
Live | 215934182 |  | 11.5 | 21 | 51175 | 38500 | 36000 | 3.88 | 2.46 | 48500 | 3.5 | 2 | 9.5 | 7.5
Live | 215678811 |  | 10.5 | 19 | 27830 | 19700 | 16200 | 3.55 | 2.24 | 27800 | 3.39 | 1.86 | 8.5 | 6.5
Live | 215678801 |  | 10.5 | 18.5 | 27830 | 19700 | 16300 | 3.55 | 2.24 | 28000 | 3.38 | 1.84 | 8.5 | 6.5
Live | 215676211 |  | 10 | 19 | 54050 | 45500 | 36200 | 3.37 | 2.48 | 50000 | 3.5 | 2 | 9 | 7.5
Live | 215676201 |  | 10 | 18.5 | 54050 | 46000 | 36600 | 3.37 | 2.46 | 50000 | 3.48 | 2.02 | 9 | 7
Live | 215664286 |  | 10.5 | 18.5 | 27370 | 19300 | 16100 | 3.53 | 2.2 | 27000 | 3.2 | 1.76 | 8 | 6.5
Live | 215664268 |  | 10.5 | 18.5 | 27140 | 19300 | 16100 | 3.54 | 2.2 | 27000 | 3.2 | 1.76 | 8 | 6.5
Live | 215933082 |  | 11 | 18.5 | 38180 | 31000 | 27000 | 3.71 | 2.38 | 35200 | 3.36 | 1.92 | 9 | 7
Live | 215933072 |  | 10.5 | 18.5 | 37950 | 31000 | 27200 | 3.54 | 2.36 | 35400 | 3.34 | 1.9 | 9 | 7
Live | 215678791 |  | 10.5 | 19 | 28060 | 19600 | 16100 | 3.54 | 2.26 | 27800 | 3.44 | 1.84 | 8 | 6.5
Live | 215678781 |  | 10.5 | 19 | 28060 | 19500 | 16100 | 3.54 | 2.26 | 27800 | 3.44 | 1.86 | 8 | 6.5
Live | 215934162 |  | 11 | 20.5 | 51175 | 40500 | 37400 | 3.7 | 2.38 | 49000 | 3.38 | 2 | 9 | 7
Live | 215676171 |  | 10 | 18.5 | 54050 | 45500 | 36400 | 3.37 | 2.44 | 50000 | 3.46 | 2 | 9 | 7
Live | 215676161 |  | 9.5 | 18 | 53475 | 44500 | 35600 | 3.2 | 2.4 | 50000 | 3.42 | 2 | 9 | 7
Live | 215664250 |  | 10.5 | 18.5 | 27140 | 19300 | 16100 | 3.54 | 2.2 | 27000 | 3.2 | 1.76 | 8 | 6.5
Live | 215664230 |  | 10 | 18 | 27140 | 19400 | 16200 | 3.37 | 2.18 | 27200 | 3.16 | 1.76 | 8 | 6.5
Live | 215933062 |  | 10.5 | 18.5 | 37720 | 31600 | 27600 | 3.54 | 2.32 | 35800 | 3.28 | 1.88 | 9 | 7
Live | 215933022 |  | 10 | 18 | 37260 | 30600 | 26600 | 3.37 | 2.38 | 34800 | 3.38 | 1.92 | 9 | 7
Live | 215678771 |  | 10.5 | 18.5 | 27600 | 19600 | 16200 | 3.53 | 2.22 | 27800 | 3.34 | 1.84 | 8.5 | 6.5
Live | 215678761 |  | 10.5 | 18.5 | 27600 | 19700 | 16300 | 3.53 | 2.22 | 27800 | 3.33 | 1.84 | 8.5 | 6.5
Live | 215676151 |  | 10 | 18.5 | 54050 | 45500 | 36400 | 3.37 | 2.44 | 50000 | 3.46 | 2 | 9 | 7
Live | 215676141 |  | 9.5 | 17.5 | 53475 | 46500 | 37000 | 3.2 | 2.4 | 50000 | 3.4 | 1.98 | 9 | 7
Live | 215934132 |  | 11 | 21 | 51175 | 39500 | 36600 | 3.7 | 2.44 | 48500 | 3.46 | 2 | 9.5 | 7.5
Live | 215933012 |  | 10 | 16.5 | 36110 | 30400 | 26400 | 3.37 | 2.32 | 34400 | 3.29 | 1.92 | 9 | 7
Live | 215933002 |  | 10 | 18 | 37030 | 30600 | 26800 | 3.37 | 2.38 | 34800 | 3.38 | 1.9 | 9 | 7
Live | 215678751 |  | 10.5 | 18.5 | 27830 | 19500 | 16100 | 3.55 | 2.26 | 27600 | 3.38 | 1.84 | 8 | 6.5
Live | 215678741 |  | 10.5 | 18.5 | 27830 | 19500 | 16100 | 3.55 | 2.26 | 27600 | 3.38 | 1.84 | 8 | 6.5
Live | 215676131 |  | 10 | 18.5 | 54050 | 45500 | 36400 | 3.37 | 2.44 | 50000 | 3.48 | 2 | 9 | 7
Live | 215676121 |  | 9.5 | 18 | 53475 | 46000 | 36800 | 3.2 | 2.42 | 50000 | 3.42 | 1.98 | 9 | 7
Live | 215934122 |  | 11.5 | 21.5 | 51750 | 39000 | 36200 | 3.88 | 2.48 | 48000 | 3.52 | 2 | 9.5 | 7.5
Live | 215934112 |  | 11 | 21.5 | 51750 | 39000 | 36200 | 3.71 | 2.48 | 48000 | 3.5 | 2 | 9.5 | 7.5
Live | 215932992 |  | 10 | 17.5 | 36800 | 30800 | 27000 | 3.37 | 2.36 | 35000 | 3.36 | 1.9 | 9 | 7.15
Live | 215932982 |  | 10 | 16 | 35880 | 30600 | 26600 | 3.37 | 2.32 | 34800 | 3.28 | 1.92 | 9 | 7
Live | 215676091 |  | 10.5 | 19.5 | 55775 | 46500 | 36600 | 3.54 | 2.52 | 50000 | 3.58 | 2.12 | 9.5 | 7.5
Live | 215676081 |  | 10.5 | 19.5 | 55775 | 46500 | 36600 | 3.54 | 2.52 | 50000 | 3.58 | 2.12 | 9.5 | 7.5
Live | 215678731 |  | 10.5 | 18 | 27140 | 19400 | 16200 | 3.54 | 2.2 | 27000 | 3.18 | 1.76 | 8.5 | 6.5
Live | 215678721 |  | 10 | 17.5 | 27140 | 19400 | 16200 | 3.37 | 2.18 | 27200 | 3.18 | 1.76 | 8.1 | 6.5
Live | 215934102 |  | 11 | 21 | 51175 | 39500 | 36600 | 3.7 | 2.44 | 48500 | 3.46 | 2 | 9.5 | 7.5
Live | 215934082 |  | 11 | 20 | 48875 | 35800 | 35200 | 3.71 | 2.34 | 48500 | 3.3 | 2 | 9 | 7
Live | 215932972 |  | 10 | 17.5 | 36800 | 31000 | 27000 | 3.37 | 2.36 | 35000 | 3.34 | 1.9 | 9 | 7
Live | 215932962 |  | 12 | 20.5 | 39560 | 29800 | 26000 | 4.04 | 2.44 | 34200 | 3.46 | 2.08 | 9.5 | 7
Live | 215678711 |  | 10 | 18 | 27370 | 19200 | 16100 | 3.37 | 2.22 | 27000 | 3.22 | 1.78 | 8 | 6.5
Live | 215678701 |  | 10 | 18 | 27370 | 19200 | 16000 | 3.37 | 2.22 | 27000 | 3.22 | 1.78 | 8 | 6.5
Live | 215676071 |  | 10.5 | 19.5 | 55775 | 46500 | 36800 | 3.54 | 2.52 | 50000 | 3.58 | 2.12 | 9.5 | 7.5
Live | 215676061 |  | 10.5 | 19.5 | 55775 | 46500 | 36600 | 3.54 | 2.52 | 50000 | 3.58 | 2.12 | 9.5 | 7.5
Live | 215934072 |  | 10.5 | 20.5 | 50025 | 39500 | 36600 | 3.54 | 2.44 | 48000 | 3.46 | 2 | 9.5 | 7.5
Live | 215934062 |  | 10.5 | 20 | 48875 | 38500 | 36400 | 3.54 | 2.38 | 48500 | 3.38 | 2 | 9.5 | 7.5
Live | 215932952 |  | 12 | 20.5 | 39560 | 29800 | 26000 | 4.04 | 2.44 | 34200 | 3.46 | 2.08 | 9.5 | 7
Live | 215932942 |  | 12 | 20.5 | 39560 | 30000 | 26000 | 4.04 | 2.42 | 34400 | 3.44 | 2.06 | 9.5 | 7
Live | 215678691 |  | 10.5 | 18 | 27140 | 19400 | 16200 | 3.54 | 2.2 | 27000 | 3.18 | 1.76 | 8.5 | 6.5
Live | 215678681 |  | 10 | 17.5 | 27140 | 19400 | 16200 | 3.37 | 2.18 | 27200 | 3.18 | 1.76 | 8.1 | 6.5
Live | 215676051 |  | 10.5 | 19 | 55775 | 46500 | 36800 | 3.54 | 2.52 | 50000 | 3.58 | 2.12 | 9.5 | 7.5
Live | 215676041 |  | 10 | 19 | 55775 | 47000 | 37200 | 3.37 | 2.48 | 50000 | 3.52 | 1.98 | 9 | 7.5
Live | 215932932 |  | 12 | 20.5 | 39560 | 29800 | 26000 | 4.04 | 2.44 | 34200 | 3.46 | 2.08 | 9.5 | 7
Live | 215932922 |  | 12 | 20.5 | 39560 | 30000 | 26000 | 4.04 | 2.42 | 34400 | 3.44 | 2.06 | 9.5 | 7
Live | 215934052 |  | 10 | 20 | 49450 | 40000 | 37200 | 3.37 | 2.38 | 48500 | 3.38 | 1.88 | 9.5 | 7.5
Live | 215934042 |  | 11 | 21 | 50600 | 39000 | 36200 | 3.71 | 2.46 | 48000 | 3.5 | 2 | 9.5 | 7.5
Live | 215678671 |  | 10 | 18 | 27370 | 19200 | 16100 | 3.37 | 2.22 | 27000 | 3.22 | 1.78 | 8 | 6.5
Live | 215678661 |  | 10 | 18 | 27370 | 19200 | 16000 | 3.37 | 2.22 | 27000 | 3.22 | 1.78 | 8 | 6.5
Live | 215662832 |  | 10.5 | 17.5 | 26910 | 20000 | 16600 | 3.54 | 2.42 | 24400 | 3.08 | 2.04 | 9 | 7
Live | 215932912 |  | 11.5 | 20 | 39330 | 30400 | 26400 | 3.88 | 2.38 | 34800 | 3.38 | 1.92 | 9 | 7
Live | 215932902 |  | 12 | 20.5 | 39790 | 29800 | 25800 | 4.05 | 2.44 | 34200 | 3.48 | 2.06 | 9.5 | 7
Live | 215676031 |  | 10.5 | 19 | 55775 | 46500 | 36600 | 3.54 | 2.54 | 50000 | 3.6 | 2.1 | 9 | 7.5
Live | 215676021 |  | 10 | 19 | 55775 | 46500 | 36800 | 3.37 | 2.52 | 50000 | 3.56 | 2 | 9 | 7.5
Live | 215934032 |  | 10.5 | 20.5 | 50025 | 39500 | 36600 | 3.54 | 2.42 | 48000 | 3.44 | 2 | 9 | 7
Live | 215934022 |  | 11 | 21 | 50600 | 39000 | 36400 | 3.71 | 2.46 | 48000 | 3.48 | 1.92 | 9.5 | 7.5
Live | 215676011 |  | 10.5 | 19.5 | 55775 | 46500 | 36600 | 3.54 | 2.54 | 50000 | 3.6 | 2.1 | 9.5 | 7.5
Live | 215676001 |  | 10.5 | 19.5 | 55775 | 46500 | 36600 | 3.54 | 2.54 | 50000 | 3.6 | 2.1 | 9.5 | 7.5
Live | 215932892 |  | 12 | 20.5 | 39560 | 30000 | 26000 | 4.04 | 2.42 | 34400 | 3.44 | 2.06 | 9.5 | 7
Live | 215932882 |  | 12 | 20.5 | 39790 | 29800 | 25800 | 4.05 | 2.44 | 34200 | 3.46 | 2.06 | 9.5 | 7
Live | 215934012 |  | 11 | 21 | 50600 | 39000 | 36200 | 3.71 | 2.46 | 48000 | 3.5 | 1.92 | 9.5 | 7.5
Live | 215934002 |  | 10.5 | 20.5 | 50025 | 39500 | 36600 | 3.54 | 2.42 | 48000 | 3.44 | 2 | 9.5 | 7.5
Live | 215932872 |  | 12 | 20.5 | 39790 | 29800 | 25800 | 4.05 | 2.44 | 34200 | 3.46 | 2.06 | 9.5 | 7
Live | 215932862 |  | 12 | 20.5 | 39560 | 30000 | 26000 | 4.04 | 2.42 | 34400 | 3.44 | 2.06 | 9.5 | 7
Live | 215675991 |  | 10.5 | 19.5 | 55775 | 46500 | 36600 | 3.54 | 2.54 | 50000 | 3.6 | 2.1 | 9.5 | 7.5
Live | 215675981 |  | 10.5 | 19 | 55775 | 46500 | 36800 | 3.54 | 2.52 | 50000 | 3.56 | 2.1 | 9.5 | 7.5
Live | 215933992 |  | 10.5 | 20 | 49450 | 40000 | 37200 | 3.53 | 2.38 | 48500 | 3.38 | 2 | 9 | 7
Live | 215931512 |  | 12.5 | 23 | 53475 | 39000 | 35600 | 4.21 | 2.58 | 48000 | 3.66 | 1.98 | 9.5 | 7.5
Live | 215678611 |  | 10 | 16 | 27140 | 19800 | 16400 | 3.37 | 2.4 | 24000 | 3.06 | 1.88 | 8.5 | 7
Live | 215678601 |  | 10 | 16 | 27140 | 19800 | 16400 | 3.37 | 2.4 | 24000 | 3.06 | 1.88 | 8.5 | 7
Live | 215932842 |  | 12 | 20.5 | 39560 | 30000 | 26000 | 4.04 | 2.44 | 34200 | 3.44 | 2.06 | 9.5 | 7
Live | 215932832 |  | 11.5 | 20 | 39330 | 30200 | 26400 | 3.88 | 2.38 | 34600 | 3.38 | 1.94 | 9 | 7
Live | 215675951 |  | 10.5 | 19 | 55200 | 46000 | 36600 | 3.54 | 2.5 | 50000 | 3.54 | 2 | 9 | 7.5
Live | 215675941 |  | 10 | 19 | 55200 | 46000 | 36600 | 3.37 | 2.5 | 50000 | 3.54 | 2 | 9 | 7.5
Live | 215942668 |  | 12.5 | 22 | 41400 | 32400 | 28200 | 4.21 | 2.48 | 37400 | 3.52 | 2.04 | 8.5 | 7
Live | 215942658 |  | 12.5 | 22 | 41400 | 32400 | 28200 | 4.21 | 2.48 | 37400 | 3.52 | 2.04 | 8.5 | 7
Live | 215678591 |  | 9.5 | 15.5 | 27140 | 19900 | 16500 | 3.21 | 2.38 | 24000 | 3.04 | 1.88 | 8.5 | 7
Live | 215678581 |  | 9.5 | 15.5 | 26910 | 20000 | 16600 | 3.21 | 2.38 | 24000 | 3.02 | 1.88 | 8.5 | 7
Live | 215675931 |  | 10.5 | 19 | 55200 | 46000 | 36600 | 3.54 | 2.5 | 50000 | 3.54 | 2 | 9 | 7.5
Live | 215675921 |  | 10 | 19 | 55200 | 46000 | 36400 | 3.37 | 2.5 | 50000 | 3.56 | 2.02 | 9 | 7.5
Live | 215942648 |  | 12.5 | 22 | 41400 | 32400 | 28200 | 4.21 | 2.48 | 37400 | 3.52 | 2.04 | 8.5 | 7
Live | 215942638 |  | 12.5 | 22 | 41170 | 32400 | 28400 | 4.22 | 2.48 | 37400 | 3.5 | 2.04 | 8.5 | 7
Live | 215932822 |  | 11 | 20 | 39100 | 29600 | 25600 | 3.71 | 2.4 | 33800 | 3.42 | 2.05 | 9.4 | 7.4
Live | 215932812 |  | 12 | 20.5 | 39560 | 30000 | 26000 | 4.04 | 2.44 | 34200 | 3.44 | 2.06 | 9.5 | 7
Live | 215678571 |  | 10 | 16 | 27140 | 19800 | 16400 | 3.37 | 2.4 | 23800 | 3.09 | 1.88 | 8.5 | 7
Live | 215678561 |  | 10 | 16 | 27370 | 19800 | 16400 | 3.37 | 2.42 | 23800 | 3.09 | 1.88 | 8.5 | 7
Live | 215675911 |  | 10 | 18.5 | 54625 | 46500 | 36800 | 3.37 | 2.48 | 50000 | 3.52 | 2 | 9 | 7.5
Live | 215675901 |  | 10.5 | 19 | 55200 | 46000 | 36400 | 3.54 | 2.5 | 50000 | 3.56 | 2 | 9 | 7.5
Live | 215942628 |  | 12.5 | 22 | 41170 | 32400 | 28400 | 4.22 | 2.48 | 37400 | 3.5 | 2.04 | 8.5 | 7
Live | 215942618 |  | 12.5 | 22 | 41400 | 32400 | 28200 | 4.21 | 2.48 | 37400 | 3.52 | 2.04 | 8.5 | 7
Live | 215932802 |  | 11.5 | 20 | 39330 | 30600 | 26600 | 3.88 | 2.36 | 35000 | 3.36 | 1.94 | 9 | 7
Live | 215932792 |  | 11.5 | 20 | 39330 | 30400 | 26600 | 3.88 | 2.38 | 34800 | 3.35 | 1.92 | 9 | 7
Live | 215678551 |  | 9.5 | 15.5 | 26910 | 20000 | 16600 | 3.21 | 2.4 | 24400 | 3.04 | 1.98 | 8.5 | 7
Live | 215678541 |  | 9.5 | 15.5 | 26910 | 20000 | 16600 | 3.21 | 2.4 | 24400 | 3.06 | 1.98 | 8.5 | 7
Live | 215932782 |  | 11 | 19.5 | 39100 | 29600 | 25800 | 3.71 | 2.4 | 33800 | 3.4 | 1.94 | 9 | 7
Live | 215932772 |  | 12 | 20.5 | 39560 | 29800 | 26000 | 4.04 | 2.44 | 34200 | 3.46 | 2.08 | 9.5 | 7
Live | 215675891 |  | 10.5 | 19 | 55200 | 46000 | 36400 | 3.54 | 2.5 | 50000 | 3.54 | 2 | 9 | 7.5
Live | 215675881 |  | 10.5 | 19 | 55200 | 46000 | 36400 | 3.54 | 2.5 | 50000 | 3.56 | 2 | 9 | 7.5
Live | 215678531 |  | 9.5 | 15.5 | 26680 | 20200 | 16700 | 3.2 | 2.38 | 24400 | 3.02 | 1.86 | 8.5 | 7
Live | 215678521 |  | 9.5 | 15.2 | 26680 | 20200 | 16800 | 3.2 | 2.36 | 24400 | 3.02 | 1.86 | 8.5 | 7
Live | 215942608 |  | 12.5 | 22 | 41400 | 32400 | 28200 | 4.21 | 2.48 | 37400 | 3.52 | 2.04 | 8.5 | 7
Live | 215942588 |  | 12.5 | 22 | 41400 | 32400 | 28200 | 4.21 | 2.48 | 37400 | 3.52 | 2.04 | 8.5 | 7
Live | 215932762 |  | 11.7 | 20 | 39560 | 30000 | 26200 | 3.94 | 2.42 | 34400 | 3.42 | 1.96 | 9 | 7
Live | 215932752 |  | 11.5 | 20 | 39330 | 30400 | 26600 | 3.88 | 2.36 | 34800 | 3.35 | 1.92 | 9 | 7
Live | 215678511 |  | 10 | 16 | 26910 | 20000 | 16600 | 3.37 | 2.4 | 24400 | 3.06 | 1.98 | 8.5 | 7
Live | 215678501 |  | 10 | 16 | 26910 | 20000 | 16600 | 3.37 | 2.4 | 24200 | 3.06 | 1.98 | 8.5 | 7
Live | 215675871 |  | 10 | 19 | 54625 | 46500 | 36800 | 3.37 | 2.48 | 50000 | 3.52 | 2 | 9 | 7.5
Live | 215675841 |  | 10 | 19 | 55200 | 46500 | 36800 | 3.37 | 2.5 | 50000 | 3.54 | 2 | 9 | 7.5
Live | 215942252 |  | 11.7 | 18.5 | 65550 | 46500 | 41500 | 3.94 | 2.46 | 63500 | 3.12 | 2 | 7.8 | 6.7
Live | 215942578 |  | 12.5 | 22 | 41400 | 32400 | 28200 | 4.21 | 2.48 | 37400 | 3.52 | 2.04 | 8.5 | 7
Live | 215942568 |  | 12.5 | 22 | 41170 | 32400 | 28200 | 4.22 | 2.48 | 37400 | 3.52 | 2.04 | 8.5 | 7
Live | 215932742 |  | 12 | 20.5 | 39560 | 30000 | 26000 | 4.04 | 2.44 | 34200 | 3.46 | 2.06 | 9.5 | 7
Live | 215932732 |  | 12 | 20.5 | 39560 | 29800 | 26000 | 4.04 | 2.44 | 34200 | 3.46 | 2.06 | 9.5 | 7
Live | 215675831 |  | 10 | 18.5 | 54625 | 45500 | 36200 | 3.37 | 2.48 | 50000 | 3.52 | 2.02 | 9 | 7
Live | 215675821 |  | 10 | 19 | 55200 | 46500 | 36800 | 3.37 | 2.5 | 50000 | 3.54 | 2 | 9 | 7.5
Live | 215678491 |  | 9.5 | 15.2 | 26680 | 20200 | 16800 | 3.2 | 2.36 | 24600 | 3 | 1.86 | 8.5 | 7
Live | 215678481 |  | 9.5 | 15.2 | 26680 | 20200 | 16800 | 3.2 | 2.36 | 24600 | 3 | 1.86 | 8.5 | 7
Live | 215932722 |  | 11.7 | 20.5 | 39560 | 30200 | 26200 | 3.94 | 2.4 | 34400 | 3.42 | 1.96 | 9 | 7
Live | 215932712 |  | 11.7 | 20.5 | 39560 | 30000 | 26200 | 3.94 | 2.42 | 34400 | 3.42 | 1.96 | 9 | 7
Live | 215675811 |  | 10 | 19 | 55200 | 46500 | 36800 | 3.37 | 2.5 | 50000 | 3.54 | 2 | 9 | 7.5
Live | 215675801 |  | 10 | 18.5 | 54625 | 47000 | 37400 | 3.37 | 2.46 | 50000 | 3.48 | 1.98 | 9 | 7
Live | 215678471 |  | 9.5 | 15.2 | 26450 | 20400 | 16900 | 3.2 | 2.34 | 24600 | 2.98 | 1.84 | 8.5 | 7
Live | 215678461 |  | 9 | 15.2 | 26450 | 20400 | 16900 | 3.03 | 2.32 | 24600 | 2.95 | 1.86 | 8.5 | 7
Live | 215942548 |  | 12.5 | 22 | 41400 | 32400 | 28200 | 4.21 | 2.48 | 37400 | 3.52 | 2.04 | 8.5 | 7
Live | 215942538 |  | 12.5 | 22 | 41400 | 32400 | 28200 | 4.21 | 2.48 | 37400 | 3.52 | 2.04 | 8.5 | 7
Live | 215932702 |  | 11.7 | 20 | 39330 | 30400 | 26400 | 3.95 | 2.38 | 34800 | 3.38 | 1.94 | 9 | 7
Live | 215932692 |  | 11 | 19.5 | 39100 | 30800 | 26800 | 3.71 | 2.32 | 35200 | 3.3 | 1.92 | 9 | 7
Live | 215675791 |  | 10 | 18.5 | 54625 | 47000 | 37200 | 3.37 | 2.46 | 50000 | 3.48 | 1.98 | 9 | 7.5
Live | 215675781 |  | 10 | 19 | 55200 | 46500 | 36600 | 3.37 | 2.52 | 50000 | 3.56 | 2.12 | 9 | 7.5
Live | 215678451 |  | 9.5 | 15.5 | 26680 | 20200 | 16700 | 3.2 | 2.36 | 24600 | 3 | 1.86 | 8.5 | 7
Live | 215678441 |  | 9.5 | 15.5 | 26680 | 20200 | 16700 | 3.2 | 2.36 | 24400 | 3.02 | 1.86 | 8.5 | 7
Live | 215942528 |  | 12.5 | 22 | 41170 | 32400 | 28200 | 4.22 | 2.48 | 37400 | 3.52 | 2.04 | 8.5 | 7
Live | 215942518 |  | 11.7 | 21.5 | 40940 | 32400 | 28200 | 3.95 | 2.52 | 37400 | 3.58 | 2.06 | 8.5 | 7
Live | 215932652 |  | 12 | 20.5 | 39100 | 29800 | 26000 | 4.05 | 2.42 | 34000 | 3.44 | 2.06 | 9.5 | 7
Live | 215932642 |  | 12 | 20.5 | 39100 | 29800 | 25800 | 4.05 | 2.42 | 34000 | 3.44 | 2.06 | 9.5 | 7
Live | 215675771 |  | 10 | 18.5 | 55200 | 46500 | 36800 | 3.37 | 2.48 | 50000 | 3.54 | 2 | 9 | 7.5
Live | 215675761 |  | 9.5 | 18 | 54625 | 47000 | 37200 | 3.2 | 2.46 | 50000 | 3.48 | 1.98 | 9 | 7.5
Live | 215942508 |  | 12.5 | 22 | 41400 | 32400 | 28200 | 4.21 | 2.48 | 37400 | 3.52 | 2.04 | 8.5 | 7
Live | 215942498 |  | 12.5 | 22 | 41170 | 32600 | 28400 | 4.22 | 2.46 | 37400 | 3.5 | 2.02 | 8.5 | 7
Live | 215678431 |  | 10.5 | 17.5 | 27600 | 19600 | 16300 | 3.53 | 2.45 | 23200 | 3.16 | 2.02 | 9 | 7
Live | 215678421 |  | 10.5 | 17 | 27600 | 19700 | 16400 | 3.53 | 2.44 | 23400 | 3.12 | 2 | 9 | 7
Live | 215675751 |  | 10.5 | 19 | 55200 | 46500 | 36600 | 3.54 | 2.5 | 50000 | 3.56 | 2 | 9 | 7.5
Live | 215675741 |  | 10.5 | 19 | 55200 | 46500 | 36600 | 3.54 | 2.5 | 50000 | 3.56 | 2.1 | 9.5 | 7.5
Live | 215932632 |  | 11.7 | 20.5 | 39100 | 29800 | 26000 | 3.94 | 2.42 | 34200 | 3.42 | 2.06 | 9.5 | 7
Live | 215932622 |  | 12 | 20.5 | 39100 | 29800 | 25800 | 4.05 | 2.42 | 34000 | 3.44 | 2.06 | 9.5 | 7
Live | 215942488 |  | 12.5 | 22 | 41170 | 32600 | 28400 | 4.22 | 2.46 | 37400 | 3.5 | 2.02 | 8.5 | 7
Live | 215942468 |  | 11.7 | 21 | 40480 | 32000 | 28000 | 3.94 | 2.5 | 37400 | 3.56 | 2 | 8.5 | 7
Live | 215678411 |  | 10.5 | 17 | 27600 | 19700 | 16400 | 3.53 | 2.42 | 23400 | 3.1 | 2.02 | 9 | 7
Live | 215678401 |  | 10.5 | 17.5 | 27830 | 19600 | 16300 | 3.55 | 2.45 | 23200 | 3.16 | 2.02 | 9 | 7
Live | 215675731 |  | 10 | 19 | 55200 | 46500 | 37000 | 3.37 | 2.48 | 50000 | 3.52 | 1.98 | 9 | 7.5
Live | 215675721 |  | 10 | 19 | 55200 | 46500 | 36800 | 3.37 | 2.48 | 50000 | 3.52 | 2 | 9 | 7.5
Live | 215932612 |  | 11.7 | 20 | 39100 | 29800 | 26000 | 3.94 | 2.4 | 34200 | 3.42 | 2.06 | 9.5 | 7
Live | 215932602 |  | 11.5 | 20 | 38870 | 30200 | 26400 | 3.87 | 2.36 | 34600 | 3.36 | 1.92 | 9 | 7
Live | 215942458 |  | 11.7 | 21 | 40480 | 32000 | 28000 | 3.94 | 2.5 | 37400 | 3.54 | 2.06 | 8.5 | 7
Live | 215942448 |  | 12.5 | 22 | 41400 | 32400 | 28200 | 4.21 | 2.48 | 37400 | 3.52 | 2.04 | 8.5 | 7
Live | 215678391 |  | 10.5 | 17 | 27830 | 19500 | 16200 | 3.55 | 2.46 | 23600 | 3.16 | 2.04 | 9 | 7
Live | 215678381 |  | 10 | 17 | 27370 | 19900 | 16500 | 3.37 | 2.4 | 23400 | 3.06 | 2 | 9 | 7
Live | 215675711 |  | 10 | 18.5 | 55200 | 47000 | 37200 | 3.37 | 2.46 | 50000 | 3.5 | 2 | 9 | 7.5
Live | 215675701 |  | 9.5 | 18 | 54625 | 47500 | 37600 | 3.2 | 2.42 | 50000 | 3.44 | 1.98 | 9 | 7
Live | 215932592 |  | 12 | 20.5 | 39100 | 29600 | 25800 | 4.05 | 2.42 | 34000 | 3.44 | 2.04 | 9.5 | 7
Live | 215932582 |  | 11.7 | 20 | 39100 | 30000 | 26000 | 3.94 | 2.4 | 34200 | 3.4 | 1.94 | 9 | 7
Live | 215942438 |  | 12.5 | 22 | 41170 | 32400 | 28200 | 4.22 | 2.48 | 37400 | 3.52 | 2.04 | 8.5 | 7
Live | 215942418 |  | 11.7 | 21 | 40480 | 32000 | 28000 | 3.94 | 2.5 | 37400 | 3.54 | 2.06 | 8.5 | 7
Live | 215678371 |  | 10 | 16.5 | 27140 | 19900 | 16600 | 3.37 | 2.38 | 23600 | 3.06 | 1.98 | 9 | 7
Live | 215678361 |  | 10 | 17 | 27370 | 19800 | 16400 | 3.37 | 2.42 | 23400 | 3.1 | 2 | 9 | 7
Live | 215675661 |  | 10.5 | 19 | 55200 | 46500 | 36800 | 3.54 | 2.5 | 50000 | 3.54 | 2 | 9 | 7.5
Live | 215675651 |  | 10 | 18.5 | 55200 | 45500 | 36200 | 3.37 | 2.48 | 50000 | 3.52 | 2.02 | 9 | 7
Live | 215932572 |  | 12 | 20.5 | 39100 | 29800 | 25800 | 4.05 | 2.42 | 34000 | 3.44 | 2.06 | 9.5 | 7
Live | 215932562 |  | 12 | 20.5 | 39100 | 29800 | 25800 | 4.05 | 2.42 | 34000 | 3.44 | 2.04 | 9.5 | 7
Live | 215942408 |  | 11.7 | 21 | 40480 | 32000 | 28000 | 3.94 | 2.5 | 37400 | 3.54 | 2.06 | 8.5 | 7
Live | 215942398 |  | 11.7 | 21 | 40480 | 32000 | 28000 | 3.94 | 2.5 | 37400 | 3.54 | 2.06 | 8.5 | 7
Live | 215678351 |  | 10 | 17 | 27370 | 19700 | 16400 | 3.37 | 2.42 | 23400 | 3.1 | 2 | 9 | 7
Live | 215678341 |  | 10 | 17 | 26450 | 20000 | 16700 | 3.37 | 2.32 | 23800 | 2.92 | 1.98 | 9 | 7
Live | 215675641 |  | 10.5 | 19 | 55200 | 46500 | 36800 | 3.54 | 2.5 | 50000 | 3.54 | 2 | 9 | 7.5
Live | 215675631 |  | 10 | 19 | 55200 | 46500 | 36800 | 3.37 | 2.5 | 50000 | 3.54 | 2 | 9 | 7.5
Live | 215942388 |  | 11.7 | 21 | 40480 | 32000 | 28000 | 3.94 | 2.5 | 37400 | 3.54 | 2.06 | 8.5 | 7
Live | 215942378 |  | 11.7 | 21 | 40480 | 32000 | 28000 | 3.94 | 2.5 | 37400 | 3.56 | 2.06 | 8.5 | 7
Live | 215932552 |  | 12 | 20.5 | 39100 | 29800 | 25800 | 4.05 | 2.42 | 34000 | 3.44 | 2.06 | 9.5 | 7
Live | 215932542 |  | 11.7 | 20.5 | 39100 | 30000 | 26000 | 3.94 | 2.4 | 34200 | 3.4 | 2.04 | 9.5 | 7
Live | 215678331 |  | 10 | 16.5 | 26450 | 20000 | 16700 | 3.37 | 2.3 | 23800 | 2.92 | 1.98 | 9 | 7
Live | 215678321 |  | 10 | 17 | 26680 | 19900 | 16500 | 3.37 | 2.34 | 23400 | 2.96 | 1.98 | 8.5 | 7
Live | 215675621 |  | 10 | 18.5 | 54625 | 47000 | 37400 | 3.37 | 2.46 | 50000 | 3.48 | 1.98 | 9 | 7
Live | 215675611 |  | 10 | 18.5 | 54625 | 47000 | 37200 | 3.37 | 2.46 | 50000 | 3.48 | 1.98 | 9 | 7.5
Live | 215942368 |  | 11.7 | 21 | 40480 | 32000 | 28000 | 3.94 | 2.5 | 37400 | 3.54 | 2.06 | 8.5 | 7
Live | 215932522 |  | 11 | 20 | 38180 | 30600 | 26600 | 3.71 | 2.38 | 34800 | 3.38 | 2.02 | 9.5 | 7.5
Live | 215932512 |  | 11 | 19.5 | 37950 | 29800 | 26000 | 3.71 | 2.4 | 34000 | 3.42 | 2.04 | 9.5 | 7.5
Live | 215678311 |  | 10 | 17 | 26680 | 19900 | 16500 | 3.37 | 2.34 | 23400 | 2.96 | 2 | 8.5 | 7
Live | 215678301 |  | 10 | 16.5 | 26450 | 20200 | 16700 | 3.37 | 2.28 | 23800 | 2.89 | 1.86 | 9 | 7
Live | 215675601 |  | 10 | 19 | 55200 | 46500 | 36600 | 3.37 | 2.52 | 50000 | 3.56 | 2.02 | 9 | 7.5
Live | 215675591 |  | 10 | 18 | 54625 | 47000 | 37200 | 3.37 | 2.46 | 50000 | 3.48 | 1.98 | 9 | 7
Live | 215940932 |  | 12.5 | 22 | 41400 | 32200 | 28400 | 4.21 | 2.5 | 37600 | 3.54 | 2.04 | 8.5 | 7
Live | 215932502 |  | 11.5 | 20 | 38410 | 30200 | 26400 | 3.88 | 2.42 | 34600 | 3.44 | 2.02 | 9.5 | 7.5
Live | 215932492 |  | 11 | 19.5 | 38180 | 30800 | 26800 | 3.71 | 2.36 | 35000 | 3.36 | 2.02 | 9.5 | 7.5
Live | 215678291 |  | 10 | 16.5 | 26450 | 20200 | 16800 | 3.37 | 2.28 | 24000 | 2.88 | 1.86 | 9 | 7
Live | 215678281 |  | 10 | 17 | 26680 | 20000 | 16600 | 3.37 | 2.3 | 23600 | 2.92 | 1.98 | 8.5 | 7
Live | 215675581 |  | 10.5 | 19 | 55200 | 46500 | 36600 | 3.54 | 2.5 | 50000 | 3.56 | 2 | 9 | 7.5
Live | 215675571 |  | 10.5 | 19 | 55200 | 46500 | 36600 | 3.54 | 2.5 | 50000 | 3.56 | 2 | 9 | 7.5
Live | 215940922 |  | 12 | 21.5 | 40940 | 32800 | 28800 | 4.04 | 2.44 | 38000 | 3.44 | 2.04 | 8.5 | 7
Live | 215940912 |  | 12.5 | 22 | 40940 | 32800 | 28400 | 4.21 | 2.52 | 38000 | 3.58 | 2.04 | 8.5 | 7
Live | 215678271 |  | 10 | 17 | 26680 | 20000 | 16600 | 3.37 | 2.32 | 23600 | 2.92 | 1.98 | 8.5 | 7
Live | 215678261 |  | 10.5 | 17 | 27370 | 19800 | 16500 | 3.53 | 2.42 | 23400 | 3.1 | 2.02 | 9 | 7
Live | 215932482 |  | 11 | 19.5 | 38180 | 30600 | 26800 | 3.71 | 2.38 | 35000 | 3.36 | 2.02 | 9.5 | 7.5
Live | 215932472 |  | 11 | 19.5 | 37950 | 29800 | 26000 | 3.71 | 2.4 | 34000 | 3.4 | 2.04 | 9.5 | 7.5
Live | 215675561 |  | 10 | 19 | 55200 | 46500 | 37000 | 3.37 | 2.48 | 50000 | 3.52 | 1.98 | 9 | 7.5
Live | 215675551 |  | 10 | 19 | 55200 | 46500 | 36800 | 3.37 | 2.48 | 50000 | 3.52 | 2 | 9 | 7.5
Live | 215940902 |  | 12.5 | 22 | 40940 | 32800 | 28400 | 4.21 | 2.52 | 38000 | 3.58 | 2.04 | 8.5 | 7
Live | 215940892 |  | 12 | 21.5 | 40710 | 32800 | 28600 | 4.04 | 2.5 | 38000 | 3.56 | 2.04 | 8.5 | 7
Live | 215678251 |  | 10 | 17 | 27370 | 19800 | 16500 | 3.37 | 2.4 | 23400 | 3.08 | 2 | 9 | 7
Live | 215678241 |  | 10.5 | 17 | 27600 | 19700 | 16300 | 3.53 | 2.44 | 23200 | 3.13 | 2.02 | 9 | 7
Live | 215932462 |  | 11 | 19.5 | 38180 | 30600 | 26800 | 3.71 | 2.38 | 35000 | 3.36 | 2.02 | 9.5 | 7.5
Live | 215932452 |  | 11.7 | 20.5 | 38410 | 30200 | 26200 | 3.95 | 2.44 | 34400 | 3.46 | 2.04 | 9.5 | 7.5
Live | 215940882 |  | 12 | 21.5 | 40710 | 32800 | 28600 | 4.04 | 2.5 | 38000 | 3.56 | 2.04 | 8.5 | 7
Live | 215940872 |  | 12.5 | 22 | 40940 | 32600 | 28600 | 4.21 | 2.54 | 38000 | 3.62 | 2.02 | 8.5 | 7
Live | 215675541 |  | 10 | 18.5 | 55200 | 47000 | 37200 | 3.37 | 2.46 | 50000 | 3.5 | 2 | 9 | 7.5
Live | 215675531 |  | 9.5 | 18 | 54625 | 47500 | 37600 | 3.2 | 2.42 | 50000 | 3.44 | 1.98 | 9 | 7
Live | 215678231 |  | 10.5 | 17 | 27600 | 19600 | 16300 | 3.53 | 2.45 | 23200 | 3.13 | 2.02 | 9 | 7
Live | 215678221 |  | 10 | 16.5 | 26220 | 20400 | 16900 | 3.37 | 2.3 | 24000 | 2.89 | 1.94 | 9 | 7
Live | 215932442 |  | 11.7 | 20 | 38410 | 30200 | 26400 | 3.95 | 2.44 | 34600 | 3.46 | 2.04 | 9.5 | 7.5
Live | 215932432 |  | 11.5 | 20 | 38410 | 30400 | 26400 | 3.88 | 2.42 | 34600 | 3.41 | 2.04 | 9.5 | 7.5
Live | 215678211 |  | 10 | 16.5 | 26220 | 20400 | 16900 | 3.37 | 2.28 | 24000 | 2.89 | 1.94 | 9 | 7
Live | 215678201 |  | 10 | 16.5 | 26220 | 20200 | 16800 | 3.37 | 2.32 | 24000 | 2.94 | 1.96 | 8.5 | 7
Live | 215940862 |  | 12 | 21.5 | 40940 | 32800 | 28600 | 4.04 | 2.54 | 38000 | 3.6 | 2.02 | 8.5 | 7
Live | 215940852 |  | 12 | 21 | 40710 | 33200 | 29000 | 4.04 | 2.48 | 38500 | 3.52 | 2 | 8.5 | 7
Live | 215675491 |  | 10 | 18.5 | 54050 | 45500 | 36400 | 3.37 | 2.44 | 50000 | 3.46 | 2 | 9 | 7
Live | 215675481 |  | 10 | 18.5 | 54050 | 45500 | 36400 | 3.37 | 2.46 | 50000 | 3.48 | 2 | 9 | 7
Live | 215932422 |  | 11.5 | 20 | 38410 | 30400 | 26400 | 3.88 | 2.42 | 34600 | 3.41 | 2.04 | 9.5 | 7.5
Live | 215932412 |  | 10.5 | 19.5 | 37950 | 31000 | 27200 | 3.54 | 2.34 | 35400 | 3.3 | 1.9 | 9 | 7
Live | 215940842 |  | 11.7 | 21 | 40480 | 33400 | 29200 | 3.94 | 2.46 | 38500 | 3.48 | 2 | 8.5 | 7
Live | 215940832 |  | 12.5 | 22 | 40940 | 32600 | 28600 | 4.21 | 2.54 | 38000 | 3.6 | 2.02 | 8.5 | 7
Live | 215678191 |  | 10 | 16.5 | 26450 | 20200 | 16800 | 3.37 | 2.32 | 24000 | 2.94 | 1.98 | 8.5 | 7
Live | 215668442 |  | 10 | 16 | 27140 | 19800 | 16500 | 3.37 | 2.4 | 24000 | 3.06 | 1.88 | 8.5 | 7
Live | 215675471 |  | 9.5 | 18 | 53475 | 44500 | 35600 | 3.2 | 2.4 | 50000 | 3.42 | 2 | 9 | 7
Live | 215675461 |  | 10 | 18.5 | 54050 | 45500 | 36400 | 3.37 | 2.44 | 50000 | 3.46 | 2 | 9 | 7
Live | 215932382 |  | 11 | 19.5 | 38870 | 30000 | 26000 | 3.71 | 2.44 | 34200 | 3.46 | 2.06 | 9.5 | 7.5
Live | 215932372 |  | 11 | 19.5 | 38870 | 30000 | 26200 | 3.71 | 2.42 | 34200 | 3.44 | 2.06 | 9.5 | 7.5
Live | 215940822 |  | 12.5 | 22 | 41170 | 32600 | 28400 | 4.22 | 2.54 | 38000 | 3.62 | 2.02 | 8.5 | 7
Live | 215940812 |  | 12 | 21.5 | 40940 | 32800 | 28600 | 4.04 | 2.54 | 38000 | 3.6 | 2.02 | 8.5 | 7
Live | 215668434 |  | 10 | 16 | 27140 | 19800 | 16400 | 3.37 | 2.4 | 24000 | 3.06 | 1.88 | 8.5 | 7
Live | 215668426 |  | 10 | 16 | 27140 | 19900 | 16500 | 3.37 | 2.4 | 24000 | 3.06 | 1.9 | 8.5 | 6.75
Live | 215675451 |  | 10 | 18.5 | 54050 | 46000 | 36600 | 3.37 | 2.44 | 50000 | 3.46 | 2 | 9 | 7
Live | 215675441 |  | 9.5 | 18 | 53475 | 46000 | 37000 | 3.2 | 2.4 | 50000 | 3.4 | 1.98 | 9 | 7
Live | 215940802 |  | 12.5 | 22 | 40940 | 32800 | 28400 | 4.21 | 2.52 | 38500 | 3.58 | 2.04 | 8.5 | 7
Live | 215940792 |  | 12.5 | 22 | 40710 | 32800 | 28400 | 4.22 | 2.52 | 38000 | 3.58 | 2.04 | 8.5 | 7
Live | 215932362 |  | 11.5 | 20 | 37720 | 30600 | 26600 | 3.88 | 2.4 | 34800 | 3.4 | 2 | 9.5 | 7.5
Live | 215932352 |  | 11 | 19.5 | 37490 | 30800 | 27000 | 3.71 | 2.36 | 35200 | 3.34 | 2 | 9.5 | 7.5
Live | 215668418 |  | 10 | 16 | 27140 | 19900 | 16600 | 3.37 | 2.38 | 24000 | 3.04 | 1.88 | 8.5 | 7
Live | 215668410 |  | 9 | 14.5 | 26680 | 20200 | 16900 | 3.03 | 2.32 | 24400 | 2.95 | 1.86 | 8.5 | 7
Live | 215675431 |  | 10 | 18 | 54050 | 45500 | 36400 | 3.37 | 2.46 | 50000 | 3.48 | 2.02 | 9 | 7
Live | 215675421 |  | 9.5 | 18 | 54050 | 46000 | 36600 | 3.2 | 2.44 | 50000 | 3.46 | 1.98 | 9 | 7
Live | 215940782 |  | 12 | 21.5 | 40710 | 32800 | 28600 | 4.04 | 2.5 | 38000 | 3.56 | 2.04 | 8.5 | 7
Live | 215940772 |  | 12 | 21.5 | 40710 | 32800 | 28600 | 4.04 | 2.5 | 38000 | 3.56 | 2.04 | 8.5 | 7
Live | 215932342 |  | 10.5 | 19.5 | 37260 | 30200 | 26400 | 3.53 | 2.36 | 34200 | 3.36 | 2.02 | 9.5 | 7.5
Live | 215932332 |  | 11.5 | 20 | 37720 | 30600 | 26600 | 3.88 | 2.4 | 34800 | 3.4 | 2 | 9.5 | 7.5
Live | 215668402 |  | 10 | 16 | 27140 | 19800 | 16400 | 3.37 | 2.4 | 24000 | 3.06 | 1.88 | 8.5 | 7
Live | 215668394 |  | 10 | 16 | 27140 | 19900 | 16500 | 3.37 | 2.38 | 24000 | 3.04 | 1.88 | 8.5 | 7
Live | 215675411 |  | 9.5 | 17.5 | 53475 | 46500 | 37000 | 3.2 | 2.4 | 50000 | 3.4 | 1.98 | 9 | 7
Live | 215675401 |  | 10 | 18.5 | 54050 | 45500 | 36400 | 3.37 | 2.44 | 50000 | 3.48 | 2 | 9 | 7
Live | 215940762 |  | 12 | 21.5 | 40250 | 32600 | 28200 | 4.04 | 2.48 | 38000 | 3.54 | 2.02 | 8.5 | 7
Live | 215940752 |  | 12 | 21.5 | 40250 | 32400 | 28200 | 4.04 | 2.48 | 38000 | 3.54 | 2.02 | 8.5 | 7
Live | 215932322 |  | 11 | 19.5 | 37720 | 30600 | 26800 | 3.71 | 2.38 | 34800 | 3.38 | 2.02 | 9.5 | 7.5
Live | 215932312 |  | 11 | 19.5 | 37260 | 31000 | 27200 | 3.7 | 2.34 | 35400 | 3.3 | 2 | 9.5 | 7.5
Live | 215668386 |  | 10 | 16 | 27140 | 19900 | 16600 | 3.37 | 2.38 | 24000 | 3.04 | 1.9 | 8.5 | 6.7
Live | 215668378 |  | 9.5 | 15.5 | 27140 | 19900 | 16600 | 3.21 | 2.38 | 24000 | 3.04 | 1.88 | 8.5 | 7
Live | 215675391 |  | 10 | 18.5 | 54050 | 45500 | 36400 | 3.37 | 2.46 | 50000 | 3.48 | 2 | 9 | 7.5
Live | 215675381 |  | 9.5 | 18 | 53475 | 46000 | 36800 | 3.2 | 2.42 | 50000 | 3.42 | 2 | 9 | 7
Live | 215940742 |  | 12 | 21 | 40250 | 32600 | 28400 | 4.04 | 2.48 | 38500 | 3.52 | 2.04 | 8.5 | 7
Live | 215940732 |  | 12 | 21 | 40250 | 32600 | 28400 | 4.04 | 2.48 | 38500 | 3.52 | 2.04 | 8.5 | 7
Live | 215932302 |  | 11 | 19 | 37490 | 31000 | 27200 | 3.71 | 2.34 | 35200 | 3.32 | 2 | 9.5 | 7.5
Live | 215932292 |  | 10.5 | 19 | 37260 | 30200 | 26400 | 3.53 | 2.36 | 34400 | 3.36 | 2.04 | 9.5 | 7.5
Live | 215668370 |  | 10 | 16 | 27140 | 19800 | 16400 | 3.37 | 2.4 | 24000 | 3.06 | 1.88 | 8.5 | 7
Live | 215668362 |  | 10 | 16 | 27140 | 19800 | 16500 | 3.37 | 2.4 | 24000 | 3.06 | 1.9 | 8.5 | 6.75
Live | 215675351 |  | 10.5 | 19.5 | 53475 | 41000 | 33000 | 3.54 | 2.58 | 47000 | 3.68 | 2.2 | 9.5 | 7.5
Live | 215675341 |  | 9.5 | 16.5 | 52325 | 42000 | 33800 | 3.2 | 2.48 | 48000 | 3.52 | 2.08 | 8.5 | 7
Live | 215940722 |  | 12.5 | 22 | 40940 | 32800 | 28400 | 4.21 | 2.52 | 38000 | 3.58 | 2.04 | 8.5 | 7
Live | 215940712 |  | 12.5 | 22 | 40940 | 32800 | 28400 | 4.21 | 2.52 | 38000 | 3.58 | 2.04 | 8.5 | 7
Live | 215932282 |  | 11.5 | 20 | 37720 | 30400 | 26600 | 3.88 | 2.4 | 34600 | 3.4 | 2.02 | 9.5 | 7.5
Live | 215932272 |  | 11 | 19.5 | 37260 | 31000 | 27200 | 3.7 | 2.34 | 35400 | 3.31 | 2 | 9.5 | 7.5
Live | 215668354 |  | 10 | 16 | 27140 | 19800 | 16400 | 3.37 | 2.4 | 24000 | 3.06 | 1.88 | 8.5 | 7
Live | 215668346 |  | 10 | 16 | 27140 | 19800 | 16400 | 3.37 | 2.4 | 24000 | 3.06 | 1.88 | 8.5 | 7
Live | 215675331 |  | 9.5 | 16.5 | 52325 | 42000 | 33800 | 3.2 | 2.48 | 48000 | 3.52 | 2.08 | 8.5 | 7
Live | 215675321 |  | 9 | 16 | 51750 | 42000 | 33600 | 3.03 | 2.44 | 48500 | 3.46 | 1.96 | 8.5 | 7
Live | 215940702 |  | 12 | 21.5 | 40710 | 32800 | 28600 | 4.04 | 2.5 | 38000 | 3.56 | 2.04 | 8.5 | 7
Live | 215940692 |  | 12 | 21.5 | 40710 | 32800 | 28600 | 4.04 | 2.5 | 38000 | 3.56 | 2.04 | 8.5 | 7
Live | 215939582 |  | 11.7 | 18.5 | 65550 | 46500 | 41500 | 3.94 | 2.46 | 63500 | 3.14 | 2.05 | 7.8 | 6.7
Live | 215932262 |  | 11.5 | 20 | 37720 | 30400 | 26600 | 3.88 | 2.4 | 34600 | 3.4 | 2.02 | 9.5 | 7.5
Live | 215932252 |  | 11 | 20 | 37490 | 30600 | 26800 | 3.71 | 2.38 | 35000 | 3.36 | 2.02 | 9.5 | 7.5
Live | 215668338 |  | 10 | 16 | 27140 | 19800 | 16400 | 3.37 | 2.4 | 24000 | 3.06 | 1.88 | 8.5 | 7
Live | 215668330 |  | 10 | 16 | 27140 | 19800 | 16500 | 3.37 | 2.4 | 24000 | 3.06 | 1.88 | 8.5 | 7
Live | 215675311 |  | 9.5 | 16.5 | 52325 | 42000 | 33800 | 3.2 | 2.48 | 48000 | 3.52 | 2.08 | 8.5 | 7
Live | 215675301 |  | 9.5 | 16.5 | 52325 | 42000 | 33800 | 3.2 | 2.48 | 48000 | 3.52 | 2.08 | 8.5 | 7
Live | 215932242 |  | 11 | 19.5 | 37490 | 30600 | 26800 | 3.71 | 2.38 | 35000 | 3.36 | 2.02 | 9.5 | 7.5
Live | 215932232 |  | 11 | 19.5 | 37490 | 31000 | 27000 | 3.71 | 2.34 | 35200 | 3.34 | 2 | 9.5 | 7.5
Live | 215940682 |  | 12 | 21 | 39560 | 32000 | 28000 | 4.04 | 2.44 | 38500 | 3.46 | 2.06 | 8.5 | 7
Live | 215940672 |  | 11.7 | 20.5 | 39560 | 32200 | 28200 | 3.94 | 2.42 | 38500 | 3.44 | 2.04 | 8.5 | 7
Live | 215668322 |  | 10 | 16 | 27140 | 19800 | 16500 | 3.37 | 2.4 | 24000 | 3.06 | 1.88 | 8.5 | 7
Live | 215668314 |  | 10 | 16 | 27140 | 19900 | 16500 | 3.37 | 2.4 | 24000 | 3.04 | 1.88 | 8.5 | 7
Live | 215675291 |  | 9.5 | 16.5 | 52325 | 42000 | 33800 | 3.2 | 2.48 | 48000 | 3.52 | 2.06 | 8.5 | 7
Live | 215675281 |  | 9 | 16 | 51750 | 42500 | 34200 | 3.03 | 2.44 | 48500 | 3.44 | 1.94 | 8.5 | 7
Live | 215932222 |  | 10.5 | 19 | 37030 | 31400 | 27600 | 3.53 | 2.3 | 35800 | 3.26 | 1.88 | 9 | 7.5
Live | 215932182 |  | 11 | 19.5 | 38870 | 30000 | 26000 | 3.71 | 2.44 | 34200 | 3.44 | 2.06 | 9.5 | 7.5
Live | 215668306 |  | 9.5 | 16 | 27140 | 19900 | 16500 | 3.21 | 2.4 | 24000 | 3.06 | 1.88 | 8.5 | 7
Live | 215668298 |  | 9.5 | 15.5 | 26910 | 20000 | 16600 | 3.21 | 2.36 | 24200 | 3.02 | 1.88 | 8.5 | 7
Live | 215940662 |  | 11.5 | 20.5 | 39330 | 32600 | 28600 | 3.88 | 2.38 | 39000 | 3.38 | 2.04 | 8.5 | 7
Live | 215940652 |  | 11 | 20 | 39100 | 32800 | 28800 | 3.71 | 2.36 | 39500 | 3.34 | 2.02 | 8.5 | 7
Live | 215675271 |  | 9 | 16 | 51750 | 42500 | 34200 | 3.03 | 2.44 | 48500 | 3.46 | 1.96 | 8.5 | 7
Live | 215675261 |  | 9.5 | 16.5 | 52325 | 42000 | 33600 | 3.2 | 2.5 | 48000 | 3.54 | 2.06 | 8.5 | 7
Live | 215932172 |  | 11 | 19.5 | 38640 | 30000 | 26200 | 3.71 | 2.42 | 34200 | 3.44 | 2.06 | 9.5 | 7.5
Live | 215932162 |  | 10.5 | 19 | 38180 | 30400 | 26400 | 3.54 | 2.4 | 34400 | 3.39 | 2.06 | 9.5 | 7.5
Live | 215668274 |  | 9.5 | 16 | 26910 | 20000 | 16600 | 3.21 | 2.4 | 24400 | 3.06 | 1.98 | 8.5 | 7
Live | 215668266 |  | 10 | 16 | 26910 | 20000 | 16600 | 3.37 | 2.4 | 24400 | 3.06 | 1.9 | 8.5 | 6.75
Live | 215940642 |  | 12 | 21 | 39560 | 32000 | 28000 | 4.04 | 2.42 | 38500 | 3.44 | 2.04 | 8.5 | 7
Live | 215940632 |  | 12 | 21 | 39790 | 32000 | 28000 | 4.05 | 2.44 | 38500 | 3.46 | 2.04 | 8.5 | 7
Live | 215675251 |  | 9.5 | 16.5 | 52325 | 42000 | 33800 | 3.2 | 2.48 | 48000 | 3.5 | 2.06 | 8.5 | 7
Live | 215675241 |  | 9 | 16 | 51750 | 42500 | 34200 | 3.03 | 2.44 | 48500 | 3.46 | 1.94 | 8.5 | 7
Live | 215668258 |  | 9.5 | 16 | 26680 | 20200 | 16700 | 3.2 | 2.38 | 24400 | 3.04 | 1.96 | 8.5 | 7
Live | 215668250 |  | 9.5 | 15.5 | 26680 | 20200 | 16700 | 3.2 | 2.38 | 24400 | 3.02 | 1.96 | 8.5 | 7
Live | 215932152 |  | 10.5 | 17.5 | 37030 | 30000 | 26200 | 3.53 | 2.34 | 34000 | 3.32 | 1.96 | 9 | 7
Live | 215932142 |  | 10.5 | 19 | 38180 | 30400 | 26400 | 3.54 | 2.4 | 34600 | 3.4 | 2.04 | 9.5 | 7.5
Live | 215940622 |  | 11.7 | 20.5 | 39560 | 32200 | 28200 | 3.94 | 2.42 | 38500 | 3.44 | 2.04 | 8.5 | 7
Live | 215940612 |  | 11.7 | 21 | 40480 | 33400 | 29200 | 3.94 | 2.42 | 38500 | 3.44 | 2.06 | 8.5 | 7
Live | 215668242 |  | 9 | 14.5 | 26220 | 20400 | 17100 | 3.04 | 2.3 | 24800 | 2.94 | 1.84 | 8.5 | 7
Live | 215668234 |  | 10 | 16 | 26910 | 20000 | 16600 | 3.37 | 2.4 | 24400 | 3.06 | 1.9 | 8.5 | 6.75
Live | 215675231 |  | 9.5 | 16.5 | 52325 | 42000 | 33600 | 3.2 | 2.5 | 48000 | 3.54 | 2.06 | 8.5 | 7
Live | 215675221 |  | 9.5 | 16.5 | 52325 | 42000 | 33600 | 3.2 | 2.5 | 48000 | 3.54 | 2.06 | 8.5 | 7
Live | 215939462 |  | 11.7 | 18.5 | 65550 | 46500 | 41500 | 3.94 | 2.46 | 63500 | 3.12 | 2 | 7.8 | 6.7
Live | 215939452 |  | 11.7 | 18.5 | 65550 | 46500 | 41500 | 3.94 | 2.46 | 63500 | 3.12 | 2 | 7.8 | 6.7
Live | 215932132 |  | 10.5 | 19 | 37030 | 31200 | 27200 | 3.53 | 2.32 | 35400 | 3.3 | 1.98 | 9.5 | 7.5
Live | 215932122 |  | 10.5 | 19 | 36800 | 30400 | 26600 | 3.54 | 2.34 | 34600 | 3.32 | 2.02 | 9.5 | 7.5
Live | 215940602 |  | 11.5 | 20.5 | 40480 | 33600 | 29400 | 3.88 | 2.44 | 39000 | 3.46 | 2 | 8.5 | 7
Live | 215940592 |  | 12 | 22 | 40940 | 33000 | 28600 | 4.04 | 2.5 | 38000 | 3.54 | 2.02 | 8.5 | 7
Live | 215668226 |  | 9.5 | 15.5 | 26680 | 20200 | 16700 | 3.2 | 2.38 | 24400 | 3.04 | 1.96 | 8.5 | 7
Live | 215668218 |  | 9.5 | 15.5 | 26680 | 20200 | 16700 | 3.2 | 2.38 | 24400 | 3.02 | 1.86 | 8.5 | 7
Live | 215675211 |  | 9.5 | 16.5 | 52325 | 42000 | 33600 | 3.2 | 2.5 | 48000 | 3.54 | 2.06 | 8.5 | 7
Live | 215675201 |  | 9.5 | 16.5 | 52325 | 42500 | 34000 | 3.2 | 2.46 | 48000 | 3.5 | 2.06 | 8.5 | 7
Live | 215940582 |  | 12.5 | 22 | 40940 | 32800 | 28600 | 4.21 | 2.52 | 38000 | 3.58 | 2.04 | 8.5 | 7
Live | 215940572 |  | 12 | 21 | 39560 | 32000 | 28000 | 4.04 | 2.44 | 38500 | 3.46 | 2.06 | 8.5 | 7
Live | 215668210 |  | 9.5 | 15.5 | 26680 | 20200 | 16800 | 3.2 | 2.38 | 24400 | 3.02 | 1.86 | 8.5 | 7
Live | 215668202 |  | 10 | 16 | 26910 | 20000 | 16600 | 3.37 | 2.4 | 24400 | 3.06 | 1.9 | 8.5 | 6.75
Live | 215932112 |  | 10.5 | 17.5 | 35650 | 30400 | 26400 | 3.54 | 2.28 | 34200 | 3.24 | 1.92 | 9 | 7
Live | 215932102 |  | 10.5 | 19 | 36800 | 31400 | 27400 | 3.54 | 2.3 | 35600 | 3.26 | 1.98 | 9.5 | 7.5
Live | 215675191 |  | 9.5 | 16.5 | 52325 | 42500 | 33800 | 3.2 | 2.48 | 48000 | 3.5 | 2.06 | 8.5 | 7
Live | 215675181 |  | 9 | 16 | 51750 | 42500 | 34200 | 3.03 | 2.44 | 48500 | 3.48 | 1.94 | 8.5 | 7
Live | 215668194 |  | 9.5 | 15.5 | 26680 | 20000 | 16700 | 3.2 | 2.4 | 24400 | 3.04 | 1.96 | 8.5 | 7
Live | 215668186 |  | 9.5 | 15.5 | 26910 | 20000 | 16600 | 3.21 | 2.4 | 24200 | 3.04 | 1.98 | 8.5 | 7
Live | 215940562 |  | 11.7 | 20.5 | 39560 | 32200 | 28200 | 3.94 | 2.42 | 38500 | 3.44 | 2.04 | 8.5 | 7
Live | 215940552 |  | 11.5 | 20.5 | 39330 | 32600 | 28600 | 3.88 | 2.38 | 39000 | 3.38 | 2.04 | 8.5 | 7
Live | 215932092 |  | 10.5 | 19 | 36800 | 30400 | 26600 | 3.54 | 2.34 | 34600 | 3.32 | 2 | 9.5 | 7.5
Live | 215932082 |  | 11 | 19.5 | 37030 | 31000 | 27000 | 3.7 | 2.34 | 35200 | 3.32 | 2 | 9.5 | 7.5
Live | 215675171 |  | 9 | 16 | 51750 | 42000 | 33600 | 3.03 | 2.44 | 48500 | 3.46 | 1.96 | 8.5 | 7
Live | 215675161 |  | 9 | 15.5 | 51750 | 43000 | 34600 | 3.03 | 2.4 | 48500 | 3.4 | 1.94 | 8.5 | 7
Live | 215668178 |  | 10 | 16 | 26910 | 20000 | 16600 | 3.37 | 2.4 | 24400 | 3.06 | 1.9 | 8.5 | 6.75
Live | 215668170 |  | 9.5 | 15.5 | 26910 | 20000 | 16600 | 3.21 | 2.4 | 24200 | 3.06 | 1.98 | 8.5 | 7
Live | 215940542 |  | 11 | 20 | 39100 | 32800 | 28800 | 3.71 | 2.36 | 39500 | 3.34 | 2.02 | 8.5 | 7
Live | 215940532 |  | 12 | 21 | 39560 | 32000 | 28000 | 4.04 | 2.42 | 38500 | 3.44 | 2.04 | 8.5 | 7
Live | 215932072 |  | 10.5 | 19 | 37030 | 31200 | 27200 | 3.53 | 2.32 | 35400 | 3.3 | 2 | 9.5 | 7.5
Live | 215932062 |  | 10 | 19 | 36800 | 31800 | 27800 | 3.37 | 2.28 | 36000 | 3.22 | 1.88 | 9 | 7.5
Live | 215675110 |  | 9.5 | 16.5 | 51750 | 43000 | 34200 | 3.2 | 2.46 | 49000 | 3.5 | 2.06 | 8.5 | 7
Live | 215675090 |  | 9.5 | 16.5 | 51750 | 43000 | 34200 | 3.2 | 2.46 | 49500 | 3.48 | 2.04 | 8.5 | 7
Live | 215668162 |  | 9.5 | 16 | 26910 | 20000 | 16700 | 3.21 | 2.4 | 24400 | 3.04 | 1.98 | 8.5 | 7
Live | 215668154 |  | 9.5 | 15.5 | 26910 | 20000 | 16700 | 3.21 | 2.4 | 24400 | 3.04 | 1.98 | 8.5 | 7
Live | 215932032 |  | 10.5 | 19 | 36570 | 30600 | 26600 | 3.54 | 2.32 | 34600 | 3.3 | 2 | 9.5 | 7.5
Live | 215932022 |  | 10 | 17.5 | 35420 | 30400 | 26600 | 3.37 | 2.26 | 34400 | 3.22 | 1.9 | 9 | 7
Live | 215675072 |  | 9 | 16 | 51175 | 43000 | 34200 | 3.04 | 2.42 | 49500 | 3.44 | 1.94 | 8.5 | 7
Live | 215675053 |  | 9 | 16.5 | 51175 | 43000 | 34400 | 3.04 | 2.46 | 49500 | 3.48 | 2.04 | 8.5 | 7
Live | 215668146 |  | 9.5 | 15.5 | 26680 | 20200 | 16700 | 3.2 | 2.38 | 24400 | 3.04 | 1.96 | 8.5 | 7
Live | 215668138 |  | 9.5 | 16 | 26680 | 20000 | 16700 | 3.2 | 2.38 | 24400 | 3.04 | 1.96 | 8.5 | 7
Live | 215940522 |  | 12 | 21 | 39790 | 32000 | 28000 | 4.05 | 2.44 | 38500 | 3.46 | 2.06 | 8.5 | 7
Live | 215940512 |  | 11.7 | 20.5 | 39560 | 32200 | 28200 | 3.94 | 2.42 | 38500 | 3.44 | 2.04 | 8.5 | 7
Live | 215939342 |  | 11.7 | 18.5 | 64400 | 46000 | 41000 | 3.94 | 2.46 | 61500 | 3.1 | 2.05 | 7.8 | 6.75
Live | 215932012 |  | 10.5 | 18.5 | 36570 | 30600 | 26600 | 3.54 | 2.32 | 34600 | 3.3 | 1.9 | 9 | 7.5
Live | 215932002 |  | 10 | 17 | 35420 | 30400 | 26600 | 3.37 | 2.26 | 34400 | 3.2 | 1.9 | 9 | 7
Live | 215675031 |  | 9.5 | 16.5 | 51750 | 43000 | 34200 | 3.2 | 2.46 | 49500 | 3.48 | 2.04 | 8.5 | 7
Live | 215675010 |  | 9 | 16.5 | 51750 | 43000 | 34400 | 3.03 | 2.46 | 49500 | 3.48 | 2.04 | 8.5 | 7
Live | 215668130 |  | 9.5 | 15.5 | 26680 | 20200 | 16800 | 3.2 | 2.36 | 24600 | 3 | 1.86 | 8.5 | 7
Live | 215668106 |  | 9.5 | 15.5 | 26680 | 20200 | 16800 | 3.2 | 2.36 | 24600 | 3 | 1.86 | 8.5 | 7
Live | 215940502 |  | 12.5 | 22 | 40940 | 32800 | 28400 | 4.21 | 2.52 | 38000 | 3.58 | 2.04 | 8.5 | 7
Live | 215940492 |  | 12.5 | 22 | 40940 | 32800 | 28400 | 4.21 | 2.52 | 38000 | 3.58 | 2.04 | 8.5 | 7
Live | 215668098 |  | 9.5 | 15.2 | 26680 | 20200 | 16800 | 3.2 | 2.36 | 24600 | 3 | 1.86 | 8.5 | 7
Live | 215668090 |  | 9.5 | 15.5 | 26680 | 20200 | 16800 | 3.2 | 2.34 | 24600 | 2.98 | 1.86 | 8.5 | 7
Live | 215931992 |  | 11 | 19.5 | 38640 | 30200 | 26200 | 3.71 | 2.42 | 34400 | 3.44 | 2.05 | 9.5 | 7.5
Live | 215931982 |  | 10.5 | 18 | 37260 | 29800 | 26000 | 3.53 | 2.36 | 33800 | 3.34 | 1.96 | 9 | 7
Live | 215674991 |  | 9 | 16 | 51175 | 43500 | 34800 | 3.04 | 2.4 | 49500 | 3.42 | 1.92 | 8.5 | 7
Live | 215674973 |  | 9 | 16 | 51175 | 43500 | 34800 | 3.04 | 2.42 | 49500 | 3.42 | 1.92 | 8.5 | 7
Live | 215940482 |  | 12 | 21.5 | 40710 | 32800 | 28600 | 4.04 | 2.5 | 38000 | 3.56 | 2.04 | 8.5 | 7
Live | 215940472 |  | 12 | 21.5 | 40710 | 32800 | 28600 | 4.04 | 2.5 | 38000 | 3.56 | 2.04 | 8.5 | 7
Live | 215668082 |  | 9.5 | 15.2 | 26450 | 20400 | 16900 | 3.2 | 2.34 | 24600 | 2.98 | 1.84 | 8.5 | 7
Live | 215668074 |  | 9 | 14.5 | 25990 | 20600 | 17200 | 3.03 | 2.28 | 25000 | 2.9 | 1.82 | 8.5 | 7
Live | 215931972 |  | 10.5 | 19 | 38410 | 30200 | 26200 | 3.54 | 2.42 | 34400 | 3.42 | 2.04 | 9.5 | 7.5
Live | 215931962 |  | 10 | 18.5 | 36110 | 30800 | 26800 | 3.37 | 2.34 | 35000 | 3.32 | 2 | 9.5 | 7.5
Live | 215674950 |  | 9.5 | 16.5 | 51750 | 43000 | 34200 | 3.2 | 2.48 | 49000 | 3.5 | 2.06 | 8.5 | 7
Live | 215674930 |  | 9 | 16 | 51175 | 43000 | 34400 | 3.04 | 2.44 | 49500 | 3.46 | 2.04 | 8.5 | 7
Live | 215940462 |  | 12.5 | 22 | 40940 | 32600 | 28600 | 4.21 | 2.54 | 38000 | 3.6 | 2.02 | 8.5 | 7
Live | 215940452 |  | 12 | 21.5 | 40940 | 32800 | 28600 | 4.04 | 2.54 | 38000 | 3.58 | 2.04 | 8.5 | 7
Live | 215931952 |  | 10 | 17 | 35190 | 30800 | 26800 | 3.37 | 2.28 | 34800 | 3.24 | 1.9 | 9 | 7.5
Live | 215931942 |  | 10 | 18.5 | 36110 | 31000 | 27000 | 3.37 | 2.34 | 35000 | 3.32 | 1.98 | 9.5 | 7.5
Live | 215668066 |  | 9.5 | 15.2 | 26680 | 20200 | 16800 | 3.2 | 2.36 | 24600 | 3 | 1.86 | 8.5 | 7
Live | 215668058 |  | 9.5 | 15.2 | 26450 | 20200 | 16800 | 3.2 | 2.34 | 24600 | 2.98 | 1.84 | 8.5 | 7
Live | 215674913 |  | 9 | 16 | 51175 | 43500 | 34800 | 3.04 | 2.4 | 49500 | 3.42 | 1.92 | 8.5 | 7
Live | 215674892 |  | 9.5 | 16.5 | 51750 | 43000 | 34200 | 3.2 | 2.46 | 49000 | 3.5 | 2.06 | 8.5 | 7
Live | 215940442 |  | 12 | 21 | 40710 | 33200 | 29000 | 4.04 | 2.48 | 38500 | 3.52 | 2.02 | 8.5 | 7
Live | 215940432 |  | 11.7 | 21 | 40480 | 33800 | 29400 | 3.94 | 2.44 | 38500 | 3.46 | 2.02 | 8.5 | 7
Live | 215931932 |  | 10 | 17 | 34960 | 30800 | 26800 | 3.37 | 2.28 | 35000 | 3.24 | 1.9 | 9 | 7.5
Live | 215931503 |  | 12.5 | 21.5 | 39560 | 29800 | 25800 | 4.22 | 2.5 | 34200 | 3.54 | 2.06 | 9.5 | 7.5
Live | 215674876 |  | 9.5 | 16.5 | 51750 | 43000 | 34200 | 3.2 | 2.46 | 49000 | 3.5 | 2.06 | 8.5 | 7
Live | 215674855 |  | 9.5 | 16.5 | 51750 | 43000 | 34200 | 3.2 | 2.46 | 49000 | 3.5 | 2.06 | 8.5 | 7
Live | 215939262 |  | 11.7 | 18.5 | 64400 | 46000 | 41000 | 3.94 | 2.46 | 61500 | 3.12 | 2.05 | 7.8 | 6.7
Live | 215940422 |  | 12.5 | 22 | 40940 | 32600 | 28600 | 4.21 | 2.54 | 38000 | 3.6 | 2.02 | 8.5 | 7
Live | 215940412 |  | 12.5 | 22 | 40940 | 32600 | 28600 | 4.21 | 2.54 | 38000 | 3.6 | 2.02 | 8.5 | 7
Live | 215668050 |  | 9.5 | 15.2 | 26450 | 20400 | 16900 | 3.2 | 2.34 | 24600 | 2.98 | 1.86 | 8.5 | 7
Live | 215668042 |  | 9.5 | 14.5 | 26450 | 20400 | 16900 | 3.2 | 2.34 | 24600 | 2.95 | 1.86 | 8.5 | 7
Live | 215683241 |  | 9.5 | 19 | 66125 | 56000 | 44500 | 3.2 | 2.42 | 64000 | 3.44 | 2.1 | 9 | 7
Live | 215683231 |  | 9.5 | 18.5 | 66125 | 56000 | 44500 | 3.2 | 2.42 | 64000 | 3.42 | 2.08 | 9 | 7
Live | 215674837 |  | 9 | 16.5 | 51175 | 43000 | 34400 | 3.04 | 2.44 | 49500 | 3.46 | 2.04 | 8.5 | 7
Live | 215674813 |  | 9 | 16.5 | 51175 | 43000 | 34400 | 3.04 | 2.44 | 49500 | 3.46 | 2.04 | 8.5 | 7
Live | 215940402 |  | 12 | 21.5 | 40940 | 32800 | 28600 | 4.04 | 2.54 | 38000 | 3.58 | 2.04 | 8.5 | 7
Live | 215940392 |  | 12.5 | 22 | 40940 | 32600 | 28600 | 4.21 | 2.54 | 38000 | 3.6 | 2.02 | 8.5 | 7
Live | 215683221 |  | 9 | 18.5 | 66125 | 56500 | 45000 | 3.03 | 2.4 | 64000 | 3.42 | 2.08 | 9 | 7
Live | 215683211 |  | 9 | 18 | 66700 | 56000 | 44500 | 3.04 | 2.44 | 64000 | 3.46 | 2.1 | 9 | 7
Live | 215668034 |  | 9.5 | 15.2 | 26680 | 20200 | 16800 | 3.2 | 2.36 | 24600 | 3 | 1.86 | 8.5 | 7
Live | 215668026 |  | 9.5 | 15.2 | 26680 | 20200 | 16800 | 3.2 | 2.36 | 24600 | 3 | 1.86 | 8.5 | 7
Live | 215674792 |  | 9 | 16 | 51175 | 43500 | 34600 | 3.04 | 2.42 | 49500 | 3.44 | 1.94 | 8.5 | 7
Live | 215674771 |  | 9 | 16 | 51175 | 43000 | 34200 | 3.04 | 2.42 | 49500 | 3.44 | 1.94 | 8.5 | 7
Live | 215940382 |  | 12 | 21.5 | 40940 | 33000 | 28600 | 4.04 | 2.5 | 38000 | 3.56 | 2.04 | 8.5 | 7
Live | 215940372 |  | 12 | 21 | 40710 | 33400 | 29000 | 4.04 | 2.46 | 38500 | 3.5 | 2.02 | 8.5 | 7
Live | 215683201 |  | 9.5 | 18.5 | 66700 | 55500 | 44000 | 3.2 | 2.46 | 64000 | 3.48 | 2.1 | 9 | 7
Live | 215683191 |  | 9 | 18.5 | 66125 | 56500 | 45000 | 3.03 | 2.4 | 64000 | 3.42 | 2.08 | 9 | 7
Live | 215668018 |  | 9.5 | 15.5 | 26680 | 20200 | 16800 | 3.2 | 2.36 | 24600 | 3 | 1.86 | 8.5 | 7
Live | 215668010 |  | 9.5 | 15.2 | 26680 | 20200 | 16800 | 3.2 | 2.36 | 24600 | 3 | 1.86 | 8.5 | 7
Live | 215674749 |  | 9 | 15.5 | 50600 | 44000 | 35200 | 3.03 | 2.38 | 50000 | 3.36 | 1.92 | 8.5 | 7
Live | 215674674 |  | 10 | 18.5 | 52900 | 42000 | 33600 | 3.37 | 2.48 | 47500 | 3.52 | 2.06 | 9 | 7
Live | 215940362 |  | 11.7 | 21 | 40480 | 33800 | 29400 | 3.94 | 2.44 | 38500 | 3.46 | 2.02 | 8.5 | 7
Live | 215940352 |  | 12.5 | 22 | 40940 | 32600 | 28600 | 4.21 | 2.54 | 38000 | 3.6 | 2.02 | 8.5 | 7
Live | 215683181 |  | 9 | 18.5 | 66125 | 56500 | 45000 | 3.03 | 2.4 | 64000 | 3.42 | 2.06 | 9 | 7
Live | 215683171 |  | 9 | 18.5 | 65550 | 56500 | 45000 | 3.03 | 2.4 | 64000 | 3.4 | 2.08 | 9 | 7
Live | 215668002 |  | 9.5 | 15.2 | 26680 | 20200 | 16800 | 3.2 | 2.36 | 24600 | 3 | 1.86 | 8.5 | 7
Live | 215667994 |  | 9.5 | 15.5 | 26680 | 20200 | 16800 | 3.2 | 2.34 | 24600 | 3 | 1.86 | 8.5 | 7
Live | 215940342 |  | 12.5 | 22 | 40940 | 33000 | 28600 | 4.21 | 2.52 | 38000 | 3.58 | 2.04 | 8.5 | 7
Live | 215940332 |  | 12 | 21.5 | 40940 | 33000 | 28600 | 4.04 | 2.5 | 38000 | 3.56 | 2.04 | 8.5 | 7
Live | 215674654 |  | 10 | 18.5 | 52900 | 42000 | 33600 | 3.37 | 2.48 | 47500 | 3.52 | 2.06 | 9 | 7
Live | 215674633 |  | 10 | 18 | 52900 | 42000 | 33800 | 3.37 | 2.48 | 48000 | 3.5 | 2.08 | 9 | 7
Live | 215683161 |  | 9 | 18 | 66125 | 56000 | 44500 | 3.03 | 2.42 | 64000 | 3.44 | 2.08 | 9 | 7
Live | 215683151 |  | 9.5 | 18.5 | 66700 | 55500 | 44000 | 3.2 | 2.44 | 64000 | 3.48 | 2.08 | 9 | 7
Live | 215667986 |  | 9.5 | 15.2 | 26680 | 20200 | 16800 | 3.2 | 2.34 | 24600 | 3 | 1.86 | 8.5 | 7
Live | 215667978 |  | 9.5 | 15.5 | 26450 | 20200 | 16800 | 3.2 | 2.34 | 24600 | 2.98 | 1.84 | 8.5 | 7
Live | 215940322 |  | 12.5 | 22 | 40940 | 32600 | 28600 | 4.21 | 2.54 | 38000 | 3.6 | 2.02 | 8.5 | 7
Live | 215940312 |  | 12 | 21.5 | 40940 | 32800 | 28600 | 4.04 | 2.54 | 38000 | 3.58 | 2.04 | 8.5 | 7
Live | 215674611 |  | 10 | 18.5 | 52900 | 42000 | 33600 | 3.37 | 2.48 | 47500 | 3.52 | 2.06 | 9 | 7
Live | 215674590 |  | 10 | 18 | 52900 | 42000 | 33800 | 3.37 | 2.46 | 48000 | 3.5 | 2.08 | 9 | 7
Live | 215939142 |  | 11.7 | 18.5 | 64975 | 46000 | 41500 | 3.94 | 2.46 | 62500 | 3.12 | 2.05 | 7.8 | 6.7
Live | 215939132 |  | 11.7 | 18.5 | 64975 | 46000 | 41500 | 3.94 | 2.46 | 62500 | 3.12 | 2.05 | 7.8 | 6.7
Live | 215667970 |  | 9.5 | 15.5 | 26680 | 20200 | 16800 | 3.2 | 2.36 | 24600 | 3 | 1.86 | 8.5 | 7
Live | 215667962 |  | 9 | 15.2 | 26450 | 20400 | 16900 | 3.03 | 2.32 | 24800 | 2.95 | 1.84 | 8.5 | 7
Live | 215683141 |  | 9.5 | 18 | 64975 | 54500 | 43500 | 3.2 | 2.42 | 61000 | 3.44 | 2.1 | 9 | 7
Live | 215683131 |  | 9.5 | 18 | 64975 | 54500 | 43500 | 3.2 | 2.44 | 61500 | 3.44 | 2.12 | 9 | 7
Live | 215940302 |  | 12 | 21 | 40710 | 33200 | 29000 | 4.04 | 2.48 | 38500 | 3.52 | 2.02 | 8.5 | 7
Live | 215940292 |  | 11.7 | 21 | 40480 | 33400 | 29400 | 3.94 | 2.46 | 38500 | 3.48 | 2 | 8.5 | 7
Live | 215674572 |  | 9.5 | 17.5 | 52325 | 42500 | 34200 | 3.2 | 2.42 | 48000 | 3.44 | 2.06 | 9 | 7
Live | 215674549 |  | 10 | 18 | 52900 | 42000 | 33600 | 3.37 | 2.48 | 47500 | 3.52 | 2.08 | 9 | 7
Live | 215667938 |  | 10.5 | 17.5 | 27600 | 19600 | 16300 | 3.53 | 2.45 | 23200 | 3.16 | 2.02 | 9 | 7
Live | 215667930 |  | 10.5 | 17.5 | 27600 | 19600 | 16300 | 3.53 | 2.44 | 23200 | 3.13 | 2.02 | 9 | 7
Live | 215940282 |  | 12.5 | 22 | 40940 | 32600 | 28600 | 4.21 | 2.54 | 38000 | 3.6 | 2.02 | 8.5 | 7
Live | 215940272 |  | 12.5 | 22 | 40940 | 32600 | 28600 | 4.21 | 2.54 | 38000 | 3.6 | 2.02 | 8.5 | 7
Live | 215683121 |  | 9 | 18.5 | 65550 | 56500 | 45000 | 3.03 | 2.4 | 64000 | 3.4 | 2.08 | 9 | 7
Live | 215683111 |  | 9 | 18.5 | 64975 | 55500 | 44500 | 3.03 | 2.4 | 63000 | 3.4 | 2.1 | 9 | 7
Live | 215674527 |  | 10 | 17.5 | 52900 | 42000 | 33800 | 3.37 | 2.46 | 48000 | 3.5 | 2.08 | 9 | 7
Live | 215674512 |  | 10 | 18.5 | 52900 | 42000 | 33600 | 3.37 | 2.48 | 47500 | 3.52 | 2.08 | 9 | 7
Live | 215940262 |  | 12 | 21.5 | 40940 | 32800 | 28600 | 4.04 | 2.54 | 38000 | 3.58 | 2.04 | 8.5 | 7
Live | 215940252 |  | 11.7 | 19.5 | 39330 | 29800 | 26000 | 3.95 | 2.46 | 34200 | 3.48 | 1.94 | 9 | 7
Live | 215667922 |  | 10.5 | 17.5 | 27600 | 19700 | 16400 | 3.53 | 2.44 | 23400 | 3.12 | 2 | 9 | 7
Live | 215667914 |  | 10.5 | 17.5 | 27600 | 19600 | 16300 | 3.53 | 2.45 | 23200 | 3.16 | 2.02 | 9 | 7
Live | 215683101 |  | 9 | 18.5 | 64975 | 55500 | 44500 | 3.03 | 2.38 | 63000 | 3.38 | 2.08 | 9 | 7
Live | 215683091 |  | 9 | 18 | 64975 | 56000 | 44500 | 3.03 | 2.38 | 63500 | 3.38 | 2.08 | 9 | 7
Live | 215674502 |  | 10 | 18.5 | 52900 | 42000 | 33600 | 3.37 | 2.48 | 47500 | 3.52 | 2.08 | 9 | 7
Live | 215674492 |  | 10 | 18.5 | 52900 | 42000 | 33600 | 3.37 | 2.48 | 48000 | 3.52 | 2.08 | 9 | 7
Live | 215939062 |  | 11.7 | 18.5 | 65550 | 46500 | 41500 | 3.94 | 2.46 | 63500 | 3.14 | 2.05 | 7.8 | 6.7
Live | 215667906 |  | 10.5 | 17.5 | 27600 | 19700 | 16400 | 3.53 | 2.44 | 23400 | 3.12 | 2 | 9 | 7
Live | 215667898 |  | 10.5 | 17 | 27600 | 19700 | 16400 | 3.53 | 2.44 | 23400 | 3.12 | 2.02 | 9 | 7
Live | 215940242 |  | 11.7 | 19.5 | 39330 | 29800 | 26000 | 3.95 | 2.46 | 34200 | 3.48 | 1.94 | 9 | 7
Live | 215940232 |  | 11.7 | 19.5 | 39330 | 30000 | 26000 | 3.95 | 2.44 | 34200 | 3.46 | 1.96 | 9 | 7
Live | 215674482 |  | 10 | 18 | 52900 | 42000 | 33800 | 3.37 | 2.46 | 48000 | 3.5 | 2.08 | 9 | 7
Live | 215674452 |  | 10 | 18 | 52900 | 42000 | 33800 | 3.37 | 2.48 | 47500 | 3.5 | 2.08 | 9 | 7
Live | 215683081 |  | 9 | 18 | 65550 | 55500 | 44000 | 3.03 | 2.4 | 63000 | 3.4 | 2.08 | 9 | 7
Live | 215683071 |  | 9.5 | 18 | 65550 | 55000 | 44000 | 3.2 | 2.42 | 62500 | 3.44 | 2.1 | 9 | 7
Live | 215667890 |  | 10.5 | 17 | 27600 | 19700 | 16400 | 3.53 | 2.42 | 23400 | 3.12 | 2.02 | 9 | 7
Live | 215667882 |  | 10.5 | 17 | 27600 | 19600 | 16300 | 3.53 | 2.45 | 23200 | 3.16 | 2.02 | 9 | 7
Live | 215940222 |  | 11 | 19 | 39100 | 30400 | 26400 | 3.71 | 2.4 | 34800 | 3.4 | 1.92 | 9 | 7
Live | 215940212 |  | 11 | 18.5 | 38870 | 30600 | 26800 | 3.71 | 2.36 | 35000 | 3.36 | 1.92 | 9 | 7
Live | 215674442 |  | 9.5 | 17.5 | 52325 | 41500 | 33600 | 3.2 | 2.44 | 48000 | 3.46 | 2.08 | 9 | 7
Live | 215674432 |  | 10 | 18 | 52900 | 42000 | 33800 | 3.37 | 2.48 | 47500 | 3.5 | 2.08 | 9 | 7
Live | 215683061 |  | 9 | 18 | 64975 | 56000 | 44500 | 3.03 | 2.38 | 63500 | 3.38 | 2.08 | 9 | 7
Live | 215683051 |  | 9 | 18.5 | 64975 | 56000 | 44500 | 3.03 | 2.4 | 64000 | 3.4 | 2.08 | 9 | 7
Live | 215940202 |  | 11.7 | 19.5 | 39330 | 30000 | 26000 | 3.95 | 2.44 | 34200 | 3.48 | 1.94 | 9 | 7
Live | 215940192 |  | 11.7 | 19.5 | 39330 | 29800 | 26000 | 3.95 | 2.46 | 34200 | 3.48 | 1.94 | 9 | 7
Live | 215667874 |  | 10.5 | 17.5 | 27600 | 19600 | 16300 | 3.53 | 2.45 | 23200 | 3.16 | 2.02 | 9 | 7
Live | 215667866 |  | 10.5 | 17.5 | 27600 | 19600 | 16300 | 3.53 | 2.45 | 23200 | 3.16 | 2.02 | 9 | 7
Live | 215674422 |  | 10 | 18 | 52900 | 42000 | 33800 | 3.37 | 2.46 | 48000 | 3.5 | 2.08 | 9 | 7
Live | 215674412 |  | 9.5 | 17.5 | 52325 | 42500 | 34200 | 3.2 | 2.42 | 48000 | 3.44 | 2.06 | 9 | 7
Live | 215683041 |  | 9 | 18 | 64975 | 56000 | 45000 | 3.03 | 2.38 | 64000 | 3.38 | 2.08 | 9 | 7
Live | 215683031 |  | 9 | 18 | 65550 | 56000 | 44500 | 3.03 | 2.4 | 63500 | 3.42 | 2.08 | 9 | 7
Live | 215667858 |  | 10.5 | 17.5 | 27600 | 19600 | 16300 | 3.53 | 2.45 | 23200 | 3.13 | 2.02 | 9 | 7
Live | 215667850 |  | 10.5 | 17.5 | 27600 | 19600 | 16300 | 3.53 | 2.45 | 23200 | 3.13 | 2.02 | 9 | 7
Live | 215940182 |  | 11.7 | 19.5 | 39330 | 30000 | 26000 | 3.95 | 2.44 | 34200 | 3.46 | 1.96 | 9 | 7
Live | 215940172 |  | 11.7 | 19.5 | 38870 | 30400 | 26400 | 3.94 | 2.44 | 34600 | 3.46 | 1.92 | 9 | 7
Live | 215674402 |  | 10 | 18 | 52900 | 42000 | 33600 | 3.37 | 2.48 | 48000 | 3.52 | 2.08 | 9 | 7
Live | 215674392 |  | 9.5 | 17.5 | 52325 | 42500 | 34200 | 3.2 | 2.42 | 48000 | 3.42 | 2.06 | 9 | 7
Live | 215683021 |  | 9 | 18 | 66125 | 55500 | 44000 | 3.03 | 2.44 | 63500 | 3.44 | 2.1 | 9 | 7
Live | 215683011 |  | 9.5 | 18.5 | 64400 | 54000 | 43000 | 3.2 | 2.4 | 60000 | 3.4 | 2.12 | 8.5 | 7
Live | 215667842 |  | 10.5 | 17.5 | 27600 | 19700 | 16400 | 3.53 | 2.44 | 23400 | 3.15 | 2.02 | 9 | 7
Live | 215667834 |  | 10.5 | 17 | 27370 | 19800 | 16500 | 3.53 | 2.42 | 23400 | 3.1 | 2 | 9 | 7
Live | 215940162 |  | 11.7 | 19.5 | 38870 | 30400 | 26400 | 3.94 | 2.44 | 34600 | 3.48 | 1.92 | 9 | 7
Live | 215940152 |  | 11.5 | 19.5 | 38870 | 30400 | 26600 | 3.87 | 2.44 | 34800 | 3.46 | 1.94 | 9 | 7
Live | 215674382 |  | 10 | 18.5 | 52900 | 42000 | 33600 | 3.37 | 2.48 | 47500 | 3.52 | 2.06 | 9 | 7
Live | 215674372 |  | 10 | 18.5 | 52900 | 42000 | 33600 | 3.37 | 2.48 | 47500 | 3.52 | 2.06 | 9 | 7
Live | 215938942 |  | 11.7 | 18.5 | 64400 | 46000 | 41000 | 3.94 | 2.46 | 61500 | 3.1 | 2.05 | 7.8 | 6.75
Live | 215683001 |  | 9.5 | 18 | 64400 | 54000 | 43500 | 3.2 | 2.4 | 60500 | 3.42 | 2.12 | 8.5 | 7
Live | 215682991 |  | 9 | 18 | 64975 | 56000 | 45000 | 3.03 | 2.38 | 64000 | 3.38 | 2.08 | 9 | 7
Live | 215940142 |  | 11 | 19 | 38410 | 30800 | 27000 | 3.7 | 2.38 | 35200 | 3.38 | 1.92 | 9 | 7
Live | 215940132 |  | 10.5 | 18.5 | 38410 | 31200 | 27200 | 3.54 | 2.36 | 35400 | 3.34 | 1.92 | 9 | 7
Live | 215667810 |  | 10.5 | 17 | 27370 | 19800 | 16500 | 3.53 | 2.4 | 23400 | 3.08 | 2 | 9 | 7
Live | 215667802 |  | 10 | 17 | 27370 | 19900 | 16600 | 3.37 | 2.4 | 23600 | 3.06 | 2 | 9 | 7
Live | 215674362 |  | 10 | 18 | 52900 | 42000 | 33800 | 3.37 | 2.46 | 48000 | 3.48 | 2.06 | 9 | 7
Live | 215674352 |  | 10 | 18 | 52900 | 42000 | 33800 | 3.37 | 2.46 | 48000 | 3.48 | 2.06 | 9 | 7
Live | 215940122 |  | 11.7 | 19.5 | 38870 | 30400 | 26400 | 3.94 | 2.44 | 34600 | 3.46 | 1.92 | 9 | 7
Live | 215940112 |  | 11.7 | 19.5 | 38870 | 30400 | 26400 | 3.94 | 2.44 | 34600 | 3.48 | 1.92 | 9 | 7
Live | 215667794 |  | 9.5 | 16 | 26910 | 20200 | 16900 | 3.21 | 2.32 | 24000 | 2.98 | 1.98 | 9 | 7
Live | 215667786 |  | 10.5 | 17 | 27370 | 19900 | 16500 | 3.53 | 2.4 | 23400 | 3.08 | 2 | 9 | 7
Live | 215682981 |  | 9.5 | 19 | 66700 | 56000 | 44500 | 3.2 | 2.42 | 64000 | 3.44 | 2.1 | 9 | 7
Live | 215682971 |  | 9.5 | 18.5 | 66125 | 56000 | 44500 | 3.2 | 2.42 | 64000 | 3.44 | 2.08 | 9 | 7
Live | 215674342 |  | 9.5 | 17.5 | 52325 | 42500 | 34000 | 3.2 | 2.44 | 48000 | 3.44 | 2.06 | 9 | 7
Live | 215674332 |  | 9.5 | 17 | 52325 | 43000 | 34600 | 3.2 | 2.38 | 48500 | 3.38 | 2.06 | 9 | 7
Live | 215940102 |  | 11.5 | 19.5 | 38870 | 30400 | 26600 | 3.87 | 2.44 | 34800 | 3.46 | 1.94 | 9 | 7
Live | 215940092 |  | 11.5 | 19 | 38640 | 30400 | 26600 | 3.88 | 2.44 | 34600 | 3.46 | 1.94 | 9 | 7
Live | 215667778 |  | 10 | 17 | 27140 | 19900 | 16600 | 3.37 | 2.4 | 23600 | 3.06 | 1.98 | 9 | 7
Live | 215667770 |  | 10.5 | 17 | 27370 | 19800 | 16500 | 3.53 | 2.42 | 23400 | 3.08 | 2 | 9 | 7
Live | 215682961 |  | 9 | 18.5 | 66125 | 56000 | 45000 | 3.03 | 2.42 | 64000 | 3.42 | 2.08 | 9 | 7
Live | 215682951 |  | 9 | 18 | 66700 | 56000 | 44500 | 3.04 | 2.44 | 64000 | 3.46 | 2.1 | 9 | 7
Live | 215674292 |  | 10 | 18 | 51750 | 41500 | 33600 | 3.37 | 2.44 | 47500 | 3.46 | 2.06 | 9 | 7
Live | 215674282 |  | 10 | 18 | 51750 | 41500 | 33600 | 3.37 | 2.44 | 47500 | 3.46 | 2.06 | 9 | 7
Live | 215940082 |  | 11.5 | 19 | 38640 | 30400 | 26600 | 3.88 | 2.44 | 34600 | 3.46 | 1.94 | 9 | 7
Live | 215940072 |  | 11.5 | 19 | 38640 | 30600 | 26600 | 3.88 | 2.42 | 34800 | 3.45 | 1.92 | 9 | 7
Live | 215667762 |  | 10.5 | 17 | 27370 | 19800 | 16500 | 3.53 | 2.4 | 23400 | 3.08 | 2 | 9 | 7
Live | 215667754 |  | 10.5 | 17.5 | 27370 | 19800 | 16500 | 3.53 | 2.42 | 23400 | 3.08 | 2 | 9 | 7
Live | 215682941 |  | 9.5 | 18.5 | 66700 | 55500 | 44000 | 3.2 | 2.46 | 64000 | 3.48 | 2.1 | 9 | 7.5
Live | 215682931 |  | 9 | 18.5 | 66125 | 56000 | 45000 | 3.03 | 2.42 | 64000 | 3.42 | 2.08 | 9 | 7
Live | 215674272 |  | 10 | 18 | 51750 | 42000 | 33600 | 3.37 | 2.44 | 47500 | 3.46 | 2.06 | 9 | 7
Live | 215674262 |  | 10 | 18 | 51750 | 41500 | 33600 | 3.37 | 2.44 | 47500 | 3.46 | 2.06 | 9 | 7
Live | 215938862 |  | 11.7 | 18.5 | 64400 | 46000 | 41000 | 3.94 | 2.46 | 61500 | 3.12 | 2.05 | 7.8 | 6.7
Live | 215940062 |  | 11 | 18.5 | 38410 | 31000 | 27000 | 3.7 | 2.38 | 35200 | 3.38 | 1.92 | 9 | 7
Live | 215940052 |  | 10.5 | 18.5 | 38180 | 31200 | 27200 | 3.54 | 2.34 | 35600 | 3.34 | 1.92 | 9 | 7
Live | 215667746 |  | 10 | 17 | 27140 | 20000 | 16600 | 3.37 | 2.38 | 23600 | 3.03 | 1.98 | 9 | 7
Live | 215667722 |  | 10 | 17 | 26680 | 20000 | 16600 | 3.37 | 2.32 | 23600 | 2.94 | 1.98 | 9 | 7
Live | 215682921 |  | 9 | 18.5 | 64975 | 55500 | 44500 | 3.03 | 2.4 | 63000 | 3.4 | 2.1 | 9 | 7
Live | 215682911 |  | 9 | 18.5 | 64975 | 55500 | 44500 | 3.03 | 2.38 | 63000 | 3.38 | 2.08 | 9 | 7
Live | 215674252 |  | 10 | 18 | 51750 | 42000 | 33600 | 3.37 | 2.44 | 47500 | 3.46 | 2.06 | 9 | 7
Live | 215674242 |  | 9.5 | 17.5 | 51750 | 42000 | 34000 | 3.2 | 2.4 | 47500 | 3.4 | 2.06 | 9 | 7
Live | 215667714 |  | 10 | 17 | 26450 | 20000 | 16700 | 3.37 | 2.32 | 23800 | 2.92 | 1.96 | 9 | 7
Live | 215667706 |  | 9.5 | 16 | 25990 | 20400 | 17000 | 3.2 | 2.26 | 24200 | 2.84 | 1.84 | 8.5 | 7
Live | 215940042 |  | 11.7 | 19.5 | 38640 | 30400 | 26600 | 3.95 | 2.44 | 34800 | 3.45 | 1.94 | 9 | 7
Live | 215940032 |  | 11.7 | 19.5 | 38640 | 30400 | 26600 | 3.95 | 2.44 | 34600 | 3.46 | 1.92 | 9 | 7
Live | 215674232 |  | 10 | 18 | 51750 | 41500 | 33400 | 3.37 | 2.46 | 47500 | 3.48 | 2.08 | 9 | 7
Live | 215674222 |  | 9.5 | 17.5 | 51750 | 42000 | 33600 | 3.2 | 2.44 | 47500 | 3.44 | 2.08 | 9 | 7
Live | 215682901 |  | 9 | 18 | 64975 | 56000 | 44500 | 3.03 | 2.38 | 63500 | 3.38 | 2.08 | 9 | 7
Live | 215682891 |  | 9 | 18 | 65550 | 55500 | 44500 | 3.03 | 2.4 | 63000 | 3.4 | 2.08 | 9 | 7
Live | 215667692 |  | 10 | 17 | 26450 | 20000 | 16700 | 3.37 | 2.32 | 23800 | 2.92 | 1.98 | 9 | 7
Live | 215667675 |  | 10 | 17 | 26450 | 20000 | 16700 | 3.37 | 2.32 | 23800 | 2.92 | 1.98 | 9 | 7
Live | 215940022 |  | 11.5 | 19 | 38640 | 30600 | 26600 | 3.88 | 2.42 | 34800 | 3.45 | 1.92 | 9 | 7
Live | 215940012 |  | 11 | 19 | 38410 | 30600 | 26600 | 3.7 | 2.42 | 34800 | 3.42 | 1.92 | 9 | 7
Live | 215682881 |  | 9.5 | 18 | 65550 | 55000 | 44000 | 3.2 | 2.42 | 62500 | 3.44 | 2.1 | 9 | 7
Live | 215682871 |  | 9 | 18 | 64975 | 56000 | 44500 | 3.03 | 2.38 | 63500 | 3.38 | 2.08 | 9 | 7
Live | 215674212 |  | 10 | 18 | 51750 | 41500 | 33400 | 3.37 | 2.46 | 47500 | 3.48 | 2.08 | 9 | 7
Live | 215674202 |  | 10 | 18 | 51750 | 41500 | 33400 | 3.37 | 2.46 | 47500 | 3.48 | 2.08 | 9 | 7
Live | 215667659 |  | 10.5 | 17 | 26680 | 20000 | 16600 | 3.54 | 2.34 | 23600 | 2.94 | 1.98 | 9 | 7
Live | 215667642 |  | 10 | 17 | 26680 | 20000 | 16600 | 3.37 | 2.32 | 23600 | 2.94 | 1.98 | 9 | 7
Live | 215940002 |  | 11 | 19 | 38410 | 30600 | 26600 | 3.7 | 2.42 | 34800 | 3.42 | 1.92 | 9 | 7
Live | 215939992 |  | 11 | 19 | 38180 | 30800 | 26800 | 3.71 | 2.4 | 35000 | 3.4 | 1.92 | 9 | 7
Live | 215682861 |  | 9 | 18.5 | 64975 | 56000 | 45000 | 3.03 | 2.38 | 64000 | 3.38 | 2.08 | 9 | 7
Live | 215682851 |  | 9 | 18 | 64975 | 56000 | 45000 | 3.03 | 2.38 | 64000 | 3.38 | 2.06 | 9 | 7
Live | 215674192 |  | 10 | 18 | 51750 | 41500 | 33400 | 3.37 | 2.46 | 47500 | 3.48 | 2.08 | 9 | 7
Live | 215674182 |  | 10 | 18 | 51750 | 42000 | 33600 | 3.37 | 2.42 | 47500 | 3.44 | 2.08 | 9 | 7
Live | 215667625 |  | 10 | 17 | 26680 | 20000 | 16600 | 3.37 | 2.32 | 23600 | 2.94 | 1.98 | 9 | 7
Live | 215667608 |  | 10 | 16.5 | 26450 | 20200 | 16700 | 3.37 | 2.3 | 23800 | 2.89 | 1.98 | 9 | 7
Live | 215939982 |  | 10.5 | 18.5 | 37950 | 31000 | 27200 | 3.54 | 2.36 | 35400 | 3.34 | 1.92 | 9 | 7
Live | 215939972 |  | 10.5 | 18 | 37950 | 31400 | 27400 | 3.54 | 2.32 | 35600 | 3.3 | 1.9 | 9 | 7.15
Live | 215682841 |  | 9 | 18 | 65550 | 56000 | 44500 | 3.03 | 2.4 | 63500 | 3.4 | 2.08 | 9 | 7
Live | 215682831 |  | 9 | 18 | 66125 | 55500 | 44000 | 3.03 | 2.42 | 63500 | 3.44 | 2.1 | 9 | 7
Live | 215667553 |  | 10 | 17 | 26450 | 20200 | 16700 | 3.37 | 2.3 | 23800 | 2.89 | 1.98 | 9 | 7
Live | 215667536 |  | 10 | 17 | 26450 | 20200 | 16700 | 3.37 | 2.28 | 23800 | 2.89 | 1.86 | 8.5 | 7
Live | 215674152 |  | 9.5 | 17.5 | 50600 | 42500 | 34000 | 3.2 | 2.44 | 48500 | 3.46 | 2.04 | 9 | 7.5
Live | 215674142 |  | 9.5 | 17.5 | 50600 | 42500 | 34000 | 3.2 | 2.42 | 49000 | 3.42 | 2.04 | 9 | 7
Live | 215938742 |  | 11.7 | 18.5 | 64975 | 46000 | 41500 | 3.94 | 2.46 | 62500 | 3.12 | 2.05 | 7.8 | 6.7
Live | 215938732 |  | 11.7 | 18.5 | 64975 | 46000 | 41500 | 3.94 | 2.46 | 62500 | 3.12 | 2.05 | 7.8 | 6.7
Live | 215939962 |  | 11.5 | 19 | 38410 | 30600 | 26600 | 3.88 | 2.42 | 34800 | 3.42 | 1.92 | 9 | 7
Live | 215939952 |  | 11.5 | 19 | 38410 | 30600 | 26600 | 3.88 | 2.42 | 34800 | 3.42 | 1.92 | 9 | 7
Live | 215682821 |  | 9.5 | 18 | 64400 | 54000 | 43000 | 3.2 | 2.4 | 60000 | 3.4 | 2.12 | 8.5 | 7
Live | 215682811 |  | 9.5 | 18 | 64400 | 54000 | 43500 | 3.2 | 2.4 | 60500 | 3.4 | 2.12 | 8.5 | 7
Live | 215674132 |  | 9.5 | 17.5 | 50600 | 42500 | 34000 | 3.2 | 2.44 | 48500 | 3.46 | 2.04 | 9 | 7.5
Live | 215674122 |  | 9.5 | 17.5 | 50600 | 42500 | 34200 | 3.2 | 2.44 | 48500 | 3.46 | 2.06 | 9 | 7
Live | 215667519 |  | 9 | 15.5 | 25990 | 20400 | 17100 | 3.03 | 2.22 | 24400 | 2.82 | 1.84 | 8.5 | 7
Live | 215667500 |  | 10 | 17 | 26450 | 20200 | 16700 | 3.37 | 2.28 | 23800 | 2.89 | 1.86 | 8.5 | 7
Live | 215939942 |  | 11 | 19 | 38180 | 30800 | 26800 | 3.71 | 2.4 | 35000 | 3.4 | 1.92 | 9 | 7
Live | 215939932 |  | 12 | 20.5 | 39560 | 29800 | 26000 | 4.04 | 2.44 | 34200 | 3.46 | 2.08 | 9.5 | 7
Live | 215682801 |  | 9 | 18 | 64975 | 56000 | 45000 | 3.03 | 2.38 | 64000 | 3.38 | 2.06 | 9 | 7
Live | 215682791 |  | 9 | 17 | 63825 | 51000 | 41500 | 3.03 | 2.26 | 60000 | 3.2 | 1.9 | 8.5 | 7
Live | 215667480 |  | 10 | 16.5 | 26450 | 20200 | 16800 | 3.37 | 2.28 | 24000 | 2.88 | 1.86 | 8.5 | 7
Live | 215667462 |  | 10 | 17 | 26450 | 20000 | 16700 | 3.37 | 2.3 | 23800 | 2.92 | 1.98 | 9 | 7
Live | 215674112 |  | 9 | 17 | 50600 | 43000 | 34600 | 3.03 | 2.4 | 49000 | 3.4 | 2.04 | 9 | 7
Live | 215674102 |  | 9.5 | 17 | 50600 | 43000 | 34600 | 3.2 | 2.4 | 49000 | 3.4 | 2.04 | 9 | 7
Live | 215931922 |  | 11 | 18 | 64975 | 47000 | 46000 | 3.7 | 2.3 | 61000 | 3.02 | 1.95 | 8.1 | 6.75
Live | 215931912 |  | 11 | 18 | 64975 | 47500 | 46000 | 3.7 | 2.3 | 61000 | 3 | 1.95 | 8.1 | 6.75
Live | 215939922 |  | 12 | 20.5 | 39560 | 29800 | 26000 | 4.04 | 2.44 | 34200 | 3.46 | 2.06 | 9.5 | 7
Live | 215939912 |  | 12 | 20.5 | 39560 | 30000 | 26000 | 4.04 | 2.42 | 34400 | 3.44 | 2.06 | 9.5 | 7
Live | 215682781 |  | 9 | 17 | 63825 | 51500 | 42000 | 3.03 | 2.24 | 60000 | 3.18 | 1.9 | 8.5 | 7
Live | 215682771 |  | 8.5 | 17 | 63825 | 51500 | 42000 | 2.86 | 2.24 | 60000 | 3.16 | 1.9 | 8.5 | 7
Live | 215667444 |  | 10 | 17 | 26450 | 20200 | 16700 | 3.37 | 2.3 | 23800 | 2.89 | 1.96 | 9 | 7
Live | 215667426 |  | 10 | 17 | 26450 | 20000 | 16700 | 3.37 | 2.3 | 23800 | 2.89 | 1.98 | 9 | 7
Live | 215931902 |  | 11 | 17.5 | 64400 | 47500 | 46000 | 3.71 | 2.3 | 61000 | 3 | 1.95 | 8.1 | 6.75
Live | 215931892 |  | 11 | 18 | 64975 | 47500 | 46000 | 3.7 | 2.3 | 61000 | 3 | 1.95 | 8.1 | 6.75
Live | 215674092 |  | 9.5 | 17.5 | 50600 | 42500 | 34200 | 3.2 | 2.44 | 48500 | 3.44 | 2.06 | 9 | 7
Live | 215674082 |  | 9 | 17 | 50600 | 43000 | 34600 | 3.03 | 2.4 | 49000 | 3.4 | 2.04 | 9 | 7
Live | 215939902 |  | 12 | 20.5 | 39560 | 30000 | 26000 | 4.04 | 2.42 | 34400 | 3.44 | 2.06 | 9.5 | 7
Live | 215939892 |  | 12 | 20.5 | 39560 | 30000 | 26000 | 4.04 | 2.44 | 34200 | 3.44 | 2.06 | 9.5 | 7
Live | 215667408 |  | 10 | 16.5 | 26450 | 20200 | 16800 | 3.37 | 2.28 | 24000 | 2.88 | 1.86 | 8.5 | 7
Live | 215667357 |  | 9 | 15.5 | 25990 | 20600 | 17100 | 3.03 | 2.22 | 24200 | 2.8 | 1.84 | 8.5 | 7
Live | 215682761 |  | 9 | 17 | 63825 | 51000 | 41500 | 3.03 | 2.26 | 60000 | 3.2 | 1.9 | 8.5 | 7
Live | 215682751 |  | 9 | 17.5 | 64400 | 51000 | 41000 | 3.03 | 2.28 | 59500 | 3.24 | 1.92 | 8.5 | 7
Live | 215931882 |  | 11 | 17.5 | 64400 | 47500 | 46000 | 3.71 | 2.28 | 61000 | 2.98 | 1.95 | 8.1 | 6.75
Live | 215931872 |  | 10.5 | 17 | 63825 | 49000 | 47000 | 3.54 | 2.26 | 61500 | 2.9 | 1.95 | 8.1 | 6.8
Live | 215674072 |  | 9.5 | 18 | 51175 | 42500 | 34000 | 3.2 | 2.46 | 48500 | 3.48 | 2.06 | 9 | 7.5
Live | 215674062 |  | 9.5 | 18 | 51175 | 42500 | 34000 | 3.2 | 2.46 | 48500 | 3.48 | 2.06 | 9 | 7.5
Live | 215939882 |  | 11.7 | 20 | 39560 | 30000 | 26200 | 3.94 | 2.42 | 34400 | 3.42 | 1.96 | 9 | 7
Live | 215939872 |  | 11.5 | 20 | 39330 | 30400 | 26600 | 3.88 | 2.38 | 34800 | 3.35 | 1.92 | 9 | 7
Live | 215667340 |  | 10 | 17 | 26450 | 20200 | 16700 | 3.37 | 2.28 | 23800 | 2.89 | 1.86 | 8.5 | 7
Live | 215667322 |  | 10.5 | 17.5 | 27600 | 19700 | 16400 | 3.53 | 2.44 | 23400 | 3.12 | 2 | 9 | 7
Live | 215682741 |  | 9 | 17 | 62675 | 50500 | 41000 | 3.03 | 2.24 | 58500 | 3.18 | 1.92 | 8.5 | 7
Live | 215682731 |  | 9 | 17 | 63250 | 50500 | 41000 | 3.03 | 2.24 | 59000 | 3.18 | 1.92 | 8.5 | 7
Live | 215931862 |  | 11.5 | 18 | 64975 | 47000 | 45500 | 3.88 | 2.32 | 61000 | 3.02 | 2 | 8.1 | 6.75
Live | 215931852 |  | 11 | 17.5 | 64400 | 47500 | 46000 | 3.71 | 2.28 | 61000 | 2.98 | 1.95 | 8.1 | 6.75
Live | 215939862 |  | 11 | 19.5 | 39100 | 30800 | 26800 | 3.71 | 2.34 | 35200 | 3.32 | 1.94 | 9 | 7
Live | 215939852 |  | 12 | 20.5 | 39560 | 30000 | 26000 | 4.04 | 2.42 | 34400 | 3.44 | 2.06 | 9.5 | 7
Live | 215674052 |  | 9.5 | 17.5 | 50600 | 42500 | 34200 | 3.2 | 2.42 | 48500 | 3.44 | 2.06 | 9 | 7
Live | 215674042 |  | 9.5 | 17.5 | 50600 | 42500 | 34200 | 3.2 | 2.44 | 48500 | 3.44 | 2.06 | 9 | 7
Live | 215667302 |  | 10.5 | 17 | 27370 | 19800 | 16500 | 3.53 | 2.42 | 23400 | 3.1 | 2.02 | 9 | 7
Live | 215667284 |  | 9.5 | 16 | 26910 | 20200 | 16800 | 3.21 | 2.34 | 24000 | 3.01 | 1.98 | 9 | 7
Live | 215682721 |  | 8.5 | 17 | 63825 | 51500 | 42000 | 2.86 | 2.24 | 60000 | 3.16 | 1.9 | 8.5 | 7
Live | 215682711 |  | 9 | 18.5 | 64400 | 51000 | 41500 | 3.03 | 2.24 | 59500 | 3.18 | 2.02 | 9 | 7
Live | 215931842 |  | 11.5 | 18 | 64975 | 47000 | 46000 | 3.88 | 2.3 | 61000 | 3.02 | 2 | 8.1 | 6.75
Live | 215931832 |  | 11.5 | 18 | 64975 | 47000 | 45500 | 3.88 | 2.32 | 61000 | 3.02 | 2 | 8.1 | 6.75
Live | 215674032 |  | 9.5 | 17.5 | 50600 | 43000 | 34400 | 3.2 | 2.4 | 49000 | 3.42 | 2.04 | 9 | 7
Live | 215674022 |  | 9 | 17 | 50025 | 43500 | 35000 | 3.04 | 2.36 | 49000 | 3.34 | 2.02 | 9 | 7
Live | 215667266 |  | 10.5 | 17 | 27370 | 19800 | 16400 | 3.53 | 2.42 | 23400 | 3.1 | 2 | 9 | 7
Live | 215667248 |  | 10.5 | 17 | 27370 | 19800 | 16500 | 3.53 | 2.42 | 23400 | 3.1 | 2 | 9 | 7
Live | 215682701 |  | 9 | 18.5 | 64400 | 51500 | 42000 | 3.03 | 2.24 | 60000 | 3.18 | 2.02 | 9 | 7
Live | 215682691 |  | 9 | 18.5 | 64400 | 51500 | 42000 | 3.03 | 2.22 | 60000 | 3.16 | 2.02 | 9 | 7
Live | 215939842 |  | 12 | 20.5 | 39560 | 30000 | 26000 | 4.04 | 2.44 | 34200 | 3.44 | 2.06 | 9.5 | 7
Live | 215939832 |  | 11.7 | 20 | 39560 | 30000 | 26200 | 3.94 | 2.42 | 34400 | 3.42 | 1.95 | 9 | 7.05
Live | 215931822 |  | 11 | 17.5 | 64400 | 47500 | 46500 | 3.71 | 2.26 | 61000 | 2.96 | 1.95 | 8.1 | 6.75
Live | 215931792 |  | 11.5 | 18.5 | 65550 | 47500 | 46500 | 3.87 | 2.36 | 60500 | 3.04 | 2.02 | 8.5 | 7
Live | 215662876 |  | 10.5 | 19 | 52325 | 42000 | 33600 | 3.54 | 2.52 | 48000 | 3.56 | 2.1 | 9 | 7
Live | 215682681 |  | 9 | 18 | 64975 | 51000 | 41500 | 3.03 | 2.26 | 59500 | 3.2 | 2.02 | 8.5 | 7
Live | 215682671 |  | 9 | 18.5 | 64975 | 50500 | 41000 | 3.03 | 2.28 | 59500 | 3.24 | 2.04 | 8.5 | 7
Live | 215939822 |  | 12 | 20.5 | 39100 | 29800 | 26000 | 4.05 | 2.42 | 34000 | 3.44 | 2.06 | 9.5 | 7
Live | 215939812 |  | 12 | 20.5 | 39100 | 29800 | 25800 | 4.05 | 2.42 | 34000 | 3.44 | 2.06 | 9.5 | 7
Live | 215931782 |  | 11.5 | 18.5 | 65550 | 48000 | 46500 | 3.87 | 2.34 | 60500 | 3.02 | 2.02 | 8.5 | 7
Live | 215931772 |  | 11 | 18.5 | 65550 | 48000 | 46500 | 3.71 | 2.34 | 60500 | 3.02 | 2.02 | 8.5 | 7
Live | 215667230 |  | 10.5 | 17.5 | 27600 | 19700 | 16400 | 3.53 | 2.44 | 23200 | 3.12 | 2 | 9 | 7
Live | 215667211 |  | 10.5 | 17.5 | 27600 | 19700 | 16400 | 3.53 | 2.42 | 23200 | 3.12 | 2 | 9 | 7
Live | 215682661 |  | 9 | 18.5 | 64400 | 51500 | 42000 | 3.03 | 2.22 | 60000 | 3.16 | 2.02 | 9 | 7
Live | 215682651 |  | 9 | 18 | 63825 | 50500 | 41000 | 3.03 | 2.22 | 58500 | 3.16 | 2.04 | 8.5 | 7
Live | 215931762 |  | 11.5 | 18.5 | 65550 | 48000 | 46500 | 3.87 | 2.34 | 60500 | 3.02 | 2.02 | 8.5 | 7
Live | 215931752 |  | 11 | 18.5 | 64975 | 48000 | 46500 | 3.7 | 2.32 | 60500 | 3 | 2.02 | 8.5 | 7
Live | 215939802 |  | 11.7 | 20 | 39100 | 29800 | 26000 | 3.94 | 2.4 | 34200 | 3.42 | 2.06 | 9.5 | 7
Live | 215939792 |  | 11.7 | 20 | 39100 | 29800 | 26000 | 3.94 | 2.4 | 34200 | 3.42 | 2.06 | 9.5 | 7
Live | 215667192 |  | 10.5 | 17.5 | 27600 | 19700 | 16400 | 3.53 | 2.44 | 23200 | 3.12 | 2 | 9 | 7
Live | 215667175 |  | 10 | 17 | 27370 | 19800 | 16500 | 3.37 | 2.4 | 23400 | 3.08 | 2 | 9 | 7
Live | 215682641 |  | 9 | 18 | 63825 | 50500 | 41000 | 3.03 | 2.24 | 58500 | 3.16 | 2.04 | 8.5 | 7
Live | 215682631 |  | 9 | 18.5 | 63250 | 51000 | 41500 | 3.03 | 2.22 | 59000 | 3.14 | 2.02 | 9 | 7
Live | 215931742 |  | 10.5 | 18 | 64400 | 49000 | 47500 | 3.54 | 2.26 | 61000 | 2.92 | 2 | 8.5 | 7
Live | 215931732 |  | 11 | 18.5 | 64975 | 48000 | 46500 | 3.7 | 2.32 | 60500 | 3.02 | 2.02 | 8.5 | 7
Live | 215939782 |  | 11.7 | 20 | 38410 | 30200 | 26200 | 3.95 | 2.44 | 34400 | 3.44 | 2.04 | 9.5 | 7.5
Live | 215939772 |  | 11.5 | 20 | 38410 | 30200 | 26400 | 3.88 | 2.42 | 34600 | 3.41 | 2.04 | 9.5 | 7.5
Live | 215667141 |  | 10 | 16.5 | 26220 | 20400 | 16900 | 3.37 | 2.3 | 24000 | 2.89 | 1.94 | 9 | 7
Live | 215667124 |  | 9 | 15.5 | 25760 | 20800 | 17200 | 3.03 | 2.24 | 24400 | 2.84 | 1.82 | 8.5 | 7
Live | 215682621 |  | 9 | 18.5 | 63250 | 51000 | 41500 | 3.03 | 2.2 | 59500 | 3.12 | 1.9 | 9 | 7
Live | 215682611 |  | 8.5 | 18.5 | 62675 | 51000 | 42000 | 2.87 | 2.2 | 59500 | 3.12 | 1.9 | 9 | 7
Live | 215931722 |  | 11.7 | 19 | 65550 | 47500 | 46000 | 3.94 | 2.36 | 60500 | 3.06 | 2.04 | 8.5 | 7
Live | 215931712 |  | 11.5 | 19 | 65550 | 47500 | 46500 | 3.87 | 2.36 | 60500 | 3.04 | 2.02 | 8.5 | 7
Live | 215939762 |  | 11 | 19.5 | 38180 | 30600 | 26800 | 3.71 | 2.38 | 35000 | 3.36 | 2.02 | 9.5 | 7.5
Live | 215939752 |  | 11 | 19 | 37950 | 31000 | 27000 | 3.71 | 2.34 | 35400 | 3.31 | 1.9 | 9 | 7.5
Live | 215667105 |  | 10 | 16.5 | 26220 | 20400 | 16900 | 3.37 | 2.3 | 24000 | 2.89 | 1.94 | 9 | 7
Live | 215667086 |  | 10 | 16.5 | 26220 | 20400 | 16900 | 3.37 | 2.28 | 24000 | 2.89 | 1.94 | 9 | 7
Live | 215682601 |  | 9 | 18 | 63250 | 51000 | 41500 | 3.03 | 2.22 | 59000 | 3.14 | 2.02 | 8.5 | 7
Live | 215682591 |  | 9 | 18.5 | 63825 | 50500 | 41000 | 3.03 | 2.24 | 58500 | 3.18 | 2.04 | 8.5 | 7
Live | 215931702 |  | 11.5 | 19 | 65550 | 47500 | 46500 | 3.87 | 2.36 | 60500 | 3.06 | 2.04 | 8.5 | 7
Live | 215931692 |  | 11 | 18.5 | 64975 | 48000 | 47000 | 3.7 | 2.32 | 60500 | 3 | 2.02 | 8.5 | 7
Live | 215667066 |  | 10 | 17 | 26220 | 20400 | 16800 | 3.37 | 2.3 | 24000 | 2.92 | 1.96 | 9 | 7
Live | 215667050 |  | 10 | 16.5 | 26220 | 20400 | 16900 | 3.37 | 2.3 | 24000 | 2.92 | 1.96 | 9 | 7
Live | 215682581 |  | 8.5 | 18.5 | 62675 | 51000 | 42000 | 2.87 | 2.2 | 59500 | 3.12 | 1.9 | 9 | 7
Live | 215678181 |  | 9 | 17 | 63825 | 51000 | 41500 | 3.03 | 2.26 | 60000 | 3.2 | 1.9 | 8.5 | 7
Live | 215939742 |  | 11.7 | 20.5 | 38410 | 30200 | 26200 | 3.95 | 2.42 | 34400 | 3.44 | 2.04 | 9.5 | 7.5
Live | 215939732 |  | 11.7 | 20.5 | 38410 | 30200 | 26200 | 3.95 | 2.44 | 34400 | 3.44 | 2.04 | 9.5 | 7.5
Live | 215931662 |  | 11 | 18 | 64400 | 46500 | 45500 | 3.71 | 2.32 | 61000 | 2.94 | 2.1 | 8.5 | 7
Live | 215931652 |  | 11 | 18.5 | 64400 | 47500 | 46000 | 3.71 | 2.34 | 60500 | 2.96 | 2.06 | 8.5 | 7
Live | 215667031 |  | 10 | 17 | 26220 | 20400 | 16800 | 3.37 | 2.3 | 24000 | 2.92 | 1.96 | 9 | 7
Live | 215667012 |  | 9.5 | 16.5 | 25990 | 20400 | 17000 | 3.2 | 2.28 | 24200 | 2.89 | 1.94 | 9 | 7
Live | 215678171 |  | 8.5 | 17 | 63825 | 51500 | 42000 | 2.86 | 2.24 | 60000 | 3.18 | 1.9 | 8.5 | 7
Live | 215678161 |  | 8.5 | 17 | 63825 | 51500 | 42000 | 2.86 | 2.24 | 60000 | 3.18 | 1.9 | 8.5 | 7
Live | 215939722 |  | 11.5 | 20 | 38410 | 30200 | 26400 | 3.88 | 2.42 | 34600 | 3.41 | 2.04 | 9.5 | 7.5
Live | 215939712 |  | 11.5 | 20 | 37720 | 30600 | 26600 | 3.88 | 2.4 | 34800 | 3.4 | 2 | 9.5 | 7.5
Live | 215931642 |  | 11 | 18.5 | 63825 | 48000 | 46000 | 3.7 | 2.32 | 60500 | 2.94 | 2.06 | 8.5 | 7
Live | 215931632 |  | 11 | 18.5 | 63825 | 47000 | 46000 | 3.7 | 2.26 | 60500 | 2.94 | 2.06 | 8.5 | 7
Live | 215666957 |  | 9 | 15.5 | 25760 | 20800 | 17300 | 3.03 | 2.22 | 24600 | 2.82 | 1.82 | 8.5 | 7
Live | 215666940 |  | 10 | 17 | 26220 | 20400 | 16900 | 3.37 | 2.3 | 24000 | 2.92 | 1.94 | 9 | 7
Live | 215939702 |  | 11.7 | 19.5 | 37490 | 30600 | 26800 | 3.94 | 2.38 | 34800 | 3.38 | 2.02 | 9.5 | 7.5
Live | 215939692 |  | 11 | 19.5 | 37260 | 31000 | 27200 | 3.7 | 2.34 | 35200 | 3.32 | 2 | 9.5 | 7.5
Live | 215678151 |  | 8.5 | 17 | 63825 | 51500 | 42000 | 2.86 | 2.24 | 60000 | 3.18 | 1.9 | 8.5 | 7
Live | 215678141 |  | 8.5 | 17 | 63825 | 51500 | 42000 | 2.86 | 2.24 | 60000 | 3.16 | 1.9 | 8.5 | 7
Live | 215931622 |  | 11 | 18.5 | 63825 | 48000 | 46000 | 3.7 | 2.32 | 60500 | 2.94 | 2.06 | 8.5 | 7
Live | 215931612 |  | 11 | 18 | 63825 | 47500 | 46000 | 3.7 | 2.26 | 60500 | 2.92 | 1.95 | 8.1 | 6.8
Live | 215666923 |  | 11 | 19 | 28060 | 19600 | 16200 | 3.7 | 2.26 | 27800 | 3.42 | 1.84 | 8.5 | 6.5
Live | 215666903 |  | 10.5 | 19 | 27830 | 19700 | 16200 | 3.55 | 2.24 | 27800 | 3.39 | 1.84 | 8.5 | 6.5
Live | 215939682 |  | 10.5 | 19 | 37260 | 31400 | 27400 | 3.53 | 2.32 | 35600 | 3.28 | 1.88 | 9 | 7.5
Live | 215939672 |  | 11.5 | 20 | 37720 | 30600 | 26600 | 3.88 | 2.38 | 34800 | 3.38 | 2 | 9.5 | 7.5
Live | 215678131 |  | 8 | 16.5 | 62675 | 52500 | 42500 | 2.7 | 2.18 | 61000 | 3.08 | 1.88 | 8.1 | 7
Live | 215678121 |  | 9 | 17 | 64400 | 51000 | 41500 | 3.03 | 2.26 | 60000 | 3.22 | 1.9 | 8.5 | 7
Live | 215931602 |  | 10.5 | 17.5 | 63250 | 48000 | 47000 | 3.54 | 2.2 | 61000 | 2.84 | 1.95 | 8.1 | 6.85
Live | 215931592 |  | 11.5 | 18.5 | 64400 | 47000 | 45500 | 3.88 | 2.3 | 60500 | 2.98 | 2.08 | 8.5 | 7
Live | 215666867 |  | 11 | 19 | 27830 | 19700 | 16200 | 3.71 | 2.24 | 27800 | 3.39 | 1.84 | 8.5 | 6.5
Live | 215939662 |  | 11.5 | 20 | 37720 | 30600 | 26600 | 3.88 | 2.4 | 34800 | 3.4 | 2.02 | 9.5 | 7.5
Live | 215939652 |  | 11.7 | 19.5 | 37490 | 30600 | 26800 | 3.94 | 2.38 | 34800 | 3.38 | 2.02 | 9.5 | 7.5
Live | 215678111 |  | 8.5 | 16.5 | 63825 | 51500 | 42000 | 2.86 | 2.24 | 60000 | 3.16 | 1.9 | 8.5 | 7
Live | 215678101 |  | 9 | 17 | 64400 | 51000 | 41500 | 3.03 | 2.26 | 59500 | 3.22 | 1.9 | 8.5 | 7
Live | 215931582 |  | 11 | 18 | 63825 | 47000 | 46000 | 3.7 | 2.26 | 60500 | 2.94 | 1.95 | 8.1 | 6.8
Live | 215931572 |  | 11.5 | 18.5 | 64400 | 47000 | 45500 | 3.88 | 2.3 | 60500 | 2.98 | 2.08 | 8.5 | 7
Live | 215666848 |  | 10.5 | 18.5 | 27830 | 19700 | 16300 | 3.55 | 2.24 | 28000 | 3.4 | 1.84 | 8.5 | 6.5
Live | 215666830 |  | 11 | 19 | 28060 | 19600 | 16200 | 3.7 | 2.26 | 27800 | 3.42 | 1.84 | 8.5 | 6.5
Live | 215939642 |  | 10.5 | 19 | 36800 | 31400 | 27400 | 3.54 | 2.3 | 35600 | 3.28 | 1.98 | 9.5 | 7.5
Live | 215939632 |  | 10.5 | 18.5 | 36800 | 31600 | 27600 | 3.54 | 2.28 | 35800 | 3.24 | 1.88 | 9 | 7.5
Live | 215931562 |  | 11.5 | 18.5 | 64400 | 47000 | 45500 | 3.88 | 2.28 | 60500 | 2.96 | 2.06 | 8.5 | 7
Live | 215931552 |  | 11.5 | 18.5 | 64400 | 47000 | 45500 | 3.88 | 2.28 | 60500 | 2.98 | 2.06 | 8.5 | 7
Live | 215678091 |  | 9 | 17 | 63825 | 51000 | 41500 | 3.03 | 2.26 | 60000 | 3.2 | 1.9 | 8.5 | 7
Live | 215678081 |  | 8.5 | 17 | 64400 | 51000 | 41500 | 2.86 | 2.26 | 60000 | 3.22 | 1.9 | 8.5 | 7
Live | 215666811 |  | 11 | 19 | 28060 | 19600 | 16200 | 3.7 | 2.26 | 27800 | 3.42 | 1.84 | 8.5 | 6.5
Live | 215666793 |  | 10.5 | 19 | 28060 | 19600 | 16200 | 3.54 | 2.26 | 27800 | 3.42 | 1.84 | 8.5 | 6.5
Live | 215931542 |  | 11 | 18 | 63825 | 47500 | 46500 | 3.7 | 2.24 | 60500 | 2.92 | 1.95 | 8.1 | 6.8
Live | 215931494 |  | 12.5 | 20 | 66700 | 46000 | 44500 | 4.21 | 2.52 | 60000 | 3.26 | 2.06 | 8.5 | 7
Live | 215678071 |  | 8.5 | 17 | 63250 | 51500 | 42000 | 2.87 | 2.22 | 60500 | 3.14 | 1.9 | 8.5 | 7
Live | 215678061 |  | 9 | 16.5 | 62100 | 51000 | 41500 | 3.03 | 2.2 | 59000 | 3.12 | 1.9 | 8.5 | 7
Live | 215939622 |  | 11 | 19.5 | 37260 | 30800 | 27000 | 3.7 | 2.36 | 35000 | 3.34 | 2 | 9.5 | 7.5
Live | 215939612 |  | 11 | 19.5 | 37260 | 30800 | 26800 | 3.7 | 2.36 | 35000 | 3.36 | 2 | 9.5 | 7.5
Live | 215666773 |  | 10.5 | 18.5 | 27830 | 19800 | 16300 | 3.55 | 2.24 | 28000 | 3.38 | 1.84 | 8.5 | 6.5
Live | 215666724 |  | 11 | 18.5 | 27600 | 19400 | 16100 | 3.71 | 2.24 | 27400 | 3.32 | 1.86 | 8.5 | 6.5
Live | 215678031 |  | 9 | 18.5 | 64400 | 51000 | 41500 | 3.03 | 2.24 | 59500 | 3.18 | 2.02 | 9 | 7
Live | 215678021 |  | 9 | 18.5 | 64400 | 51500 | 42000 | 3.03 | 2.24 | 60000 | 3.18 | 2.02 | 9 | 7
Live | 215942598 |  | 11.5 | 20 | 51175 | 43000 | 37800 | 3.88 | 2.16 | 54000 | 3.08 | 1.95 | 8.1 | 6.85
Live | 215941862 |  | 11.5 | 21 | 52900 | 43500 | 38000 | 3.88 | 2.16 | 53000 | 3.06 | 1.92 | 8 | 6.5
Live | 215936962 |  | 12.5 | 22 | 41400 | 32200 | 28400 | 4.21 | 2.5 | 37600 | 3.54 | 2.04 | 8.5 | 7
Live | 215936952 |  | 12.5 | 22.5 | 41400 | 32200 | 28200 | 4.21 | 2.5 | 37600 | 3.54 | 2.06 | 8.5 | 7
Live | 215666708 |  | 10.5 | 18.5 | 27600 | 19500 | 16200 | 3.53 | 2.24 | 27400 | 3.3 | 1.86 | 8.5 | 6.5
Live | 215666692 |  | 10.5 | 18.5 | 27370 | 19500 | 16200 | 3.53 | 2.22 | 27400 | 3.28 | 1.84 | 8.5 | 6.5
Live | 215941852 |  | 11.5 | 21 | 52900 | 43500 | 38000 | 3.88 | 2.14 | 53000 | 3.04 | 1.92 | 8 | 6.5
Live | 215941842 |  | 11.5 | 20.5 | 52900 | 43500 | 38000 | 3.88 | 2.14 | 53500 | 3.04 | 1.9 | 8 | 6.5
Live | 215678011 |  | 9 | 18.5 | 64400 | 51500 | 42000 | 3.03 | 2.24 | 60000 | 3.16 | 2 | 9 | 7
Live | 215678001 |  | 9 | 18.5 | 64400 | 51500 | 42000 | 3.03 | 2.24 | 60000 | 3.18 | 2.02 | 9 | 7
Live | 215666675 |  | 11 | 18.5 | 27600 | 19400 | 16100 | 3.71 | 2.24 | 27400 | 3.32 | 1.86 | 8.5 | 6.5
Live | 215666656 |  | 10.5 | 18.5 | 27600 | 19500 | 16200 | 3.53 | 2.22 | 27400 | 3.3 | 1.84 | 8.5 | 6.5
Live | 215936942 |  | 12.5 | 22.5 | 41400 | 32200 | 28200 | 4.21 | 2.5 | 37600 | 3.54 | 2.06 | 8.5 | 7
Live | 215936932 |  | 12.5 | 22.5 | 41400 | 32200 | 28200 | 4.21 | 2.5 | 37600 | 3.54 | 2.06 | 8.5 | 7
Live | 215941832 |  | 11.5 | 20.5 | 52900 | 43500 | 38000 | 3.88 | 2.14 | 53500 | 3.04 | 1.9 | 8 | 6.5
Live | 215941822 |  | 11.5 | 21 | 52900 | 43500 | 38000 | 3.88 | 2.14 | 53500 | 3.04 | 1.9 | 8 | 6.5
Live | 215677991 |  | 9 | 18.5 | 64400 | 51500 | 42000 | 3.03 | 2.22 | 60000 | 3.16 | 2.02 | 9 | 7
Live | 215677981 |  | 8 | 17.5 | 63250 | 52000 | 43000 | 2.69 | 2.16 | 61000 | 3.08 | 1.88 | 8.5 | 7
Live | 215666637 |  | 10.5 | 18 | 27600 | 19500 | 16200 | 3.53 | 2.22 | 27400 | 3.28 | 1.84 | 8.5 | 6.5
Live | 215666619 |  | 10.5 | 18.5 | 27370 | 19500 | 16200 | 3.53 | 2.22 | 27400 | 3.28 | 1.84 | 8.5 | 6.5
Live | 215936922 |  | 12 | 21.5 | 40940 | 32000 | 28200 | 4.04 | 2.54 | 37600 | 3.6 | 2 | 8.5 | 7
Live | 215936912 |  | 12 | 21.5 | 40940 | 33000 | 28800 | 4.04 | 2.42 | 38000 | 3.44 | 2.04 | 8.5 | 7
Live | 215941812 |  | 11.5 | 20.5 | 52900 | 43500 | 38500 | 3.88 | 2.14 | 53500 | 3.02 | 1.92 | 8 | 6.5
Live | 215677971 |  | 9 | 18.5 | 64975 | 51000 | 41500 | 3.03 | 2.26 | 59500 | 3.2 | 2.02 | 9 | 7
Live | 215677961 |  | 8.5 | 18 | 64400 | 51500 | 42000 | 2.86 | 2.22 | 60000 | 3.16 | 2.02 | 8.5 | 7
Live | 215666602 |  | 10.5 | 18.5 | 27600 | 19400 | 16100 | 3.53 | 2.24 | 27400 | 3.32 | 1.86 | 8.5 | 6.5
Live | 215666582 |  | 10.5 | 18.5 | 27600 | 19500 | 16100 | 3.53 | 2.24 | 27400 | 3.3 | 1.86 | 8.5 | 6.5
Live | 215936902 |  | 12 | 21.5 | 40940 | 33200 | 28600 | 4.04 | 2.5 | 38000 | 3.56 | 1.98 | 8.5 | 7
Live | 215936892 |  | 12.5 | 22 | 41400 | 32400 | 28400 | 4.21 | 2.5 | 37600 | 3.54 | 2.04 | 8.5 | 7
Live | 215677951 |  | 9 | 19 | 64975 | 51000 | 41500 | 3.03 | 2.26 | 59500 | 3.2 | 2.02 | 9 | 7
Live | 215677941 |  | 9 | 19 | 64975 | 51000 | 41500 | 3.03 | 2.26 | 59500 | 3.2 | 2.02 | 9 | 7
Live | 215941792 |  | 11.5 | 21 | 52900 | 43500 | 38500 | 3.88 | 2.14 | 53500 | 3.02 | 1.9 | 8 | 6.5
Live | 215941782 |  | 11.5 | 21 | 52900 | 43500 | 38000 | 3.88 | 2.14 | 53500 | 3.04 | 1.9 | 8 | 6.5
Live | 215666566 |  | 11 | 18.5 | 27600 | 19400 | 16100 | 3.71 | 2.24 | 27400 | 3.32 | 1.86 | 8.5 | 6.5
Live | 215666547 |  | 11 | 18.5 | 27600 | 19400 | 16100 | 3.71 | 2.24 | 27400 | 3.32 | 1.86 | 8.5 | 6.5
Live | 215936882 |  | 12 | 22 | 41170 | 34800 | 28600 | 4.05 | 2.56 | 38000 | 3.64 | 2.06 | 9 | 7
Live | 215936872 |  | 11.7 | 21 | 40710 | 33200 | 29000 | 3.94 | 2.4 | 38500 | 3.4 | 2.02 | 8.5 | 7
Live | 215677931 |  | 9 | 19 | 64975 | 51000 | 41500 | 3.03 | 2.26 | 59500 | 3.2 | 2.02 | 9 | 7
Live | 215677921 |  | 8.5 | 18.5 | 63825 | 51500 | 42000 | 2.86 | 2.22 | 60000 | 3.14 | 2 | 9 | 7
Live | 215941772 |  | 11.5 | 20.5 | 52900 | 43500 | 38500 | 3.88 | 2.14 | 53500 | 3.02 | 1.95 | 8.1 | 6.8
Live | 215941762 |  | 11.5 | 20.5 | 52325 | 43000 | 38000 | 3.87 | 2.16 | 52500 | 3.06 | 1.95 | 8.1 | 6.8
Live | 215677891 |  | 9 | 18 | 62675 | 50500 | 41500 | 3.03 | 2.2 | 58500 | 3.12 | 1.92 | 8.5 | 7
Live | 215677881 |  | 9 | 18.5 | 63250 | 51000 | 41500 | 3.03 | 2.22 | 59000 | 3.14 | 2.02 | 9 | 7
Live | 215666528 |  | 10.5 | 18.5 | 27600 | 19400 | 16100 | 3.53 | 2.24 | 27400 | 3.32 | 1.86 | 8.5 | 6.5
Live | 215666509 |  | 10.5 | 18.5 | 27600 | 19400 | 16100 | 3.53 | 2.24 | 27400 | 3.32 | 1.86 | 8.5 | 6.5
Live | 215941752 |  | 11.5 | 20.5 | 52325 | 43500 | 38000 | 3.87 | 2.14 | 52500 | 3.04 | 1.9 | 8.1 | 6.8
Live | 215941742 |  | 11 | 20.5 | 52325 | 43500 | 38000 | 3.7 | 2.14 | 52500 | 3.04 | 1.9 | 8 | 6.5
Live | 215936862 |  | 12.5 | 22 | 40940 | 32800 | 28400 | 4.21 | 2.52 | 38000 | 3.58 | 2.04 | 8.5 | 7
Live | 215936852 |  | 12.5 | 22 | 40940 | 32800 | 28400 | 4.21 | 2.52 | 38000 | 3.58 | 2.04 | 8.5 | 7
Live | 215666493 |  | 10.5 | 18.5 | 27600 | 19500 | 16200 | 3.53 | 2.22 | 27400 | 3.3 | 1.86 | 8.5 | 6.5
Live | 215677871 |  | 9 | 18.5 | 63250 | 51000 | 41500 | 3.03 | 2.2 | 59500 | 3.12 | 1.9 | 8.5 | 7
Live | 215677861 |  | 9 | 18.5 | 63250 | 51000 | 41500 | 3.03 | 2.2 | 59500 | 3.12 | 1.9 | 8.5 | 7
Live | 215941732 |  | 11 | 20.5 | 52325 | 43500 | 38000 | 3.7 | 2.14 | 52500 | 3.04 | 1.9 | 8 | 6.5
Live | 215941722 |  | 11.5 | 20.5 | 52325 | 43500 | 38000 | 3.87 | 2.14 | 53000 | 3.04 | 1.9 | 8 | 6.5
Live | 215936842 |  | 12.5 | 22 | 40710 | 32800 | 28400 | 4.22 | 2.5 | 38000 | 3.56 | 2.04 | 8.5 | 7
Live | 215936832 |  | 12.5 | 22 | 40940 | 32800 | 28400 | 4.21 | 2.52 | 38000 | 3.58 | 2.04 | 8.5 | 7
Live | 215677851 |  | 9 | 18.5 | 63250 | 51000 | 41500 | 3.03 | 2.2 | 59500 | 3.12 | 1.9 | 8.5 | 7
Live | 215677841 |  | 8.5 | 18 | 62675 | 51000 | 42000 | 2.87 | 2.18 | 59500 | 3.1 | 1.9 | 8.5 | 7
Live | 215666419 |  | 10.5 | 18.5 | 27370 | 19200 | 16000 | 3.53 | 2.22 | 27000 | 3.22 | 1.78 | 8 | 6.5
Live | 215666402 |  | 10.5 | 18.5 | 27370 | 19300 | 16100 | 3.53 | 2.2 | 27000 | 3.22 | 1.76 | 8 | 6.5
Live | 215941712 |  | 11 | 20.5 | 52325 | 43500 | 38500 | 3.7 | 2.14 | 53000 | 3.04 | 1.9 | 8 | 6.5
Live | 215941702 |  | 11 | 19.5 | 51175 | 44500 | 39000 | 3.7 | 2.1 | 53500 | 2.96 | 1.88 | 8 | 6.5
Live | 215936822 |  | 12.5 | 21.5 | 40710 | 32800 | 28400 | 4.22 | 2.5 | 38000 | 3.56 | 2.04 | 8.5 | 7
Live | 215936812 |  | 12 | 21 | 40480 | 33200 | 28800 | 4.05 | 2.46 | 38500 | 3.5 | 2.02 | 8.5 | 7
Live | 215666386 |  | 10.5 | 18.5 | 27140 | 19300 | 16100 | 3.54 | 2.2 | 27000 | 3.2 | 1.76 | 8 | 6.5
Live | 215666368 |  | 10.5 | 18.5 | 27370 | 19200 | 16000 | 3.53 | 2.22 | 27000 | 3.22 | 1.78 | 8 | 6.5
Live | 215677831 |  | 8 | 17.5 | 62100 | 52000 | 42500 | 2.7 | 2.14 | 60500 | 3.02 | 1.86 | 8.5 | 7
Live | 215677821 |  | 9 | 18.5 | 63250 | 50500 | 41500 | 3.03 | 2.22 | 59000 | 3.16 | 2.04 | 8.5 | 7
Live | 215941692 |  | 11.5 | 20.5 | 52325 | 43500 | 38500 | 3.87 | 2.14 | 53000 | 3.02 | 1.9 | 8 | 6.5
Live | 215941682 |  | 11.5 | 20.5 | 52325 | 43500 | 38000 | 3.87 | 2.14 | 53000 | 3.04 | 1.9 | 8 | 6.7
Live | 215666349 |  | 10.5 | 18.5 | 27140 | 19300 | 16100 | 3.54 | 2.2 | 27000 | 3.2 | 1.76 | 8 | 6.5
Live | 215666331 |  | 10.5 | 18 | 27140 | 19300 | 16200 | 3.54 | 2.2 | 27000 | 3.2 | 1.76 | 8.5 | 6.5
Live | 215936802 |  | 12.5 | 22 | 40940 | 32600 | 28400 | 4.21 | 2.52 | 38000 | 3.58 | 2.06 | 8.5 | 7
Live | 215936792 |  | 12 | 21.5 | 40710 | 32800 | 28600 | 4.04 | 2.5 | 38000 | 3.54 | 2.04 | 8.5 | 7
Live | 215941672 |  | 11 | 20.5 | 52325 | 43500 | 38500 | 3.7 | 2.14 | 53000 | 3.04 | 1.95 | 8.1 | 6.8
Live | 215941662 |  | 11.5 | 20.5 | 52325 | 43000 | 38000 | 3.87 | 2.16 | 52500 | 3.06 | 1.95 | 8.1 | 6.8
Live | 215677811 |  | 8.5 | 18 | 62675 | 51000 | 42000 | 2.87 | 2.2 | 59500 | 3.1 | 1.9 | 8.5 | 7
Live | 215677801 |  | 9 | 18.5 | 63825 | 50500 | 41500 | 3.03 | 2.22 | 59000 | 3.16 | 2.02 | 9 | 7
Live | 215666312 |  | 10.5 | 18.5 | 27370 | 19200 | 16000 | 3.53 | 2.22 | 27000 | 3.22 | 1.78 | 8 | 6.5
Live | 215666294 |  | 10 | 18.5 | 27370 | 19300 | 16100 | 3.37 | 2.22 | 27000 | 3.22 | 1.76 | 8 | 6.5
Live | 215936782 |  | 12.5 | 22 | 40940 | 32600 | 28400 | 4.21 | 2.52 | 38000 | 3.58 | 2.04 | 8.5 | 7
Live | 215936772 |  | 12.5 | 22 | 40940 | 32800 | 28400 | 4.21 | 2.52 | 38000 | 3.58 | 2.04 | 8.5 | 7
Live | 215941652 |  | 11.5 | 20.5 | 52325 | 43500 | 38000 | 3.87 | 2.14 | 52500 | 3.04 | 1.9 | 8.1 | 6.8
Live | 215941642 |  | 11 | 20.5 | 52325 | 43500 | 38000 | 3.7 | 2.14 | 52500 | 3.04 | 1.9 | 8 | 6.5
Live | 215677791 |  | 9 | 18.5 | 63250 | 51000 | 41500 | 3.03 | 2.22 | 59000 | 3.14 | 2.02 | 9 | 7
Live | 215677781 |  | 9 | 18.5 | 63250 | 50500 | 41500 | 3.03 | 2.22 | 59000 | 3.16 | 2.04 | 9 | 7
Live | 215666276 |  | 10.5 | 18.5 | 27370 | 19200 | 16000 | 3.53 | 2.22 | 27000 | 3.22 | 1.78 | 8 | 6.5
Live | 215666257 |  | 10.5 | 18.5 | 27370 | 19200 | 16000 | 3.53 | 2.22 | 27000 | 3.22 | 1.78 | 8 | 6.5
Live | 215936762 |  | 12.5 | 22 | 40940 | 32600 | 28400 | 4.21 | 2.52 | 38000 | 3.58 | 2.04 | 8.5 | 7
Live | 215936752 |  | 12 | 21.5 | 40710 | 32800 | 28600 | 4.04 | 2.5 | 38000 | 3.54 | 2.04 | 8.5 | 7
Live | 215941632 |  | 11 | 20.5 | 52325 | 43500 | 38000 | 3.7 | 2.14 | 52500 | 3.04 | 1.9 | 8 | 6.5
Live | 215941622 |  | 11 | 20.5 | 51750 | 43000 | 38000 | 3.71 | 2.14 | 52000 | 3.04 | 1.9 | 8.1 | 6.8
Live | 215677771 |  | 8.5 | 18 | 62675 | 51500 | 42000 | 2.87 | 2.18 | 59500 | 3.1 | 1.88 | 8.5 | 7
Live | 215677741 |  | 9.5 | 18.5 | 66125 | 56000 | 44500 | 3.2 | 2.42 | 64000 | 3.44 | 2.1 | 9 | 7
Live | 215936732 |  | 12.5 | 22 | 40940 | 32600 | 28600 | 4.21 | 2.54 | 38000 | 3.62 | 2.02 | 8.5 | 7
Live | 215936722 |  | 12 | 21.5 | 40710 | 33000 | 28800 | 4.04 | 2.5 | 38000 | 3.56 | 2.02 | 8.5 | 7
Live | 215666238 |  | 10.5 | 18.5 | 27370 | 19200 | 16100 | 3.53 | 2.22 | 27000 | 3.22 | 1.78 | 8 | 6.5
Live | 215666220 |  | 10 | 18 | 27140 | 19400 | 16200 | 3.37 | 2.18 | 27200 | 3.18 | 1.76 | 8 | 6.5
Live | 215941612 |  | 11 | 20 | 51175 | 43500 | 38000 | 3.7 | 2.14 | 52000 | 3.04 | 1.9 | 8.1 | 6.8
Live | 215941602 |  | 11 | 20 | 51175 | 43500 | 38000 | 3.7 | 2.14 | 52000 | 3.02 | 1.9 | 8.1 | 6.8
Live | 215936712 |  | 12.5 | 22 | 40940 | 32600 | 28600 | 4.21 | 2.54 | 38000 | 3.62 | 2.02 | 8.5 | 7
Live | 215936702 |  | 12.5 | 21.5 | 40940 | 32800 | 28600 | 4.21 | 2.54 | 38000 | 3.6 | 2.02 | 8.5 | 7
Live | 215677731 |  | 9.5 | 18.5 | 66125 | 56000 | 44500 | 3.2 | 2.42 | 64000 | 3.42 | 2.08 | 9 | 7
Live | 215677721 |  | 9.5 | 18.5 | 66125 | 56000 | 44500 | 3.2 | 2.42 | 64000 | 3.42 | 2.08 | 9 | 7
Live | 215666170 |  | 10.5 | 18.5 | 27140 | 19300 | 16100 | 3.54 | 2.2 | 27000 | 3.2 | 1.76 | 8 | 6.5
Live | 215666153 |  | 10 | 18 | 27140 | 19400 | 16200 | 3.37 | 2.2 | 27200 | 3.18 | 1.76 | 8 | 6.5
Live | 215939926 |  | 12 | 20.5 | 39560 | 29800 | 26000 | 4.04 | 2.44 | 34200 | 3.46 | 2.08 | 9.5 | 7
Live | 215939918 |  | 12 | 20.5 | 39560 | 29800 | 26000 | 4.04 | 2.44 | 34200 | 3.46 | 2.06 | 9.5 | 7
Live | 215936692 |  | 12 | 21.5 | 40710 | 33200 | 29000 | 4.04 | 2.48 | 38500 | 3.52 | 2.02 | 8.5 | 7
Live | 215936682 |  | 12 | 21 | 40710 | 33200 | 29000 | 4.04 | 2.5 | 38500 | 3.54 | 2 | 8.5 | 7
Live | 215666115 |  | 10.5 | 18 | 27140 | 19400 | 16200 | 3.54 | 2.2 | 27000 | 3.18 | 1.76 | 8.5 | 6.5
Live | 215677711 |  | 9.5 | 18.5 | 66125 | 56000 | 44500 | 3.2 | 2.42 | 64000 | 3.42 | 2.08 | 9 | 7
Live | 215677701 |  | 9 | 18.5 | 66125 | 56500 | 45000 | 3.03 | 2.4 | 64000 | 3.42 | 2.06 | 9 | 7
Live | 215939917 |  | 12 | 20.5 | 39560 | 29800 | 26000 | 4.04 | 2.44 | 34200 | 3.46 | 2.06 | 9.5 | 7
Live | 215939916 |  | 12 | 20.5 | 39560 | 29800 | 26000 | 4.04 | 2.44 | 34200 | 3.46 | 2.06 | 9.5 | 7
Live | 215938337 |  | 11.5 | 20.5 | 52325 | 43000 | 38000 | 3.87 | 2.16 | 52500 | 3.06 | 1.9 | 8 | 6.7
Live | 215938336 |  | 11.5 | 20.5 | 52325 | 43000 | 38000 | 3.87 | 2.16 | 52500 | 3.06 | 1.9 | 8 | 6.7
Live | 215666077 |  | 10.5 | 18.5 | 27370 | 19300 | 16100 | 3.53 | 2.2 | 27000 | 3.2 | 1.76 | 8 | 6.5
Live | 215677691 |  | 8.5 | 18 | 64975 | 57000 | 46000 | 2.86 | 2.36 | 65000 | 3.34 | 2.06 | 9 | 7
Live | 215933138 |  | 11 | 18.5 | 37950 | 31000 | 27200 | 3.71 | 2.36 | 35400 | 3.34 | 1.92 | 9 | 7
Live | 215939908 |  | 12 | 20.5 | 39560 | 30000 | 26000 | 4.04 | 2.42 | 34400 | 3.44 | 2.06 | 9.5 | 7
Live | 215939907 |  | 12 | 20.5 | 39560 | 30000 | 26000 | 4.04 | 2.42 | 34400 | 3.44 | 2.06 | 9.5 | 7
Live | 215938328 |  | 11 | 20.5 | 51750 | 43500 | 38000 | 3.71 | 2.14 | 53000 | 3.04 | 1.9 | 8 | 6.5
Live | 215938327 |  | 11 | 20.5 | 51750 | 43500 | 38000 | 3.71 | 2.14 | 53000 | 3.04 | 1.9 | 8 | 6.5
Live | 215666058 |  | 10.5 | 18.5 | 27140 | 19300 | 16100 | 3.54 | 2.2 | 27000 | 3.2 | 1.76 | 8 | 6.5
Live | 215666040 |  | 10.5 | 18.5 | 27140 | 19300 | 16100 | 3.54 | 2.2 | 27000 | 3.2 | 1.76 | 8 | 6.5
Live | 215933137 |  | 11 | 18.5 | 37950 | 31000 | 27200 | 3.71 | 2.36 | 35400 | 3.34 | 1.92 | 9 | 7
Live | 215933136 |  | 11 | 18.5 | 37950 | 31000 | 27200 | 3.71 | 2.36 | 35400 | 3.34 | 1.92 | 9 | 7
Live | 215939906 |  | 12 | 20.5 | 39560 | 30000 | 26000 | 4.04 | 2.42 | 34400 | 3.44 | 2.06 | 9.5 | 7
Live | 215939898 |  | 12 | 20.5 | 39560 | 30000 | 26000 | 4.04 | 2.42 | 34400 | 3.44 | 2.06 | 9.5 | 7
Live | 215938326 |  | 11 | 20.5 | 51750 | 43500 | 38000 | 3.71 | 2.14 | 53000 | 3.04 | 1.9 | 8 | 6.5
Live | 215938318 |  | 11.5 | 21 | 52325 | 43000 | 38000 | 3.87 | 2.16 | 52500 | 3.06 | 1.95 | 8.1 | 6.8
Live | 215670624 |  | 11.5 | 19.5 | 40710 | 29400 | 24400 | 3.87 | 2.34 | 34000 | 3.32 | 2.04 | 9.5 | 7
Live | 215670614 |  | 10 | 18.5 | 38410 | 31000 | 25600 | 3.37 | 2.16 | 35800 | 3.06 | 1.86 | 9 | 7
Live | 215666023 |  | 10 | 18 | 27140 | 19400 | 16300 | 3.37 | 2.18 | 27200 | 3.16 | 1.76 | 8 | 6.5
Live | 215665974 |  | 10.5 | 19 | 27830 | 19600 | 16200 | 3.55 | 2.24 | 27600 | 3.36 | 1.86 | 8.5 | 6.5
Live | 215933128 |  | 11.5 | 19 | 38410 | 30600 | 26600 | 3.88 | 2.42 | 34800 | 3.45 | 1.92 | 9 | 7
Live | 215933127 |  | 11.5 | 19 | 38410 | 30600 | 26600 | 3.88 | 2.42 | 34800 | 3.45 | 1.92 | 9 | 7
Live | 215939897 |  | 12 | 20.5 | 39560 | 30000 | 26000 | 4.04 | 2.42 | 34400 | 3.44 | 2.06 | 9.5 | 7
Live | 215939896 |  | 12 | 20.5 | 39560 | 30000 | 26000 | 4.04 | 2.42 | 34400 | 3.44 | 2.06 | 9.5 | 7
Live | 215938317 |  | 11.5 | 21 | 52325 | 43000 | 38000 | 3.87 | 2.16 | 52500 | 3.06 | 1.95 | 8.1 | 6.8
Live | 215938316 |  | 11.5 | 21 | 52325 | 43000 | 38000 | 3.87 | 2.16 | 52500 | 3.06 | 1.95 | 8.1 | 6.8
Live | 215670604 |  | 10 | 17 | 39790 | 30000 | 24800 | 3.37 | 2.28 | 34600 | 3.22 | 1.92 | 8.5 | 7
Live | 215670594 |  | 10 | 17 | 39790 | 30000 | 24800 | 3.37 | 2.28 | 34600 | 3.22 | 1.92 | 8.5 | 7
Live | 215933126 |  | 11.5 | 19 | 38410 | 30600 | 26600 | 3.88 | 2.42 | 34800 | 3.45 | 1.92 | 9 | 7
Live | 215933118 |  | 11.5 | 19 | 38410 | 30600 | 26600 | 3.88 | 2.42 | 34800 | 3.42 | 1.92 | 9 | 7
Live | 215665956 |  | 10.5 | 18.5 | 27600 | 19600 | 16200 | 3.53 | 2.24 | 27800 | 3.34 | 1.84 | 8.5 | 6.5
Live | 215939888 |  | 12 | 20.5 | 39560 | 30000 | 26000 | 4.04 | 2.44 | 34200 | 3.44 | 2.06 | 9.5 | 7
Live | 215939887 |  | 12 | 20.5 | 39560 | 30000 | 26000 | 4.04 | 2.44 | 34200 | 3.44 | 2.06 | 9.5 | 7
Live | 215938308 |  | 11.5 | 21 | 52325 | 43000 | 38000 | 3.87 | 2.16 | 52500 | 3.06 | 1.95 | 8.1 | 6.8
Live | 215938307 |  | 11.5 | 21 | 52325 | 43000 | 38000 | 3.87 | 2.16 | 52500 | 3.06 | 1.95 | 8.1 | 6.8
Live | 215670584 |  | 9.5 | 17 | 39560 | 30200 | 25000 | 3.2 | 2.26 | 34800 | 3.2 | 1.78 | 8.5 | 7
Live | 215670574 |  | 9.5 | 16.5 | 39330 | 30200 | 25200 | 3.2 | 2.24 | 34800 | 3.18 | 1.78 | 8.5 | 7
Live | 215933117 |  | 11.5 | 19 | 38410 | 30600 | 26600 | 3.88 | 2.42 | 34800 | 3.42 | 1.92 | 9 | 7
Live | 215933116 |  | 11.5 | 19 | 38410 | 30600 | 26600 | 3.88 | 2.42 | 34800 | 3.42 | 1.92 | 9 | 7
Live | 215939886 |  | 12 | 20.5 | 39560 | 30000 | 26000 | 4.04 | 2.44 | 34200 | 3.44 | 2.06 | 9.5 | 7
Live | 215939878 |  | 11.7 | 20 | 39560 | 30000 | 26200 | 3.94 | 2.42 | 34400 | 3.42 | 1.96 | 9 | 7
Live | 215938306 |  | 11.5 | 21 | 52325 | 43000 | 38000 | 3.87 | 2.16 | 52500 | 3.06 | 1.95 | 8.1 | 6.8
Live | 215938298 |  | 11.5 | 21 | 52325 | 43000 | 38000 | 3.87 | 2.16 | 52500 | 3.06 | 1.95 | 8.1 | 6.8
Live | 215665919 |  | 10.5 | 18.5 | 27830 | 19600 | 16200 | 3.55 | 2.24 | 27600 | 3.36 | 1.86 | 8.5 | 6.5
Live | 215665900 |  | 10.5 | 18.5 | 27600 | 19600 | 16300 | 3.53 | 2.22 | 27800 | 3.34 | 1.84 | 8.5 | 6.5
Live | 215670564 |  | 9 | 15.5 | 37950 | 30200 | 25200 | 3.03 | 2.16 | 35000 | 3.06 | 1.78 | 8.5 | 6.5
Live | 215682196 |  | 9.5 | 18 | 54050 | 45500 | 36400 | 3.2 | 2.46 | 50000 | 3.5 | 2 | 9 | 7
Live | 215933108 |  | 11.5 | 19 | 38410 | 30600 | 26600 | 3.88 | 2.42 | 34800 | 3.45 | 1.92 | 9 | 7
Live | 215933107 |  | 11.5 | 19 | 38410 | 30600 | 26600 | 3.88 | 2.42 | 34800 | 3.45 | 1.92 | 9 | 7
Live | 215939877 |  | 11.7 | 20 | 39560 | 30000 | 26200 | 3.94 | 2.42 | 34400 | 3.42 | 1.96 | 9 | 7
Live | 215939876 |  | 11.7 | 20 | 39560 | 30000 | 26200 | 3.94 | 2.42 | 34400 | 3.42 | 1.96 | 9 | 7
Live | 215934268 |  | 11 | 21 | 52325 | 40000 | 36800 | 3.7 | 2.46 | 48500 | 3.48 | 2 | 9.5 | 7.5
Live | 215938297 |  | 11.5 | 21 | 52325 | 43000 | 38000 | 3.87 | 2.16 | 52500 | 3.06 | 1.95 | 8.1 | 6.8
Live | 215938296 |  | 11.5 | 21 | 52325 | 43000 | 38000 | 3.87 | 2.16 | 52500 | 3.06 | 1.95 | 8.1 | 6.8
Live | 215682735 |  | 9 | 17 | 62675 | 50500 | 41000 | 3.03 | 2.24 | 58500 | 3.18 | 1.92 | 8.5 | 7
Live | 215682727 |  | 9 | 17 | 63250 | 50500 | 41000 | 3.03 | 2.24 | 59000 | 3.18 | 1.92 | 8.5 | 7
Live | 215933106 |  | 11.5 | 19 | 38410 | 30600 | 26600 | 3.88 | 2.42 | 34800 | 3.45 | 1.92 | 9 | 7
Live | 215933098 |  | 11 | 19 | 38180 | 30800 | 26800 | 3.71 | 2.4 | 35000 | 3.4 | 1.92 | 9 | 7
Live | 215934267 |  | 11 | 21 | 52325 | 40000 | 36800 | 3.7 | 2.46 | 48500 | 3.48 | 2 | 9.5 | 7.5
Live | 215934266 |  | 11 | 21 | 52325 | 40000 | 36800 | 3.7 | 2.46 | 48500 | 3.48 | 2 | 9.5 | 7.5
Live | 215682195 |  | 9.5 | 18 | 54050 | 45500 | 36400 | 3.2 | 2.46 | 50000 | 3.5 | 2 | 9 | 7
Live | 215682187 |  | 10 | 18.5 | 54625 | 45500 | 36000 | 3.37 | 2.48 | 50000 | 3.52 | 2.02 | 9 | 7.5
Live | 215939868 |  | 11.5 | 20 | 39330 | 30400 | 26600 | 3.88 | 2.38 | 34800 | 3.35 | 1.92 | 9 | 7
Live | 215939867 |  | 11.5 | 20 | 39330 | 30400 | 26600 | 3.88 | 2.38 | 34800 | 3.35 | 1.92 | 9 | 7
Live | 215938288 |  | 11 | 20.5 | 51750 | 43500 | 38500 | 3.71 | 2.14 | 53000 | 3.02 | 1.9 | 8 | 6.5
Live | 215938287 |  | 11 | 20.5 | 51750 | 43500 | 38500 | 3.71 | 2.14 | 53000 | 3.02 | 1.9 | 8 | 6.5
Live | 215682726 |  | 9 | 17 | 63250 | 50500 | 41000 | 3.03 | 2.24 | 59000 | 3.18 | 1.92 | 8.5 | 7
Live | 215682725 |  | 9 | 17 | 63250 | 50500 | 41000 | 3.03 | 2.24 | 59000 | 3.18 | 1.92 | 8.5 | 7
Live | 215933097 |  | 11 | 19 | 38180 | 30800 | 26800 | 3.71 | 2.4 | 35000 | 3.4 | 1.92 | 9 | 7
Live | 215933096 |  | 11 | 19 | 38180 | 30800 | 26800 | 3.71 | 2.4 | 35000 | 3.4 | 1.92 | 9 | 7
Live | 215934258 |  | 11 | 21 | 51750 | 40000 | 37000 | 3.71 | 2.44 | 48500 | 3.46 | 2 | 9.5 | 7.5
Live | 215934257 |  | 11 | 21 | 51750 | 40000 | 37000 | 3.71 | 2.44 | 48500 | 3.46 | 2 | 9.5 | 7.5
Live | 215935547 |  | 11.5 | 20.5 | 40020 | 31800 | 27800 | 3.87 | 2.46 | 38000 | 3.48 | 2.08 | 8.5 | 7
Live | 215935546 |  | 11.5 | 20.5 | 40020 | 31800 | 27800 | 3.87 | 2.46 | 38000 | 3.48 | 2.08 | 8.5 | 7
Live | 215939866 |  | 11.5 | 20 | 39330 | 30400 | 26600 | 3.88 | 2.38 | 34800 | 3.35 | 1.92 | 9 | 7
Live | 215939858 |  | 11 | 19.5 | 39100 | 30800 | 26800 | 3.71 | 2.34 | 35200 | 3.32 | 1.94 | 9 | 7
Live | 215938286 |  | 11 | 20.5 | 51750 | 43500 | 38500 | 3.71 | 2.14 | 53000 | 3.02 | 1.9 | 8 | 6.5
Live | 215938268 |  | 11.5 | 20.5 | 52325 | 43500 | 38000 | 3.87 | 2.14 | 53000 | 3.04 | 1.9 | 8 | 6.5
Live | 215682186 |  | 10 | 18.5 | 54625 | 45500 | 36000 | 3.37 | 2.48 | 50000 | 3.52 | 2.02 | 9 | 7.5
Live | 215682185 |  | 10 | 18.5 | 54625 | 45500 | 36000 | 3.37 | 2.48 | 50000 | 3.52 | 2.02 | 9 | 7.5
Live | 215933088 |  | 11 | 19 | 38180 | 30800 | 26800 | 3.71 | 2.4 | 35000 | 3.4 | 1.92 | 9 | 7
Live | 215933087 |  | 11 | 19 | 38180 | 30800 | 26800 | 3.71 | 2.4 | 35000 | 3.4 | 1.92 | 9 | 7
Live | 215682717 |  | 8.5 | 17 | 63825 | 51500 | 42000 | 2.86 | 2.24 | 60000 | 3.16 | 1.9 | 8.5 | 7
Live | 215682716 |  | 8.5 | 17 | 63825 | 51500 | 42000 | 2.86 | 2.24 | 60000 | 3.16 | 1.9 | 8.5 | 7
Live | 215934256 |  | 11 | 21 | 51750 | 40000 | 37000 | 3.71 | 2.44 | 48500 | 3.46 | 2 | 9.5 | 7.5
Live | 215934248 |  | 11 | 20.5 | 51175 | 39500 | 36600 | 3.7 | 2.42 | 49000 | 3.44 | 2 | 9.5 | 7.5
Live | 215935538 |  | 11 | 20 | 39100 | 30600 | 27200 | 3.71 | 2.36 | 38000 | 3.34 | 2 | 8.1 | 6.75
Live | 215935537 |  | 11 | 20 | 39100 | 30600 | 27200 | 3.71 | 2.36 | 38000 | 3.34 | 2 | 8.1 | 6.75
Live | 215938267 |  | 11.5 | 20.5 | 52325 | 43500 | 38000 | 3.87 | 2.14 | 53000 | 3.04 | 1.9 | 8 | 6.5
Live | 215938266 |  | 11.5 | 20.5 | 52325 | 43500 | 38000 | 3.87 | 2.14 | 53000 | 3.04 | 1.9 | 8 | 6.5
Live | 215939857 |  | 11 | 19.5 | 39100 | 30800 | 26800 | 3.71 | 2.34 | 35200 | 3.32 | 1.94 | 9 | 7
Live | 215939856 |  | 11 | 19.5 | 39100 | 30800 | 26800 | 3.71 | 2.34 | 35200 | 3.32 | 1.94 | 9 | 7
Live | 215682715 |  | 8.5 | 17 | 63825 | 51500 | 42000 | 2.86 | 2.24 | 60000 | 3.16 | 1.9 | 8.5 | 7
Live | 215682707 |  | 9 | 18.5 | 64400 | 51000 | 41500 | 3.03 | 2.24 | 59500 | 3.18 | 2.02 | 9 | 7
Live | 215682177 |  | 10 | 18.5 | 54050 | 46000 | 36400 | 3.37 | 2.46 | 50000 | 3.48 | 2 | 9 | 7
Live | 215682176 |  | 10 | 18.5 | 54050 | 46000 | 36400 | 3.37 | 2.46 | 50000 | 3.48 | 2 | 9 | 7
Live | 215935536 |  | 11 | 20 | 39100 | 30600 | 27200 | 3.71 | 2.36 | 38000 | 3.34 | 2 | 8.1 | 6.75
Live | 215935528 |  | 11 | 20 | 39100 | 30600 | 27200 | 3.71 | 2.36 | 38000 | 3.34 | 2 | 8.1 | 6.5
Live | 215933086 |  | 11 | 19 | 38180 | 30800 | 26800 | 3.71 | 2.4 | 35000 | 3.4 | 1.92 | 9 | 7
Live | 215933078 |  | 11 | 18.5 | 38180 | 31000 | 27000 | 3.71 | 2.38 | 35200 | 3.36 | 1.92 | 9 | 7
Live | 215934247 |  | 11 | 20.5 | 51175 | 39500 | 36600 | 3.7 | 2.42 | 49000 | 3.44 | 2 | 9.5 | 7.5
Live | 215934246 |  | 11 | 20.5 | 51175 | 39500 | 36600 | 3.7 | 2.42 | 49000 | 3.44 | 2 | 9.5 | 7.5
Live | 215939848 |  | 12 | 20.5 | 39560 | 30000 | 26000 | 4.04 | 2.42 | 34400 | 3.44 | 2.06 | 9.5 | 7
Live | 215939847 |  | 12 | 20.5 | 39560 | 30000 | 26000 | 4.04 | 2.42 | 34400 | 3.44 | 2.06 | 9.5 | 7
Live | 215938258 |  | 11.5 | 20 | 50600 | 42500 | 37600 | 3.87 | 2.16 | 53500 | 3.06 | 2 | 8.1 | 7
Live | 215938257 |  | 11.5 | 20 | 50600 | 42500 | 37600 | 3.87 | 2.16 | 53500 | 3.06 | 2 | 8.1 | 7
Live | 215682706 |  | 9 | 18.5 | 64400 | 51000 | 41500 | 3.03 | 2.24 | 59500 | 3.18 | 2.02 | 9 | 7
Live | 215682705 |  | 9 | 18.5 | 64400 | 51000 | 41500 | 3.03 | 2.24 | 59500 | 3.18 | 2.02 | 9 | 7
Live | 215935527 |  | 11 | 20 | 39100 | 30600 | 27200 | 3.71 | 2.36 | 38000 | 3.34 | 2 | 8.1 | 6.5
Live | 215935526 |  | 11 | 20 | 39100 | 30600 | 27200 | 3.71 | 2.36 | 38000 | 3.34 | 2 | 8.1 | 6.5
Live | 215933077 |  | 11 | 18.5 | 38180 | 31000 | 27000 | 3.71 | 2.38 | 35200 | 3.36 | 1.92 | 9 | 7
Live | 215933076 |  | 11 | 18.5 | 38180 | 31000 | 27000 | 3.71 | 2.38 | 35200 | 3.36 | 1.92 | 9 | 7
Live | 215682175 |  | 10 | 18.5 | 54050 | 46000 | 36400 | 3.37 | 2.46 | 50000 | 3.48 | 2 | 9 | 7
Live | 215682167 |  | 10 | 18.5 | 54050 | 45500 | 36400 | 3.37 | 2.44 | 50000 | 3.46 | 2 | 9 | 7
Live | 215934238 |  | 10 | 20.5 | 51175 | 40500 | 37400 | 3.37 | 2.38 | 49000 | 3.38 | 2 | 9.4 | 7.5
Live | 215934237 |  | 10 | 20.5 | 51175 | 40500 | 37400 | 3.37 | 2.38 | 49000 | 3.38 | 2 | 9.4 | 7.5
Live | 215939846 |  | 12 | 20.5 | 39560 | 30000 | 26000 | 4.04 | 2.42 | 34400 | 3.44 | 2.06 | 9.5 | 7
Live | 215939838 |  | 12 | 20.5 | 39560 | 30000 | 26000 | 4.04 | 2.44 | 34200 | 3.44 | 2.06 | 9.5 | 7
Live | 215938256 |  | 11.5 | 20 | 50600 | 42500 | 37600 | 3.87 | 2.16 | 53500 | 3.06 | 2 | 8.1 | 7
Live | 215938248 |  | 11.5 | 20.5 | 52325 | 43500 | 38000 | 3.87 | 2.14 | 53000 | 3.04 | 1.9 | 8 | 6.5
Live | 215682697 |  | 9 | 18.5 | 64400 | 51500 | 42000 | 3.03 | 2.24 | 60000 | 3.18 | 2.02 | 9 | 7
Live | 215682696 |  | 9 | 18.5 | 64400 | 51500 | 42000 | 3.03 | 2.24 | 60000 | 3.18 | 2.02 | 9 | 7
Live | 215933068 |  | 10.5 | 18.5 | 37950 | 31000 | 27200 | 3.54 | 2.36 | 35400 | 3.34 | 1.9 | 9 | 7
Live | 215933067 |  | 10.5 | 18.5 | 37950 | 31000 | 27200 | 3.54 | 2.36 | 35400 | 3.34 | 1.9 | 9 | 7
Live | 215676157 |  | 9.5 | 18 | 53475 | 44500 | 35600 | 3.2 | 2.4 | 50000 | 3.42 | 2 | 9 | 7
Live | 215676156 |  | 9.5 | 18 | 53475 | 44500 | 35600 | 3.2 | 2.4 | 50000 | 3.42 | 2 | 9 | 7
Live | 215935518 |  | 11 | 20 | 39100 | 30600 | 27200 | 3.71 | 2.36 | 38000 | 3.34 | 2 | 8.1 | 6.75
Live | 215935517 |  | 11 | 20 | 39100 | 30600 | 27200 | 3.71 | 2.36 | 38000 | 3.34 | 2 | 8.1 | 6.75
Live | 215934236 |  | 10 | 20.5 | 51175 | 40500 | 37400 | 3.37 | 2.38 | 49000 | 3.38 | 2 | 9.4 | 7.5
Live | 215934228 |  | 11.5 | 21.5 | 52325 | 39500 | 36600 | 3.87 | 2.48 | 48500 | 3.5 | 2 | 9.5 | 7.5
Live | 215682166 |  | 10 | 18.5 | 54050 | 45500 | 36400 | 3.37 | 2.44 | 50000 | 3.46 | 2 | 9 | 7
Live | 215682165 |  | 10 | 18.5 | 54050 | 45500 | 36400 | 3.37 | 2.44 | 50000 | 3.46 | 2 | 9 | 7
Live | 215939837 |  | 12 | 20.5 | 39560 | 30000 | 26000 | 4.04 | 2.44 | 34200 | 3.44 | 2.06 | 9.5 | 7
Live | 215939836 |  | 12 | 20.5 | 39560 | 30000 | 26000 | 4.04 | 2.44 | 34200 | 3.44 | 2.06 | 9.5 | 7
Live | 215938247 |  | 11.5 | 20.5 | 52325 | 43500 | 38000 | 3.87 | 2.14 | 53000 | 3.04 | 1.9 | 8 | 6.5
Live | 215938246 |  | 11.5 | 20.5 | 52325 | 43500 | 38000 | 3.87 | 2.14 | 53000 | 3.04 | 1.9 | 8 | 6.5
Live | 215935516 |  | 11 | 20 | 39100 | 30600 | 27200 | 3.71 | 2.36 | 38000 | 3.34 | 2 | 8.1 | 6.75
Live | 215935508 |  | 11 | 20 | 39100 | 30600 | 27200 | 3.71 | 2.36 | 38000 | 3.34 | 2 | 8.1 | 6.5
Live | 215933066 |  | 10.5 | 18.5 | 37950 | 31000 | 27200 | 3.54 | 2.36 | 35400 | 3.34 | 1.9 | 9 | 7
Live | 215933058 |  | 10.5 | 18.5 | 37720 | 31600 | 27600 | 3.54 | 2.32 | 35800 | 3.28 | 1.88 | 9 | 7
Live | 215934227 |  | 11.5 | 21.5 | 52325 | 39500 | 36600 | 3.87 | 2.48 | 48500 | 3.5 | 2 | 9.5 | 7.5
Live | 215934226 |  | 11.5 | 21.5 | 52325 | 39500 | 36600 | 3.87 | 2.48 | 48500 | 3.5 | 2 | 9.5 | 7.5
Live | 215676155 |  | 9.5 | 18 | 53475 | 44500 | 35600 | 3.2 | 2.4 | 50000 | 3.42 | 2 | 9 | 7
Live | 215676147 |  | 10 | 18.5 | 54050 | 45500 | 36400 | 3.37 | 2.44 | 50000 | 3.46 | 2 | 9 | 7
Live | 215682695 |  | 9 | 18.5 | 64400 | 51500 | 42000 | 3.03 | 2.24 | 60000 | 3.18 | 2.02 | 9 | 7
Live | 215682687 |  | 9 | 18.5 | 64400 | 51500 | 42000 | 3.03 | 2.22 | 60000 | 3.16 | 2.02 | 9 | 7
Live | 215682157 |  | 10 | 18.5 | 54050 | 46000 | 36600 | 3.37 | 2.44 | 50000 | 3.46 | 1.98 | 9 | 7
Live | 215682156 |  | 10 | 18.5 | 54050 | 46000 | 36600 | 3.37 | 2.44 | 50000 | 3.46 | 1.98 | 9 | 7
Live | 215939828 |  | 11.7 | 20 | 39560 | 30000 | 26200 | 3.94 | 2.42 | 34400 | 3.42 | 1.95 | 9 | 7.05
Live | 215939827 |  | 11.7 | 20 | 39560 | 30000 | 26200 | 3.94 | 2.42 | 34400 | 3.42 | 1.95 | 9 | 7.05
Live | 215938238 |  | 11 | 20.5 | 52325 | 43500 | 38500 | 3.7 | 2.14 | 53000 | 3.04 | 1.9 | 8 | 6.5
Live | 215938237 |  | 11 | 20.5 | 52325 | 43500 | 38500 | 3.7 | 2.14 | 53000 | 3.04 | 1.9 | 8 | 6.5
Live | 215933057 |  | 10.5 | 18.5 | 37720 | 31600 | 27600 | 3.54 | 2.32 | 35800 | 3.28 | 1.88 | 9 | 7
Live | 215933056 |  | 10.5 | 18.5 | 37720 | 31600 | 27600 | 3.54 | 2.32 | 35800 | 3.28 | 1.88 | 9 | 7
Live | 215935507 |  | 11 | 20 | 39100 | 30600 | 27200 | 3.71 | 2.36 | 38000 | 3.34 | 2 | 8.1 | 6.5
Live | 215935506 |  | 11 | 20 | 39100 | 30600 | 27200 | 3.71 | 2.36 | 38000 | 3.34 | 2 | 8.1 | 6.5
Live | 215934218 |  | 11 | 21 | 51750 | 40000 | 37000 | 3.71 | 2.44 | 48500 | 3.46 | 2 | 9.5 | 7.5
Live | 215934217 |  | 11 | 21 | 51750 | 40000 | 37000 | 3.71 | 2.44 | 48500 | 3.46 | 2 | 9.5 | 7.5
Live | 215682155 |  | 10 | 18.5 | 54050 | 46000 | 36600 | 3.37 | 2.44 | 50000 | 3.46 | 1.98 | 9 | 7
Live | 215682147 |  | 9.5 | 18 | 53475 | 46500 | 37000 | 3.2 | 2.4 | 50000 | 3.4 | 1.98 | 9 | 7
Live | 215676146 |  | 10 | 18.5 | 54050 | 45500 | 36400 | 3.37 | 2.44 | 50000 | 3.46 | 2 | 9 | 7
Live | 215676145 |  | 10 | 18.5 | 54050 | 45500 | 36400 | 3.37 | 2.44 | 50000 | 3.46 | 2 | 9 | 7
Live | 215682686 |  | 9 | 18.5 | 64400 | 51500 | 42000 | 3.03 | 2.22 | 60000 | 3.16 | 2.02 | 9 | 7
Live | 215682685 |  | 9 | 18.5 | 64400 | 51500 | 42000 | 3.03 | 2.22 | 60000 | 3.16 | 2.02 | 9 | 7
Live | 215938236 |  | 11 | 20.5 | 52325 | 43500 | 38500 | 3.7 | 2.14 | 53000 | 3.04 | 1.9 | 8 | 6.5
Live | 215938228 |  | 10.5 | 19.5 | 51750 | 44000 | 39000 | 3.54 | 2.1 | 53500 | 2.98 | 1.9 | 8 | 6.5
Live | 215939826 |  | 11.7 | 20 | 39560 | 30000 | 26200 | 3.94 | 2.42 | 34400 | 3.42 | 1.95 | 9 | 7.05
Live | 215939818 |  | 12 | 20.5 | 39100 | 29800 | 26000 | 4.05 | 2.42 | 34000 | 3.44 | 2.06 | 9.5 | 7
Live | 215933018 |  | 10 | 18 | 37260 | 30600 | 26600 | 3.37 | 2.38 | 34800 | 3.38 | 1.92 | 9 | 7
Live | 215933017 |  | 10 | 18 | 37260 | 30600 | 26600 | 3.37 | 2.38 | 34800 | 3.38 | 1.92 | 9 | 7
Live | 215682146 |  | 9.5 | 18 | 53475 | 46500 | 37000 | 3.2 | 2.4 | 50000 | 3.4 | 1.98 | 9 | 7
Live | 215682145 |  | 9.5 | 18 | 53475 | 46500 | 37000 | 3.2 | 2.4 | 50000 | 3.4 | 1.98 | 9 | 7
Live | 215934216 |  | 11 | 21 | 51750 | 40000 | 37000 | 3.71 | 2.44 | 48500 | 3.46 | 2 | 9.5 | 7.5
Live | 215934208 |  | 11 | 20.5 | 51175 | 39500 | 36600 | 3.7 | 2.42 | 49000 | 3.44 | 2 | 9.5 | 7.5
Live | 215935498 |  | 12 | 21.5 | 41170 | 32800 | 28600 | 4.05 | 2.44 | 38000 | 3.46 | 2.06 | 8.5 | 7
Live | 215935497 |  | 12 | 21.5 | 41170 | 32800 | 28600 | 4.05 | 2.44 | 38000 | 3.46 | 2.06 | 8.5 | 7
Live | 215682677 |  | 9 | 18 | 64975 | 51000 | 41500 | 3.03 | 2.26 | 59500 | 3.2 | 2.02 | 8.5 | 7
Live | 215682676 |  | 9 | 18 | 64975 | 51000 | 41500 | 3.03 | 2.26 | 59500 | 3.2 | 2.02 | 8.5 | 7
Live | 215676137 |  | 9.5 | 17.5 | 53475 | 46500 | 37000 | 3.2 | 2.4 | 50000 | 3.4 | 1.98 | 9 | 7
Live | 215676136 |  | 9.5 | 17.5 | 53475 | 46500 | 37000 | 3.2 | 2.4 | 50000 | 3.4 | 1.98 | 9 | 7
Live | 215938227 |  | 10.5 | 19.5 | 51750 | 44000 | 39000 | 3.54 | 2.1 | 53500 | 2.98 | 1.9 | 8 | 6.5
Live | 215938226 |  | 10.5 | 19.5 | 51750 | 44000 | 39000 | 3.54 | 2.1 | 53500 | 2.98 | 1.9 | 8 | 6.5
Live | 215939817 |  | 12 | 20.5 | 39100 | 29800 | 26000 | 4.05 | 2.42 | 34000 | 3.44 | 2.06 | 9.5 | 7
Live | 215939816 |  | 12 | 20.5 | 39100 | 29800 | 26000 | 4.05 | 2.42 | 34000 | 3.44 | 2.06 | 9.5 | 7
Live | 215935496 |  | 12 | 21.5 | 41170 | 32800 | 28600 | 4.05 | 2.44 | 38000 | 3.46 | 2.06 | 8.5 | 7
Live | 215935488 |  | 12.5 | 22.5 | 41400 | 32200 | 28200 | 4.21 | 2.5 | 37600 | 3.54 | 2.06 | 8.5 | 7
Live | 215682675 |  | 9 | 18 | 64975 | 51000 | 41500 | 3.03 | 2.26 | 59500 | 3.2 | 2.02 | 8.5 | 7
Live | 215682667 |  | 9 | 18.5 | 64975 | 50500 | 41000 | 3.03 | 2.28 | 59500 | 3.24 | 2.04 | 8.5 | 7
Live | 215934207 |  | 11 | 20.5 | 51175 | 39500 | 36600 | 3.7 | 2.42 | 49000 | 3.44 | 2 | 9.5 | 7.5
Live | 215934206 |  | 11 | 20.5 | 51175 | 39500 | 36600 | 3.7 | 2.42 | 49000 | 3.44 | 2 | 9.5 | 7.5
Live | 215933016 |  | 10 | 18 | 37260 | 30600 | 26600 | 3.37 | 2.38 | 34800 | 3.38 | 1.92 | 9 | 7
Live | 215933008 |  | 10 | 16.5 | 36110 | 30400 | 26400 | 3.37 | 2.32 | 34400 | 3.29 | 1.92 | 9 | 7
Live | 215938218 |  | 11.5 | 20.5 | 52900 | 43000 | 38000 | 3.88 | 2.16 | 53000 | 3.06 | 1.92 | 8 | 6.5
Live | 215938217 |  | 11.5 | 20.5 | 52900 | 43000 | 38000 | 3.88 | 2.16 | 53000 | 3.06 | 1.92 | 8 | 6.5
Live | 215682137 |  | 9.5 | 18 | 54050 | 45500 | 36400 | 3.2 | 2.44 | 50000 | 3.48 | 2.02 | 9 | 7
Live | 215682136 |  | 9.5 | 18 | 54050 | 45500 | 36400 | 3.2 | 2.44 | 50000 | 3.48 | 2.02 | 9 | 7
Live | 215676135 |  | 9.5 | 17.5 | 53475 | 46500 | 37000 | 3.2 | 2.4 | 50000 | 3.4 | 1.98 | 9 | 7
Live | 215676127 |  | 10 | 18.5 | 54050 | 45500 | 36400 | 3.37 | 2.44 | 50000 | 3.48 | 2 | 9 | 7
Live | 215939808 |  | 12 | 20.5 | 39100 | 29800 | 25800 | 4.05 | 2.42 | 34000 | 3.44 | 2.06 | 9.5 | 7
Live | 215939807 |  | 12 | 20.5 | 39100 | 29800 | 25800 | 4.05 | 2.42 | 34000 | 3.44 | 2.06 | 9.5 | 7
Live | 215935487 |  | 12.5 | 22.5 | 41400 | 32200 | 28200 | 4.21 | 2.5 | 37600 | 3.54 | 2.06 | 8.5 | 7
Live | 215935486 |  | 12.5 | 22.5 | 41400 | 32200 | 28200 | 4.21 | 2.5 | 37600 | 3.54 | 2.06 | 8.5 | 7
Live | 215682666 |  | 9 | 18.5 | 64975 | 50500 | 41000 | 3.03 | 2.28 | 59500 | 3.24 | 2.04 | 8.5 | 7
Live | 215682665 |  | 9 | 18.5 | 64975 | 50500 | 41000 | 3.03 | 2.28 | 59500 | 3.24 | 2.04 | 8.5 | 7
Live | 215682135 |  | 9.5 | 18 | 54050 | 45500 | 36400 | 3.2 | 2.44 | 50000 | 3.48 | 2.02 | 9 | 7
Live | 215682127 |  | 10 | 18.5 | 54050 | 45500 | 36200 | 3.37 | 2.46 | 50000 | 3.5 | 2.02 | 9 | 7
Live | 215938216 |  | 11.5 | 20.5 | 52900 | 43000 | 38000 | 3.88 | 2.16 | 53000 | 3.06 | 1.92 | 8 | 6.5
Live | 215938208 |  | 11 | 20.5 | 52325 | 43500 | 38500 | 3.7 | 2.14 | 53000 | 3.02 | 1.9 | 8 | 6.5
Live | 215933007 |  | 10 | 16.5 | 36110 | 30400 | 26400 | 3.37 | 2.32 | 34400 | 3.29 | 1.92 | 9 | 7
Live | 215933006 |  | 10 | 16.5 | 36110 | 30400 | 26400 | 3.37 | 2.32 | 34400 | 3.29 | 1.92 | 9 | 7
Live | 215676126 |  | 10 | 18.5 | 54050 | 45500 | 36400 | 3.37 | 2.44 | 50000 | 3.48 | 2 | 9 | 7
Live | 215676125 |  | 10 | 18.5 | 54050 | 45500 | 36400 | 3.37 | 2.44 | 50000 | 3.48 | 2 | 9 | 7
Live | 215939806 |  | 12 | 20.5 | 39100 | 29800 | 25800 | 4.05 | 2.42 | 34000 | 3.44 | 2.06 | 9.5 | 7
Live | 215939798 |  | 11.7 | 20 | 39100 | 29800 | 26000 | 3.94 | 2.4 | 34200 | 3.42 | 2.06 | 9.5 | 7
Live | 215934188 |  | 11.5 | 21.5 | 52325 | 39500 | 36600 | 3.87 | 2.48 | 48500 | 3.5 | 2 | 9.5 | 7.5
Live | 215682126 |  | 10 | 18.5 | 54050 | 45500 | 36200 | 3.37 | 2.46 | 50000 | 3.5 | 2.02 | 9 | 7
Live | 215682125 |  | 10 | 18.5 | 54050 | 45500 | 36200 | 3.37 | 2.46 | 50000 | 3.5 | 2.02 | 9 | 7
Live | 215682657 |  | 9 | 18.5 | 64400 | 51500 | 42000 | 3.03 | 2.22 | 60000 | 3.16 | 2.02 | 9 | 7
Live | 215682656 |  | 9 | 18.5 | 64400 | 51500 | 42000 | 3.03 | 2.22 | 60000 | 3.16 | 2.02 | 9 | 7
Live | 215935478 |  | 12.5 | 22.5 | 41400 | 32200 | 28200 | 4.21 | 2.5 | 37600 | 3.54 | 2.04 | 8.5 | 7
Live | 215935477 |  | 12.5 | 22.5 | 41400 | 32200 | 28200 | 4.21 | 2.5 | 37600 | 3.54 | 2.04 | 8.5 | 7
Live | 215676117 |  | 9.5 | 18 | 53475 | 46000 | 36800 | 3.2 | 2.42 | 50000 | 3.42 | 1.98 | 9 | 7
Live | 215676116 |  | 9.5 | 18 | 53475 | 46000 | 36800 | 3.2 | 2.42 | 50000 | 3.42 | 1.98 | 9 | 7
Live | 215938207 |  | 11 | 20.5 | 52325 | 43500 | 38500 | 3.7 | 2.14 | 53000 | 3.02 | 1.9 | 8 | 6.5
Live | 215938206 |  | 11 | 20.5 | 52325 | 43500 | 38500 | 3.7 | 2.14 | 53000 | 3.02 | 1.9 | 8 | 6.5
Live | 215939797 |  | 11.7 | 20 | 39100 | 29800 | 26000 | 3.94 | 2.4 | 34200 | 3.42 | 2.06 | 9.5 | 7
Live | 215939796 |  | 11.7 | 20 | 39100 | 29800 | 26000 | 3.94 | 2.4 | 34200 | 3.42 | 2.06 | 9.5 | 7
Live | 215932998 |  | 10 | 18 | 37030 | 30600 | 26800 | 3.37 | 2.38 | 34800 | 3.38 | 1.9 | 9 | 7
Live | 215932997 |  | 10 | 18 | 37030 | 30600 | 26800 | 3.37 | 2.38 | 34800 | 3.38 | 1.9 | 9 | 7
Live | 215934187 |  | 11.5 | 21.5 | 52325 | 39500 | 36600 | 3.87 | 2.48 | 48500 | 3.5 | 2 | 9.5 | 7.5
Live | 215934186 |  | 11.5 | 21.5 | 52325 | 39500 | 36600 | 3.87 | 2.48 | 48500 | 3.5 | 2 | 9.5 | 7.5
Live | 215682655 |  | 9 | 18.5 | 64400 | 51500 | 42000 | 3.03 | 2.22 | 60000 | 3.16 | 2.02 | 9 | 7
Live | 215682647 |  | 9 | 18 | 63825 | 50500 | 41000 | 3.03 | 2.22 | 58500 | 3.16 | 2.04 | 8.5 | 7
Live | 215676115 |  | 9.5 | 18 | 53475 | 46000 | 36800 | 3.2 | 2.42 | 50000 | 3.42 | 1.98 | 9 | 7
Live | 215676087 |  | 10.5 | 19.5 | 55775 | 46500 | 36600 | 3.54 | 2.52 | 50000 | 3.58 | 2.12 | 9.5 | 7.5
Live | 215682117 |  | 9.5 | 18 | 54050 | 45500 | 36400 | 3.2 | 2.44 | 50000 | 3.46 | 2 | 9 | 7
Live | 215682116 |  | 9.5 | 18 | 54050 | 45500 | 36400 | 3.2 | 2.44 | 50000 | 3.46 | 2 | 9 | 7
Live | 215935476 |  | 12.5 | 22.5 | 41400 | 32200 | 28200 | 4.21 | 2.5 | 37600 | 3.54 | 2.04 | 8.5 | 7
Live | 215935468 |  | 12.5 | 22.5 | 41400 | 32200 | 28200 | 4.21 | 2.5 | 37600 | 3.54 | 2.06 | 8.5 | 7
Live | 215938198 |  | 11 | 20 | 51175 | 43500 | 38000 | 3.7 | 2.14 | 53500 | 3.04 | 1.9 | 8 | 6.5
Live | 215938197 |  | 11 | 20 | 51175 | 43500 | 38000 | 3.7 | 2.14 | 53500 | 3.04 | 1.9 | 8 | 6.5
Live | 215939788 |  | 11.7 | 20 | 39100 | 29800 | 26000 | 3.94 | 2.4 | 34200 | 3.42 | 2.06 | 9.5 | 7
Live | 215939787 |  | 11.7 | 20 | 39100 | 29800 | 26000 | 3.94 | 2.4 | 34200 | 3.42 | 2.06 | 9.5 | 7
Live | 215932996 |  | 10 | 18 | 37030 | 30600 | 26800 | 3.37 | 2.38 | 34800 | 3.38 | 1.9 | 9 | 7
Live | 215932988 |  | 10 | 17.5 | 36800 | 30800 | 27000 | 3.37 | 2.36 | 35000 | 3.36 | 1.9 | 9 | 7.15
Live | 215934178 |  | 11.5 | 21 | 51175 | 38500 | 36000 | 3.88 | 2.46 | 48500 | 3.5 | 2 | 9.5 | 7.5
Live | 215934177 |  | 11.5 | 21 | 51175 | 38500 | 36000 | 3.88 | 2.46 | 48500 | 3.5 | 2 | 9.5 | 7.5
Live | 215682646 |  | 9 | 18 | 63825 | 50500 | 41000 | 3.03 | 2.22 | 58500 | 3.16 | 2.04 | 8.5 | 7
Live | 215682645 |  | 9 | 18 | 63825 | 50500 | 41000 | 3.03 | 2.22 | 58500 | 3.16 | 2.04 | 8.5 | 7
Live | 215676086 |  | 10.5 | 19.5 | 55775 | 46500 | 36600 | 3.54 | 2.52 | 50000 | 3.58 | 2.12 | 9.5 | 7.5
Live | 215676085 |  | 10.5 | 19.5 | 55775 | 46500 | 36600 | 3.54 | 2.52 | 50000 | 3.58 | 2.12 | 9.5 | 7.5
Live | 215682115 |  | 9.5 | 18 | 54050 | 45500 | 36400 | 3.2 | 2.44 | 50000 | 3.46 | 2 | 9 | 7
Live | 215682107 |  | 9.5 | 18 | 54050 | 45500 | 36400 | 3.2 | 2.44 | 50000 | 3.46 | 2.02 | 9 | 7
Live | 215935467 |  | 12.5 | 22.5 | 41400 | 32200 | 28200 | 4.21 | 2.5 | 37600 | 3.54 | 2.06 | 8.5 | 7
Live | 215935466 |  | 12.5 | 22.5 | 41400 | 32200 | 28200 | 4.21 | 2.5 | 37600 | 3.54 | 2.06 | 8.5 | 7
Live | 215939786 |  | 11.7 | 20 | 39100 | 29800 | 26000 | 3.94 | 2.4 | 34200 | 3.42 | 2.06 | 9.5 | 7
Live | 215939778 |  | 11.7 | 20 | 38410 | 30200 | 26200 | 3.95 | 2.44 | 34400 | 3.44 | 2.04 | 9.5 | 7.5
Live | 215934176 |  | 11.5 | 21 | 51175 | 38500 | 36000 | 3.88 | 2.46 | 48500 | 3.5 | 2 | 9.5 | 7.5
Live | 215682637 |  | 9 | 18 | 63825 | 50500 | 41000 | 3.03 | 2.24 | 58500 | 3.16 | 2.04 | 8.5 | 7
Live | 215682636 |  | 9 | 18 | 63825 | 50500 | 41000 | 3.03 | 2.24 | 58500 | 3.16 | 2.04 | 8.5 | 7
Live | 215676077 |  | 10.5 | 19.5 | 55775 | 46500 | 36600 | 3.54 | 2.52 | 50000 | 3.58 | 2.12 | 9.5 | 7.5
Live | 215676076 |  | 10.5 | 19.5 | 55775 | 46500 | 36600 | 3.54 | 2.52 | 50000 | 3.58 | 2.12 | 9.5 | 7.5
Live | 215938196 |  | 11 | 20 | 51175 | 43500 | 38000 | 3.7 | 2.14 | 53500 | 3.04 | 1.9 | 8 | 6.5
Live | 215938188 |  | 11.5 | 21 | 52325 | 43500 | 38000 | 3.87 | 2.16 | 53000 | 3.06 | 1.92 | 8 | 6.5
Live | 215935458 |  | 12.5 | 22.5 | 41400 | 32200 | 28200 | 4.21 | 2.5 | 37600 | 3.54 | 2.06 | 8.5 | 7
Live | 215935457 |  | 12.5 | 22.5 | 41400 | 32200 | 28200 | 4.21 | 2.5 | 37600 | 3.54 | 2.06 | 8.5 | 7
Live | 215932987 |  | 10 | 17.5 | 36800 | 30800 | 27000 | 3.37 | 2.36 | 35000 | 3.36 | 1.9 | 9 | 7.15
Live | 215932986 |  | 10 | 17.5 | 36800 | 30800 | 27000 | 3.37 | 2.36 | 35000 | 3.36 | 1.9 | 9 | 7.15
Live | 215682106 |  | 9.5 | 18 | 54050 | 45500 | 36400 | 3.2 | 2.44 | 50000 | 3.46 | 2.02 | 9 | 7
Live | 215682105 |  | 9.5 | 18 | 54050 | 45500 | 36400 | 3.2 | 2.44 | 50000 | 3.46 | 2.02 | 9 | 7
Live | 215939777 |  | 11.7 | 20 | 38410 | 30200 | 26200 | 3.95 | 2.44 | 34400 | 3.44 | 2.04 | 9.5 | 7.5
Live | 215939776 |  | 11.7 | 20 | 38410 | 30200 | 26200 | 3.95 | 2.44 | 34400 | 3.44 | 2.04 | 9.5 | 7.5
Live | 215935456 |  | 12.5 | 22.5 | 41400 | 32200 | 28200 | 4.21 | 2.5 | 37600 | 3.54 | 2.06 | 8.5 | 7
Live | 215935448 |  | 12.5 | 22 | 40940 | 32800 | 28400 | 4.21 | 2.52 | 38000 | 3.58 | 2.04 | 8.5 | 7
Live | 215682635 |  | 9 | 18 | 63825 | 50500 | 41000 | 3.03 | 2.24 | 58500 | 3.16 | 2.04 | 8.5 | 7
Live | 215682627 |  | 9 | 18.5 | 63250 | 51000 | 41500 | 3.03 | 2.22 | 59000 | 3.14 | 2.02 | 9 | 7
Live | 215676075 |  | 10.5 | 19.5 | 55775 | 46500 | 36600 | 3.54 | 2.52 | 50000 | 3.58 | 2.12 | 9.5 | 7.5
Live | 215676067 |  | 10.5 | 19.5 | 55775 | 46500 | 36800 | 3.54 | 2.52 | 50000 | 3.58 | 2.12 | 9.5 | 7.5
Live | 215938187 |  | 11.5 | 21 | 52325 | 43500 | 38000 | 3.87 | 2.16 | 53000 | 3.06 | 1.92 | 8 | 6.5
Live | 215938186 |  | 11.5 | 21 | 52325 | 43500 | 38000 | 3.87 | 2.16 | 53000 | 3.06 | 1.92 | 8 | 6.5
Live | 215932978 |  | 10 | 16 | 35880 | 30600 | 26600 | 3.37 | 2.32 | 34800 | 3.28 | 1.92 | 9 | 7
Live | 215932977 |  | 10 | 16 | 35880 | 30600 | 26600 | 3.37 | 2.32 | 34800 | 3.28 | 1.92 | 9 | 7
Live | 215939768 |  | 11.5 | 20 | 38410 | 30200 | 26400 | 3.88 | 2.42 | 34600 | 3.41 | 2.04 | 9.5 | 7.5
Live | 215939767 |  | 11.5 | 20 | 38410 | 30200 | 26400 | 3.88 | 2.42 | 34600 | 3.41 | 2.04 | 9.5 | 7.5
Live | 215682097 |  | 10 | 18.5 | 54050 | 46000 | 36600 | 3.37 | 2.44 | 50000 | 3.46 | 1.98 | 9 | 7
Live | 215682096 |  | 10 | 18.5 | 54050 | 46000 | 36600 | 3.37 | 2.44 | 50000 | 3.46 | 1.98 | 9 | 7
Live | 215934158 |  | 11 | 20.5 | 51175 | 40500 | 37400 | 3.7 | 2.38 | 49000 | 3.38 | 2 | 9 | 7
Live | 215934157 |  | 11 | 20.5 | 51175 | 40500 | 37400 | 3.7 | 2.38 | 49000 | 3.38 | 2 | 9 | 7
Live | 215682626 |  | 9 | 18.5 | 63250 | 51000 | 41500 | 3.03 | 2.22 | 59000 | 3.14 | 2.02 | 9 | 7
Live | 215682625 |  | 9 | 18.5 | 63250 | 51000 | 41500 | 3.03 | 2.22 | 59000 | 3.14 | 2.02 | 9 | 7
Live | 215938178 |  | 11.5 | 21 | 52900 | 43000 | 38000 | 3.88 | 2.16 | 53000 | 3.06 | 1.92 | 8 | 6.5
Live | 215938177 |  | 11.5 | 21 | 52900 | 43000 | 38000 | 3.88 | 2.16 | 53000 | 3.06 | 1.92 | 8 | 6.5
Live | 215676066 |  | 10.5 | 19.5 | 55775 | 46500 | 36800 | 3.54 | 2.52 | 50000 | 3.58 | 2.12 | 9.5 | 7.5
Live | 215676065 |  | 10.5 | 19.5 | 55775 | 46500 | 36800 | 3.54 | 2.52 | 50000 | 3.58 | 2.12 | 9.5 | 7.5
Live | 215935447 |  | 12.5 | 22 | 40940 | 32800 | 28400 | 4.21 | 2.52 | 38000 | 3.58 | 2.04 | 8.5 | 7
Live | 215935446 |  | 12.5 | 22 | 40940 | 32800 | 28400 | 4.21 | 2.52 | 38000 | 3.58 | 2.04 | 8.5 | 7
Live | 215932976 |  | 10 | 16 | 35880 | 30600 | 26600 | 3.37 | 2.32 | 34800 | 3.28 | 1.92 | 9 | 7
Live | 215932968 |  | 10 | 17.5 | 36800 | 31000 | 27000 | 3.37 | 2.36 | 35000 | 3.34 | 1.9 | 9 | 7
Live | 215682095 |  | 10 | 18.5 | 54050 | 46000 | 36600 | 3.37 | 2.44 | 50000 | 3.46 | 1.98 | 9 | 7
Live | 215682087 |  | 10.5 | 19.5 | 55775 | 46500 | 36600 | 3.54 | 2.52 | 50000 | 3.58 | 2.12 | 9.5 | 7.5
Live | 215939766 |  | 11.5 | 20 | 38410 | 30200 | 26400 | 3.88 | 2.42 | 34600 | 3.41 | 2.04 | 9.5 | 7.5
Live | 215939758 |  | 11 | 19.5 | 38180 | 30600 | 26800 | 3.71 | 2.38 | 35000 | 3.36 | 2.02 | 9.5 | 7.5
Live | 215934156 |  | 11 | 20.5 | 51175 | 40500 | 37400 | 3.7 | 2.38 | 49000 | 3.38 | 2 | 9 | 7
Live | 215682617 |  | 9 | 18.5 | 63250 | 51000 | 41500 | 3.03 | 2.2 | 59500 | 3.12 | 1.9 | 9 | 7
Live | 215682616 |  | 9 | 18.5 | 63250 | 51000 | 41500 | 3.03 | 2.2 | 59500 | 3.12 | 1.9 | 9 | 7
Live | 215938176 |  | 11.5 | 21 | 52900 | 43000 | 38000 | 3.88 | 2.16 | 53000 | 3.06 | 1.92 | 8 | 6.5
Live | 215938168 |  | 11.5 | 20.5 | 51175 | 43000 | 37600 | 3.88 | 2.16 | 53500 | 3.06 | 1.95 | 8.1 | 6.8
Live | 215935438 |  | 12.5 | 22 | 40940 | 32800 | 28400 | 4.21 | 2.52 | 38000 | 3.58 | 2.04 | 8.5 | 7
Live | 215935437 |  | 12.5 | 22 | 40940 | 32800 | 28400 | 4.21 | 2.52 | 38000 | 3.58 | 2.04 | 8.5 | 7
Live | 215676057 |  | 10.5 | 19.5 | 55775 | 46500 | 36600 | 3.54 | 2.52 | 50000 | 3.58 | 2.12 | 9.5 | 7.5
Live | 215676056 |  | 10.5 | 19.5 | 55775 | 46500 | 36600 | 3.54 | 2.52 | 50000 | 3.58 | 2.12 | 9.5 | 7.5
Live | 215682086 |  | 10.5 | 19.5 | 55775 | 46500 | 36600 | 3.54 | 2.52 | 50000 | 3.58 | 2.12 | 9.5 | 7.5
Live | 215682085 |  | 10.5 | 19.5 | 55775 | 46500 | 36600 | 3.54 | 2.52 | 50000 | 3.58 | 2.12 | 9.5 | 7.5
Live | 215932967 |  | 10 | 17.5 | 36800 | 31000 | 27000 | 3.37 | 2.36 | 35000 | 3.34 | 1.9 | 9 | 7
Live | 215932966 |  | 10 | 17.5 | 36800 | 31000 | 27000 | 3.37 | 2.36 | 35000 | 3.34 | 1.9 | 9 | 7
Live | 215682615 |  | 9 | 18.5 | 63250 | 51000 | 41500 | 3.03 | 2.2 | 59500 | 3.12 | 1.9 | 9 | 7
Live | 215682607 |  | 8.5 | 18.5 | 62675 | 51000 | 42000 | 2.87 | 2.2 | 59500 | 3.12 | 1.9 | 9 | 7
Live | 215939757 |  | 11 | 19.5 | 38180 | 30600 | 26800 | 3.71 | 2.38 | 35000 | 3.36 | 2.02 | 9.5 | 7.5
Live | 215939756 |  | 11 | 19.5 | 38180 | 30600 | 26800 | 3.71 | 2.38 | 35000 | 3.36 | 2.02 | 9.5 | 7.5
Live | 215938167 |  | 11.5 | 20.5 | 51175 | 43000 | 37600 | 3.88 | 2.16 | 53500 | 3.06 | 1.95 | 8.1 | 6.8
Live | 215938166 |  | 11.5 | 20.5 | 51175 | 43000 | 37600 | 3.88 | 2.16 | 53500 | 3.06 | 1.95 | 8.1 | 6.8
Live | 215676055 |  | 10.5 | 19.5 | 55775 | 46500 | 36600 | 3.54 | 2.52 | 50000 | 3.58 | 2.12 | 9.5 | 7.5
Live | 215676047 |  | 10.5 | 19 | 55775 | 46500 | 36800 | 3.54 | 2.52 | 50000 | 3.58 | 2.12 | 9.5 | 7.5
Live | 215935436 |  | 12.5 | 22 | 40940 | 32800 | 28400 | 4.21 | 2.52 | 38000 | 3.58 | 2.04 | 8.5 | 7
Live | 215935428 |  | 12.5 | 22 | 40710 | 32800 | 28400 | 4.22 | 2.5 | 38000 | 3.56 | 2.04 | 8.5 | 7
Live | 215932958 |  | 12 | 20.5 | 39560 | 29800 | 26000 | 4.04 | 2.44 | 34200 | 3.46 | 2.08 | 9.5 | 7
Live | 215932957 |  | 12 | 20.5 | 39560 | 29800 | 26000 | 4.04 | 2.44 | 34200 | 3.46 | 2.08 | 9.5 | 7
Live | 215682606 |  | 8.5 | 18.5 | 62675 | 51000 | 42000 | 2.87 | 2.2 | 59500 | 3.12 | 1.9 | 9 | 7
Live | 215682605 |  | 8.5 | 18.5 | 62675 | 51000 | 42000 | 2.87 | 2.2 | 59500 | 3.12 | 1.9 | 9 | 7
Live | 215934128 |  | 11 | 21 | 51175 | 39500 | 36600 | 3.7 | 2.44 | 48500 | 3.46 | 2 | 9.5 | 7.5
Live | 215934127 |  | 11 | 21 | 51175 | 39500 | 36600 | 3.7 | 2.44 | 48500 | 3.46 | 2 | 9.5 | 7.5
Live | 215939748 |  | 11 | 19 | 37950 | 31000 | 27000 | 3.71 | 2.34 | 35400 | 3.31 | 1.9 | 9 | 7.5
Live | 215939747 |  | 11 | 19 | 37950 | 31000 | 27000 | 3.71 | 2.34 | 35400 | 3.31 | 1.9 | 9 | 7.5
Live | 215682077 |  | 10.5 | 19.5 | 55775 | 46500 | 36600 | 3.54 | 2.52 | 50000 | 3.58 | 2.12 | 9.5 | 7.5
Live | 215682076 |  | 10.5 | 19.5 | 55775 | 46500 | 36600 | 3.54 | 2.52 | 50000 | 3.58 | 2.12 | 9.5 | 7.5
Live | 215938158 |  | 11 | 20.5 | 52325 | 43500 | 38500 | 3.7 | 2.14 | 53000 | 3.02 | 1.9 | 8 | 6.5
Live | 215938157 |  | 11 | 20.5 | 52325 | 43500 | 38500 | 3.7 | 2.14 | 53000 | 3.02 | 1.9 | 8 | 6.5
Live | 215935427 |  | 12.5 | 22 | 40710 | 32800 | 28400 | 4.22 | 2.5 | 38000 | 3.56 | 2.04 | 8.5 | 7
Live | 215935426 |  | 12.5 | 22 | 40710 | 32800 | 28400 | 4.22 | 2.5 | 38000 | 3.56 | 2.04 | 8.5 | 7
Live | 215676046 |  | 10.5 | 19 | 55775 | 46500 | 36800 | 3.54 | 2.52 | 50000 | 3.58 | 2.12 | 9.5 | 7.5
Live | 215676045 |  | 10.5 | 19 | 55775 | 46500 | 36800 | 3.54 | 2.52 | 50000 | 3.58 | 2.12 | 9.5 | 7.5
Live | 215932956 |  | 12 | 20.5 | 39560 | 29800 | 26000 | 4.04 | 2.44 | 34200 | 3.46 | 2.08 | 9.5 | 7
Live | 215932948 |  | 12 | 20.5 | 39560 | 29800 | 26000 | 4.04 | 2.44 | 34200 | 3.46 | 2.08 | 9.5 | 7
Live | 215682597 |  | 9 | 18 | 63250 | 51000 | 41500 | 3.03 | 2.22 | 59000 | 3.14 | 2.02 | 8.5 | 7
Live | 215682596 |  | 9 | 18 | 63250 | 51000 | 41500 | 3.03 | 2.22 | 59000 | 3.14 | 2.02 | 8.5 | 7
Live | 215934126 |  | 11 | 21 | 51175 | 39500 | 36600 | 3.7 | 2.44 | 48500 | 3.46 | 2 | 9.5 | 7.5
Live | 215934118 |  | 11.5 | 21.5 | 51750 | 39000 | 36200 | 3.88 | 2.48 | 48000 | 3.52 | 2 | 9.5 | 7.5
Live | 215682075 |  | 10.5 | 19.5 | 55775 | 46500 | 36600 | 3.54 | 2.52 | 50000 | 3.58 | 2.12 | 9.5 | 7.5
Live | 215682067 |  | 10.5 | 19 | 55775 | 46500 | 36800 | 3.54 | 2.52 | 50000 | 3.58 | 2.1 | 9.5 | 7.5
Live | 215938156 |  | 11 | 20.5 | 52325 | 43500 | 38500 | 3.7 | 2.14 | 53000 | 3.02 | 1.9 | 8 | 6.5
Live | 215938148 |  | 11 | 20 | 51750 | 44000 | 39000 | 3.71 | 2.1 | 53500 | 2.98 | 1.9 | 8 | 6.5
Live | 215939746 |  | 11 | 19 | 37950 | 31000 | 27000 | 3.71 | 2.34 | 35400 | 3.31 | 1.9 | 9 | 7.5
Live | 215939738 |  | 11.7 | 20.5 | 38410 | 30200 | 26200 | 3.95 | 2.42 | 34400 | 3.44 | 2.04 | 9.5 | 7.5
Live | 215935418 |  | 12.5 | 22 | 40940 | 32800 | 28400 | 4.21 | 2.52 | 38000 | 3.58 | 2.04 | 8.5 | 7
Live | 215935417 |  | 12.5 | 22 | 40940 | 32800 | 28400 | 4.21 | 2.52 | 38000 | 3.58 | 2.04 | 8.5 | 7
Live | 215682595 |  | 9 | 18 | 63250 | 51000 | 41500 | 3.03 | 2.22 | 59000 | 3.14 | 2.02 | 8.5 | 7
Live | 215682587 |  | 9 | 18.5 | 63825 | 50500 | 41000 | 3.03 | 2.24 | 58500 | 3.18 | 2.04 | 8.5 | 7
Live | 215932947 |  | 12 | 20.5 | 39560 | 29800 | 26000 | 4.04 | 2.44 | 34200 | 3.46 | 2.08 | 9.5 | 7
Live | 215932946 |  | 12 | 20.5 | 39560 | 29800 | 26000 | 4.04 | 2.44 | 34200 | 3.46 | 2.08 | 9.5 | 7
Live | 215676037 |  | 10 | 19 | 55775 | 47000 | 37200 | 3.37 | 2.48 | 50000 | 3.52 | 1.98 | 9 | 7.5
Live | 215676036 |  | 10 | 19 | 55775 | 47000 | 37200 | 3.37 | 2.48 | 50000 | 3.52 | 1.98 | 9 | 7.5
Live | 215934464 |  | 11 | 20.5 | 51175 | 39500 | 36400 | 3.7 | 2.46 | 48500 | 3.5 | 1.82 | 9 | 7
Live | 215934454 |  | 11 | 20.5 | 51175 | 39500 | 36400 | 3.7 | 2.48 | 48500 | 3.5 | 1.82 | 9 | 7
Live | 215934117 |  | 11.5 | 21.5 | 51750 | 39000 | 36200 | 3.88 | 2.48 | 48000 | 3.52 | 2 | 9.5 | 7.5
Live | 215934116 |  | 11.5 | 21.5 | 51750 | 39000 | 36200 | 3.88 | 2.48 | 48000 | 3.52 | 2 | 9.5 | 7.5
Live | 215682066 |  | 10.5 | 19 | 55775 | 46500 | 36800 | 3.54 | 2.52 | 50000 | 3.58 | 2.1 | 9.5 | 7.5
Live | 215682065 |  | 10.5 | 19 | 55775 | 46500 | 36800 | 3.54 | 2.52 | 50000 | 3.58 | 2.1 | 9.5 | 7.5
Live | 215938147 |  | 11 | 20 | 51750 | 44000 | 39000 | 3.71 | 2.1 | 53500 | 2.98 | 1.9 | 8 | 6.5
Live | 215938146 |  | 11 | 20 | 51750 | 44000 | 39000 | 3.71 | 2.1 | 53500 | 2.98 | 1.9 | 8 | 6.5
Live | 215939737 |  | 11.7 | 20.5 | 38410 | 30200 | 26200 | 3.95 | 2.42 | 34400 | 3.44 | 2.04 | 9.5 | 7.5
Live | 215939736 |  | 11.7 | 20.5 | 38410 | 30200 | 26200 | 3.95 | 2.42 | 34400 | 3.44 | 2.04 | 9.5 | 7.5
Live | 215935416 |  | 12.5 | 22 | 40940 | 32800 | 28400 | 4.21 | 2.52 | 38000 | 3.58 | 2.04 | 8.5 | 7
Live | 215935408 |  | 12.5 | 21.5 | 40710 | 32800 | 28400 | 4.22 | 2.5 | 38000 | 3.56 | 2.04 | 8.5 | 7
Live | 215932938 |  | 12 | 20.5 | 39560 | 30000 | 26000 | 4.04 | 2.42 | 34400 | 3.44 | 2.06 | 9.5 | 7
Live | 215932937 |  | 12 | 20.5 | 39560 | 30000 | 26000 | 4.04 | 2.42 | 34400 | 3.44 | 2.06 | 9.5 | 7
Live | 215682586 |  | 9 | 18.5 | 63825 | 50500 | 41000 | 3.03 | 2.24 | 58500 | 3.18 | 2.04 | 8.5 | 7
Live | 215682585 |  | 9 | 18.5 | 63825 | 50500 | 41000 | 3.03 | 2.24 | 58500 | 3.18 | 2.04 | 8.5 | 7
Live | 215934444 |  | 11 | 20 | 50025 | 38000 | 35800 | 3.71 | 2.44 | 48500 | 3.46 | 1.86 | 9 | 7
Live | 215934434 |  | 11 | 19.5 | 49450 | 36200 | 35400 | 3.71 | 2.36 | 49000 | 3.34 | 1.8 | 8.5 | 7
Live | 215676035 |  | 10 | 19 | 55775 | 47000 | 37200 | 3.37 | 2.48 | 50000 | 3.52 | 1.98 | 9 | 7.5
Live | 215676027 |  | 10.5 | 19 | 55775 | 46500 | 36600 | 3.54 | 2.54 | 50000 | 3.6 | 2.1 | 9 | 7.5
Live | 215934108 |  | 11 | 21.5 | 51750 | 39000 | 36200 | 3.71 | 2.48 | 48000 | 3.5 | 2 | 9.5 | 7.5
Live | 215934107 |  | 11 | 21.5 | 51750 | 39000 | 36200 | 3.71 | 2.48 | 48000 | 3.5 | 2 | 9.5 | 7.5
Live | 215682057 |  | 10 | 19 | 55775 | 46500 | 36600 | 3.37 | 2.54 | 50000 | 3.58 | 2.12 | 9 | 7.5
Live | 215682056 |  | 10 | 19 | 55775 | 46500 | 36600 | 3.37 | 2.54 | 50000 | 3.58 | 2.12 | 9 | 7.5
Live | 215939728 |  | 11.7 | 20.5 | 38410 | 30200 | 26200 | 3.95 | 2.44 | 34400 | 3.44 | 2.04 | 9.5 | 7.5
Live | 215939727 |  | 11.7 | 20.5 | 38410 | 30200 | 26200 | 3.95 | 2.44 | 34400 | 3.44 | 2.04 | 9.5 | 7.5
Live | 215935407 |  | 12.5 | 21.5 | 40710 | 32800 | 28400 | 4.22 | 2.5 | 38000 | 3.56 | 2.04 | 8.5 | 7
Live | 215935406 |  | 12.5 | 21.5 | 40710 | 32800 | 28400 | 4.22 | 2.5 | 38000 | 3.56 | 2.04 | 8.5 | 7
Live | 215934106 |  | 11 | 21.5 | 51750 | 39000 | 36200 | 3.71 | 2.48 | 48000 | 3.5 | 2 | 9.5 | 7.5
Live | 215934098 |  | 11 | 21 | 51175 | 39500 | 36600 | 3.7 | 2.44 | 48500 | 3.46 | 2 | 9.5 | 7.5
Live | 215932936 |  | 12 | 20.5 | 39560 | 30000 | 26000 | 4.04 | 2.42 | 34400 | 3.44 | 2.06 | 9.5 | 7
Live | 215932928 |  | 12 | 20.5 | 39560 | 29800 | 26000 | 4.04 | 2.44 | 34200 | 3.46 | 2.08 | 9.5 | 7
Live | 215676026 |  | 10.5 | 19 | 55775 | 46500 | 36600 | 3.54 | 2.54 | 50000 | 3.6 | 2.1 | 9 | 7.5
Live | 215676025 |  | 10.5 | 19 | 55775 | 46500 | 36600 | 3.54 | 2.54 | 50000 | 3.6 | 2.1 | 9 | 7.5
Live | 215682577 |  | 8.5 | 18.5 | 62675 | 51000 | 42000 | 2.87 | 2.2 | 59500 | 3.12 | 1.9 | 9 | 7
Live | 215682576 |  | 8.5 | 18.5 | 62675 | 51000 | 42000 | 2.87 | 2.2 | 59500 | 3.12 | 1.9 | 9 | 7
Live | 215939726 |  | 11.7 | 20.5 | 38410 | 30200 | 26200 | 3.95 | 2.44 | 34400 | 3.44 | 2.04 | 9.5 | 7.5
Live | 215939718 |  | 11.5 | 20 | 38410 | 30200 | 26400 | 3.88 | 2.42 | 34600 | 3.41 | 2.04 | 9.5 | 7.5
Live | 215682055 |  | 10 | 19 | 55775 | 46500 | 36600 | 3.37 | 2.54 | 50000 | 3.58 | 2.12 | 9 | 7.5
Live | 215682047 |  | 10.5 | 19 | 56350 | 46500 | 36400 | 3.54 | 2.54 | 50000 | 3.62 | 2.12 | 9 | 7.5
Live | 215935398 |  | 12 | 21 | 40480 | 33200 | 28800 | 4.05 | 2.46 | 38500 | 3.5 | 2.02 | 8.5 | 7
Live | 215935397 |  | 12 | 21 | 40480 | 33200 | 28800 | 4.05 | 2.46 | 38500 | 3.5 | 2.02 | 8.5 | 7
Live | 215932927 |  | 12 | 20.5 | 39560 | 29800 | 26000 | 4.04 | 2.44 | 34200 | 3.46 | 2.08 | 9.5 | 7
Live | 215932926 |  | 12 | 20.5 | 39560 | 29800 | 26000 | 4.04 | 2.44 | 34200 | 3.46 | 2.08 | 9.5 | 7
Live | 215934097 |  | 11 | 21 | 51175 | 39500 | 36600 | 3.7 | 2.44 | 48500 | 3.46 | 2 | 9.5 | 7.5
Live | 215934096 |  | 11 | 21 | 51175 | 39500 | 36600 | 3.7 | 2.44 | 48500 | 3.46 | 2 | 9.5 | 7.5
Live | 215938118 |  | 11.5 | 20.5 | 52325 | 43000 | 38000 | 3.87 | 2.16 | 52500 | 3.06 | 1.95 | 8.1 | 6.8
Live | 215676017 |  | 10 | 19 | 55775 | 46500 | 36800 | 3.37 | 2.52 | 50000 | 3.56 | 2 | 9 | 7.5
Live | 215676016 |  | 10 | 19 | 55775 | 46500 | 36800 | 3.37 | 2.52 | 50000 | 3.56 | 2 | 9 | 7.5
Live | 215939717 |  | 11.5 | 20 | 38410 | 30200 | 26400 | 3.88 | 2.42 | 34600 | 3.41 | 2.04 | 9.5 | 7.5
Live | 215939716 |  | 11.5 | 20 | 38410 | 30200 | 26400 | 3.88 | 2.42 | 34600 | 3.41 | 2.04 | 9.5 | 7.5
Live | 215682575 |  | 8.5 | 18.5 | 62675 | 51000 | 42000 | 2.87 | 2.2 | 59500 | 3.12 | 1.9 | 9 | 7
Live | 215678177 |  | 9 | 17 | 63825 | 51000 | 41500 | 3.03 | 2.26 | 60000 | 3.2 | 1.9 | 8.5 | 7
Live | 215682046 |  | 10.5 | 19 | 56350 | 46500 | 36400 | 3.54 | 2.54 | 50000 | 3.62 | 2.12 | 9 | 7.5
Live | 215682045 |  | 10.5 | 19 | 56350 | 46500 | 36400 | 3.54 | 2.54 | 50000 | 3.62 | 2.12 | 9 | 7.5
Live | 215935396 |  | 12 | 21 | 40480 | 33200 | 28800 | 4.05 | 2.46 | 38500 | 3.5 | 2.02 | 8.5 | 7
Live | 215935388 |  | 12.5 | 22 | 40940 | 32600 | 28400 | 4.21 | 2.52 | 38000 | 3.58 | 2.06 | 8.5 | 7
Live | 215934364 |  | 10.5 | 20.5 | 51175 | 40500 | 37400 | 3.54 | 2.4 | 48500 | 3.4 | 2 | 9.5 | 7.5
Live | 215938117 |  | 11.5 | 20.5 | 52325 | 43000 | 38000 | 3.87 | 2.16 | 52500 | 3.06 | 1.95 | 8.1 | 6.8
Live | 215938116 |  | 11.5 | 20.5 | 52325 | 43000 | 38000 | 3.87 | 2.16 | 52500 | 3.06 | 1.95 | 8.1 | 6.8
Live | 215932918 |  | 12 | 20.5 | 39560 | 30000 | 26000 | 4.04 | 2.42 | 34400 | 3.44 | 2.06 | 9.5 | 7
Live | 215932917 |  | 12 | 20.5 | 39560 | 30000 | 26000 | 4.04 | 2.42 | 34400 | 3.44 | 2.06 | 9.5 | 7
Live | 215676015 |  | 10 | 19 | 55775 | 46500 | 36800 | 3.37 | 2.52 | 50000 | 3.56 | 2 | 9 | 7.5
Live | 215676007 |  | 10.5 | 19.5 | 55775 | 46500 | 36600 | 3.54 | 2.54 | 50000 | 3.6 | 2.1 | 9.5 | 7.5
Live | 215678176 |  | 9 | 17 | 63825 | 51000 | 41500 | 3.03 | 2.26 | 60000 | 3.2 | 1.9 | 8.5 | 7
Live | 215678175 |  | 9 | 17 | 63825 | 51000 | 41500 | 3.03 | 2.26 | 60000 | 3.2 | 1.9 | 8.5 | 7
Live | 215934078 |  | 11 | 20 | 48875 | 35800 | 35200 | 3.71 | 2.34 | 48500 | 3.3 | 2 | 9 | 7
Live | 215934077 |  | 11 | 20 | 48875 | 35800 | 35200 | 3.71 | 2.34 | 48500 | 3.3 | 2 | 9 | 7
Live | 215682037 |  | 10.5 | 19 | 55775 | 46500 | 36800 | 3.54 | 2.52 | 50000 | 3.58 | 2.1 | 9.5 | 7.5
Live | 215682036 |  | 10.5 | 19 | 55775 | 46500 | 36800 | 3.54 | 2.52 | 50000 | 3.58 | 2.1 | 9.5 | 7.5
Live | 215939708 |  | 11.5 | 20 | 37720 | 30600 | 26600 | 3.88 | 2.4 | 34800 | 3.4 | 2 | 9.5 | 7.5
Live | 215939707 |  | 11.5 | 20 | 37720 | 30600 | 26600 | 3.88 | 2.4 | 34800 | 3.4 | 2 | 9.5 | 7.5
Live | 215935387 |  | 12.5 | 22 | 40940 | 32600 | 28400 | 4.21 | 2.52 | 38000 | 3.58 | 2.06 | 8.5 | 7
Live | 215935386 |  | 12.5 | 22 | 40940 | 32600 | 28400 | 4.21 | 2.52 | 38000 | 3.58 | 2.06 | 8.5 | 7
Live | 215932916 |  | 12 | 20.5 | 39560 | 30000 | 26000 | 4.04 | 2.42 | 34400 | 3.44 | 2.06 | 9.5 | 7
Live | 215932908 |  | 11.5 | 20 | 39330 | 30400 | 26400 | 3.88 | 2.38 | 34800 | 3.38 | 1.92 | 9 | 7
Live | 215938108 |  | 11.5 | 20.5 | 52325 | 43500 | 38000 | 3.87 | 2.14 | 52500 | 3.04 | 1.9 | 8.1 | 6.8
Live | 215938107 |  | 11.5 | 20.5 | 52325 | 43500 | 38000 | 3.87 | 2.14 | 52500 | 3.04 | 1.9 | 8.1 | 6.8
Live | 215676006 |  | 10.5 | 19.5 | 55775 | 46500 | 36600 | 3.54 | 2.54 | 50000 | 3.6 | 2.1 | 9.5 | 7.5
Live | 215676005 |  | 10.5 | 19.5 | 55775 | 46500 | 36600 | 3.54 | 2.54 | 50000 | 3.6 | 2.1 | 9.5 | 7.5
Live | 215678167 |  | 8.5 | 17 | 63825 | 51500 | 42000 | 2.86 | 2.24 | 60000 | 3.18 | 1.9 | 8.5 | 7
Live | 215678166 |  | 8.5 | 17 | 63825 | 51500 | 42000 | 2.86 | 2.24 | 60000 | 3.18 | 1.9 | 8.5 | 7
Live | 215934076 |  | 11 | 20 | 48875 | 35800 | 35200 | 3.71 | 2.34 | 48500 | 3.3 | 2 | 9 | 7
Live | 215934068 |  | 10.5 | 20.5 | 50025 | 39500 | 36600 | 3.54 | 2.44 | 48000 | 3.46 | 2 | 9.5 | 7.5
Live | 215939706 |  | 11.5 | 20 | 37720 | 30600 | 26600 | 3.88 | 2.4 | 34800 | 3.4 | 2 | 9.5 | 7.5
Live | 215939698 |  | 11.7 | 19.5 | 37490 | 30600 | 26800 | 3.94 | 2.38 | 34800 | 3.38 | 2.02 | 9.5 | 7.5
Live | 215933324 |  | 11 | 19 | 38640 | 30600 | 26600 | 3.71 | 2.42 | 34800 | 3.42 | 1.92 | 9 | 7
Live | 215933314 |  | 11 | 19 | 38410 | 30800 | 26800 | 3.7 | 2.4 | 35200 | 3.4 | 1.9 | 9 | 7
Live | 215682035 |  | 10.5 | 19 | 55775 | 46500 | 36800 | 3.54 | 2.52 | 50000 | 3.58 | 2.1 | 9.5 | 7.5
Live | 215682027 |  | 10.5 | 19 | 55200 | 46000 | 36600 | 3.54 | 2.5 | 50000 | 3.54 | 2 | 9 | 7.5
Live | 215935378 |  | 12 | 21.5 | 40710 | 32800 | 28600 | 4.04 | 2.5 | 38000 | 3.54 | 2.04 | 8.5 | 7
Live | 215935377 |  | 12 | 21.5 | 40710 | 32800 | 28600 | 4.04 | 2.5 | 38000 | 3.54 | 2.04 | 8.5 | 7
Live | 215932907 |  | 11.5 | 20 | 39330 | 30400 | 26400 | 3.88 | 2.38 | 34800 | 3.38 | 1.92 | 9 | 7
Live | 215932906 |  | 11.5 | 20 | 39330 | 30400 | 26400 | 3.88 | 2.38 | 34800 | 3.38 | 1.92 | 9 | 7
Live | 215675997 |  | 10.5 | 19.5 | 55775 | 46500 | 36600 | 3.54 | 2.54 | 50000 | 3.6 | 2.1 | 9.5 | 7.5
Live | 215675996 |  | 10.5 | 19.5 | 55775 | 46500 | 36600 | 3.54 | 2.54 | 50000 | 3.6 | 2.1 | 9.5 | 7.5
Live | 215938106 |  | 11.5 | 20.5 | 52325 | 43500 | 38000 | 3.87 | 2.14 | 52500 | 3.04 | 1.9 | 8.1 | 6.8
Live | 215938098 |  | 11 | 20.5 | 52325 | 43500 | 38000 | 3.7 | 2.14 | 52500 | 3.04 | 1.9 | 8 | 6.5
Live | 215678165 |  | 8.5 | 17 | 63825 | 51500 | 42000 | 2.86 | 2.24 | 60000 | 3.18 | 1.9 | 8.5 | 7
Live | 215678157 |  | 8.5 | 17 | 63825 | 51500 | 42000 | 2.86 | 2.24 | 60000 | 3.18 | 1.9 | 8.5 | 7
Live | 215934067 |  | 10.5 | 20.5 | 50025 | 39500 | 36600 | 3.54 | 2.44 | 48000 | 3.46 | 2 | 9.5 | 7.5
Live | 215934066 |  | 10.5 | 20.5 | 50025 | 39500 | 36600 | 3.54 | 2.44 | 48000 | 3.46 | 2 | 9.5 | 7.5
Live | 215939697 |  | 11.7 | 19.5 | 37490 | 30600 | 26800 | 3.94 | 2.38 | 34800 | 3.38 | 2.02 | 9.5 | 7.5
Live | 215939696 |  | 11.7 | 19.5 | 37490 | 30600 | 26800 | 3.94 | 2.38 | 34800 | 3.38 | 2.02 | 9.5 | 7.5
Live | 215682026 |  | 10.5 | 19 | 55200 | 46000 | 36600 | 3.54 | 2.5 | 50000 | 3.54 | 2 | 9 | 7.5
Live | 215682025 |  | 10.5 | 19 | 55200 | 46000 | 36600 | 3.54 | 2.5 | 50000 | 3.54 | 2 | 9 | 7.5
Live | 215933304 |  | 11 | 19 | 38410 | 31000 | 27000 | 3.7 | 2.38 | 35200 | 3.38 | 1.92 | 9 | 7
Live | 215933294 |  | 10.5 | 18.5 | 38180 | 31400 | 27400 | 3.54 | 2.34 | 35600 | 3.32 | 1.9 | 9 | 7
Live | 215935376 |  | 12 | 21.5 | 40710 | 32800 | 28600 | 4.04 | 2.5 | 38000 | 3.54 | 2.04 | 8.5 | 7
Live | 215935368 |  | 12.5 | 22 | 40940 | 32600 | 28400 | 4.21 | 2.52 | 38000 | 3.58 | 2.04 | 8.5 | 7
Live | 215932898 |  | 12 | 20.5 | 39790 | 29800 | 25800 | 4.05 | 2.44 | 34200 | 3.48 | 2.06 | 9.5 | 7
Live | 215932897 |  | 12 | 20.5 | 39790 | 29800 | 25800 | 4.05 | 2.44 | 34200 | 3.48 | 2.06 | 9.5 | 7
Live | 215675995 |  | 10.5 | 19.5 | 55775 | 46500 | 36600 | 3.54 | 2.54 | 50000 | 3.6 | 2.1 | 9.5 | 7.5
Live | 215675987 |  | 10.5 | 19.5 | 55775 | 46500 | 36600 | 3.54 | 2.54 | 50000 | 3.6 | 2.1 | 9.5 | 7.5
Live | 215678156 |  | 8.5 | 17 | 63825 | 51500 | 42000 | 2.86 | 2.24 | 60000 | 3.18 | 1.9 | 8.5 | 7
Live | 215678155 |  | 8.5 | 17 | 63825 | 51500 | 42000 | 2.86 | 2.24 | 60000 | 3.18 | 1.9 | 8.5 | 7
Live | 215934058 |  | 10.5 | 20 | 48875 | 38500 | 36400 | 3.54 | 2.38 | 48500 | 3.38 | 2 | 9.5 | 7.5
Live | 215934057 |  | 10.5 | 20 | 48875 | 38500 | 36400 | 3.54 | 2.38 | 48500 | 3.38 | 2 | 9.5 | 7.5
Live | 215938097 |  | 11 | 20.5 | 52325 | 43500 | 38000 | 3.7 | 2.14 | 52500 | 3.04 | 1.9 | 8 | 6.5
Live | 215938096 |  | 11 | 20.5 | 52325 | 43500 | 38000 | 3.7 | 2.14 | 52500 | 3.04 | 1.9 | 8 | 6.5
Live | 215939688 |  | 11 | 19.5 | 37260 | 31000 | 27200 | 3.7 | 2.34 | 35200 | 3.32 | 2 | 9.5 | 7.5
Live | 215939687 |  | 11 | 19.5 | 37260 | 31000 | 27200 | 3.7 | 2.34 | 35200 | 3.32 | 2 | 9.5 | 7.5
Live | 215682017 |  | 10 | 19 | 55200 | 46000 | 36600 | 3.37 | 2.5 | 50000 | 3.54 | 2 | 9 | 7.5
Live | 215682016 |  | 10 | 19 | 55200 | 46000 | 36600 | 3.37 | 2.5 | 50000 | 3.54 | 2 | 9 | 7.5
Live | 215933264 |  | 11 | 19 | 38410 | 30600 | 26600 | 3.7 | 2.42 | 34800 | 3.42 | 1.92 | 9 | 7
Live | 215933254 |  | 11 | 19 | 38410 | 30600 | 26600 | 3.7 | 2.42 | 34800 | 3.42 | 1.92 | 9 | 7
Live | 215935367 |  | 12.5 | 22 | 40940 | 32600 | 28400 | 4.21 | 2.52 | 38000 | 3.58 | 2.04 | 8.5 | 7
Live | 215935366 |  | 12.5 | 22 | 40940 | 32600 | 28400 | 4.21 | 2.52 | 38000 | 3.58 | 2.04 | 8.5 | 7
Live | 215932896 |  | 12 | 20.5 | 39790 | 29800 | 25800 | 4.05 | 2.44 | 34200 | 3.48 | 2.06 | 9.5 | 7
Live | 215932888 |  | 12 | 20.5 | 39560 | 30000 | 26000 | 4.04 | 2.42 | 34400 | 3.44 | 2.06 | 9.5 | 7
Live | 215934284 |  | 11 | 21 | 52325 | 40000 | 36800 | 3.7 | 2.46 | 48500 | 3.48 | 2 | 9.5 | 7.5
Live | 215675986 |  | 10.5 | 19.5 | 55775 | 46500 | 36600 | 3.54 | 2.54 | 50000 | 3.6 | 2.1 | 9.5 | 7.5
Live | 215675985 |  | 10.5 | 19.5 | 55775 | 46500 | 36600 | 3.54 | 2.54 | 50000 | 3.6 | 2.1 | 9.5 | 7.5
Live | 215938088 |  | 11.5 | 20.5 | 52325 | 43500 | 38000 | 3.87 | 2.14 | 52500 | 3.04 | 1.9 | 8.1 | 6.8
Live | 215938087 |  | 11.5 | 20.5 | 52325 | 43500 | 38000 | 3.87 | 2.14 | 52500 | 3.04 | 1.9 | 8.1 | 6.8
Live | 215678147 |  | 8.5 | 17 | 63825 | 51500 | 42000 | 2.86 | 2.24 | 60000 | 3.18 | 1.9 | 8.5 | 7
Live | 215678146 |  | 8.5 | 17 | 63825 | 51500 | 42000 | 2.86 | 2.24 | 60000 | 3.18 | 1.9 | 8.5 | 7
Live | 215939686 |  | 11 | 19.5 | 37260 | 31000 | 27200 | 3.7 | 2.34 | 35200 | 3.32 | 2 | 9.5 | 7.5
Live | 215939678 |  | 10.5 | 19 | 37260 | 31400 | 27400 | 3.53 | 2.32 | 35600 | 3.28 | 1.88 | 9 | 7.5
Live | 215934056 |  | 10.5 | 20 | 48875 | 38500 | 36400 | 3.54 | 2.38 | 48500 | 3.38 | 2 | 9.5 | 7.5
Live | 215934048 |  | 10 | 20 | 49450 | 40000 | 37200 | 3.37 | 2.38 | 48500 | 3.38 | 1.88 | 9.5 | 7.5
Live | 215682015 |  | 10 | 19 | 55200 | 46000 | 36600 | 3.37 | 2.5 | 50000 | 3.54 | 2 | 9 | 7.5
Live | 215682007 |  | 10 | 19 | 55200 | 46000 | 36600 | 3.37 | 2.48 | 50000 | 3.52 | 2 | 9 | 7.5
Live | 215933244 |  | 11 | 18.5 | 37950 | 31000 | 27000 | 3.71 | 2.38 | 35200 | 3.36 | 1.92 | 9 | 7
Live | 215933234 |  | 10.5 | 18.5 | 37950 | 30200 | 26200 | 3.54 | 2.4 | 34400 | 3.39 | 1.92 | 9 | 7
Live | 215935358 |  | 12.5 | 22 | 40940 | 32800 | 28400 | 4.21 | 2.52 | 38000 | 3.58 | 2.04 | 8.5 | 7
Live | 215935357 |  | 12.5 | 22 | 40940 | 32800 | 28400 | 4.21 | 2.52 | 38000 | 3.58 | 2.04 | 8.5 | 7
Live | 215932887 |  | 12 | 20.5 | 39560 | 30000 | 26000 | 4.04 | 2.42 | 34400 | 3.44 | 2.06 | 9.5 | 7
Live | 215932886 |  | 12 | 20.5 | 39560 | 30000 | 26000 | 4.04 | 2.42 | 34400 | 3.44 | 2.06 | 9.5 | 7
Live | 215678145 |  | 8.5 | 17 | 63825 | 51500 | 42000 | 2.86 | 2.24 | 60000 | 3.18 | 1.9 | 8.5 | 7
Live | 215678137 |  | 8.5 | 17 | 63825 | 51500 | 42000 | 2.86 | 2.24 | 60000 | 3.16 | 1.9 | 8.5 | 7
Live | 215934264 |  | 11 | 21 | 52325 | 40000 | 36800 | 3.7 | 2.46 | 48500 | 3.48 | 2 | 9.5 | 7.5
Live | 215934254 |  | 11 | 21 | 51750 | 40000 | 37000 | 3.71 | 2.44 | 48500 | 3.46 | 2 | 9.5 | 7.5
Live | 215675977 |  | 10.5 | 19 | 55775 | 46500 | 36800 | 3.54 | 2.52 | 50000 | 3.56 | 2.1 | 9.5 | 7.5
Live | 215675976 |  | 10.5 | 19 | 55775 | 46500 | 36800 | 3.54 | 2.52 | 50000 | 3.56 | 2.1 | 9.5 | 7.5
Live | 215938086 |  | 11.5 | 20.5 | 52325 | 43500 | 38000 | 3.87 | 2.14 | 52500 | 3.04 | 1.9 | 8.1 | 6.8
Live | 215938078 |  | 11 | 20.5 | 51750 | 43500 | 38000 | 3.71 | 2.14 | 52500 | 3.04 | 1.9 | 8 | 6.5
Live | 215939677 |  | 10.5 | 19 | 37260 | 31400 | 27400 | 3.53 | 2.32 | 35600 | 3.28 | 1.88 | 9 | 7.5
Live | 215939676 |  | 10.5 | 19 | 37260 | 31400 | 27400 | 3.53 | 2.32 | 35600 | 3.28 | 1.88 | 9 | 7.5
Live | 215934047 |  | 10 | 20 | 49450 | 40000 | 37200 | 3.37 | 2.38 | 48500 | 3.38 | 1.88 | 9.5 | 7.5
Live | 215934046 |  | 10 | 20 | 49450 | 40000 | 37200 | 3.37 | 2.38 | 48500 | 3.38 | 1.88 | 9.5 | 7.5
Live | 215682006 |  | 10 | 19 | 55200 | 46000 | 36600 | 3.37 | 2.48 | 50000 | 3.52 | 2 | 9 | 7.5
Live | 215682005 |  | 10 | 19 | 55200 | 46000 | 36600 | 3.37 | 2.48 | 50000 | 3.52 | 2 | 9 | 7.5
Live | 215935356 |  | 12.5 | 22 | 40940 | 32800 | 28400 | 4.21 | 2.52 | 38000 | 3.58 | 2.04 | 8.5 | 7
Live | 215935348 |  | 12.5 | 22 | 40940 | 32600 | 28400 | 4.21 | 2.52 | 38000 | 3.58 | 2.04 | 8.5 | 7
Live | 215933224 |  | 10.5 | 17 | 36570 | 30000 | 26200 | 3.54 | 2.32 | 34000 | 3.3 | 1.94 | 9 | 7
Live | 215933214 |  | 11 | 19 | 38180 | 30600 | 26800 | 3.71 | 2.4 | 35000 | 3.42 | 1.92 | 9 | 7
Live | 215938077 |  | 11 | 20.5 | 51750 | 43500 | 38000 | 3.71 | 2.14 | 52500 | 3.04 | 1.9 | 8 | 6.5
Live | 215938076 |  | 11 | 20.5 | 51750 | 43500 | 38000 | 3.71 | 2.14 | 52500 | 3.04 | 1.9 | 8 | 6.5
Live | 215932878 |  | 12 | 20.5 | 39790 | 29800 | 25800 | 4.05 | 2.44 | 34200 | 3.46 | 2.06 | 9.5 | 7
Live | 215932877 |  | 12 | 20.5 | 39790 | 29800 | 25800 | 4.05 | 2.44 | 34200 | 3.46 | 2.06 | 9.5 | 7
Live | 215934244 |  | 11 | 20.5 | 51175 | 39500 | 36600 | 3.7 | 2.42 | 49000 | 3.44 | 2 | 9.5 | 7.5
Live | 215934234 |  | 10 | 20.5 | 51175 | 40500 | 37400 | 3.37 | 2.38 | 49000 | 3.38 | 2 | 9.4 | 7.5
Live | 215678136 |  | 8.5 | 17 | 63825 | 51500 | 42000 | 2.86 | 2.24 | 60000 | 3.16 | 1.9 | 8.5 | 7
Live | 215678135 |  | 8.5 | 17 | 63825 | 51500 | 42000 | 2.86 | 2.24 | 60000 | 3.16 | 1.9 | 8.5 | 7
Live | 215675975 |  | 10.5 | 19 | 55775 | 46500 | 36800 | 3.54 | 2.52 | 50000 | 3.56 | 2.1 | 9.5 | 7.5
Live | 215675947 |  | 10.5 | 19 | 55200 | 46000 | 36600 | 3.54 | 2.5 | 50000 | 3.54 | 2 | 9 | 7.5
Live | 215939668 |  | 11.5 | 20 | 37720 | 30600 | 26600 | 3.88 | 2.38 | 34800 | 3.38 | 2 | 9.5 | 7.5
Live | 215939667 |  | 11.5 | 20 | 37720 | 30600 | 26600 | 3.88 | 2.38 | 34800 | 3.38 | 2 | 9.5 | 7.5
Live | 215934038 |  | 11 | 21 | 50600 | 39000 | 36200 | 3.71 | 2.46 | 48000 | 3.5 | 2 | 9.5 | 7.5
Live | 215934037 |  | 11 | 21 | 50600 | 39000 | 36200 | 3.71 | 2.46 | 48000 | 3.5 | 2 | 9.5 | 7.5
Live | 215681997 |  | 10 | 18.5 | 55200 | 46000 | 36600 | 3.37 | 2.5 | 50000 | 3.54 | 2 | 9 | 7.5
Live | 215681996 |  | 10 | 18.5 | 55200 | 46000 | 36600 | 3.37 | 2.5 | 50000 | 3.54 | 2 | 9 | 7.5
Live | 215935347 |  | 12.5 | 22 | 40940 | 32600 | 28400 | 4.21 | 2.52 | 38000 | 3.58 | 2.04 | 8.5 | 7
Live | 215935346 |  | 12.5 | 22 | 40940 | 32600 | 28400 | 4.21 | 2.52 | 38000 | 3.58 | 2.04 | 8.5 | 7
Live | 215933204 |  | 11 | 19 | 38410 | 30600 | 26600 | 3.7 | 2.42 | 34800 | 3.42 | 1.92 | 9 | 7
Live | 215933194 |  | 11 | 19 | 38180 | 30600 | 26800 | 3.71 | 2.4 | 34800 | 3.42 | 1.92 | 9 | 7
Live | 215932876 |  | 12 | 20.5 | 39790 | 29800 | 25800 | 4.05 | 2.44 | 34200 | 3.46 | 2.06 | 9.5 | 7
Live | 215932868 |  | 12 | 20.5 | 39790 | 29800 | 25800 | 4.05 | 2.44 | 34200 | 3.46 | 2.06 | 9.5 | 7
Live | 215938068 |  | 10.5 | 19.5 | 51175 | 44000 | 39000 | 3.54 | 2.1 | 53000 | 3 | 1.9 | 8 | 6.5
Live | 215938067 |  | 10.5 | 19.5 | 51175 | 44000 | 39000 | 3.54 | 2.1 | 53000 | 3 | 1.9 | 8 | 6.5
Live | 215675946 |  | 10.5 | 19 | 55200 | 46000 | 36600 | 3.54 | 2.5 | 50000 | 3.54 | 2 | 9 | 7.5
Live | 215675945 |  | 10.5 | 19 | 55200 | 46000 | 36600 | 3.54 | 2.5 | 50000 | 3.54 | 2 | 9 | 7.5
Live | 215934224 |  | 11.5 | 21.5 | 52325 | 39500 | 36600 | 3.87 | 2.48 | 48500 | 3.5 | 2 | 9.5 | 7.5
Live | 215934214 |  | 11 | 21 | 51750 | 40000 | 37000 | 3.71 | 2.44 | 48500 | 3.46 | 2 | 9.5 | 7.5
Live | 215678127 |  | 8 | 16.5 | 62675 | 52500 | 42500 | 2.7 | 2.18 | 61000 | 3.08 | 1.88 | 8.1 | 7
Live | 215678126 |  | 8 | 16.5 | 62675 | 52500 | 42500 | 2.7 | 2.18 | 61000 | 3.08 | 1.88 | 8.1 | 7
Live | 215939666 |  | 11.5 | 20 | 37720 | 30600 | 26600 | 3.88 | 2.38 | 34800 | 3.38 | 2 | 9.5 | 7.5
Live | 215939658 |  | 11.5 | 20 | 37720 | 30600 | 26600 | 3.88 | 2.4 | 34800 | 3.4 | 2.02 | 9.5 | 7.5
Live | 215934036 |  | 11 | 21 | 50600 | 39000 | 36200 | 3.71 | 2.46 | 48000 | 3.5 | 2 | 9.5 | 7.5
Live | 215934028 |  | 10.5 | 20.5 | 50025 | 39500 | 36600 | 3.54 | 2.42 | 48000 | 3.44 | 2 | 9 | 7
Live | 215681995 |  | 10 | 18.5 | 55200 | 46000 | 36600 | 3.37 | 2.5 | 50000 | 3.54 | 2 | 9 | 7.5
Live | 215681987 |  | 10 | 19 | 55200 | 46000 | 36200 | 3.37 | 2.52 | 50000 | 3.58 | 2.12 | 9 | 7.5
Live | 215935338 |  | 12 | 21.5 | 40710 | 33000 | 28600 | 4.04 | 2.5 | 38000 | 3.54 | 2.04 | 8.5 | 7
Live | 215935337 |  | 12 | 21.5 | 40710 | 33000 | 28600 | 4.04 | 2.5 | 38000 | 3.54 | 2.04 | 8.5 | 7
Live | 215933184 |  | 10.5 | 18.5 | 37950 | 31200 | 27200 | 3.54 | 2.36 | 35600 | 3.34 | 1.92 | 9 | 7
Live | 215933174 |  | 11 | 18.5 | 37950 | 31000 | 27200 | 3.71 | 2.36 | 35400 | 3.34 | 1.92 | 9 | 7
Live | 215938066 |  | 10.5 | 19.5 | 51175 | 44000 | 39000 | 3.54 | 2.1 | 53000 | 3 | 1.9 | 8 | 6.5
Live | 215938058 |  | 11.5 | 20.5 | 52325 | 43000 | 38000 | 3.87 | 2.16 | 52500 | 3.06 | 1.9 | 8 | 6.7
Live | 215932867 |  | 12 | 20.5 | 39790 | 29800 | 25800 | 4.05 | 2.44 | 34200 | 3.46 | 2.06 | 9.5 | 7
Live | 215932866 |  | 12 | 20.5 | 39790 | 29800 | 25800 | 4.05 | 2.44 | 34200 | 3.46 | 2.06 | 9.5 | 7
Live | 215934204 |  | 11 | 20.5 | 51175 | 39500 | 36600 | 3.7 | 2.42 | 49000 | 3.44 | 2 | 9.5 | 7.5
Live | 215675937 |  | 10 | 19 | 55200 | 46000 | 36600 | 3.37 | 2.5 | 50000 | 3.54 | 2 | 9 | 7.5
Live | 215675936 |  | 10 | 19 | 55200 | 46000 | 36600 | 3.37 | 2.5 | 50000 | 3.54 | 2 | 9 | 7.5
Live | 215939657 |  | 11.5 | 20 | 37720 | 30600 | 26600 | 3.88 | 2.4 | 34800 | 3.4 | 2.02 | 9.5 | 7.5
Live | 215939656 |  | 11.5 | 20 | 37720 | 30600 | 26600 | 3.88 | 2.4 | 34800 | 3.4 | 2.02 | 9.5 | 7.5
Live | 215934027 |  | 10.5 | 20.5 | 50025 | 39500 | 36600 | 3.54 | 2.42 | 48000 | 3.44 | 2 | 9 | 7
Live | 215934026 |  | 10.5 | 20.5 | 50025 | 39500 | 36600 | 3.54 | 2.42 | 48000 | 3.44 | 2 | 9 | 7
Live | 215678125 |  | 8 | 16.5 | 62675 | 52500 | 42500 | 2.7 | 2.18 | 61000 | 3.08 | 1.88 | 8.1 | 7
Live | 215678117 |  | 9 | 17 | 64400 | 51000 | 41500 | 3.03 | 2.26 | 60000 | 3.22 | 1.9 | 8.5 | 7
Live | 215681986 |  | 10 | 19 | 55200 | 46000 | 36200 | 3.37 | 2.52 | 50000 | 3.58 | 2.12 | 9 | 7.5
Live | 215681985 |  | 10 | 19 | 55200 | 46000 | 36200 | 3.37 | 2.52 | 50000 | 3.58 | 2.12 | 9 | 7.5
Live | 215935336 |  | 12 | 21.5 | 40710 | 33000 | 28600 | 4.04 | 2.5 | 38000 | 3.54 | 2.04 | 8.5 | 7
Live | 215935318 |  | 12.5 | 22 | 40940 | 32600 | 28600 | 4.21 | 2.54 | 38000 | 3.6 | 2.02 | 8.5 | 7
Live | 215932858 |  | 12 | 20.5 | 39560 | 30000 | 26000 | 4.04 | 2.42 | 34400 | 3.44 | 2.06 | 9.5 | 7
Live | 215932857 |  | 12 | 20.5 | 39560 | 30000 | 26000 | 4.04 | 2.42 | 34400 | 3.44 | 2.06 | 9.5 | 7
Live | 215933164 |  | 10.5 | 18.5 | 37950 | 30200 | 26200 | 3.54 | 2.4 | 34400 | 3.39 | 1.92 | 9 | 7
Live | 215933154 |  | 11.5 | 19 | 38410 | 30400 | 26600 | 3.88 | 2.42 | 34800 | 3.45 | 1.94 | 9 | 7
Live | 215938057 |  | 11.5 | 20.5 | 52325 | 43000 | 38000 | 3.87 | 2.16 | 52500 | 3.06 | 1.9 | 8 | 6.7
Live | 215938056 |  | 11.5 | 20.5 | 52325 | 43000 | 38000 | 3.87 | 2.16 | 52500 | 3.06 | 1.9 | 8 | 6.7
Live | 215939648 |  | 11.7 | 19.5 | 37490 | 30600 | 26800 | 3.94 | 2.38 | 34800 | 3.38 | 2.02 | 9.5 | 7.5
Live | 215939647 |  | 11.7 | 19.5 | 37490 | 30600 | 26800 | 3.94 | 2.38 | 34800 | 3.38 | 2.02 | 9.5 | 7.5
Live | 215934018 |  | 11 | 21 | 50600 | 39000 | 36400 | 3.71 | 2.46 | 48000 | 3.48 | 1.92 | 9.5 | 7.5
Live | 215934017 |  | 11 | 21 | 50600 | 39000 | 36400 | 3.71 | 2.46 | 48000 | 3.48 | 1.92 | 9.5 | 7.5
Live | 215675935 |  | 10 | 19 | 55200 | 46000 | 36600 | 3.37 | 2.5 | 50000 | 3.54 | 2 | 9 | 7.5
Live | 215675927 |  | 10.5 | 19 | 55200 | 46000 | 36600 | 3.54 | 2.5 | 50000 | 3.54 | 2 | 9 | 7.5
Live | 215934184 |  | 11.5 | 21.5 | 52325 | 39500 | 36600 | 3.87 | 2.48 | 48500 | 3.5 | 2 | 9.5 | 7.5
Live | 215934174 |  | 11.5 | 21 | 51175 | 38500 | 36000 | 3.88 | 2.46 | 48500 | 3.5 | 2 | 9.5 | 7.5
Live | 215678116 |  | 9 | 17 | 64400 | 51000 | 41500 | 3.03 | 2.26 | 60000 | 3.22 | 1.9 | 8.5 | 7
Live | 215678115 |  | 9 | 17 | 64400 | 51000 | 41500 | 3.03 | 2.26 | 60000 | 3.22 | 1.9 | 8.5 | 7
Live | 215681977 |  | 10 | 19 | 55200 | 46000 | 36600 | 3.37 | 2.48 | 50000 | 3.52 | 2 | 9 | 7.5
Live | 215681976 |  | 10 | 19 | 55200 | 46000 | 36600 | 3.37 | 2.48 | 50000 | 3.52 | 2 | 9 | 7.5
Live | 215935317 |  | 12.5 | 22 | 40940 | 32600 | 28600 | 4.21 | 2.54 | 38000 | 3.6 | 2.02 | 8.5 | 7
Live | 215935316 |  | 12.5 | 22 | 40940 | 32600 | 28600 | 4.21 | 2.54 | 38000 | 3.6 | 2.02 | 8.5 | 7
Live | 215932856 |  | 12 | 20.5 | 39560 | 30000 | 26000 | 4.04 | 2.42 | 34400 | 3.44 | 2.06 | 9.5 | 7
Live | 215932838 |  | 12 | 20.5 | 39560 | 30000 | 26000 | 4.04 | 2.44 | 34200 | 3.44 | 2.06 | 9.5 | 7
Live | 215933144 |  | 11 | 18.5 | 38180 | 30800 | 26800 | 3.71 | 2.4 | 35000 | 3.4 | 1.92 | 9 | 7
Live | 215933134 |  | 11 | 18.5 | 37950 | 31000 | 27200 | 3.71 | 2.36 | 35400 | 3.34 | 1.92 | 9 | 7
Live | 215939646 |  | 11.7 | 19.5 | 37490 | 30600 | 26800 | 3.94 | 2.38 | 34800 | 3.38 | 2.02 | 9.5 | 7.5
Live | 215939638 |  | 10.5 | 19 | 36800 | 31400 | 27400 | 3.54 | 2.3 | 35600 | 3.28 | 1.98 | 9.5 | 7.5
Live | 215675926 |  | 10.5 | 19 | 55200 | 46000 | 36600 | 3.54 | 2.5 | 50000 | 3.54 | 2 | 9 | 7.5
Live | 215675925 |  | 10.5 | 19 | 55200 | 46000 | 36600 | 3.54 | 2.5 | 50000 | 3.54 | 2 | 9 | 7.5
Live | 215938048 |  | 11 | 20.5 | 51750 | 43500 | 38000 | 3.71 | 2.14 | 53000 | 3.04 | 1.9 | 8 | 6.5
Live | 215938047 |  | 11 | 20.5 | 51750 | 43500 | 38000 | 3.71 | 2.14 | 53000 | 3.04 | 1.9 | 8 | 6.5
Live | 215934016 |  | 11 | 21 | 50600 | 39000 | 36400 | 3.71 | 2.46 | 48000 | 3.48 | 1.92 | 9.5 | 7.5
Live | 215934008 |  | 11 | 21 | 50600 | 39000 | 36200 | 3.71 | 2.46 | 48000 | 3.5 | 1.92 | 9.5 | 7.5
Live | 215678107 |  | 8.5 | 16.5 | 63825 | 51500 | 42000 | 2.86 | 2.24 | 60000 | 3.16 | 1.9 | 8.5 | 7
Live | 215678106 |  | 8.5 | 16.5 | 63825 | 51500 | 42000 | 2.86 | 2.24 | 60000 | 3.16 | 1.9 | 8.5 | 7
Live | 215934154 |  | 11 | 20.5 | 51175 | 40500 | 37400 | 3.7 | 2.38 | 49000 | 3.38 | 2 | 9 | 7
Live | 215681975 |  | 10 | 19 | 55200 | 46000 | 36600 | 3.37 | 2.48 | 50000 | 3.52 | 2 | 9 | 7.5
Live | 215681967 |  | 10.5 | 19 | 55200 | 46500 | 36800 | 3.54 | 2.5 | 50000 | 3.54 | 2 | 9 | 7.5
Live | 215935308 |  | 12 | 21.5 | 40710 | 33000 | 28800 | 4.04 | 2.5 | 38000 | 3.54 | 2.02 | 8.5 | 7
Live | 215935307 |  | 12 | 21.5 | 40710 | 33000 | 28800 | 4.04 | 2.5 | 38000 | 3.54 | 2.02 | 8.5 | 7
Live | 215932837 |  | 12 | 20.5 | 39560 | 30000 | 26000 | 4.04 | 2.44 | 34200 | 3.44 | 2.06 | 9.5 | 7
Live | 215932836 |  | 12 | 20.5 | 39560 | 30000 | 26000 | 4.04 | 2.44 | 34200 | 3.44 | 2.06 | 9.5 | 7
Live | 215933124 |  | 11.5 | 19 | 38410 | 30600 | 26600 | 3.88 | 2.42 | 34800 | 3.45 | 1.92 | 9 | 7
Live | 215933114 |  | 11.5 | 19 | 38410 | 30600 | 26600 | 3.88 | 2.42 | 34800 | 3.42 | 1.92 | 9 | 7
Live | 215681966 |  | 10.5 | 19 | 55200 | 46500 | 36800 | 3.54 | 2.5 | 50000 | 3.54 | 2 | 9 | 7.5
Live | 215681965 |  | 10.5 | 19 | 55200 | 46500 | 36800 | 3.54 | 2.5 | 50000 | 3.54 | 2 | 9 | 7.5
Live | 215934007 |  | 11 | 21 | 50600 | 39000 | 36200 | 3.71 | 2.46 | 48000 | 3.5 | 1.92 | 9.5 | 7.5
Live | 215934006 |  | 11 | 21 | 50600 | 39000 | 36200 | 3.71 | 2.46 | 48000 | 3.5 | 1.92 | 9.5 | 7.5
Live | 215675917 |  | 10 | 19 | 55200 | 46000 | 36400 | 3.37 | 2.5 | 50000 | 3.56 | 2.02 | 9 | 7.5
Live | 215675916 |  | 10 | 19 | 55200 | 46000 | 36400 | 3.37 | 2.5 | 50000 | 3.56 | 2.02 | 9 | 7.5
Live | 215938046 |  | 11 | 20.5 | 51750 | 43500 | 38000 | 3.71 | 2.14 | 53000 | 3.04 | 1.9 | 8 | 6.5
Live | 215938038 |  | 11.5 | 21 | 52325 | 43000 | 38000 | 3.87 | 2.16 | 52500 | 3.06 | 1.95 | 8.1 | 6.8
Live | 215939637 |  | 10.5 | 19 | 36800 | 31400 | 27400 | 3.54 | 2.3 | 35600 | 3.28 | 1.98 | 9.5 | 7.5
Live | 215939636 |  | 10.5 | 19 | 36800 | 31400 | 27400 | 3.54 | 2.3 | 35600 | 3.28 | 1.98 | 9.5 | 7.5
Live | 215934124 |  | 11 | 21 | 51175 | 39500 | 36600 | 3.7 | 2.44 | 48500 | 3.46 | 2 | 9.5 | 7.5
Live | 215678105 |  | 8.5 | 16.5 | 63825 | 51500 | 42000 | 2.86 | 2.24 | 60000 | 3.16 | 1.9 | 8.5 | 7
Live | 215678097 |  | 9 | 17 | 64400 | 51000 | 41500 | 3.03 | 2.26 | 59500 | 3.22 | 1.9 | 8.5 | 7
Live | 215935306 |  | 12 | 21.5 | 40710 | 33000 | 28800 | 4.04 | 2.5 | 38000 | 3.54 | 2.02 | 8.5 | 7
Live | 215935298 |  | 12.5 | 22 | 40940 | 32600 | 28600 | 4.21 | 2.54 | 38000 | 3.6 | 2.02 | 8.5 | 7
Live | 215932828 |  | 11.5 | 20 | 39330 | 30200 | 26400 | 3.88 | 2.38 | 34600 | 3.38 | 1.94 | 9 | 7
Live | 215932827 |  | 11.5 | 20 | 39330 | 30200 | 26400 | 3.88 | 2.38 | 34600 | 3.38 | 1.94 | 9 | 7
Live | 215681957 |  | 10 | 19 | 55200 | 46500 | 36800 | 3.37 | 2.5 | 50000 | 3.54 | 2 | 9 | 7.5
Live | 215681956 |  | 10 | 19 | 55200 | 46500 | 36800 | 3.37 | 2.5 | 50000 | 3.54 | 2 | 9 | 7.5
Live | 215933998 |  | 10.5 | 20.5 | 50025 | 39500 | 36600 | 3.54 | 2.42 | 48000 | 3.44 | 2 | 9.5 | 7.5
Live | 215933997 |  | 10.5 | 20.5 | 50025 | 39500 | 36600 | 3.54 | 2.42 | 48000 | 3.44 | 2 | 9.5 | 7.5
Live | 215933104 |  | 11.5 | 19 | 38410 | 30600 | 26600 | 3.88 | 2.42 | 34800 | 3.45 | 1.92 | 9 | 7
Live | 215933094 |  | 11 | 19 | 38180 | 30800 | 26800 | 3.71 | 2.4 | 35000 | 3.4 | 1.92 | 9 | 7
Live | 215935297 |  | 12.5 | 22 | 40940 | 32600 | 28600 | 4.21 | 2.54 | 38000 | 3.6 | 2.02 | 8.5 | 7
Live | 215935296 |  | 12.5 | 22 | 40940 | 32600 | 28600 | 4.21 | 2.54 | 38000 | 3.6 | 2.02 | 8.5 | 7
Live | 215939628 |  | 10.5 | 18.5 | 36800 | 31600 | 27600 | 3.54 | 2.28 | 35800 | 3.24 | 1.88 | 9 | 7.5
Live | 215939627 |  | 10.5 | 18.5 | 36800 | 31600 | 27600 | 3.54 | 2.28 | 35800 | 3.24 | 1.88 | 9 | 7.5
Live | 215675915 |  | 10 | 19 | 55200 | 46000 | 36400 | 3.37 | 2.5 | 50000 | 3.56 | 2.02 | 9 | 7.5
Live | 215675907 |  | 10 | 18.5 | 54625 | 46500 | 36800 | 3.37 | 2.48 | 50000 | 3.52 | 2 | 9 | 7.5
Live | 215678096 |  | 9 | 17 | 64400 | 51000 | 41500 | 3.03 | 2.26 | 59500 | 3.22 | 1.9 | 8.5 | 7
Live | 215678095 |  | 9 | 17 | 64400 | 51000 | 41500 | 3.03 | 2.26 | 59500 | 3.22 | 1.9 | 8.5 | 7
Live | 215934114 |  | 11.5 | 21.5 | 51750 | 39000 | 36200 | 3.88 | 2.48 | 48000 | 3.52 | 2 | 9.5 | 7.5
Live | 215934104 |  | 11 | 21.5 | 51750 | 39000 | 36200 | 3.71 | 2.48 | 48000 | 3.5 | 2 | 9.5 | 7.5
Live | 215938037 |  | 11.5 | 21 | 52325 | 43000 | 38000 | 3.87 | 2.16 | 52500 | 3.06 | 1.95 | 8.1 | 6.8
Live | 215938036 |  | 11.5 | 21 | 52325 | 43000 | 38000 | 3.87 | 2.16 | 52500 | 3.06 | 1.95 | 8.1 | 6.8
Live | 215681955 |  | 10 | 19 | 55200 | 46500 | 36800 | 3.37 | 2.5 | 50000 | 3.54 | 2 | 9 | 7.5
Live | 215681947 |  | 10 | 18.5 | 54625 | 47000 | 37200 | 3.37 | 2.46 | 50000 | 3.48 | 1.98 | 9 | 7
Live | 215932826 |  | 11.5 | 20 | 39330 | 30200 | 26400 | 3.88 | 2.38 | 34600 | 3.38 | 1.94 | 9 | 7
Live | 215932818 |  | 11 | 20 | 39100 | 29600 | 25600 | 3.71 | 2.4 | 33800 | 3.42 | 2.05 | 9.4 | 7.4
Live | 215933996 |  | 10.5 | 20.5 | 50025 | 39500 | 36600 | 3.54 | 2.42 | 48000 | 3.44 | 2 | 9.5 | 7.5
Live | 215933988 |  | 10.5 | 20 | 49450 | 40000 | 37200 | 3.53 | 2.38 | 48500 | 3.38 | 2 | 9 | 7
Live | 215933084 |  | 11 | 19 | 38180 | 30800 | 26800 | 3.71 | 2.4 | 35000 | 3.4 | 1.92 | 9 | 7
Live | 215933074 |  | 11 | 18.5 | 38180 | 31000 | 27000 | 3.71 | 2.38 | 35200 | 3.36 | 1.92 | 9 | 7
Live | 215935288 |  | 12 | 21.5 | 40940 | 32800 | 28600 | 4.04 | 2.54 | 38000 | 3.6 | 2.02 | 8.5 | 7
Live | 215935287 |  | 12 | 21.5 | 40940 | 32800 | 28600 | 4.04 | 2.54 | 38000 | 3.6 | 2.02 | 8.5 | 7
Live | 215934094 |  | 11 | 21 | 51175 | 39500 | 36600 | 3.7 | 2.44 | 48500 | 3.46 | 2 | 9.5 | 7.5
Live | 215934074 |  | 11 | 20 | 48875 | 35800 | 35200 | 3.71 | 2.34 | 48500 | 3.3 | 2 | 9 | 7
Live | 215939626 |  | 10.5 | 18.5 | 36800 | 31600 | 27600 | 3.54 | 2.28 | 35800 | 3.24 | 1.88 | 9 | 7.5
Live | 215939618 |  | 11 | 19.5 | 37260 | 30800 | 27000 | 3.7 | 2.36 | 35000 | 3.34 | 2 | 9.5 | 7.5
Live | 215678087 |  | 9 | 17 | 63825 | 51000 | 41500 | 3.03 | 2.26 | 60000 | 3.2 | 1.9 | 8.5 | 7
Live | 215678086 |  | 9 | 17 | 63825 | 51000 | 41500 | 3.03 | 2.26 | 60000 | 3.2 | 1.9 | 8.5 | 7
Live | 215675906 |  | 10 | 18.5 | 54625 | 46500 | 36800 | 3.37 | 2.48 | 50000 | 3.52 | 2 | 9 | 7.5
Live | 215675905 |  | 10 | 18.5 | 54625 | 46500 | 36800 | 3.37 | 2.48 | 50000 | 3.52 | 2 | 9 | 7.5
Live | 215938028 |  | 11.5 | 21 | 52325 | 43000 | 38000 | 3.87 | 2.16 | 52500 | 3.06 | 1.95 | 8.1 | 6.8
Live | 215938027 |  | 11.5 | 21 | 52325 | 43000 | 38000 | 3.87 | 2.16 | 52500 | 3.06 | 1.95 | 8.1 | 6.8
Live | 215681946 |  | 10 | 18.5 | 54625 | 47000 | 37200 | 3.37 | 2.46 | 50000 | 3.48 | 1.98 | 9 | 7
Live | 215681945 |  | 10 | 18.5 | 54625 | 47000 | 37200 | 3.37 | 2.46 | 50000 | 3.48 | 1.98 | 9 | 7
Live | 215933987 |  | 10.5 | 20 | 49450 | 40000 | 37200 | 3.53 | 2.38 | 48500 | 3.38 | 2 | 9 | 7
Live | 215933986 |  | 10.5 | 20 | 49450 | 40000 | 37200 | 3.53 | 2.38 | 48500 | 3.38 | 2 | 9 | 7
Live | 215935286 |  | 12 | 21.5 | 40940 | 32800 | 28600 | 4.04 | 2.54 | 38000 | 3.6 | 2.02 | 8.5 | 7
Live | 215935278 |  | 12 | 21.5 | 40710 | 33200 | 29000 | 4.04 | 2.48 | 38500 | 3.52 | 2.02 | 8.5 | 7
Live | 215933064 |  | 10.5 | 18.5 | 37950 | 31000 | 27200 | 3.54 | 2.36 | 35400 | 3.34 | 1.9 | 9 | 7
Live | 215933054 |  | 10.5 | 18.5 | 37720 | 31600 | 27600 | 3.54 | 2.32 | 35800 | 3.28 | 1.88 | 9 | 7
Live | 215932817 |  | 11 | 20 | 39100 | 29600 | 25600 | 3.71 | 2.4 | 33800 | 3.42 | 2.05 | 9.4 | 7.4
Live | 215932816 |  | 11 | 20 | 39100 | 29600 | 25600 | 3.71 | 2.4 | 33800 | 3.42 | 2.05 | 9.4 | 7.4
Live | 215678085 |  | 9 | 17 | 63825 | 51000 | 41500 | 3.03 | 2.26 | 60000 | 3.2 | 1.9 | 8.5 | 7
Live | 215678077 |  | 8.5 | 17 | 64400 | 51000 | 41500 | 2.86 | 2.26 | 60000 | 3.22 | 1.9 | 8.5 | 7
Live | 215934064 |  | 10.5 | 20.5 | 50025 | 39500 | 36600 | 3.54 | 2.44 | 48000 | 3.46 | 2 | 9.5 | 7.5
Live | 215934054 |  | 10.5 | 20 | 48875 | 38500 | 36400 | 3.54 | 2.38 | 48500 | 3.38 | 2 | 9.5 | 7.5
Live | 215939617 |  | 11 | 19.5 | 37260 | 30800 | 27000 | 3.7 | 2.36 | 35000 | 3.34 | 2 | 9.5 | 7.5
Live | 215939616 |  | 11 | 19.5 | 37260 | 30800 | 27000 | 3.7 | 2.36 | 35000 | 3.34 | 2 | 9.5 | 7.5
Live | 215675897 |  | 10.5 | 19 | 55200 | 46000 | 36400 | 3.54 | 2.5 | 50000 | 3.56 | 2 | 9 | 7.5
Live | 215675896 |  | 10.5 | 19 | 55200 | 46000 | 36400 | 3.54 | 2.5 | 50000 | 3.56 | 2 | 9 | 7.5
Live | 215938026 |  | 11.5 | 21 | 52325 | 43000 | 38000 | 3.87 | 2.16 | 52500 | 3.06 | 1.95 | 8.1 | 6.8
Live | 215938018 |  | 11.5 | 21 | 52325 | 43000 | 38000 | 3.87 | 2.16 | 52500 | 3.06 | 1.95 | 8.1 | 6.8
Live | 215681937 |  | 10 | 18.5 | 55200 | 46500 | 36600 | 3.37 | 2.5 | 50000 | 3.56 | 2 | 9 | 7.5
Live | 215681936 |  | 10 | 18.5 | 55200 | 46500 | 36600 | 3.37 | 2.5 | 50000 | 3.56 | 2 | 9 | 7.5
Live | 215931508 |  | 12.5 | 23 | 53475 | 39000 | 35600 | 4.21 | 2.58 | 48000 | 3.66 | 1.98 | 9.5 | 7.5
Live | 215931507 |  | 12.5 | 23 | 53475 | 39000 | 35600 | 4.21 | 2.58 | 48000 | 3.66 | 1.98 | 9.5 | 7.5
Live | 215935277 |  | 12 | 21.5 | 40710 | 33200 | 29000 | 4.04 | 2.48 | 38500 | 3.52 | 2.02 | 8.5 | 7
Live | 215935276 |  | 12 | 21.5 | 40710 | 33200 | 29000 | 4.04 | 2.48 | 38500 | 3.52 | 2.02 | 8.5 | 7
Live | 215933014 |  | 10 | 18 | 37260 | 30600 | 26600 | 3.37 | 2.38 | 34800 | 3.38 | 1.92 | 9 | 7
Live | 215933004 |  | 10 | 16.5 | 36110 | 30400 | 26400 | 3.37 | 2.32 | 34400 | 3.29 | 1.92 | 9 | 7
Live | 215678076 |  | 8.5 | 17 | 64400 | 51000 | 41500 | 2.86 | 2.26 | 60000 | 3.22 | 1.9 | 8.5 | 7
Live | 215678075 |  | 8.5 | 17 | 64400 | 51000 | 41500 | 2.86 | 2.26 | 60000 | 3.22 | 1.9 | 8.5 | 7
Live | 215932808 |  | 12 | 20.5 | 39560 | 30000 | 26000 | 4.04 | 2.44 | 34200 | 3.44 | 2.06 | 9.5 | 7
Live | 215932807 |  | 12 | 20.5 | 39560 | 30000 | 26000 | 4.04 | 2.44 | 34200 | 3.44 | 2.06 | 9.5 | 7
Live | 215675895 |  | 10.5 | 19 | 55200 | 46000 | 36400 | 3.54 | 2.5 | 50000 | 3.56 | 2 | 9 | 7.5
Live | 215675887 |  | 10.5 | 19 | 55200 | 46000 | 36400 | 3.54 | 2.5 | 50000 | 3.54 | 2 | 9 | 7.5
Live | 215939608 |  | 11 | 19.5 | 37260 | 30800 | 26800 | 3.7 | 2.36 | 35000 | 3.36 | 2 | 9.5 | 7.5
Live | 215939607 |  | 11 | 19.5 | 37260 | 30800 | 26800 | 3.7 | 2.36 | 35000 | 3.36 | 2 | 9.5 | 7.5
Live | 215934044 |  | 10 | 20 | 49450 | 40000 | 37200 | 3.37 | 2.38 | 48500 | 3.38 | 1.88 | 9.5 | 7.5
Live | 215934034 |  | 11 | 21 | 50600 | 39000 | 36200 | 3.71 | 2.46 | 48000 | 3.5 | 2 | 9.5 | 7.5
Live | 215681935 |  | 10 | 18.5 | 55200 | 46500 | 36600 | 3.37 | 2.5 | 50000 | 3.56 | 2 | 9 | 7.5
Live | 215681927 |  | 10 | 19 | 55775 | 46000 | 36400 | 3.37 | 2.52 | 50000 | 3.58 | 2.12 | 9 | 7.5
Live | 215938017 |  | 11.5 | 21 | 52325 | 43000 | 38000 | 3.87 | 2.16 | 52500 | 3.06 | 1.95 | 8.1 | 6.8
Live | 215938016 |  | 11.5 | 21 | 52325 | 43000 | 38000 | 3.87 | 2.16 | 52500 | 3.06 | 1.95 | 8.1 | 6.8
Live | 215931506 |  | 12.5 | 23 | 53475 | 39000 | 35600 | 4.21 | 2.58 | 48000 | 3.66 | 1.98 | 9.5 | 7.5
Live | 215942664 |  | 12.5 | 22 | 41400 | 32400 | 28200 | 4.21 | 2.48 | 37400 | 3.52 | 2.04 | 8.5 | 7
Live | 215935268 |  | 12 | 21 | 40710 | 33200 | 29000 | 4.04 | 2.48 | 38500 | 3.54 | 2.02 | 8.5 | 7
Live | 215935267 |  | 12 | 21 | 40710 | 33200 | 29000 | 4.04 | 2.48 | 38500 | 3.54 | 2.02 | 8.5 | 7
Live | 215678067 |  | 8.5 | 17 | 63250 | 51500 | 42000 | 2.87 | 2.22 | 60500 | 3.14 | 1.9 | 8.5 | 7
Live | 215678066 |  | 8.5 | 17 | 63250 | 51500 | 42000 | 2.87 | 2.22 | 60500 | 3.14 | 1.9 | 8.5 | 7
Live | 215932994 |  | 10 | 18 | 37030 | 30600 | 26800 | 3.37 | 2.38 | 34800 | 3.38 | 1.9 | 9 | 7
Live | 215932984 |  | 10 | 17.5 | 36800 | 30800 | 27000 | 3.37 | 2.36 | 35000 | 3.36 | 1.9 | 9 | 7.15
Live | 215932806 |  | 12 | 20.5 | 39560 | 30000 | 26000 | 4.04 | 2.44 | 34200 | 3.44 | 2.06 | 9.5 | 7
Live | 215932798 |  | 11.5 | 20 | 39330 | 30600 | 26600 | 3.88 | 2.36 | 35000 | 3.36 | 1.94 | 9 | 7
Live | 215939606 |  | 11 | 19.5 | 37260 | 30800 | 26800 | 3.7 | 2.36 | 35000 | 3.36 | 2 | 9.5 | 7.5
Live | 215936958 |  | 12.5 | 22 | 41400 | 32200 | 28400 | 4.21 | 2.5 | 37600 | 3.54 | 2.04 | 8.5 | 7
Live | 215681926 |  | 10 | 19 | 55775 | 46000 | 36400 | 3.37 | 2.52 | 50000 | 3.58 | 2.12 | 9 | 7.5
Live | 215681925 |  | 10 | 19 | 55775 | 46000 | 36400 | 3.37 | 2.52 | 50000 | 3.58 | 2.12 | 9 | 7.5
Live | 215934024 |  | 10.5 | 20.5 | 50025 | 39500 | 36600 | 3.54 | 2.42 | 48000 | 3.44 | 2 | 9 | 7
Live | 215934014 |  | 11 | 21 | 50600 | 39000 | 36400 | 3.71 | 2.46 | 48000 | 3.48 | 1.92 | 9.5 | 7.5
Live | 215675886 |  | 10.5 | 19 | 55200 | 46000 | 36400 | 3.54 | 2.5 | 50000 | 3.54 | 2 | 9 | 7.5
Live | 215675885 |  | 10.5 | 19 | 55200 | 46000 | 36400 | 3.54 | 2.5 | 50000 | 3.54 | 2 | 9 | 7.5
Live | 215938008 |  | 11 | 20.5 | 51750 | 43500 | 38500 | 3.71 | 2.14 | 53000 | 3.02 | 1.9 | 8 | 6.5
Live | 215938007 |  | 11 | 20.5 | 51750 | 43500 | 38500 | 3.71 | 2.14 | 53000 | 3.02 | 1.9 | 8 | 6.5
Live | 215678065 |  | 8.5 | 17 | 63250 | 51500 | 42000 | 2.87 | 2.22 | 60500 | 3.14 | 1.9 | 8.5 | 7
Live | 215678057 |  | 9 | 16.5 | 62100 | 51000 | 41500 | 3.03 | 2.2 | 59000 | 3.12 | 1.9 | 8.5 | 7
Live | 215935266 |  | 12 | 21 | 40710 | 33200 | 29000 | 4.04 | 2.48 | 38500 | 3.54 | 2.02 | 8.5 | 7
Live | 215935258 |  | 12.5 | 22 | 40940 | 32600 | 28400 | 4.21 | 2.56 | 38000 | 3.62 | 2.02 | 8.5 | 7
Live | 215942663 |  | 12.5 | 22 | 41400 | 32400 | 28200 | 4.21 | 2.48 | 37400 | 3.52 | 2.04 | 8.5 | 7
Live | 215942662 |  | 12.5 | 22 | 41400 | 32400 | 28200 | 4.21 | 2.48 | 37400 | 3.52 | 2.04 | 8.5 | 7
Live | 215932797 |  | 11.5 | 20 | 39330 | 30600 | 26600 | 3.88 | 2.36 | 35000 | 3.36 | 1.94 | 9 | 7
Live | 215932796 |  | 11.5 | 20 | 39330 | 30600 | 26600 | 3.88 | 2.36 | 35000 | 3.36 | 1.94 | 9 | 7
Live | 215942244 |  | 11.7 | 18.5 | 65550 | 46500 | 41500 | 3.94 | 2.46 | 63500 | 3.12 | 2 | 7.8 | 6.7
Live | 215932974 |  | 10 | 16 | 35880 | 30600 | 26600 | 3.37 | 2.32 | 34800 | 3.28 | 1.92 | 9 | 7
Live | 215932964 |  | 10 | 17.5 | 36800 | 31000 | 27000 | 3.37 | 2.36 | 35000 | 3.34 | 1.9 | 9 | 7
Live | 215938006 |  | 11 | 20.5 | 51750 | 43500 | 38500 | 3.71 | 2.14 | 53000 | 3.02 | 1.9 | 8 | 6.5
Live | 215937988 |  | 11 | 20.5 | 51750 | 43000 | 38000 | 3.71 | 2.14 | 52000 | 3.04 | 1.9 | 8.1 | 6.8
Live | 215934004 |  | 11 | 21 | 50600 | 39000 | 36200 | 3.71 | 2.46 | 48000 | 3.5 | 1.92 | 9.5 | 7.5
Live | 215933994 |  | 10.5 | 20.5 | 50025 | 39500 | 36600 | 3.54 | 2.42 | 48000 | 3.44 | 2 | 9.5 | 7.5
Live | 215936957 |  | 12.5 | 22 | 41400 | 32200 | 28400 | 4.21 | 2.5 | 37600 | 3.54 | 2.04 | 8.5 | 7
Live | 215936956 |  | 12.5 | 22 | 41400 | 32200 | 28400 | 4.21 | 2.5 | 37600 | 3.54 | 2.04 | 8.5 | 7
Live | 215675877 |  | 10.5 | 19 | 55200 | 46000 | 36400 | 3.54 | 2.5 | 50000 | 3.56 | 2 | 9 | 7.5
Live | 215675876 |  | 10.5 | 19 | 55200 | 46000 | 36400 | 3.54 | 2.5 | 50000 | 3.56 | 2 | 9 | 7.5
Live | 215681917 |  | 10 | 18.5 | 55200 | 46500 | 36800 | 3.37 | 2.5 | 50000 | 3.54 | 2 | 9 | 7.5
Live | 215681916 |  | 10 | 18.5 | 55200 | 46500 | 36800 | 3.37 | 2.5 | 50000 | 3.54 | 2 | 9 | 7.5
Live | 215935257 |  | 12.5 | 22 | 40940 | 32600 | 28400 | 4.21 | 2.56 | 38000 | 3.62 | 2.02 | 8.5 | 7
Live | 215935256 |  | 12.5 | 22 | 40940 | 32600 | 28400 | 4.21 | 2.56 | 38000 | 3.62 | 2.02 | 8.5 | 7
Live | 215942654 |  | 12.5 | 22 | 41400 | 32400 | 28200 | 4.21 | 2.48 | 37400 | 3.52 | 2.04 | 8.5 | 7
Live | 215942653 |  | 12.5 | 22 | 41400 | 32400 | 28200 | 4.21 | 2.48 | 37400 | 3.52 | 2.04 | 8.5 | 7
Live | 215932788 |  | 11.5 | 20 | 39330 | 30400 | 26600 | 3.88 | 2.38 | 34800 | 3.35 | 1.92 | 9 | 7
Live | 215932787 |  | 11.5 | 20 | 39330 | 30400 | 26600 | 3.88 | 2.38 | 34800 | 3.35 | 1.92 | 9 | 7
Live | 215933984 |  | 10.5 | 20 | 49450 | 40000 | 37200 | 3.53 | 2.38 | 48500 | 3.38 | 2 | 9 | 7
Live | 215931486 |  | 12.5 | 23 | 53475 | 39000 | 35600 | 4.21 | 2.58 | 48000 | 3.66 | 1.98 | 9.5 | 7.5
Live | 215937987 |  | 11 | 20.5 | 51750 | 43000 | 38000 | 3.71 | 2.14 | 52000 | 3.04 | 1.9 | 8.1 | 6.8
Live | 215937986 |  | 11 | 20.5 | 51750 | 43000 | 38000 | 3.71 | 2.14 | 52000 | 3.04 | 1.9 | 8.1 | 6.8
Live | 215678056 |  | 9 | 16.5 | 62100 | 51000 | 41500 | 3.03 | 2.2 | 59000 | 3.12 | 1.9 | 8.5 | 7
Live | 215678055 |  | 9 | 16.5 | 62100 | 51000 | 41500 | 3.03 | 2.2 | 59000 | 3.12 | 1.9 | 8.5 | 7
Live | 215942652 |  | 12.5 | 22 | 41400 | 32400 | 28200 | 4.21 | 2.48 | 37400 | 3.52 | 2.04 | 8.5 | 7
Live | 215942644 |  | 12.5 | 22 | 41400 | 32400 | 28200 | 4.21 | 2.48 | 37400 | 3.52 | 2.04 | 8.5 | 7
Live | 215932954 |  | 12 | 20.5 | 39560 | 29800 | 26000 | 4.04 | 2.44 | 34200 | 3.46 | 2.08 | 9.5 | 7
Live | 215932944 |  | 12 | 20.5 | 39560 | 29800 | 26000 | 4.04 | 2.44 | 34200 | 3.46 | 2.08 | 9.5 | 7
Live | 215936948 |  | 12.5 | 22.5 | 41400 | 32200 | 28200 | 4.21 | 2.5 | 37600 | 3.54 | 2.06 | 8.5 | 7
Live | 215936947 |  | 12.5 | 22.5 | 41400 | 32200 | 28200 | 4.21 | 2.5 | 37600 | 3.54 | 2.06 | 8.5 | 7
Live | 215675875 |  | 10.5 | 19 | 55200 | 46000 | 36400 | 3.54 | 2.5 | 50000 | 3.56 | 2 | 9 | 7.5
Live | 215675867 |  | 10 | 19 | 54625 | 46500 | 36800 | 3.37 | 2.48 | 50000 | 3.52 | 2 | 9 | 7.5
Live | 215935248 |  | 12 | 21.5 | 40940 | 32800 | 28600 | 4.04 | 2.52 | 38000 | 3.58 | 2.04 | 8.5 | 7
Live | 215935247 |  | 12 | 21.5 | 40940 | 32800 | 28600 | 4.04 | 2.52 | 38000 | 3.58 | 2.04 | 8.5 | 7
Live | 215932786 |  | 11.5 | 20 | 39330 | 30400 | 26600 | 3.88 | 2.38 | 34800 | 3.35 | 1.92 | 9 | 7
Live | 215932778 |  | 11 | 19.5 | 39100 | 29600 | 25800 | 3.71 | 2.4 | 33800 | 3.4 | 1.94 | 9 | 7
Live | 215681915 |  | 10 | 18.5 | 55200 | 46500 | 36800 | 3.37 | 2.5 | 50000 | 3.54 | 2 | 9 | 7.5
Live | 215681907 |  | 10 | 18.5 | 55200 | 46500 | 36600 | 3.37 | 2.5 | 50000 | 3.54 | 2 | 9 | 7.5
Live | 215942660 |  | 12.5 | 22 | 41400 | 32400 | 28200 | 4.21 | 2.48 | 37400 | 3.52 | 2.04 | 8.5 | 7
Live | 215942650 |  | 12.5 | 22 | 41400 | 32400 | 28200 | 4.21 | 2.48 | 37400 | 3.52 | 2.04 | 8.5 | 7
Live | 215937978 |  | 11 | 20 | 51175 | 43500 | 38000 | 3.7 | 2.14 | 52000 | 3.04 | 1.9 | 8.1 | 6.8
Live | 215937977 |  | 11 | 20 | 51175 | 43500 | 38000 | 3.7 | 2.14 | 52000 | 3.04 | 1.9 | 8.1 | 6.8
Live | 215678027 |  | 9 | 18.5 | 64400 | 51000 | 41500 | 3.03 | 2.24 | 59500 | 3.18 | 2.02 | 9 | 7
Live | 215678026 |  | 9 | 18.5 | 64400 | 51000 | 41500 | 3.03 | 2.24 | 59500 | 3.18 | 2.02 | 9 | 7
Live | 215942643 |  | 12.5 | 22 | 41400 | 32400 | 28200 | 4.21 | 2.48 | 37400 | 3.52 | 2.04 | 8.5 | 7
Live | 215942642 |  | 12.5 | 22 | 41400 | 32400 | 28200 | 4.21 | 2.48 | 37400 | 3.52 | 2.04 | 8.5 | 7
Live | 215936946 |  | 12.5 | 22.5 | 41400 | 32200 | 28200 | 4.21 | 2.5 | 37600 | 3.54 | 2.06 | 8.5 | 7
Live | 215936938 |  | 12.5 | 22.5 | 41400 | 32200 | 28200 | 4.21 | 2.5 | 37600 | 3.54 | 2.06 | 8.5 | 7
Live | 215932934 |  | 12 | 20.5 | 39560 | 30000 | 26000 | 4.04 | 2.42 | 34400 | 3.44 | 2.06 | 9.5 | 7
Live | 215932924 |  | 12 | 20.5 | 39560 | 29800 | 26000 | 4.04 | 2.44 | 34200 | 3.46 | 2.08 | 9.5 | 7
Live | 215935246 |  | 12 | 21.5 | 40940 | 32800 | 28600 | 4.04 | 2.52 | 38000 | 3.58 | 2.04 | 8.5 | 7
Live | 215935238 |  | 12 | 21.5 | 40710 | 33200 | 29000 | 4.04 | 2.48 | 38500 | 3.52 | 2.02 | 8.5 | 7
Live | 215675866 |  | 10 | 19 | 54625 | 46500 | 36800 | 3.37 | 2.48 | 50000 | 3.52 | 2 | 9 | 7.5
Live | 215675865 |  | 10 | 19 | 54625 | 46500 | 36800 | 3.37 | 2.48 | 50000 | 3.52 | 2 | 9 | 7.5
Live | 215681906 |  | 10 | 18.5 | 55200 | 46500 | 36600 | 3.37 | 2.5 | 50000 | 3.54 | 2 | 9 | 7.5
Live | 215681905 |  | 10 | 18.5 | 55200 | 46500 | 36600 | 3.37 | 2.5 | 50000 | 3.54 | 2 | 9 | 7.5
Live | 215932777 |  | 11 | 19.5 | 39100 | 29600 | 25800 | 3.71 | 2.4 | 33800 | 3.4 | 1.94 | 9 | 7
Live | 215932776 |  | 11 | 19.5 | 39100 | 29600 | 25800 | 3.71 | 2.4 | 33800 | 3.4 | 1.94 | 9 | 7
Live | 215942640 |  | 12.5 | 22 | 41400 | 32400 | 28200 | 4.21 | 2.48 | 37400 | 3.52 | 2.04 | 8.5 | 7
Live | 215942630 |  | 12.5 | 22 | 41170 | 32400 | 28400 | 4.22 | 2.48 | 37400 | 3.5 | 2.04 | 8.5 | 7
Live | 215937976 |  | 11 | 20 | 51175 | 43500 | 38000 | 3.7 | 2.14 | 52000 | 3.04 | 1.9 | 8.1 | 6.8
Live | 215937968 |  | 11 | 20 | 51175 | 43500 | 38000 | 3.7 | 2.14 | 52000 | 3.04 | 1.9 | 8.1 | 6.8
Live | 215942634 |  | 12.5 | 22 | 41170 | 32400 | 28400 | 4.22 | 2.48 | 37400 | 3.5 | 2.04 | 8.5 | 7
Live | 215942633 |  | 12.5 | 22 | 41170 | 32400 | 28400 | 4.22 | 2.48 | 37400 | 3.5 | 2.04 | 8.5 | 7
Live | 215936937 |  | 12.5 | 22.5 | 41400 | 32200 | 28200 | 4.21 | 2.5 | 37600 | 3.54 | 2.06 | 8.5 | 7
Live | 215936936 |  | 12.5 | 22.5 | 41400 | 32200 | 28200 | 4.21 | 2.5 | 37600 | 3.54 | 2.06 | 8.5 | 7
Live | 215935237 |  | 12 | 21.5 | 40710 | 33200 | 29000 | 4.04 | 2.48 | 38500 | 3.52 | 2.02 | 8.5 | 7
Live | 215935236 |  | 12 | 21.5 | 40710 | 33200 | 29000 | 4.04 | 2.48 | 38500 | 3.52 | 2.02 | 8.5 | 7
Live | 215675837 |  | 10 | 19 | 55200 | 46500 | 36800 | 3.37 | 2.5 | 50000 | 3.54 | 2 | 9 | 7.5
Live | 215675836 |  | 10 | 19 | 55200 | 46500 | 36800 | 3.37 | 2.5 | 50000 | 3.54 | 2 | 9 | 7.5
Live | 215678025 |  | 9 | 18.5 | 64400 | 51000 | 41500 | 3.03 | 2.24 | 59500 | 3.18 | 2.02 | 9 | 7
Live | 215678017 |  | 9 | 18.5 | 64400 | 51500 | 42000 | 3.03 | 2.24 | 60000 | 3.18 | 2.02 | 9 | 7
Live | 215937967 |  | 11 | 20 | 51175 | 43500 | 38000 | 3.7 | 2.14 | 52000 | 3.04 | 1.9 | 8.1 | 6.8
Live | 215937966 |  | 11 | 20 | 51175 | 43500 | 38000 | 3.7 | 2.14 | 52000 | 3.04 | 1.9 | 8.1 | 6.8
Live | 215932914 |  | 12 | 20.5 | 39560 | 30000 | 26000 | 4.04 | 2.42 | 34400 | 3.44 | 2.06 | 9.5 | 7
Live | 215932904 |  | 11.5 | 20 | 39330 | 30400 | 26400 | 3.88 | 2.38 | 34800 | 3.38 | 1.92 | 9 | 7
Live | 215942620 |  | 12.5 | 22 | 41170 | 32400 | 28400 | 4.22 | 2.48 | 37400 | 3.5 | 2.04 | 8.5 | 7
Live | 215942610 |  | 12.5 | 22 | 41400 | 32400 | 28200 | 4.21 | 2.48 | 37400 | 3.52 | 2.04 | 8.5 | 7
Live | 215932768 |  | 12 | 20.5 | 39560 | 29800 | 26000 | 4.04 | 2.44 | 34200 | 3.46 | 2.08 | 9.5 | 7
Live | 215932767 |  | 12 | 20.5 | 39560 | 29800 | 26000 | 4.04 | 2.44 | 34200 | 3.46 | 2.08 | 9.5 | 7
Live | 215942632 |  | 12.5 | 22 | 41170 | 32400 | 28400 | 4.22 | 2.48 | 37400 | 3.5 | 2.04 | 8.5 | 7
Live | 215942624 |  | 12.5 | 22 | 41170 | 32400 | 28400 | 4.22 | 2.48 | 37400 | 3.5 | 2.04 | 8.5 | 7
Live | 215681897 |  | 10 | 19 | 55200 | 46500 | 36800 | 3.37 | 2.5 | 50000 | 3.54 | 2 | 9 | 7.5
Live | 215681896 |  | 10 | 19 | 55200 | 46500 | 36800 | 3.37 | 2.5 | 50000 | 3.54 | 2 | 9 | 7.5
Live | 215675835 |  | 10 | 19 | 55200 | 46500 | 36800 | 3.37 | 2.5 | 50000 | 3.54 | 2 | 9 | 7.5
Live | 215675827 |  | 10 | 18.5 | 54625 | 45500 | 36200 | 3.37 | 2.48 | 50000 | 3.52 | 2.02 | 9 | 7
Live | 215935228 |  | 12.5 | 22 | 40940 | 32600 | 28400 | 4.21 | 2.54 | 38000 | 3.62 | 2.02 | 8.5 | 7
Live | 215935227 |  | 12.5 | 22 | 40940 | 32600 | 28400 | 4.21 | 2.54 | 38000 | 3.62 | 2.02 | 8.5 | 7
Live | 215936928 |  | 12.5 | 22.5 | 41400 | 32200 | 28200 | 4.21 | 2.5 | 37600 | 3.54 | 2.06 | 8.5 | 7
Live | 215936927 |  | 12.5 | 22.5 | 41400 | 32200 | 28200 | 4.21 | 2.5 | 37600 | 3.54 | 2.06 | 8.5 | 7
Live | 215678016 |  | 9 | 18.5 | 64400 | 51500 | 42000 | 3.03 | 2.24 | 60000 | 3.18 | 2.02 | 9 | 7
Live | 215678015 |  | 9 | 18.5 | 64400 | 51500 | 42000 | 3.03 | 2.24 | 60000 | 3.18 | 2.02 | 9 | 7
Live | 215937958 |  | 11 | 20 | 51175 | 43500 | 38000 | 3.7 | 2.14 | 52000 | 3.04 | 1.9 | 8.1 | 6.8
Live | 215937957 |  | 11 | 20 | 51175 | 43500 | 38000 | 3.7 | 2.14 | 52000 | 3.04 | 1.9 | 8.1 | 6.8
Live | 215932894 |  | 12 | 20.5 | 39790 | 29800 | 25800 | 4.05 | 2.44 | 34200 | 3.48 | 2.06 | 9.5 | 7
Live | 215932884 |  | 12 | 20.5 | 39560 | 30000 | 26000 | 4.04 | 2.42 | 34400 | 3.44 | 2.06 | 9.5 | 7
Live | 215942600 |  | 12.5 | 22 | 41400 | 32400 | 28200 | 4.21 | 2.48 | 37400 | 3.52 | 2.04 | 8.5 | 7
Live | 215942580 |  | 12.5 | 22 | 41400 | 32400 | 28200 | 4.21 | 2.48 | 37400 | 3.52 | 2.04 | 8.5 | 7
Live | 215942623 |  | 12.5 | 22 | 41170 | 32400 | 28400 | 4.22 | 2.48 | 37400 | 3.5 | 2.04 | 8.5 | 7
Live | 215942622 |  | 12.5 | 22 | 41170 | 32400 | 28400 | 4.22 | 2.48 | 37400 | 3.5 | 2.04 | 8.5 | 7
Live | 215932766 |  | 12 | 20.5 | 39560 | 29800 | 26000 | 4.04 | 2.44 | 34200 | 3.46 | 2.08 | 9.5 | 7
Live | 215932758 |  | 11.7 | 20 | 39560 | 30000 | 26200 | 3.94 | 2.42 | 34400 | 3.42 | 1.96 | 9 | 7
Live | 215936926 |  | 12.5 | 22.5 | 41400 | 32200 | 28200 | 4.21 | 2.5 | 37600 | 3.54 | 2.06 | 8.5 | 7
Live | 215936918 |  | 12 | 21.5 | 40940 | 32000 | 28200 | 4.04 | 2.54 | 37600 | 3.6 | 2 | 8.5 | 7
Live | 215681895 |  | 10 | 19 | 55200 | 46500 | 36800 | 3.37 | 2.5 | 50000 | 3.54 | 2 | 9 | 7.5
Live | 215681887 |  | 10.5 | 19 | 55200 | 46500 | 36800 | 3.54 | 2.5 | 50000 | 3.54 | 2 | 9 | 7.5
Live | 215675826 |  | 10 | 18.5 | 54625 | 45500 | 36200 | 3.37 | 2.48 | 50000 | 3.52 | 2.02 | 9 | 7
Live | 215675825 |  | 10 | 18.5 | 54625 | 45500 | 36200 | 3.37 | 2.48 | 50000 | 3.52 | 2.02 | 9 | 7
Live | 215935226 |  | 12.5 | 22 | 40940 | 32600 | 28400 | 4.21 | 2.54 | 38000 | 3.62 | 2.02 | 8.5 | 7
Live | 215935218 |  | 12.5 | 22 | 40940 | 32600 | 28400 | 4.21 | 2.54 | 38000 | 3.62 | 2.02 | 8.5 | 7
Live | 215678007 |  | 9 | 18.5 | 64400 | 51500 | 42000 | 3.03 | 2.24 | 60000 | 3.16 | 2 | 9 | 7
Live | 215678006 |  | 9 | 18.5 | 64400 | 51500 | 42000 | 3.03 | 2.24 | 60000 | 3.16 | 2 | 9 | 7
Live | 215937956 |  | 11 | 20 | 51175 | 43500 | 38000 | 3.7 | 2.14 | 52000 | 3.04 | 1.9 | 8.1 | 6.8
Live | 215937948 |  | 11 | 20 | 51175 | 43500 | 38000 | 3.7 | 2.14 | 52000 | 3.02 | 1.9 | 8.1 | 6.8
Live | 215932874 |  | 12 | 20.5 | 39790 | 29800 | 25800 | 4.05 | 2.44 | 34200 | 3.46 | 2.06 | 9.5 | 7
Live | 215932864 |  | 12 | 20.5 | 39790 | 29800 | 25800 | 4.05 | 2.44 | 34200 | 3.46 | 2.06 | 9.5 | 7
Live | 215942570 |  | 12.5 | 22 | 41400 | 32400 | 28200 | 4.21 | 2.48 | 37400 | 3.52 | 2.04 | 8.5 | 7
Live | 215942560 |  | 12.5 | 22 | 41170 | 32400 | 28200 | 4.22 | 2.48 | 37400 | 3.52 | 2.04 | 8.5 | 7
Live | 215932757 |  | 11.7 | 20 | 39560 | 30000 | 26200 | 3.94 | 2.42 | 34400 | 3.42 | 1.96 | 9 | 7
Live | 215932756 |  | 11.7 | 20 | 39560 | 30000 | 26200 | 3.94 | 2.42 | 34400 | 3.42 | 1.96 | 9 | 7
Live | 215681886 |  | 10.5 | 19 | 55200 | 46500 | 36800 | 3.54 | 2.5 | 50000 | 3.54 | 2 | 9 | 7.5
Live | 215681885 |  | 10.5 | 19 | 55200 | 46500 | 36800 | 3.54 | 2.5 | 50000 | 3.54 | 2 | 9 | 7.5
Live | 215675817 |  | 10 | 19 | 55200 | 46500 | 36800 | 3.37 | 2.5 | 50000 | 3.54 | 2 | 9 | 7.5
Live | 215675816 |  | 10 | 19 | 55200 | 46500 | 36800 | 3.37 | 2.5 | 50000 | 3.54 | 2 | 9 | 7.5
Live | 215936917 |  | 12 | 21.5 | 40940 | 32000 | 28200 | 4.04 | 2.54 | 37600 | 3.6 | 2 | 8.5 | 7
Live | 215936916 |  | 12 | 21.5 | 40940 | 32000 | 28200 | 4.04 | 2.54 | 37600 | 3.6 | 2 | 8.5 | 7
Live | 215942614 |  | 12.5 | 22 | 41400 | 32400 | 28200 | 4.21 | 2.48 | 37400 | 3.52 | 2.04 | 8.5 | 7
Live | 215942613 |  | 12.5 | 22 | 41400 | 32400 | 28200 | 4.21 | 2.48 | 37400 | 3.52 | 2.04 | 8.5 | 7
Live | 215678005 |  | 9 | 18.5 | 64400 | 51500 | 42000 | 3.03 | 2.24 | 60000 | 3.16 | 2 | 9 | 7
Live | 215677997 |  | 9 | 18.5 | 64400 | 51500 | 42000 | 3.03 | 2.24 | 60000 | 3.18 | 2.02 | 9 | 7
Live | 215937947 |  | 11 | 20 | 51175 | 43500 | 38000 | 3.7 | 2.14 | 52000 | 3.02 | 1.9 | 8.1 | 6.8
Live | 215937946 |  | 11 | 20 | 51175 | 43500 | 38000 | 3.7 | 2.14 | 52000 | 3.02 | 1.9 | 8.1 | 6.8
Live | 215935217 |  | 12.5 | 22 | 40940 | 32600 | 28400 | 4.21 | 2.54 | 38000 | 3.62 | 2.02 | 8.5 | 7
Live | 215935216 |  | 12.5 | 22 | 40940 | 32600 | 28400 | 4.21 | 2.54 | 38000 | 3.62 | 2.02 | 8.5 | 7
Live | 215932854 |  | 12 | 20.5 | 39560 | 30000 | 26000 | 4.04 | 2.42 | 34400 | 3.44 | 2.06 | 9.5 | 7
Live | 215932834 |  | 12 | 20.5 | 39560 | 30000 | 26000 | 4.04 | 2.44 | 34200 | 3.44 | 2.06 | 9.5 | 7
Live | 215932748 |  | 11.5 | 20 | 39330 | 30400 | 26600 | 3.88 | 2.36 | 34800 | 3.35 | 1.92 | 9 | 7
Live | 215932747 |  | 11.5 | 20 | 39330 | 30400 | 26600 | 3.88 | 2.36 | 34800 | 3.35 | 1.92 | 9 | 7
Live | 215675815 |  | 10 | 19 | 55200 | 46500 | 36800 | 3.37 | 2.5 | 50000 | 3.54 | 2 | 9 | 7.5
Live | 215675807 |  | 10 | 19 | 55200 | 46500 | 36800 | 3.37 | 2.5 | 50000 | 3.54 | 2 | 9 | 7.5
Live | 215681877 |  | 10 | 19 | 55200 | 46500 | 36800 | 3.37 | 2.5 | 50000 | 3.54 | 2 | 9 | 7.5
Live | 215681876 |  | 10 | 19 | 55200 | 46500 | 36800 | 3.37 | 2.5 | 50000 | 3.54 | 2 | 9 | 7.5
Live | 215936908 |  | 12 | 21.5 | 40940 | 33000 | 28800 | 4.04 | 2.42 | 38000 | 3.44 | 2.04 | 8.5 | 7
Live | 215936907 |  | 12 | 21.5 | 40940 | 33000 | 28800 | 4.04 | 2.42 | 38000 | 3.44 | 2.04 | 8.5 | 7
Live | 215942540 |  | 12.5 | 22 | 41400 | 32400 | 28200 | 4.21 | 2.48 | 37400 | 3.52 | 2.04 | 8.5 | 7
Live | 215942530 |  | 12.5 | 22 | 41400 | 32400 | 28200 | 4.21 | 2.48 | 37400 | 3.52 | 2.04 | 8.5 | 7
Live | 215677996 |  | 9 | 18.5 | 64400 | 51500 | 42000 | 3.03 | 2.24 | 60000 | 3.18 | 2.02 | 9 | 7
Live | 215677995 |  | 9 | 18.5 | 64400 | 51500 | 42000 | 3.03 | 2.24 | 60000 | 3.18 | 2.02 | 9 | 7
Live | 215942612 |  | 12.5 | 22 | 41400 | 32400 | 28200 | 4.21 | 2.48 | 37400 | 3.52 | 2.04 | 8.5 | 7
Live | 215942604 |  | 12.5 | 22 | 41400 | 32400 | 28200 | 4.21 | 2.48 | 37400 | 3.52 | 2.04 | 8.5 | 7
Live | 215937938 |  | 10 | 19.5 | 50600 | 44000 | 39000 | 3.37 | 2.1 | 52500 | 2.98 | 1.88 | 8 | 6.5
Live | 215937937 |  | 10 | 19.5 | 50600 | 44000 | 39000 | 3.37 | 2.1 | 52500 | 2.98 | 1.88 | 8 | 6.5
Live | 215935208 |  | 12 | 22 | 40940 | 33200 | 28600 | 4.04 | 2.5 | 38000 | 3.54 | 2.02 | 8.5 | 7
Live | 215935207 |  | 12 | 22 | 40940 | 33200 | 28600 | 4.04 | 2.5 | 38000 | 3.54 | 2.02 | 8.5 | 7
Live | 215932824 |  | 11.5 | 20 | 39330 | 30200 | 26400 | 3.88 | 2.38 | 34600 | 3.38 | 1.94 | 9 | 7
Live | 215932814 |  | 11 | 20 | 39100 | 29600 | 25600 | 3.71 | 2.4 | 33800 | 3.42 | 2.05 | 9.4 | 7.4
Live | 215675806 |  | 10 | 19 | 55200 | 46500 | 36800 | 3.37 | 2.5 | 50000 | 3.54 | 2 | 9 | 7.5
Live | 215675805 |  | 10 | 19 | 55200 | 46500 | 36800 | 3.37 | 2.5 | 50000 | 3.54 | 2 | 9 | 7.5
Live | 215932746 |  | 11.5 | 20 | 39330 | 30400 | 26600 | 3.88 | 2.36 | 34800 | 3.35 | 1.92 | 9 | 7
Live | 215932738 |  | 12 | 20.5 | 39560 | 30000 | 26000 | 4.04 | 2.44 | 34200 | 3.46 | 2.06 | 9.5 | 7
Live | 215936906 |  | 12 | 21.5 | 40940 | 33000 | 28800 | 4.04 | 2.42 | 38000 | 3.44 | 2.04 | 8.5 | 7
Live | 215936898 |  | 12 | 21.5 | 40940 | 33200 | 28600 | 4.04 | 2.5 | 38000 | 3.56 | 1.98 | 8.5 | 7
Live | 215681875 |  | 10 | 19 | 55200 | 46500 | 36800 | 3.37 | 2.5 | 50000 | 3.54 | 2 | 9 | 7.5
Live | 215681867 |  | 10 | 18.5 | 54625 | 47000 | 37200 | 3.37 | 2.46 | 50000 | 3.48 | 1.98 | 9 | 7
Live | 215677987 |  | 9 | 18.5 | 64400 | 51500 | 42000 | 3.03 | 2.22 | 60000 | 3.16 | 2.02 | 9 | 7
Live | 215677986 |  | 9 | 18.5 | 64400 | 51500 | 42000 | 3.03 | 2.22 | 60000 | 3.16 | 2.02 | 9 | 7
Live | 215942520 |  | 12.5 | 22 | 41170 | 32400 | 28200 | 4.22 | 2.48 | 37400 | 3.52 | 2.04 | 8.5 | 7
Live | 215942510 |  | 11.7 | 21.5 | 40940 | 32400 | 28200 | 3.95 | 2.52 | 37400 | 3.58 | 2.06 | 8.5 | 7
Live | 215942603 |  | 12.5 | 22 | 41400 | 32400 | 28200 | 4.21 | 2.48 | 37400 | 3.52 | 2.04 | 8.5 | 7
Live | 215942602 |  | 12.5 | 22 | 41400 | 32400 | 28200 | 4.21 | 2.48 | 37400 | 3.52 | 2.04 | 8.5 | 7
Live | 215937936 |  | 10 | 19.5 | 50600 | 44000 | 39000 | 3.37 | 2.1 | 52500 | 2.98 | 1.88 | 8 | 6.5
Live | 215937928 |  | 11.5 | 20.5 | 51750 | 43000 | 38000 | 3.88 | 2.14 | 52000 | 3.04 | 1.9 | 8 | 6.7
Live | 215935206 |  | 12 | 22 | 40940 | 33200 | 28600 | 4.04 | 2.5 | 38000 | 3.54 | 2.02 | 8.5 | 7
Live | 215935198 |  | 12 | 21.5 | 40940 | 33200 | 28600 | 4.04 | 2.5 | 38000 | 3.54 | 2.02 | 8.5 | 7
Live | 215932804 |  | 12 | 20.5 | 39560 | 30000 | 26000 | 4.04 | 2.44 | 34200 | 3.44 | 2.06 | 9.5 | 7
Live | 215932794 |  | 11.5 | 20 | 39330 | 30600 | 26600 | 3.88 | 2.36 | 35000 | 3.36 | 1.94 | 9 | 7
Live | 215675797 |  | 10 | 18.5 | 54625 | 47000 | 37400 | 3.37 | 2.46 | 50000 | 3.48 | 1.98 | 9 | 7
Live | 215675796 |  | 10 | 18.5 | 54625 | 47000 | 37400 | 3.37 | 2.46 | 50000 | 3.48 | 1.98 | 9 | 7
Live | 215932737 |  | 12 | 20.5 | 39560 | 30000 | 26000 | 4.04 | 2.44 | 34200 | 3.46 | 2.06 | 9.5 | 7
Live | 215932736 |  | 12 | 20.5 | 39560 | 30000 | 26000 | 4.04 | 2.44 | 34200 | 3.46 | 2.06 | 9.5 | 7
Live | 215936897 |  | 12 | 21.5 | 40940 | 33200 | 28600 | 4.04 | 2.5 | 38000 | 3.56 | 1.98 | 8.5 | 7
Live | 215936896 |  | 12 | 21.5 | 40940 | 33200 | 28600 | 4.04 | 2.5 | 38000 | 3.56 | 1.98 | 8.5 | 7
Live | 215681866 |  | 10 | 18.5 | 54625 | 47000 | 37200 | 3.37 | 2.46 | 50000 | 3.48 | 1.98 | 9 | 7
Live | 215681865 |  | 10 | 18.5 | 54625 | 47000 | 37200 | 3.37 | 2.46 | 50000 | 3.48 | 1.98 | 9 | 7
Live | 215677985 |  | 9 | 18.5 | 64400 | 51500 | 42000 | 3.03 | 2.22 | 60000 | 3.16 | 2.02 | 9 | 7
Live | 215677977 |  | 8 | 17.5 | 63250 | 52000 | 43000 | 2.69 | 2.16 | 61000 | 3.08 | 1.88 | 8.5 | 7
Live | 215942584 |  | 12.5 | 22 | 41400 | 32400 | 28200 | 4.21 | 2.48 | 37400 | 3.52 | 2.04 | 8.5 | 7
Live | 215942583 |  | 12.5 | 22 | 41400 | 32400 | 28200 | 4.21 | 2.48 | 37400 | 3.52 | 2.04 | 8.5 | 7
Live | 215942500 |  | 12.5 | 22 | 41400 | 32400 | 28200 | 4.21 | 2.48 | 37400 | 3.52 | 2.04 | 8.5 | 7
Live | 215942490 |  | 12.5 | 22 | 41170 | 32600 | 28400 | 4.22 | 2.46 | 37400 | 3.5 | 2.02 | 8.5 | 7
Live | 215935197 |  | 12 | 21.5 | 40940 | 33200 | 28600 | 4.04 | 2.5 | 38000 | 3.54 | 2.02 | 8.5 | 7
Live | 215935196 |  | 12 | 21.5 | 40940 | 33200 | 28600 | 4.04 | 2.5 | 38000 | 3.54 | 2.02 | 8.5 | 7
Live | 215937927 |  | 11.5 | 20.5 | 51750 | 43000 | 38000 | 3.88 | 2.14 | 52000 | 3.04 | 1.9 | 8 | 6.7
Live | 215937926 |  | 11.5 | 20.5 | 51750 | 43000 | 38000 | 3.88 | 2.14 | 52000 | 3.04 | 1.9 | 8 | 6.7
Live | 215932784 |  | 11.5 | 20 | 39330 | 30400 | 26600 | 3.88 | 2.38 | 34800 | 3.35 | 1.92 | 9 | 7
Live | 215932774 |  | 11 | 19.5 | 39100 | 29600 | 25800 | 3.71 | 2.4 | 33800 | 3.4 | 1.94 | 9 | 7
Live | 215675795 |  | 10 | 18.5 | 54625 | 47000 | 37400 | 3.37 | 2.46 | 50000 | 3.48 | 1.98 | 9 | 7
Live | 215675787 |  | 10 | 18.5 | 54625 | 47000 | 37200 | 3.37 | 2.46 | 50000 | 3.48 | 1.98 | 9 | 7.5
Live | 215932728 |  | 12 | 20.5 | 39560 | 29800 | 26000 | 4.04 | 2.44 | 34200 | 3.46 | 2.06 | 9.5 | 7
Live | 215932727 |  | 12 | 20.5 | 39560 | 29800 | 26000 | 4.04 | 2.44 | 34200 | 3.46 | 2.06 | 9.5 | 7
Live | 215681857 |  | 10 | 18.5 | 55200 | 46500 | 36600 | 3.37 | 2.5 | 50000 | 3.56 | 2 | 9 | 7.5
Live | 215681856 |  | 10 | 18.5 | 55200 | 46500 | 36600 | 3.37 | 2.5 | 50000 | 3.56 | 2 | 9 | 7.5
Live | 215936888 |  | 12.5 | 22 | 41400 | 32400 | 28400 | 4.21 | 2.5 | 37600 | 3.54 | 2.04 | 8.5 | 7
Live | 215936887 |  | 12.5 | 22 | 41400 | 32400 | 28400 | 4.21 | 2.5 | 37600 | 3.54 | 2.04 | 8.5 | 7
Live | 215677976 |  | 8 | 17.5 | 63250 | 52000 | 43000 | 2.69 | 2.16 | 61000 | 3.08 | 1.88 | 8.5 | 7
Live | 215677975 |  | 8 | 17.5 | 63250 | 52000 | 43000 | 2.69 | 2.16 | 61000 | 3.08 | 1.88 | 8.5 | 7
Live | 215942582 |  | 12.5 | 22 | 41400 | 32400 | 28200 | 4.21 | 2.48 | 37400 | 3.52 | 2.04 | 8.5 | 7
Live | 215942574 |  | 12.5 | 22 | 41400 | 32400 | 28200 | 4.21 | 2.48 | 37400 | 3.52 | 2.04 | 8.5 | 7
Live | 215942480 |  | 12.5 | 22 | 41170 | 32600 | 28400 | 4.22 | 2.46 | 37400 | 3.5 | 2.02 | 8.5 | 7
Live | 215942460 |  | 11.7 | 21 | 40480 | 32000 | 28000 | 3.94 | 2.5 | 37400 | 3.56 | 2 | 8.5 | 7
Live | 215935188 |  | 12 | 21.5 | 40710 | 33000 | 29000 | 4.04 | 2.5 | 38500 | 3.54 | 2.02 | 8.5 | 7
Live | 215935187 |  | 12 | 21.5 | 40710 | 33000 | 29000 | 4.04 | 2.5 | 38500 | 3.54 | 2.02 | 8.5 | 7
Live | 215937918 |  | 11 | 20 | 51175 | 43500 | 38000 | 3.7 | 2.14 | 52000 | 3.02 | 1.9 | 8 | 6.5
Live | 215937917 |  | 11 | 20 | 51175 | 43500 | 38000 | 3.7 | 2.14 | 52000 | 3.02 | 1.9 | 8 | 6.5
Live | 215675786 |  | 10 | 18.5 | 54625 | 47000 | 37200 | 3.37 | 2.46 | 50000 | 3.48 | 1.98 | 9 | 7.5
Live | 215675785 |  | 10 | 18.5 | 54625 | 47000 | 37200 | 3.37 | 2.46 | 50000 | 3.48 | 1.98 | 9 | 7.5
Live | 215932764 |  | 12 | 20.5 | 39560 | 29800 | 26000 | 4.04 | 2.44 | 34200 | 3.46 | 2.08 | 9.5 | 7
Live | 215932754 |  | 11.7 | 20 | 39560 | 30000 | 26200 | 3.94 | 2.42 | 34400 | 3.42 | 1.96 | 9 | 7
Live | 215935186 |  | 12 | 21.5 | 40710 | 33000 | 29000 | 4.04 | 2.5 | 38500 | 3.54 | 2.02 | 8.5 | 7
Live | 215935178 |  | 11.7 | 21 | 40480 | 33600 | 29400 | 3.94 | 2.44 | 39000 | 3.48 | 2 | 8.5 | 7
Live | 215681855 |  | 10 | 18.5 | 55200 | 46500 | 36600 | 3.37 | 2.5 | 50000 | 3.56 | 2 | 9 | 7.5
Live | 215681847 |  | 10 | 19 | 55775 | 46000 | 36400 | 3.37 | 2.52 | 50000 | 3.58 | 2.12 | 9 | 7.5
Live | 215942573 |  | 12.5 | 22 | 41400 | 32400 | 28200 | 4.21 | 2.48 | 37400 | 3.52 | 2.04 | 8.5 | 7
Live | 215942572 |  | 12.5 | 22 | 41400 | 32400 | 28200 | 4.21 | 2.48 | 37400 | 3.52 | 2.04 | 8.5 | 7
Live | 215932726 |  | 12 | 20.5 | 39560 | 29800 | 26000 | 4.04 | 2.44 | 34200 | 3.46 | 2.06 | 9.5 | 7
Live | 215932718 |  | 11.7 | 20.5 | 39560 | 30200 | 26200 | 3.94 | 2.4 | 34400 | 3.42 | 1.96 | 9 | 7
Live | 215936886 |  | 12.5 | 22 | 41400 | 32400 | 28400 | 4.21 | 2.5 | 37600 | 3.54 | 2.04 | 8.5 | 7
Live | 215936878 |  | 12 | 22 | 41170 | 34800 | 28600 | 4.05 | 2.56 | 38000 | 3.64 | 2.06 | 9 | 7
Live | 215942450 |  | 11.7 | 21 | 40480 | 32000 | 28000 | 3.94 | 2.5 | 37400 | 3.54 | 2.06 | 8.5 | 7
Live | 215942440 |  | 12.5 | 22 | 41400 | 32400 | 28200 | 4.21 | 2.48 | 37400 | 3.52 | 2.04 | 8.5 | 7
Live | 215937916 |  | 11 | 20 | 51175 | 43500 | 38000 | 3.7 | 2.14 | 52000 | 3.02 | 1.9 | 8 | 6.5
Live | 215937908 |  | 11.5 | 20.5 | 51750 | 43000 | 38000 | 3.88 | 2.14 | 52000 | 3.04 | 1.95 | 8.1 | 6.8
Live | 215677967 |  | 9 | 18.5 | 64975 | 51000 | 41500 | 3.03 | 2.26 | 59500 | 3.2 | 2.02 | 9 | 7
Live | 215677966 |  | 9 | 18.5 | 64975 | 51000 | 41500 | 3.03 | 2.26 | 59500 | 3.2 | 2.02 | 9 | 7
Live | 215675777 |  | 10 | 19 | 55200 | 46500 | 36600 | 3.37 | 2.52 | 50000 | 3.56 | 2.12 | 9 | 7.5
Live | 215675776 |  | 10 | 19 | 55200 | 46500 | 36600 | 3.37 | 2.52 | 50000 | 3.56 | 2.12 | 9 | 7.5
Live | 215935177 |  | 11.7 | 21 | 40480 | 33600 | 29400 | 3.94 | 2.44 | 39000 | 3.48 | 2 | 8.5 | 7
Live | 215935176 |  | 11.7 | 21 | 40480 | 33600 | 29400 | 3.94 | 2.44 | 39000 | 3.48 | 2 | 8.5 | 7
Live | 215932744 |  | 11.5 | 20 | 39330 | 30400 | 26600 | 3.88 | 2.36 | 34800 | 3.35 | 1.92 | 9 | 7
Live | 215932734 |  | 12 | 20.5 | 39560 | 30000 | 26000 | 4.04 | 2.44 | 34200 | 3.46 | 2.06 | 9.5 | 7
Live | 215936877 |  | 12 | 22 | 41170 | 34800 | 28600 | 4.05 | 2.56 | 38000 | 3.64 | 2.06 | 9 | 7
Live | 215936876 |  | 12 | 22 | 41170 | 34800 | 28600 | 4.05 | 2.56 | 38000 | 3.64 | 2.06 | 9 | 7
Live | 215942564 |  | 12.5 | 22 | 41170 | 32400 | 28200 | 4.22 | 2.48 | 37400 | 3.52 | 2.04 | 8.5 | 7
Live | 215942563 |  | 12.5 | 22 | 41170 | 32400 | 28200 | 4.22 | 2.48 | 37400 | 3.52 | 2.04 | 8.5 | 7
Live | 215681846 |  | 10 | 19 | 55775 | 46000 | 36400 | 3.37 | 2.52 | 50000 | 3.58 | 2.12 | 9 | 7.5
Live | 215681845 |  | 10 | 19 | 55775 | 46000 | 36400 | 3.37 | 2.52 | 50000 | 3.58 | 2.12 | 9 | 7.5
Live | 215932717 |  | 11.7 | 20.5 | 39560 | 30200 | 26200 | 3.94 | 2.4 | 34400 | 3.42 | 1.96 | 9 | 7
Live | 215932716 |  | 11.7 | 20.5 | 39560 | 30200 | 26200 | 3.94 | 2.4 | 34400 | 3.42 | 1.96 | 9 | 7
Live | 215937907 |  | 11.5 | 20.5 | 51750 | 43000 | 38000 | 3.88 | 2.14 | 52000 | 3.04 | 1.95 | 8.1 | 6.8
Live | 215937906 |  | 11.5 | 20.5 | 51750 | 43000 | 38000 | 3.88 | 2.14 | 52000 | 3.04 | 1.95 | 8.1 | 6.8
Live | 215942430 |  | 12.5 | 22 | 41170 | 32400 | 28200 | 4.22 | 2.48 | 37400 | 3.52 | 2.04 | 8.5 | 7
Live | 215942410 |  | 11.7 | 21 | 40480 | 32000 | 28000 | 3.94 | 2.5 | 37400 | 3.54 | 2.06 | 8.5 | 7
Live | 215675775 |  | 10 | 19 | 55200 | 46500 | 36600 | 3.37 | 2.52 | 50000 | 3.56 | 2.12 | 9 | 7.5
Live | 215675767 |  | 10 | 18.5 | 55200 | 46500 | 36800 | 3.37 | 2.48 | 50000 | 3.54 | 2 | 9 | 7.5
Live | 215935138 |  | 12.5 | 22 | 40940 | 32600 | 28600 | 4.21 | 2.54 | 38000 | 3.6 | 2.02 | 8.5 | 7
Live | 215935137 |  | 12.5 | 22 | 40940 | 32600 | 28600 | 4.21 | 2.54 | 38000 | 3.6 | 2.02 | 8.5 | 7
Live | 215677965 |  | 9 | 18.5 | 64975 | 51000 | 41500 | 3.03 | 2.26 | 59500 | 3.2 | 2.02 | 9 | 7
Live | 215677957 |  | 8.5 | 18 | 64400 | 51500 | 42000 | 2.86 | 2.22 | 60000 | 3.16 | 2.02 | 8.5 | 7
Live | 215936868 |  | 11.7 | 21 | 40710 | 33200 | 29000 | 3.94 | 2.4 | 38500 | 3.4 | 2.02 | 8.5 | 7
Live | 215936867 |  | 11.7 | 21 | 40710 | 33200 | 29000 | 3.94 | 2.4 | 38500 | 3.4 | 2.02 | 8.5 | 7
Live | 215942562 |  | 12.5 | 22 | 41170 | 32400 | 28200 | 4.22 | 2.48 | 37400 | 3.52 | 2.04 | 8.5 | 7
Live | 215942544 |  | 12.5 | 22 | 41400 | 32400 | 28200 | 4.21 | 2.48 | 37400 | 3.52 | 2.04 | 8.5 | 7
Live | 215932724 |  | 12 | 20.5 | 39560 | 29800 | 26000 | 4.04 | 2.44 | 34200 | 3.46 | 2.06 | 9.5 | 7
Live | 215932714 |  | 11.7 | 20.5 | 39560 | 30200 | 26200 | 3.94 | 2.4 | 34400 | 3.42 | 1.96 | 9 | 7
Live | 215681837 |  | 10 | 18.5 | 55200 | 46500 | 36800 | 3.37 | 2.5 | 50000 | 3.54 | 2 | 9 | 7.5
Live | 215681836 |  | 10 | 18.5 | 55200 | 46500 | 36800 | 3.37 | 2.5 | 50000 | 3.54 | 2 | 9 | 7.5
Live | 215932708 |  | 11.7 | 20.5 | 39560 | 30000 | 26200 | 3.94 | 2.42 | 34400 | 3.42 | 1.96 | 9 | 7
Live | 215932707 |  | 11.7 | 20.5 | 39560 | 30000 | 26200 | 3.94 | 2.42 | 34400 | 3.42 | 1.96 | 9 | 7
Live | 215937898 |  | 11 | 20.5 | 51750 | 43000 | 38000 | 3.71 | 2.14 | 52000 | 3.04 | 1.9 | 8.1 | 6.8
Live | 215937897 |  | 11 | 20.5 | 51750 | 43000 | 38000 | 3.71 | 2.14 | 52000 | 3.04 | 1.9 | 8.1 | 6.8
Live | 215675766 |  | 10 | 18.5 | 55200 | 46500 | 36800 | 3.37 | 2.48 | 50000 | 3.54 | 2 | 9 | 7.5
Live | 215675765 |  | 10 | 18.5 | 55200 | 46500 | 36800 | 3.37 | 2.48 | 50000 | 3.54 | 2 | 9 | 7.5
Live | 215935136 |  | 12.5 | 22 | 40940 | 32600 | 28600 | 4.21 | 2.54 | 38000 | 3.6 | 2.02 | 8.5 | 7
Live | 215935128 |  | 12 | 21.5 | 40710 | 33000 | 28800 | 4.04 | 2.5 | 38500 | 3.54 | 2.02 | 8.5 | 7
Live | 215677956 |  | 8.5 | 18 | 64400 | 51500 | 42000 | 2.86 | 2.22 | 60000 | 3.16 | 2.02 | 8.5 | 7
Live | 215677955 |  | 8.5 | 18 | 64400 | 51500 | 42000 | 2.86 | 2.22 | 60000 | 3.16 | 2.02 | 8.5 | 7
Live | 215942400 |  | 11.7 | 21 | 40480 | 32000 | 28000 | 3.94 | 2.5 | 37400 | 3.54 | 2.06 | 8.5 | 7
Live | 215942390 |  | 11.7 | 21 | 40480 | 32000 | 28000 | 3.94 | 2.5 | 37400 | 3.54 | 2.06 | 8.5 | 7
Live | 215936866 |  | 11.7 | 21 | 40710 | 33200 | 29000 | 3.94 | 2.4 | 38500 | 3.4 | 2.02 | 8.5 | 7
Live | 215936858 |  | 12.5 | 22 | 40940 | 32800 | 28400 | 4.21 | 2.52 | 38000 | 3.58 | 2.04 | 8.5 | 7
Live | 215942543 |  | 12.5 | 22 | 41400 | 32400 | 28200 | 4.21 | 2.48 | 37400 | 3.52 | 2.04 | 8.5 | 7
Live | 215942542 |  | 12.5 | 22 | 41400 | 32400 | 28200 | 4.21 | 2.48 | 37400 | 3.52 | 2.04 | 8.5 | 7
Live | 215932704 |  | 11.7 | 20.5 | 39560 | 30000 | 26200 | 3.94 | 2.42 | 34400 | 3.42 | 1.96 | 9 | 7
Live | 215932694 |  | 11.7 | 20 | 39330 | 30400 | 26400 | 3.95 | 2.38 | 34800 | 3.38 | 1.94 | 9 | 7
Live | 215681835 |  | 10 | 18.5 | 55200 | 46500 | 36800 | 3.37 | 2.5 | 50000 | 3.54 | 2 | 9 | 7.5
Live | 215681827 |  | 10 | 18.5 | 55200 | 46500 | 36600 | 3.37 | 2.5 | 50000 | 3.54 | 2 | 9 | 7.5
Live | 215932706 |  | 11.7 | 20.5 | 39560 | 30000 | 26200 | 3.94 | 2.42 | 34400 | 3.42 | 1.96 | 9 | 7
Live | 215932698 |  | 11.7 | 20 | 39330 | 30400 | 26400 | 3.95 | 2.38 | 34800 | 3.38 | 1.94 | 9 | 7
Live | 215937896 |  | 11 | 20.5 | 51750 | 43000 | 38000 | 3.71 | 2.14 | 52000 | 3.04 | 1.9 | 8.1 | 6.8
Live | 215937888 |  | 11.5 | 20.5 | 51750 | 43000 | 38000 | 3.88 | 2.14 | 52000 | 3.04 | 1.95 | 8.1 | 6.8
Live | 215675757 |  | 9.5 | 18 | 54625 | 47000 | 37200 | 3.2 | 2.46 | 50000 | 3.48 | 1.98 | 9 | 7.5
Live | 215675756 |  | 9.5 | 18 | 54625 | 47000 | 37200 | 3.2 | 2.46 | 50000 | 3.48 | 1.98 | 9 | 7.5
Live | 215935127 |  | 12 | 21.5 | 40710 | 33000 | 28800 | 4.04 | 2.5 | 38500 | 3.54 | 2.02 | 8.5 | 7
Live | 215935126 |  | 12 | 21.5 | 40710 | 33000 | 28800 | 4.04 | 2.5 | 38500 | 3.54 | 2.02 | 8.5 | 7
Live | 215677947 |  | 9 | 19 | 64975 | 51000 | 41500 | 3.03 | 2.26 | 59500 | 3.2 | 2.02 | 9 | 7
Live | 215677946 |  | 9 | 19 | 64975 | 51000 | 41500 | 3.03 | 2.26 | 59500 | 3.2 | 2.02 | 9 | 7
Live | 215942380 |  | 11.7 | 21 | 40480 | 32000 | 28000 | 3.94 | 2.5 | 37400 | 3.54 | 2.06 | 8.5 | 7
Live | 215942370 |  | 11.7 | 21 | 40480 | 32000 | 28000 | 3.94 | 2.5 | 37400 | 3.56 | 2.06 | 8.5 | 7
Live | 215936857 |  | 12.5 | 22 | 40940 | 32800 | 28400 | 4.21 | 2.52 | 38000 | 3.58 | 2.04 | 8.5 | 7
Live | 215936856 |  | 12.5 | 22 | 40940 | 32800 | 28400 | 4.21 | 2.52 | 38000 | 3.58 | 2.04 | 8.5 | 7
Live | 215681826 |  | 10 | 18.5 | 55200 | 46500 | 36600 | 3.37 | 2.5 | 50000 | 3.54 | 2 | 9 | 7.5
Live | 215681825 |  | 10 | 18.5 | 55200 | 46500 | 36600 | 3.37 | 2.5 | 50000 | 3.54 | 2 | 9 | 7.5
Live | 215932684 |  | 11 | 19.5 | 39100 | 30800 | 26800 | 3.71 | 2.32 | 35200 | 3.3 | 1.92 | 9 | 7
Live | 215932644 |  | 12 | 20.5 | 39100 | 29800 | 26000 | 4.05 | 2.42 | 34000 | 3.44 | 2.06 | 9.5 | 7
Live | 215932697 |  | 11.7 | 20 | 39330 | 30400 | 26400 | 3.95 | 2.38 | 34800 | 3.38 | 1.94 | 9 | 7
Live | 215932696 |  | 11.7 | 20 | 39330 | 30400 | 26400 | 3.95 | 2.38 | 34800 | 3.38 | 1.94 | 9 | 7
Live | 215937887 |  | 11.5 | 20.5 | 51750 | 43000 | 38000 | 3.88 | 2.14 | 52000 | 3.04 | 1.95 | 8.1 | 6.8
Live | 215937886 |  | 11.5 | 20.5 | 51750 | 43000 | 38000 | 3.88 | 2.14 | 52000 | 3.04 | 1.95 | 8.1 | 6.8
Live | 215942534 |  | 12.5 | 22 | 41400 | 32400 | 28200 | 4.21 | 2.48 | 37400 | 3.52 | 2.04 | 8.5 | 7
Live | 215942533 |  | 12.5 | 22 | 41400 | 32400 | 28200 | 4.21 | 2.48 | 37400 | 3.52 | 2.04 | 8.5 | 7
Live | 215935118 |  | 12.5 | 22 | 40940 | 32600 | 28600 | 4.21 | 2.54 | 38000 | 3.6 | 2.02 | 8.5 | 7
Live | 215935117 |  | 12.5 | 22 | 40940 | 32600 | 28600 | 4.21 | 2.54 | 38000 | 3.6 | 2.02 | 8.5 | 7
Live | 215942360 |  | 11.7 | 21 | 40480 | 32000 | 28000 | 3.94 | 2.5 | 37400 | 3.54 | 2.06 | 8.5 | 7
Live | 215675755 |  | 9.5 | 18 | 54625 | 47000 | 37200 | 3.2 | 2.46 | 50000 | 3.48 | 1.98 | 9 | 7.5
Live | 215675747 |  | 10.5 | 19 | 55200 | 46500 | 36600 | 3.54 | 2.5 | 50000 | 3.56 | 2 | 9 | 7.5
Live | 215677945 |  | 9 | 19 | 64975 | 51000 | 41500 | 3.03 | 2.26 | 59500 | 3.2 | 2.02 | 9 | 7
Live | 215677937 |  | 9 | 19 | 64975 | 51000 | 41500 | 3.03 | 2.26 | 59500 | 3.2 | 2.02 | 9 | 7
Live | 215936848 |  | 12.5 | 22 | 40940 | 32800 | 28400 | 4.21 | 2.52 | 38000 | 3.58 | 2.04 | 8.5 | 7
Live | 215936847 |  | 12.5 | 22 | 40940 | 32800 | 28400 | 4.21 | 2.52 | 38000 | 3.58 | 2.04 | 8.5 | 7
Live | 215681817 |  | 10 | 19 | 55200 | 46500 | 36800 | 3.37 | 2.5 | 50000 | 3.54 | 2 | 9 | 7.5
Live | 215681816 |  | 10 | 19 | 55200 | 46500 | 36800 | 3.37 | 2.5 | 50000 | 3.54 | 2 | 9 | 7.5
Live | 215932634 |  | 12 | 20.5 | 39100 | 29800 | 25800 | 4.05 | 2.42 | 34000 | 3.44 | 2.06 | 9.5 | 7
Live | 215932624 |  | 11.7 | 20.5 | 39100 | 29800 | 26000 | 3.94 | 2.42 | 34200 | 3.42 | 2.06 | 9.5 | 7
Live | 215932688 |  | 11 | 19.5 | 39100 | 30800 | 26800 | 3.71 | 2.32 | 35200 | 3.3 | 1.92 | 9 | 7
Live | 215932687 |  | 11 | 19.5 | 39100 | 30800 | 26800 | 3.71 | 2.32 | 35200 | 3.3 | 1.92 | 9 | 7
Live | 215942532 |  | 12.5 | 22 | 41400 | 32400 | 28200 | 4.21 | 2.48 | 37400 | 3.52 | 2.04 | 8.5 | 7
Live | 215942524 |  | 12.5 | 22 | 41170 | 32400 | 28200 | 4.22 | 2.48 | 37400 | 3.52 | 2.04 | 8.5 | 7
Live | 215935116 |  | 12.5 | 22 | 40940 | 32600 | 28600 | 4.21 | 2.54 | 38000 | 3.6 | 2.02 | 8.5 | 7
Live | 215935108 |  | 12 | 21.5 | 40940 | 33000 | 28600 | 4.04 | 2.5 | 38000 | 3.56 | 2.04 | 8.5 | 7
Live | 215940924 |  | 12.5 | 22 | 41400 | 32200 | 28400 | 4.21 | 2.5 | 37600 | 3.54 | 2.04 | 8.5 | 7
Live | 215937878 |  | 11 | 20 | 51175 | 43500 | 38500 | 3.7 | 2.12 | 52500 | 3.02 | 1.9 | 8.1 | 6.8
Live | 215937877 |  | 11 | 20 | 51175 | 43500 | 38500 | 3.7 | 2.12 | 52500 | 3.02 | 1.9 | 8.1 | 6.8
Live | 215675746 |  | 10.5 | 19 | 55200 | 46500 | 36600 | 3.54 | 2.5 | 50000 | 3.56 | 2 | 9 | 7.5
Live | 215675745 |  | 10.5 | 19 | 55200 | 46500 | 36600 | 3.54 | 2.5 | 50000 | 3.56 | 2 | 9 | 7.5
Live | 215677936 |  | 9 | 19 | 64975 | 51000 | 41500 | 3.03 | 2.26 | 59500 | 3.2 | 2.02 | 9 | 7
Live | 215677935 |  | 9 | 19 | 64975 | 51000 | 41500 | 3.03 | 2.26 | 59500 | 3.2 | 2.02 | 9 | 7
Live | 215936846 |  | 12.5 | 22 | 40940 | 32800 | 28400 | 4.21 | 2.52 | 38000 | 3.58 | 2.04 | 8.5 | 7
Live | 215936838 |  | 12.5 | 22 | 40710 | 32800 | 28400 | 4.22 | 2.5 | 38000 | 3.56 | 2.04 | 8.5 | 7
Live | 215681815 |  | 10 | 19 | 55200 | 46500 | 36800 | 3.37 | 2.5 | 50000 | 3.54 | 2 | 9 | 7.5
Live | 215681807 |  | 10 | 18.5 | 54050 | 45500 | 36400 | 3.37 | 2.44 | 50000 | 3.46 | 2 | 9 | 7
Live | 215932614 |  | 12 | 20.5 | 39100 | 29800 | 25800 | 4.05 | 2.42 | 34000 | 3.44 | 2.06 | 9.5 | 7
Live | 215932604 |  | 11.7 | 20 | 39100 | 29800 | 26000 | 3.94 | 2.4 | 34200 | 3.42 | 2.06 | 9.5 | 7
Live | 215935107 |  | 12 | 21.5 | 40940 | 33000 | 28600 | 4.04 | 2.5 | 38000 | 3.56 | 2.04 | 8.5 | 7
Live | 215935106 |  | 12 | 21.5 | 40940 | 33000 | 28600 | 4.04 | 2.5 | 38000 | 3.56 | 2.04 | 8.5 | 7
Live | 215942523 |  | 12.5 | 22 | 41170 | 32400 | 28200 | 4.22 | 2.48 | 37400 | 3.52 | 2.04 | 8.5 | 7
Live | 215942522 |  | 12.5 | 22 | 41170 | 32400 | 28200 | 4.22 | 2.48 | 37400 | 3.52 | 2.04 | 8.5 | 7
Live | 215932686 |  | 11 | 19.5 | 39100 | 30800 | 26800 | 3.71 | 2.32 | 35200 | 3.3 | 1.92 | 9 | 7
Live | 215932648 |  | 12 | 20.5 | 39100 | 29800 | 26000 | 4.05 | 2.42 | 34000 | 3.44 | 2.06 | 9.5 | 7
Live | 215940914 |  | 12 | 21.5 | 40940 | 32800 | 28800 | 4.04 | 2.44 | 38000 | 3.44 | 2.04 | 8.5 | 7
Live | 215940904 |  | 12.5 | 22 | 40940 | 32800 | 28400 | 4.21 | 2.52 | 38000 | 3.58 | 2.04 | 8.5 | 7
Live | 215937876 |  | 11 | 20 | 51175 | 43500 | 38500 | 3.7 | 2.12 | 52500 | 3.02 | 1.9 | 8.1 | 6.8
Live | 215937858 |  | 11 | 20 | 51175 | 43500 | 38500 | 3.7 | 2.12 | 52000 | 3.02 | 2 | 8.1 | 7
Live | 215677927 |  | 9 | 19 | 64975 | 51000 | 41500 | 3.03 | 2.26 | 59500 | 3.2 | 2.02 | 9 | 7
Live | 215677926 |  | 9 | 19 | 64975 | 51000 | 41500 | 3.03 | 2.26 | 59500 | 3.2 | 2.02 | 9 | 7
Live | 215675737 |  | 10.5 | 19 | 55200 | 46500 | 36600 | 3.54 | 2.5 | 50000 | 3.56 | 2.1 | 9.5 | 7.5
Live | 215675736 |  | 10.5 | 19 | 55200 | 46500 | 36600 | 3.54 | 2.5 | 50000 | 3.56 | 2.1 | 9.5 | 7.5
Live | 215936837 |  | 12.5 | 22 | 40710 | 32800 | 28400 | 4.22 | 2.5 | 38000 | 3.56 | 2.04 | 8.5 | 7
Live | 215936836 |  | 12.5 | 22 | 40710 | 32800 | 28400 | 4.22 | 2.5 | 38000 | 3.56 | 2.04 | 8.5 | 7
Live | 215935098 |  | 12 | 21.5 | 40710 | 33400 | 29000 | 4.04 | 2.46 | 38500 | 3.48 | 2.02 | 8.5 | 7
Live | 215935097 |  | 12 | 21.5 | 40710 | 33400 | 29000 | 4.04 | 2.46 | 38500 | 3.48 | 2.02 | 8.5 | 7
Live | 215942514 |  | 11.7 | 21.5 | 40940 | 32400 | 28200 | 3.95 | 2.52 | 37400 | 3.58 | 2.06 | 8.5 | 7
Live | 215942513 |  | 11.7 | 21.5 | 40940 | 32400 | 28200 | 3.95 | 2.52 | 37400 | 3.58 | 2.06 | 8.5 | 7
Live | 215932647 |  | 12 | 20.5 | 39100 | 29800 | 26000 | 4.05 | 2.42 | 34000 | 3.44 | 2.06 | 9.5 | 7
Live | 215932646 |  | 12 | 20.5 | 39100 | 29800 | 26000 | 4.05 | 2.42 | 34000 | 3.44 | 2.06 | 9.5 | 7
Live | 215940894 |  | 12.5 | 22 | 40940 | 32800 | 28400 | 4.21 | 2.52 | 38000 | 3.58 | 2.04 | 8.5 | 7
Live | 215940884 |  | 12 | 21.5 | 40710 | 32800 | 28600 | 4.04 | 2.5 | 38000 | 3.56 | 2.04 | 8.5 | 7
Live | 215681806 |  | 10 | 18.5 | 54050 | 45500 | 36400 | 3.37 | 2.44 | 50000 | 3.46 | 2 | 9 | 7
Live | 215681805 |  | 10 | 18.5 | 54050 | 45500 | 36400 | 3.37 | 2.44 | 50000 | 3.46 | 2 | 9 | 7
Live | 215937857 |  | 11 | 20 | 51175 | 43500 | 38500 | 3.7 | 2.12 | 52000 | 3.02 | 2 | 8.1 | 7
Live | 215937856 |  | 11 | 20 | 51175 | 43500 | 38500 | 3.7 | 2.12 | 52000 | 3.02 | 2 | 8.1 | 7
Live | 215932594 |  | 11.5 | 20 | 38870 | 30200 | 26400 | 3.87 | 2.36 | 34600 | 3.36 | 1.92 | 9 | 7
Live | 215932584 |  | 12 | 20.5 | 39100 | 29600 | 25800 | 4.05 | 2.42 | 34000 | 3.44 | 2.04 | 9.5 | 7
Live | 215677925 |  | 9 | 19 | 64975 | 51000 | 41500 | 3.03 | 2.26 | 59500 | 3.2 | 2.02 | 9 | 7
Live | 215677917 |  | 8.5 | 18.5 | 63825 | 51500 | 42000 | 2.86 | 2.22 | 60000 | 3.14 | 2 | 9 | 7
Live | 215936828 |  | 12.5 | 22 | 40940 | 32800 | 28400 | 4.21 | 2.52 | 38000 | 3.58 | 2.04 | 8.5 | 7
Live | 215936827 |  | 12.5 | 22 | 40940 | 32800 | 28400 | 4.21 | 2.52 | 38000 | 3.58 | 2.04 | 8.5 | 7
Live | 215675735 |  | 10.5 | 19 | 55200 | 46500 | 36600 | 3.54 | 2.5 | 50000 | 3.56 | 2.1 | 9.5 | 7.5
Live | 215675727 |  | 10 | 19 | 55200 | 46500 | 37000 | 3.37 | 2.48 | 50000 | 3.52 | 1.98 | 9 | 7.5
Live | 215935096 |  | 12 | 21.5 | 40710 | 33400 | 29000 | 4.04 | 2.46 | 38500 | 3.48 | 2.02 | 8.5 | 7
Live | 215935088 |  | 12 | 21 | 40710 | 33400 | 29000 | 4.04 | 2.46 | 38500 | 3.5 | 2.02 | 8.5 | 7
Live | 215942512 |  | 11.7 | 21.5 | 40940 | 32400 | 28200 | 3.95 | 2.52 | 37400 | 3.58 | 2.06 | 8.5 | 7
Live | 215942504 |  | 12.5 | 22 | 41400 | 32400 | 28200 | 4.21 | 2.48 | 37400 | 3.52 | 2.04 | 8.5 | 7
Live | 215940874 |  | 12 | 21.5 | 40710 | 32800 | 28600 | 4.04 | 2.5 | 38000 | 3.56 | 2.04 | 8.5 | 7
Live | 215940864 |  | 12.5 | 22 | 40940 | 32600 | 28600 | 4.21 | 2.54 | 38000 | 3.62 | 2.02 | 8.5 | 7
Live | 215932638 |  | 12 | 20.5 | 39100 | 29800 | 25800 | 4.05 | 2.42 | 34000 | 3.44 | 2.06 | 9.5 | 7
Live | 215932637 |  | 12 | 20.5 | 39100 | 29800 | 25800 | 4.05 | 2.42 | 34000 | 3.44 | 2.06 | 9.5 | 7
Live | 215681797 |  | 9.5 | 18 | 53475 | 46500 | 37000 | 3.2 | 2.4 | 50000 | 3.4 | 2 | 9 | 7
Live | 215681796 |  | 9.5 | 18 | 53475 | 46500 | 37000 | 3.2 | 2.4 | 50000 | 3.4 | 2 | 9 | 7
Live | 215937848 |  | 11 | 19 | 49450 | 42500 | 37600 | 3.71 | 2.14 | 53000 | 3.04 | 2 | 8.1 | 7
Live | 215937847 |  | 11 | 19 | 49450 | 42500 | 37600 | 3.71 | 2.14 | 53000 | 3.04 | 2 | 8.1 | 7
Live | 215675726 |  | 10 | 19 | 55200 | 46500 | 37000 | 3.37 | 2.48 | 50000 | 3.52 | 1.98 | 9 | 7.5
Live | 215675725 |  | 10 | 19 | 55200 | 46500 | 37000 | 3.37 | 2.48 | 50000 | 3.52 | 1.98 | 9 | 7.5
Live | 215932574 |  | 11.7 | 20 | 39100 | 30000 | 26000 | 3.94 | 2.4 | 34200 | 3.4 | 1.94 | 9 | 7
Live | 215932564 |  | 12 | 20.5 | 39100 | 29800 | 25800 | 4.05 | 2.42 | 34000 | 3.44 | 2.06 | 9.5 | 7
Live | 215936826 |  | 12.5 | 22 | 40940 | 32800 | 28400 | 4.21 | 2.52 | 38000 | 3.58 | 2.04 | 8.5 | 7
Live | 215936818 |  | 12.5 | 21.5 | 40710 | 32800 | 28400 | 4.22 | 2.5 | 38000 | 3.56 | 2.04 | 8.5 | 7
Live | 215677916 |  | 8.5 | 18.5 | 63825 | 51500 | 42000 | 2.86 | 2.22 | 60000 | 3.14 | 2 | 9 | 7
Live | 215677915 |  | 8.5 | 18.5 | 63825 | 51500 | 42000 | 2.86 | 2.22 | 60000 | 3.14 | 2 | 9 | 7
Live | 215939574 |  | 11.7 | 18.5 | 65550 | 46500 | 41500 | 3.94 | 2.46 | 63500 | 3.14 | 2.05 | 7.8 | 6.7
Live | 215935087 |  | 12 | 21 | 40710 | 33400 | 29000 | 4.04 | 2.46 | 38500 | 3.5 | 2.02 | 8.5 | 7
Live | 215935086 |  | 12 | 21 | 40710 | 33400 | 29000 | 4.04 | 2.46 | 38500 | 3.5 | 2.02 | 8.5 | 7
Live | 215942503 |  | 12.5 | 22 | 41400 | 32400 | 28200 | 4.21 | 2.48 | 37400 | 3.52 | 2.04 | 8.5 | 7
Live | 215942502 |  | 12.5 | 22 | 41400 | 32400 | 28200 | 4.21 | 2.48 | 37400 | 3.52 | 2.04 | 8.5 | 7
Live | 215940854 |  | 12 | 21.5 | 40940 | 32800 | 28600 | 4.04 | 2.54 | 38000 | 3.6 | 2.02 | 8.5 | 7
Live | 215940844 |  | 12 | 21 | 40710 | 33200 | 29000 | 4.04 | 2.48 | 38500 | 3.52 | 2 | 8.5 | 7
Live | 215932636 |  | 12 | 20.5 | 39100 | 29800 | 25800 | 4.05 | 2.42 | 34000 | 3.44 | 2.06 | 9.5 | 7
Live | 215932628 |  | 11.7 | 20.5 | 39100 | 29800 | 26000 | 3.94 | 2.42 | 34200 | 3.42 | 2.06 | 9.5 | 7
Live | 215681795 |  | 9.5 | 18 | 53475 | 46500 | 37000 | 3.2 | 2.4 | 50000 | 3.4 | 2 | 9 | 7
Live | 215681787 |  | 9.5 | 18 | 54050 | 45500 | 36400 | 3.2 | 2.44 | 50000 | 3.48 | 2 | 9 | 7
Live | 215937846 |  | 11 | 19 | 49450 | 42500 | 37600 | 3.71 | 2.14 | 53000 | 3.04 | 2 | 8.1 | 7
Live | 215937838 |  | 11 | 20 | 51175 | 43500 | 38500 | 3.7 | 2.12 | 52000 | 3.02 | 2 | 8.1 | 7
Live | 215675717 |  | 10 | 19 | 55200 | 46500 | 36800 | 3.37 | 2.48 | 50000 | 3.52 | 2 | 9 | 7.5
Live | 215675716 |  | 10 | 19 | 55200 | 46500 | 36800 | 3.37 | 2.48 | 50000 | 3.52 | 2 | 9 | 7.5
Live | 215932554 |  | 12 | 20.5 | 39100 | 29800 | 25800 | 4.05 | 2.42 | 34000 | 3.44 | 2.04 | 9.5 | 7
Live | 215932544 |  | 12 | 20.5 | 39100 | 29800 | 25800 | 4.05 | 2.42 | 34000 | 3.44 | 2.06 | 9.5 | 7
Live | 215936817 |  | 12.5 | 21.5 | 40710 | 32800 | 28400 | 4.22 | 2.5 | 38000 | 3.56 | 2.04 | 8.5 | 7
Live | 215936816 |  | 12.5 | 21.5 | 40710 | 32800 | 28400 | 4.22 | 2.5 | 38000 | 3.56 | 2.04 | 8.5 | 7
Live | 215677887 |  | 9 | 18 | 62675 | 50500 | 41500 | 3.03 | 2.2 | 58500 | 3.12 | 1.92 | 8.5 | 7
Live | 215677886 |  | 9 | 18 | 62675 | 50500 | 41500 | 3.03 | 2.2 | 58500 | 3.12 | 1.92 | 8.5 | 7
Live | 215935078 |  | 12.5 | 22 | 40940 | 32800 | 28400 | 4.21 | 2.52 | 38000 | 3.58 | 2.04 | 8.5 | 7
Live | 215935077 |  | 12.5 | 22 | 40940 | 32800 | 28400 | 4.21 | 2.52 | 38000 | 3.58 | 2.04 | 8.5 | 7
Live | 215932627 |  | 11.7 | 20.5 | 39100 | 29800 | 26000 | 3.94 | 2.42 | 34200 | 3.42 | 2.06 | 9.5 | 7
Live | 215932626 |  | 11.7 | 20.5 | 39100 | 29800 | 26000 | 3.94 | 2.42 | 34200 | 3.42 | 2.06 | 9.5 | 7
Live | 215681786 |  | 9.5 | 18 | 54050 | 45500 | 36400 | 3.2 | 2.44 | 50000 | 3.48 | 2 | 9 | 7
Live | 215681785 |  | 9.5 | 18 | 54050 | 45500 | 36400 | 3.2 | 2.44 | 50000 | 3.48 | 2 | 9 | 7
Live | 215942494 |  | 12.5 | 22 | 41170 | 32600 | 28400 | 4.22 | 2.46 | 37400 | 3.5 | 2.02 | 8.5 | 7
Live | 215942493 |  | 12.5 | 22 | 41170 | 32600 | 28400 | 4.22 | 2.46 | 37400 | 3.5 | 2.02 | 8.5 | 7
Live | 215940834 |  | 11.7 | 21 | 40480 | 33400 | 29200 | 3.94 | 2.46 | 38500 | 3.48 | 2 | 8.5 | 7
Live | 215940824 |  | 12.5 | 22 | 40940 | 32600 | 28600 | 4.21 | 2.54 | 38000 | 3.6 | 2.02 | 8.5 | 7
Live | 215937837 |  | 11 | 20 | 51175 | 43500 | 38500 | 3.7 | 2.12 | 52000 | 3.02 | 2 | 8.1 | 7
Live | 215937836 |  | 11 | 20 | 51175 | 43500 | 38500 | 3.7 | 2.12 | 52000 | 3.02 | 2 | 8.1 | 7
Live | 215675715 |  | 10 | 19 | 55200 | 46500 | 36800 | 3.37 | 2.48 | 50000 | 3.52 | 2 | 9 | 7.5
Live | 215675707 |  | 10 | 18.5 | 55200 | 47000 | 37200 | 3.37 | 2.46 | 50000 | 3.5 | 2 | 9 | 7.5
Live | 215936808 |  | 12 | 21 | 40480 | 33200 | 28800 | 4.05 | 2.46 | 38500 | 3.5 | 2.02 | 8.5 | 7
Live | 215936807 |  | 12 | 21 | 40480 | 33200 | 28800 | 4.05 | 2.46 | 38500 | 3.5 | 2.02 | 8.5 | 7
Live | 215932534 |  | 11.7 | 20.5 | 39100 | 30000 | 26000 | 3.94 | 2.4 | 34200 | 3.4 | 2.04 | 9.5 | 7
Live | 215932514 |  | 11 | 20 | 38180 | 30600 | 26600 | 3.71 | 2.38 | 34800 | 3.38 | 2.02 | 9.5 | 7.5
Live | 215677885 |  | 9 | 18 | 62675 | 50500 | 41500 | 3.03 | 2.2 | 58500 | 3.12 | 1.92 | 8.5 | 7
Live | 215677877 |  | 9 | 18.5 | 63250 | 51000 | 41500 | 3.03 | 2.22 | 59000 | 3.14 | 2.02 | 9 | 7
Live | 215935076 |  | 12.5 | 22 | 40940 | 32800 | 28400 | 4.21 | 2.52 | 38000 | 3.58 | 2.04 | 8.5 | 7
Live | 215935068 |  | 12 | 21.5 | 40940 | 32800 | 28600 | 4.04 | 2.52 | 38000 | 3.58 | 2.02 | 8.5 | 7
Live | 215940814 |  | 12.5 | 22 | 41170 | 32600 | 28400 | 4.22 | 2.54 | 38000 | 3.62 | 2.02 | 8.5 | 7
Live | 215940804 |  | 12 | 21.5 | 40940 | 32800 | 28600 | 4.04 | 2.54 | 38000 | 3.6 | 2.02 | 8.5 | 7
Live | 215932618 |  | 12 | 20.5 | 39100 | 29800 | 25800 | 4.05 | 2.42 | 34000 | 3.44 | 2.06 | 9.5 | 7
Live | 215932617 |  | 12 | 20.5 | 39100 | 29800 | 25800 | 4.05 | 2.42 | 34000 | 3.44 | 2.06 | 9.5 | 7
Live | 215937828 |  | 10.5 | 19.5 | 51175 | 43500 | 38500 | 3.54 | 2.12 | 52000 | 3 | 1.88 | 8 | 6.5
Live | 215937827 |  | 10.5 | 19.5 | 51175 | 43500 | 38500 | 3.54 | 2.12 | 52000 | 3 | 1.88 | 8 | 6.5
Live | 215681777 |  | 10 | 18.5 | 54050 | 45500 | 36200 | 3.37 | 2.46 | 50000 | 3.5 | 2 | 9 | 7.5
Live | 215681776 |  | 10 | 18.5 | 54050 | 45500 | 36200 | 3.37 | 2.46 | 50000 | 3.5 | 2 | 9 | 7.5
Live | 215675706 |  | 10 | 18.5 | 55200 | 47000 | 37200 | 3.37 | 2.46 | 50000 | 3.5 | 2 | 9 | 7.5
Live | 215675705 |  | 10 | 18.5 | 55200 | 47000 | 37200 | 3.37 | 2.46 | 50000 | 3.5 | 2 | 9 | 7.5
Live | 215942492 |  | 12.5 | 22 | 41170 | 32600 | 28400 | 4.22 | 2.46 | 37400 | 3.5 | 2.02 | 8.5 | 7
Live | 215942484 |  | 12.5 | 22 | 41170 | 32600 | 28400 | 4.22 | 2.46 | 37400 | 3.5 | 2.02 | 8.5 | 7
Live | 215936806 |  | 12 | 21 | 40480 | 33200 | 28800 | 4.05 | 2.46 | 38500 | 3.5 | 2.02 | 8.5 | 7
Live | 215936798 |  | 12.5 | 22 | 40940 | 32600 | 28400 | 4.21 | 2.52 | 38000 | 3.58 | 2.06 | 8.5 | 7
Live | 215677876 |  | 9 | 18.5 | 63250 | 51000 | 41500 | 3.03 | 2.22 | 59000 | 3.14 | 2.02 | 9 | 7
Live | 215677875 |  | 9 | 18.5 | 63250 | 51000 | 41500 | 3.03 | 2.22 | 59000 | 3.14 | 2.02 | 9 | 7
Live | 215935067 |  | 12 | 21.5 | 40940 | 32800 | 28600 | 4.04 | 2.52 | 38000 | 3.58 | 2.02 | 8.5 | 7
Live | 215935066 |  | 12 | 21.5 | 40940 | 32800 | 28600 | 4.04 | 2.52 | 38000 | 3.58 | 2.02 | 8.5 | 7
Live | 215932504 |  | 11 | 19.5 | 37950 | 29800 | 26000 | 3.71 | 2.4 | 34000 | 3.42 | 2.04 | 9.5 | 7.5
Live | 215932494 |  | 11.5 | 20 | 38410 | 30200 | 26400 | 3.88 | 2.42 | 34600 | 3.44 | 2.02 | 9.5 | 7.5
Live | 215937826 |  | 10.5 | 19.5 | 51175 | 43500 | 38500 | 3.54 | 2.12 | 52000 | 3 | 1.88 | 8 | 6.5
Live | 215937818 |  | 10.5 | 19 | 50025 | 43500 | 38000 | 3.54 | 2.12 | 53000 | 3 | 1.88 | 8 | 6.5
Live | 215940794 |  | 12.5 | 22 | 40940 | 32800 | 28400 | 4.21 | 2.52 | 38500 | 3.58 | 2.04 | 8.5 | 7
Live | 215940784 |  | 12.5 | 22 | 40710 | 32800 | 28400 | 4.22 | 2.52 | 38000 | 3.58 | 2.04 | 8.5 | 7
Live | 215932616 |  | 12 | 20.5 | 39100 | 29800 | 25800 | 4.05 | 2.42 | 34000 | 3.44 | 2.06 | 9.5 | 7
Live | 215932608 |  | 11.7 | 20 | 39100 | 29800 | 26000 | 3.94 | 2.4 | 34200 | 3.42 | 2.06 | 9.5 | 7
Live | 215681775 |  | 10 | 18.5 | 54050 | 45500 | 36200 | 3.37 | 2.46 | 50000 | 3.5 | 2 | 9 | 7.5
Live | 215681767 |  | 9.5 | 18 | 54050 | 45500 | 36400 | 3.2 | 2.44 | 50000 | 3.46 | 2 | 9 | 7
Live | 215936797 |  | 12.5 | 22 | 40940 | 32600 | 28400 | 4.21 | 2.52 | 38000 | 3.58 | 2.06 | 8.5 | 7
Live | 215936796 |  | 12.5 | 22 | 40940 | 32600 | 28400 | 4.21 | 2.52 | 38000 | 3.58 | 2.06 | 8.5 | 7
Live | 215675697 |  | 9.5 | 18 | 54625 | 47500 | 37600 | 3.2 | 2.42 | 50000 | 3.44 | 1.98 | 9 | 7
Live | 215675696 |  | 9.5 | 18 | 54625 | 47500 | 37600 | 3.2 | 2.42 | 50000 | 3.44 | 1.98 | 9 | 7
Live | 215942483 |  | 12.5 | 22 | 41170 | 32600 | 28400 | 4.22 | 2.46 | 37400 | 3.5 | 2.02 | 8.5 | 7
Live | 215942482 |  | 12.5 | 22 | 41170 | 32600 | 28400 | 4.22 | 2.46 | 37400 | 3.5 | 2.02 | 8.5 | 7
Live | 215677867 |  | 9 | 18.5 | 63250 | 51000 | 41500 | 3.03 | 2.2 | 59500 | 3.12 | 1.9 | 8.5 | 7
Live | 215677866 |  | 9 | 18.5 | 63250 | 51000 | 41500 | 3.03 | 2.2 | 59500 | 3.12 | 1.9 | 8.5 | 7
Live | 215935058 |  | 12 | 21.5 | 40710 | 33400 | 29000 | 4.04 | 2.46 | 38500 | 3.5 | 2.02 | 8.5 | 7
Live | 215935057 |  | 12 | 21.5 | 40710 | 33400 | 29000 | 4.04 | 2.46 | 38500 | 3.5 | 2.02 | 8.5 | 7
Live | 215932484 |  | 11 | 19.5 | 38180 | 30800 | 26800 | 3.71 | 2.36 | 35000 | 3.36 | 2.02 | 9.5 | 7.5
Live | 215932474 |  | 11 | 19.5 | 38180 | 30600 | 26800 | 3.71 | 2.38 | 35000 | 3.36 | 2.02 | 9.5 | 7.5
Live | 215935056 |  | 12 | 21.5 | 40710 | 33400 | 29000 | 4.04 | 2.46 | 38500 | 3.5 | 2.02 | 8.5 | 7
Live | 215935048 |  | 12.5 | 22 | 40940 | 32600 | 28400 | 4.21 | 2.54 | 38000 | 3.62 | 2.02 | 8.5 | 7
Live | 215939454 |  | 11.7 | 18.5 | 65550 | 46500 | 41500 | 3.94 | 2.46 | 63500 | 3.12 | 2 | 7.8 | 6.7
Live | 215937817 |  | 10.5 | 19 | 50025 | 43500 | 38000 | 3.54 | 2.12 | 53000 | 3 | 1.88 | 8 | 6.5
Live | 215937816 |  | 10.5 | 19 | 50025 | 43500 | 38000 | 3.54 | 2.12 | 53000 | 3 | 1.88 | 8 | 6.5
Live | 215681766 |  | 9.5 | 18 | 54050 | 45500 | 36400 | 3.2 | 2.44 | 50000 | 3.46 | 2 | 9 | 7
Live | 215681765 |  | 9.5 | 18 | 54050 | 45500 | 36400 | 3.2 | 2.44 | 50000 | 3.46 | 2 | 9 | 7
Live | 215940774 |  | 12 | 21.5 | 40710 | 32800 | 28600 | 4.04 | 2.5 | 38000 | 3.56 | 2.04 | 8.5 | 7
Live | 215940764 |  | 12 | 21.5 | 40710 | 32800 | 28600 | 4.04 | 2.5 | 38000 | 3.56 | 2.04 | 8.5 | 7
Live | 215932607 |  | 11.7 | 20 | 39100 | 29800 | 26000 | 3.94 | 2.4 | 34200 | 3.42 | 2.06 | 9.5 | 7
Live | 215932606 |  | 11.7 | 20 | 39100 | 29800 | 26000 | 3.94 | 2.4 | 34200 | 3.42 | 2.06 | 9.5 | 7
Live | 215936788 |  | 12 | 21.5 | 40710 | 32800 | 28600 | 4.04 | 2.5 | 38000 | 3.54 | 2.04 | 8.5 | 7
Live | 215936787 |  | 12 | 21.5 | 40710 | 32800 | 28600 | 4.04 | 2.5 | 38000 | 3.54 | 2.04 | 8.5 | 7
Live | 215675695 |  | 9.5 | 18 | 54625 | 47500 | 37600 | 3.2 | 2.42 | 50000 | 3.44 | 1.98 | 9 | 7
Live | 215675657 |  | 10.5 | 19 | 55200 | 46500 | 36800 | 3.54 | 2.5 | 50000 | 3.54 | 2 | 9 | 7.5
Live | 215942464 |  | 11.7 | 21 | 40480 | 32000 | 28000 | 3.94 | 2.5 | 37400 | 3.56 | 2 | 8.5 | 7
Live | 215942463 |  | 11.7 | 21 | 40480 | 32000 | 28000 | 3.94 | 2.5 | 37400 | 3.56 | 2 | 8.5 | 7
Live | 215677865 |  | 9 | 18.5 | 63250 | 51000 | 41500 | 3.03 | 2.2 | 59500 | 3.12 | 1.9 | 8.5 | 7
Live | 215677857 |  | 9 | 18.5 | 63250 | 51000 | 41500 | 3.03 | 2.2 | 59500 | 3.12 | 1.9 | 8.5 | 7
Live | 215935047 |  | 12.5 | 22 | 40940 | 32600 | 28400 | 4.21 | 2.54 | 38000 | 3.62 | 2.02 | 8.5 | 7
Live | 215935046 |  | 12.5 | 22 | 40940 | 32600 | 28400 | 4.21 | 2.54 | 38000 | 3.62 | 2.02 | 8.5 | 7
Live | 215932464 |  | 11 | 19.5 | 37950 | 29800 | 26000 | 3.71 | 2.4 | 34000 | 3.4 | 2.04 | 9.5 | 7.5
Live | 215932454 |  | 11 | 19.5 | 38180 | 30600 | 26800 | 3.71 | 2.38 | 35000 | 3.36 | 2.02 | 9.5 | 7.5
Live | 215940754 |  | 12 | 21.5 | 40250 | 32600 | 28200 | 4.04 | 2.48 | 38000 | 3.54 | 2.02 | 8.5 | 7
Live | 215940744 |  | 12 | 21.5 | 40250 | 32400 | 28200 | 4.04 | 2.48 | 38000 | 3.54 | 2.02 | 8.5 | 7
Live | 215939444 |  | 11.7 | 18.5 | 65550 | 46500 | 41500 | 3.94 | 2.46 | 63500 | 3.12 | 2 | 7.8 | 6.7
Live | 215937808 |  | 10 | 19 | 50025 | 44000 | 39000 | 3.37 | 2.08 | 52500 | 2.96 | 1.88 | 8 | 6.5
Live | 215937807 |  | 10 | 19 | 50025 | 44000 | 39000 | 3.37 | 2.08 | 52500 | 2.96 | 1.88 | 8 | 6.5
Live | 215936786 |  | 12 | 21.5 | 40710 | 32800 | 28600 | 4.04 | 2.5 | 38000 | 3.54 | 2.04 | 8.5 | 7
Live | 215936778 |  | 12.5 | 22 | 40940 | 32600 | 28400 | 4.21 | 2.52 | 38000 | 3.58 | 2.04 | 8.5 | 7
Live | 215681757 |  | 9.5 | 18 | 54050 | 45500 | 36400 | 3.2 | 2.44 | 50000 | 3.46 | 2 | 9 | 7
Live | 215681756 |  | 9.5 | 18 | 54050 | 45500 | 36400 | 3.2 | 2.44 | 50000 | 3.46 | 2 | 9 | 7
Live | 215932598 |  | 11.5 | 20 | 38870 | 30200 | 26400 | 3.87 | 2.36 | 34600 | 3.36 | 1.92 | 9 | 7
Live | 215932597 |  | 11.5 | 20 | 38870 | 30200 | 26400 | 3.87 | 2.36 | 34600 | 3.36 | 1.92 | 9 | 7
Live | 215675656 |  | 10.5 | 19 | 55200 | 46500 | 36800 | 3.54 | 2.5 | 50000 | 3.54 | 2 | 9 | 7.5
Live | 215675655 |  | 10.5 | 19 | 55200 | 46500 | 36800 | 3.54 | 2.5 | 50000 | 3.54 | 2 | 9 | 7.5
Live | 215942462 |  | 11.7 | 21 | 40480 | 32000 | 28000 | 3.94 | 2.5 | 37400 | 3.56 | 2 | 8.5 | 7
Live | 215942454 |  | 11.7 | 21 | 40480 | 32000 | 28000 | 3.94 | 2.5 | 37400 | 3.54 | 2.06 | 8.5 | 7
Live | 215935038 |  | 12.5 | 22 | 40940 | 32800 | 28400 | 4.21 | 2.52 | 38000 | 3.58 | 2.04 | 8.5 | 7
Live | 215935037 |  | 12.5 | 22 | 40940 | 32800 | 28400 | 4.21 | 2.52 | 38000 | 3.58 | 2.04 | 8.5 | 7
Live | 215940734 |  | 12 | 21 | 40250 | 32600 | 28400 | 4.04 | 2.48 | 38500 | 3.52 | 2.04 | 8.5 | 7
Live | 215940724 |  | 12 | 21 | 40250 | 32600 | 28400 | 4.04 | 2.48 | 38500 | 3.52 | 2.04 | 8.5 | 7
Live | 215677856 |  | 9 | 18.5 | 63250 | 51000 | 41500 | 3.03 | 2.2 | 59500 | 3.12 | 1.9 | 8.5 | 7
Live | 215677855 |  | 9 | 18.5 | 63250 | 51000 | 41500 | 3.03 | 2.2 | 59500 | 3.12 | 1.9 | 8.5 | 7
Live | 215932444 |  | 11.7 | 20.5 | 38410 | 30200 | 26200 | 3.95 | 2.44 | 34400 | 3.46 | 2.04 | 9.5 | 7.5
Live | 215932434 |  | 11.7 | 20 | 38410 | 30200 | 26400 | 3.95 | 2.44 | 34600 | 3.46 | 2.04 | 9.5 | 7.5
Live | 215937806 |  | 10 | 19 | 50025 | 44000 | 39000 | 3.37 | 2.08 | 52500 | 2.96 | 1.88 | 8 | 6.5
Live | 215937798 |  | 11 | 20 | 51175 | 43500 | 38000 | 3.7 | 2.14 | 52000 | 3.04 | 1.9 | 8 | 6.7
Live | 215681755 |  | 9.5 | 18 | 54050 | 45500 | 36400 | 3.2 | 2.44 | 50000 | 3.46 | 2 | 9 | 7
Live | 215681747 |  | 9.5 | 16.5 | 52325 | 42000 | 33800 | 3.2 | 2.48 | 48000 | 3.52 | 2.08 | 8.5 | 7
Live | 215932596 |  | 11.5 | 20 | 38870 | 30200 | 26400 | 3.87 | 2.36 | 34600 | 3.36 | 1.92 | 9 | 7
Live | 215932588 |  | 12 | 20.5 | 39100 | 29600 | 25800 | 4.05 | 2.42 | 34000 | 3.44 | 2.04 | 9.5 | 7
Live | 215936777 |  | 12.5 | 22 | 40940 | 32600 | 28400 | 4.21 | 2.52 | 38000 | 3.58 | 2.04 | 8.5 | 7
Live | 215936776 |  | 12.5 | 22 | 40940 | 32600 | 28400 | 4.21 | 2.52 | 38000 | 3.58 | 2.04 | 8.5 | 7
Live | 215675647 |  | 10 | 18.5 | 55200 | 45500 | 36200 | 3.37 | 2.48 | 50000 | 3.52 | 2.02 | 9 | 7
Live | 215675646 |  | 10 | 18.5 | 55200 | 45500 | 36200 | 3.37 | 2.48 | 50000 | 3.52 | 2.02 | 9 | 7
Live | 215935036 |  | 12.5 | 22 | 40940 | 32800 | 28400 | 4.21 | 2.52 | 38000 | 3.58 | 2.04 | 8.5 | 7
Live | 215935028 |  | 12 | 22 | 40940 | 33200 | 28600 | 4.04 | 2.5 | 38000 | 3.54 | 2.02 | 8.5 | 7
Live | 215942453 |  | 11.7 | 21 | 40480 | 32000 | 28000 | 3.94 | 2.5 | 37400 | 3.54 | 2.06 | 8.5 | 7
Live | 215942452 |  | 11.7 | 21 | 40480 | 32000 | 28000 | 3.94 | 2.5 | 37400 | 3.54 | 2.06 | 8.5 | 7
Live | 215940714 |  | 12.5 | 22 | 40940 | 32800 | 28400 | 4.21 | 2.52 | 38000 | 3.58 | 2.04 | 8.5 | 7
Live | 215940704 |  | 12.5 | 22 | 40940 | 32800 | 28400 | 4.21 | 2.52 | 38000 | 3.58 | 2.04 | 8.5 | 7
Live | 215677847 |  | 9 | 18.5 | 63250 | 51000 | 41500 | 3.03 | 2.2 | 59500 | 3.12 | 1.9 | 8.5 | 7
Live | 215677846 |  | 9 | 18.5 | 63250 | 51000 | 41500 | 3.03 | 2.2 | 59500 | 3.12 | 1.9 | 8.5 | 7
Live | 215937797 |  | 11 | 20 | 51175 | 43500 | 38000 | 3.7 | 2.14 | 52000 | 3.04 | 1.9 | 8 | 6.7
Live | 215937796 |  | 11 | 20 | 51175 | 43500 | 38000 | 3.7 | 2.14 | 52000 | 3.04 | 1.9 | 8 | 6.7
Live | 215681746 |  | 9.5 | 16.5 | 52325 | 42000 | 33800 | 3.2 | 2.48 | 48000 | 3.52 | 2.08 | 8.5 | 7
Live | 215681745 |  | 9.5 | 16.5 | 52325 | 42000 | 33800 | 3.2 | 2.48 | 48000 | 3.52 | 2.08 | 8.5 | 7
Live | 215932424 |  | 11.5 | 20 | 38410 | 30400 | 26400 | 3.88 | 2.42 | 34600 | 3.41 | 2.04 | 9.5 | 7.5
Live | 215932414 |  | 11.5 | 20 | 38410 | 30400 | 26400 | 3.88 | 2.42 | 34600 | 3.41 | 2.04 | 9.5 | 7.5
Live | 215932587 |  | 12 | 20.5 | 39100 | 29600 | 25800 | 4.05 | 2.42 | 34000 | 3.44 | 2.04 | 9.5 | 7
Live | 215932586 |  | 12 | 20.5 | 39100 | 29600 | 25800 | 4.05 | 2.42 | 34000 | 3.44 | 2.04 | 9.5 | 7
Live | 215936768 |  | 12.5 | 22 | 40940 | 32800 | 28400 | 4.21 | 2.52 | 38000 | 3.58 | 2.04 | 8.5 | 7
Live | 215936767 |  | 12.5 | 22 | 40940 | 32800 | 28400 | 4.21 | 2.52 | 38000 | 3.58 | 2.04 | 8.5 | 7
Live | 215942444 |  | 12.5 | 22 | 41400 | 32400 | 28200 | 4.21 | 2.48 | 37400 | 3.52 | 2.04 | 8.5 | 7
Live | 215942443 |  | 12.5 | 22 | 41400 | 32400 | 28200 | 4.21 | 2.48 | 37400 | 3.52 | 2.04 | 8.5 | 7
Live | 215675645 |  | 10 | 18.5 | 55200 | 45500 | 36200 | 3.37 | 2.48 | 50000 | 3.52 | 2.02 | 9 | 7
Live | 215675637 |  | 10.5 | 19 | 55200 | 46500 | 36800 | 3.54 | 2.5 | 50000 | 3.54 | 2 | 9 | 7.5
Live | 215940694 |  | 12 | 21.5 | 40710 | 32800 | 28600 | 4.04 | 2.5 | 38000 | 3.56 | 2.04 | 8.5 | 7
Live | 215940684 |  | 12 | 21.5 | 40710 | 32800 | 28600 | 4.04 | 2.5 | 38000 | 3.56 | 2.04 | 8.5 | 7
Live | 215935027 |  | 12 | 22 | 40940 | 33200 | 28600 | 4.04 | 2.5 | 38000 | 3.54 | 2.02 | 8.5 | 7
Live | 215935026 |  | 12 | 22 | 40940 | 33200 | 28600 | 4.04 | 2.5 | 38000 | 3.54 | 2.02 | 8.5 | 7
Live | 215677845 |  | 9 | 18.5 | 63250 | 51000 | 41500 | 3.03 | 2.2 | 59500 | 3.12 | 1.9 | 8.5 | 7
Live | 215677837 |  | 8.5 | 18 | 62675 | 51000 | 42000 | 2.87 | 2.18 | 59500 | 3.1 | 1.9 | 8.5 | 7
Live | 215937788 |  | 10.5 | 19.5 | 51175 | 43500 | 38500 | 3.54 | 2.12 | 52000 | 3 | 1.88 | 8 | 6.5
Live | 215937787 |  | 10.5 | 19.5 | 51175 | 43500 | 38500 | 3.54 | 2.12 | 52000 | 3 | 1.88 | 8 | 6.5
Live | 215681737 |  | 9.5 | 16.5 | 52325 | 42000 | 33800 | 3.2 | 2.48 | 48000 | 3.52 | 2.08 | 8.5 | 7
Live | 215681736 |  | 9.5 | 16.5 | 52325 | 42000 | 33800 | 3.2 | 2.48 | 48000 | 3.52 | 2.08 | 8.5 | 7
Live | 215932578 |  | 11.7 | 20 | 39100 | 30000 | 26000 | 3.94 | 2.4 | 34200 | 3.4 | 1.94 | 9 | 7
Live | 215932577 |  | 11.7 | 20 | 39100 | 30000 | 26000 | 3.94 | 2.4 | 34200 | 3.4 | 1.94 | 9 | 7
Live | 215932404 |  | 10.5 | 19.5 | 37950 | 31000 | 27200 | 3.54 | 2.34 | 35400 | 3.3 | 1.9 | 9 | 7
Live | 215932374 |  | 11 | 19.5 | 38870 | 30000 | 26000 | 3.71 | 2.44 | 34200 | 3.46 | 2.06 | 9.5 | 7.5
Live | 215936766 |  | 12.5 | 22 | 40940 | 32800 | 28400 | 4.21 | 2.52 | 38000 | 3.58 | 2.04 | 8.5 | 7
Live | 215936758 |  | 12.5 | 22 | 40940 | 32600 | 28400 | 4.21 | 2.52 | 38000 | 3.58 | 2.04 | 8.5 | 7
Live | 215675636 |  | 10.5 | 19 | 55200 | 46500 | 36800 | 3.54 | 2.5 | 50000 | 3.54 | 2 | 9 | 7.5
Live | 215675635 |  | 10.5 | 19 | 55200 | 46500 | 36800 | 3.54 | 2.5 | 50000 | 3.54 | 2 | 9 | 7.5
Live | 215942442 |  | 12.5 | 22 | 41400 | 32400 | 28200 | 4.21 | 2.48 | 37400 | 3.52 | 2.04 | 8.5 | 7
Live | 215942434 |  | 12.5 | 22 | 41170 | 32400 | 28200 | 4.22 | 2.48 | 37400 | 3.52 | 2.04 | 8.5 | 7
Live | 215935018 |  | 12 | 21.5 | 40940 | 32800 | 28600 | 4.04 | 2.52 | 38000 | 3.58 | 2.02 | 8.5 | 7
Live | 215935017 |  | 12 | 21.5 | 40940 | 32800 | 28600 | 4.04 | 2.52 | 38000 | 3.58 | 2.02 | 8.5 | 7
Live | 215940674 |  | 12 | 21 | 39560 | 32000 | 28000 | 4.04 | 2.44 | 38500 | 3.46 | 2.06 | 8.5 | 7
Live | 215940664 |  | 11.7 | 20.5 | 39560 | 32200 | 28200 | 3.94 | 2.42 | 38500 | 3.44 | 2.04 | 8.5 | 7
Live | 215677836 |  | 8.5 | 18 | 62675 | 51000 | 42000 | 2.87 | 2.18 | 59500 | 3.1 | 1.9 | 8.5 | 7
Live | 215677835 |  | 8.5 | 18 | 62675 | 51000 | 42000 | 2.87 | 2.18 | 59500 | 3.1 | 1.9 | 8.5 | 7
Live | 215681735 |  | 9.5 | 16.5 | 52325 | 42000 | 33800 | 3.2 | 2.48 | 48000 | 3.52 | 2.08 | 8.5 | 7
Live | 215681727 |  | 9.5 | 16.5 | 52325 | 42000 | 33800 | 3.2 | 2.48 | 48000 | 3.52 | 2.06 | 8.5 | 7
Live | 215937786 |  | 10.5 | 19.5 | 51175 | 43500 | 38500 | 3.54 | 2.12 | 52000 | 3 | 1.88 | 8 | 6.5
Live | 215937778 |  | 11 | 19 | 50025 | 43500 | 38000 | 3.71 | 2.12 | 53000 | 3 | 1.88 | 8 | 6.5
Live | 215932576 |  | 11.7 | 20 | 39100 | 30000 | 26000 | 3.94 | 2.4 | 34200 | 3.4 | 1.94 | 9 | 7
Live | 215932568 |  | 12 | 20.5 | 39100 | 29800 | 25800 | 4.05 | 2.42 | 34000 | 3.44 | 2.06 | 9.5 | 7
Live | 215939334 |  | 11.7 | 18.5 | 64400 | 46000 | 41000 | 3.94 | 2.46 | 61500 | 3.1 | 2.05 | 7.8 | 6.75
Live | 215932364 |  | 11 | 19.5 | 38870 | 30000 | 26200 | 3.71 | 2.42 | 34200 | 3.44 | 2.06 | 9.5 | 7.5
Live | 215932354 |  | 11.5 | 20 | 37720 | 30600 | 26600 | 3.88 | 2.4 | 34800 | 3.4 | 2 | 9.5 | 7.5
Live | 215936757 |  | 12.5 | 22 | 40940 | 32600 | 28400 | 4.21 | 2.52 | 38000 | 3.58 | 2.04 | 8.5 | 7
Live | 215936756 |  | 12.5 | 22 | 40940 | 32600 | 28400 | 4.21 | 2.52 | 38000 | 3.58 | 2.04 | 8.5 | 7
Live | 215942433 |  | 12.5 | 22 | 41170 | 32400 | 28200 | 4.22 | 2.48 | 37400 | 3.52 | 2.04 | 8.5 | 7
Live | 215942432 |  | 12.5 | 22 | 41170 | 32400 | 28200 | 4.22 | 2.48 | 37400 | 3.52 | 2.04 | 8.5 | 7
Live | 215935016 |  | 12 | 21.5 | 40940 | 32800 | 28600 | 4.04 | 2.52 | 38000 | 3.58 | 2.02 | 8.5 | 7
Live | 215935008 |  | 12 | 21.5 | 40710 | 33000 | 29000 | 4.04 | 2.5 | 38500 | 3.54 | 2.02 | 8.5 | 7
Live | 215675627 |  | 10 | 19 | 55200 | 46500 | 36800 | 3.37 | 2.5 | 50000 | 3.54 | 2 | 9 | 7.5
Live | 215675626 |  | 10 | 19 | 55200 | 46500 | 36800 | 3.37 | 2.5 | 50000 | 3.54 | 2 | 9 | 7.5
Live | 215677827 |  | 8 | 17.5 | 62100 | 52000 | 42500 | 2.7 | 2.14 | 60500 | 3.02 | 1.86 | 8.5 | 7
Live | 215677826 |  | 8 | 17.5 | 62100 | 52000 | 42500 | 2.7 | 2.14 | 60500 | 3.02 | 1.86 | 8.5 | 7
Live | 215940654 |  | 11.5 | 20.5 | 39330 | 32600 | 28600 | 3.88 | 2.38 | 39000 | 3.38 | 2.04 | 8.5 | 7
Live | 215940644 |  | 11 | 20 | 39100 | 32800 | 28800 | 3.71 | 2.36 | 39500 | 3.34 | 2.02 | 8.5 | 7
Live | 215681726 |  | 9.5 | 16.5 | 52325 | 42000 | 33800 | 3.2 | 2.48 | 48000 | 3.52 | 2.06 | 8.5 | 7
Live | 215681725 |  | 9.5 | 16.5 | 52325 | 42000 | 33800 | 3.2 | 2.48 | 48000 | 3.52 | 2.06 | 8.5 | 7
Live | 215937777 |  | 11 | 19 | 50025 | 43500 | 38000 | 3.71 | 2.12 | 53000 | 3 | 1.88 | 8 | 6.5
Live | 215937776 |  | 11 | 19 | 50025 | 43500 | 38000 | 3.71 | 2.12 | 53000 | 3 | 1.88 | 8 | 6.5
Live | 215932567 |  | 12 | 20.5 | 39100 | 29800 | 25800 | 4.05 | 2.42 | 34000 | 3.44 | 2.06 | 9.5 | 7
Live | 215932566 |  | 12 | 20.5 | 39100 | 29800 | 25800 | 4.05 | 2.42 | 34000 | 3.44 | 2.06 | 9.5 | 7
Live | 215932344 |  | 11 | 19.5 | 37490 | 30800 | 27000 | 3.71 | 2.36 | 35200 | 3.34 | 2 | 9.5 | 7.5
Live | 215932334 |  | 10.5 | 19.5 | 37260 | 30200 | 26400 | 3.53 | 2.36 | 34200 | 3.36 | 2.02 | 9.5 | 7.5
Live | 215935007 |  | 12 | 21.5 | 40710 | 33000 | 29000 | 4.04 | 2.5 | 38500 | 3.54 | 2.02 | 8.5 | 7
Live | 215935006 |  | 12 | 21.5 | 40710 | 33000 | 29000 | 4.04 | 2.5 | 38500 | 3.54 | 2.02 | 8.5 | 7
Live | 215942414 |  | 11.7 | 21 | 40480 | 32000 | 28000 | 3.94 | 2.5 | 37400 | 3.54 | 2.06 | 8.5 | 7
Live | 215942413 |  | 11.7 | 21 | 40480 | 32000 | 28000 | 3.94 | 2.5 | 37400 | 3.54 | 2.06 | 8.5 | 7
Live | 215677825 |  | 8 | 17.5 | 62100 | 52000 | 42500 | 2.7 | 2.14 | 60500 | 3.02 | 1.86 | 8.5 | 7
Live | 215677817 |  | 9 | 18.5 | 63250 | 50500 | 41500 | 3.03 | 2.22 | 59000 | 3.16 | 2.04 | 8.5 | 7
Live | 215936748 |  | 12 | 21.5 | 40710 | 32800 | 28600 | 4.04 | 2.5 | 38000 | 3.54 | 2.04 | 8.5 | 7
Live | 215936747 |  | 12 | 21.5 | 40710 | 32800 | 28600 | 4.04 | 2.5 | 38000 | 3.54 | 2.04 | 8.5 | 7
Live | 215675625 |  | 10 | 19 | 55200 | 46500 | 36800 | 3.37 | 2.5 | 50000 | 3.54 | 2 | 9 | 7.5
Live | 215675617 |  | 10 | 18.5 | 54625 | 47000 | 37400 | 3.37 | 2.46 | 50000 | 3.48 | 1.98 | 9 | 7
Live | 215940634 |  | 12 | 21 | 39560 | 32000 | 28000 | 4.04 | 2.42 | 38500 | 3.44 | 2.04 | 8.5 | 7
Live | 215940624 |  | 12 | 21 | 39790 | 32000 | 28000 | 4.05 | 2.44 | 38500 | 3.46 | 2.04 | 8.5 | 7
Live | 215681717 |  | 9 | 16 | 51750 | 42500 | 34200 | 3.03 | 2.44 | 48500 | 3.46 | 1.94 | 8.5 | 7
Live | 215681716 |  | 9 | 16 | 51750 | 42500 | 34200 | 3.03 | 2.44 | 48500 | 3.46 | 1.94 | 8.5 | 7
Live | 215932558 |  | 12 | 20.5 | 39100 | 29800 | 25800 | 4.05 | 2.42 | 34000 | 3.44 | 2.04 | 9.5 | 7
Live | 215932557 |  | 12 | 20.5 | 39100 | 29800 | 25800 | 4.05 | 2.42 | 34000 | 3.44 | 2.04 | 9.5 | 7
Live | 215937768 |  | 11 | 20 | 51175 | 43500 | 38000 | 3.7 | 2.14 | 52000 | 3.02 | 1.9 | 8.1 | 6.8
Live | 215937767 |  | 11 | 20 | 51175 | 43500 | 38000 | 3.7 | 2.14 | 52000 | 3.02 | 1.9 | 8.1 | 6.8
Live | 215677816 |  | 9 | 18.5 | 63250 | 50500 | 41500 | 3.03 | 2.22 | 59000 | 3.16 | 2.04 | 8.5 | 7
Live | 215677815 |  | 9 | 18.5 | 63250 | 50500 | 41500 | 3.03 | 2.22 | 59000 | 3.16 | 2.04 | 8.5 | 7
Live | 215936746 |  | 12 | 21.5 | 40710 | 32800 | 28600 | 4.04 | 2.5 | 38000 | 3.54 | 2.04 | 8.5 | 7
Live | 215936728 |  | 12.5 | 22 | 40940 | 32600 | 28600 | 4.21 | 2.54 | 38000 | 3.62 | 2.02 | 8.5 | 7
Live | 215942412 |  | 11.7 | 21 | 40480 | 32000 | 28000 | 3.94 | 2.5 | 37400 | 3.54 | 2.06 | 8.5 | 7
Live | 215942404 |  | 11.7 | 21 | 40480 | 32000 | 28000 | 3.94 | 2.5 | 37400 | 3.54 | 2.06 | 8.5 | 7
Live | 215675616 |  | 10 | 18.5 | 54625 | 47000 | 37400 | 3.37 | 2.46 | 50000 | 3.48 | 1.98 | 9 | 7
Live | 215675615 |  | 10 | 18.5 | 54625 | 47000 | 37400 | 3.37 | 2.46 | 50000 | 3.48 | 1.98 | 9 | 7
Live | 215932324 |  | 11.5 | 20 | 37720 | 30600 | 26600 | 3.88 | 2.4 | 34800 | 3.4 | 2 | 9.5 | 7.5
Live | 215932314 |  | 11 | 19.5 | 37720 | 30600 | 26800 | 3.71 | 2.38 | 34800 | 3.38 | 2.02 | 9.5 | 7.5
Live | 215940614 |  | 11.7 | 20.5 | 39560 | 32200 | 28200 | 3.94 | 2.42 | 38500 | 3.44 | 2.04 | 8.5 | 7
Live | 215940604 |  | 11.7 | 21 | 40480 | 33400 | 29200 | 3.94 | 2.42 | 38500 | 3.44 | 2.06 | 8.5 | 7
Live | 215934998 |  | 11.7 | 21 | 40480 | 33600 | 29400 | 3.94 | 2.44 | 39000 | 3.48 | 2 | 8.5 | 7
Live | 215934997 |  | 11.7 | 21 | 40480 | 33600 | 29400 | 3.94 | 2.44 | 39000 | 3.48 | 2 | 8.5 | 7
Live | 215681715 |  | 9 | 16 | 51750 | 42500 | 34200 | 3.03 | 2.44 | 48500 | 3.46 | 1.94 | 8.5 | 7
Live | 215681707 |  | 9.5 | 16.5 | 52325 | 42000 | 33800 | 3.2 | 2.48 | 48000 | 3.54 | 2.08 | 8.5 | 7
Live | 215937766 |  | 11 | 20 | 51175 | 43500 | 38000 | 3.7 | 2.14 | 52000 | 3.02 | 1.9 | 8.1 | 6.8
Live | 215937758 |  | 11 | 20 | 51175 | 43500 | 38000 | 3.7 | 2.14 | 52000 | 3.04 | 1.9 | 8.1 | 6.8
Live | 215677807 |  | 8.5 | 18 | 62675 | 51000 | 42000 | 2.87 | 2.2 | 59500 | 3.1 | 1.9 | 8.5 | 7
Live | 215677806 |  | 8.5 | 18 | 62675 | 51000 | 42000 | 2.87 | 2.2 | 59500 | 3.1 | 1.9 | 8.5 | 7
Live | 215932556 |  | 12 | 20.5 | 39100 | 29800 | 25800 | 4.05 | 2.42 | 34000 | 3.44 | 2.04 | 9.5 | 7
Live | 215932548 |  | 12 | 20.5 | 39100 | 29800 | 25800 | 4.05 | 2.42 | 34000 | 3.44 | 2.06 | 9.5 | 7
Live | 215942403 |  | 11.7 | 21 | 40480 | 32000 | 28000 | 3.94 | 2.5 | 37400 | 3.54 | 2.06 | 8.5 | 7
Live | 215942402 |  | 11.7 | 21 | 40480 | 32000 | 28000 | 3.94 | 2.5 | 37400 | 3.54 | 2.06 | 8.5 | 7
Live | 215675607 |  | 10 | 18.5 | 54625 | 47000 | 37200 | 3.37 | 2.46 | 50000 | 3.48 | 1.98 | 9 | 7.5
Live | 215675606 |  | 10 | 18.5 | 54625 | 47000 | 37200 | 3.37 | 2.46 | 50000 | 3.48 | 1.98 | 9 | 7.5
Live | 215936727 |  | 12.5 | 22 | 40940 | 32600 | 28600 | 4.21 | 2.54 | 38000 | 3.62 | 2.02 | 8.5 | 7
Live | 215936726 |  | 12.5 | 22 | 40940 | 32600 | 28600 | 4.21 | 2.54 | 38000 | 3.62 | 2.02 | 8.5 | 7
Live | 215939254 |  | 11.7 | 18.5 | 64400 | 46000 | 41000 | 3.94 | 2.46 | 61500 | 3.12 | 2.05 | 7.8 | 6.7
Live | 215940594 |  | 11.5 | 20.5 | 40480 | 33600 | 29400 | 3.88 | 2.44 | 39000 | 3.46 | 2 | 8.5 | 7
Live | 215940584 |  | 12 | 22 | 40940 | 33000 | 28600 | 4.04 | 2.5 | 38000 | 3.54 | 2.02 | 8.5 | 7
Live | 215681706 |  | 9.5 | 16.5 | 52325 | 42000 | 33800 | 3.2 | 2.48 | 48000 | 3.54 | 2.08 | 8.5 | 7
Live | 215681705 |  | 9.5 | 16.5 | 52325 | 42000 | 33800 | 3.2 | 2.48 | 48000 | 3.54 | 2.08 | 8.5 | 7
Live | 215932304 |  | 11 | 19.5 | 37260 | 31000 | 27200 | 3.7 | 2.34 | 35400 | 3.3 | 2 | 9.5 | 7.5
Live | 215932294 |  | 11 | 19 | 37490 | 31000 | 27200 | 3.71 | 2.34 | 35200 | 3.32 | 2 | 9.5 | 7.5
Live | 215934996 |  | 11.7 | 21 | 40480 | 33600 | 29400 | 3.94 | 2.44 | 39000 | 3.48 | 2 | 8.5 | 7
Live | 215934968 |  | 11.5 | 20.5 | 39790 | 31200 | 27600 | 3.87 | 2.42 | 38000 | 3.44 | 2.05 | 8.5 | 7
Live | 215677805 |  | 8.5 | 18 | 62675 | 51000 | 42000 | 2.87 | 2.2 | 59500 | 3.1 | 1.9 | 8.5 | 7
Live | 215677797 |  | 9 | 18.5 | 63825 | 50500 | 41500 | 3.03 | 2.22 | 59000 | 3.16 | 2.02 | 9 | 7
Live | 215932547 |  | 12 | 20.5 | 39100 | 29800 | 25800 | 4.05 | 2.42 | 34000 | 3.44 | 2.06 | 9.5 | 7
Live | 215932546 |  | 12 | 20.5 | 39100 | 29800 | 25800 | 4.05 | 2.42 | 34000 | 3.44 | 2.06 | 9.5 | 7
Live | 215937757 |  | 11 | 20 | 51175 | 43500 | 38000 | 3.7 | 2.14 | 52000 | 3.04 | 1.9 | 8.1 | 6.8
Live | 215937756 |  | 11 | 20 | 51175 | 43500 | 38000 | 3.7 | 2.14 | 52000 | 3.04 | 1.9 | 8.1 | 6.8
Live | 215942394 |  | 11.7 | 21 | 40480 | 32000 | 28000 | 3.94 | 2.5 | 37400 | 3.54 | 2.06 | 8.5 | 7
Live | 215942393 |  | 11.7 | 21 | 40480 | 32000 | 28000 | 3.94 | 2.5 | 37400 | 3.54 | 2.06 | 8.5 | 7
Live | 215936718 |  | 12 | 21.5 | 40710 | 33000 | 28800 | 4.04 | 2.5 | 38000 | 3.56 | 2.02 | 8.5 | 7
Live | 215936717 |  | 12 | 21.5 | 40710 | 33000 | 28800 | 4.04 | 2.5 | 38000 | 3.56 | 2.02 | 8.5 | 7
Live | 215675605 |  | 10 | 18.5 | 54625 | 47000 | 37200 | 3.37 | 2.46 | 50000 | 3.48 | 1.98 | 9 | 7.5
Live | 215675597 |  | 10 | 19 | 55200 | 46500 | 36600 | 3.37 | 2.52 | 50000 | 3.56 | 2.02 | 9 | 7.5
Live | 215681697 |  | 9.5 | 17 | 52325 | 42000 | 33600 | 3.2 | 2.52 | 48000 | 3.56 | 2.06 | 8.5 | 7
Live | 215681696 |  | 9.5 | 17 | 52325 | 42000 | 33600 | 3.2 | 2.52 | 48000 | 3.56 | 2.06 | 8.5 | 7
Live | 215940574 |  | 12.5 | 22 | 40940 | 32800 | 28600 | 4.21 | 2.52 | 38000 | 3.58 | 2.04 | 8.5 | 7
Live | 215940564 |  | 12 | 21 | 39560 | 32000 | 28000 | 4.04 | 2.44 | 38500 | 3.46 | 2.06 | 8.5 | 7
Live | 215932284 |  | 10.5 | 19 | 37260 | 30200 | 26400 | 3.53 | 2.36 | 34400 | 3.36 | 2.04 | 9.5 | 7.5
Live | 215932274 |  | 11.5 | 20 | 37720 | 30400 | 26600 | 3.88 | 2.4 | 34600 | 3.4 | 2.02 | 9.5 | 7.5
Live | 215677796 |  | 9 | 18.5 | 63825 | 50500 | 41500 | 3.03 | 2.22 | 59000 | 3.16 | 2.02 | 9 | 7
Live | 215677795 |  | 9 | 18.5 | 63825 | 50500 | 41500 | 3.03 | 2.22 | 59000 | 3.16 | 2.02 | 9 | 7
Live | 215937748 |  | 11.5 | 20 | 50025 | 43000 | 37600 | 3.88 | 2.14 | 52500 | 3.04 | 2 | 8.1 | 7
Live | 215937747 |  | 11.5 | 20 | 50025 | 43000 | 37600 | 3.88 | 2.14 | 52500 | 3.04 | 2 | 8.1 | 7
Live | 215934967 |  | 11.5 | 20.5 | 39790 | 31200 | 27600 | 3.87 | 2.42 | 38000 | 3.44 | 2.05 | 8.5 | 7
Live | 215934966 |  | 11.5 | 20.5 | 39790 | 31200 | 27600 | 3.87 | 2.42 | 38000 | 3.44 | 2.05 | 8.5 | 7
Live | 215932538 |  | 11.7 | 20.5 | 39100 | 30000 | 26000 | 3.94 | 2.4 | 34200 | 3.4 | 2.04 | 9.5 | 7
Live | 215932537 |  | 11.7 | 20.5 | 39100 | 30000 | 26000 | 3.94 | 2.4 | 34200 | 3.4 | 2.04 | 9.5 | 7
Live | 215942392 |  | 11.7 | 21 | 40480 | 32000 | 28000 | 3.94 | 2.5 | 37400 | 3.54 | 2.06 | 8.5 | 7
Live | 215942384 |  | 11.7 | 21 | 40480 | 32000 | 28000 | 3.94 | 2.5 | 37400 | 3.54 | 2.06 | 8.5 | 7
Live | 215675596 |  | 10 | 19 | 55200 | 46500 | 36600 | 3.37 | 2.52 | 50000 | 3.56 | 2.02 | 9 | 7.5
Live | 215675595 |  | 10 | 19 | 55200 | 46500 | 36600 | 3.37 | 2.52 | 50000 | 3.56 | 2.02 | 9 | 7.5
Live | 215936716 |  | 12 | 21.5 | 40710 | 33000 | 28800 | 4.04 | 2.5 | 38000 | 3.56 | 2.02 | 8.5 | 7
Live | 215936708 |  | 12.5 | 22 | 40940 | 32600 | 28600 | 4.21 | 2.54 | 38000 | 3.62 | 2.02 | 8.5 | 7
Live | 215940554 |  | 11.7 | 20.5 | 39560 | 32200 | 28200 | 3.94 | 2.42 | 38500 | 3.44 | 2.04 | 8.5 | 7
Live | 215940544 |  | 11.5 | 20.5 | 39330 | 32600 | 28600 | 3.88 | 2.38 | 39000 | 3.38 | 2.04 | 8.5 | 7
Live | 215681695 |  | 9.5 | 17 | 52325 | 42000 | 33600 | 3.2 | 2.52 | 48000 | 3.56 | 2.06 | 8.5 | 7
Live | 215681687 |  | 9.5 | 17 | 52325 | 42000 | 33800 | 3.2 | 2.48 | 48000 | 3.52 | 2.08 | 8.5 | 7
Live | 215932264 |  | 11 | 19.5 | 37260 | 31000 | 27200 | 3.7 | 2.34 | 35400 | 3.31 | 2 | 9.5 | 7.5
Live | 215932254 |  | 11.5 | 20 | 37720 | 30400 | 26600 | 3.88 | 2.4 | 34600 | 3.4 | 2.02 | 9.5 | 7.5
Live | 215937746 |  | 11.5 | 20 | 50025 | 43000 | 37600 | 3.88 | 2.14 | 52500 | 3.04 | 2 | 8.1 | 7
Live | 215937738 |  | 10.5 | 19.5 | 50600 | 43500 | 38500 | 3.54 | 2.12 | 52000 | 3 | 1.88 | 8 | 6.5
Live | 215932536 |  | 11.7 | 20.5 | 39100 | 30000 | 26000 | 3.94 | 2.4 | 34200 | 3.4 | 2.04 | 9.5 | 7
Live | 215932518 |  | 11 | 20 | 38180 | 30600 | 26600 | 3.71 | 2.38 | 34800 | 3.38 | 2.02 | 9.5 | 7.5
Live | 215677787 |  | 9 | 18.5 | 63250 | 51000 | 41500 | 3.03 | 2.22 | 59000 | 3.14 | 2.02 | 9 | 7
Live | 215677786 |  | 9 | 18.5 | 63250 | 51000 | 41500 | 3.03 | 2.22 | 59000 | 3.14 | 2.02 | 9 | 7
Live | 215942383 |  | 11.7 | 21 | 40480 | 32000 | 28000 | 3.94 | 2.5 | 37400 | 3.54 | 2.06 | 8.5 | 7
Live | 215942382 |  | 11.7 | 21 | 40480 | 32000 | 28000 | 3.94 | 2.5 | 37400 | 3.54 | 2.06 | 8.5 | 7
Live | 215934958 |  | 11 | 20.5 | 39560 | 31400 | 27600 | 3.7 | 2.42 | 38000 | 3.44 | 2.08 | 8.5 | 7
Live | 215934957 |  | 11 | 20.5 | 39560 | 31400 | 27600 | 3.7 | 2.42 | 38000 | 3.44 | 2.08 | 8.5 | 7
Live | 215675587 |  | 10 | 18 | 54625 | 47000 | 37200 | 3.37 | 2.46 | 50000 | 3.48 | 1.98 | 9 | 7
Live | 215675586 |  | 10 | 18 | 54625 | 47000 | 37200 | 3.37 | 2.46 | 50000 | 3.48 | 1.98 | 9 | 7
Live | 215936707 |  | 12.5 | 22 | 40940 | 32600 | 28600 | 4.21 | 2.54 | 38000 | 3.62 | 2.02 | 8.5 | 7
Live | 215936706 |  | 12.5 | 22 | 40940 | 32600 | 28600 | 4.21 | 2.54 | 38000 | 3.62 | 2.02 | 8.5 | 7
Live | 215681686 |  | 9.5 | 17 | 52325 | 42000 | 33800 | 3.2 | 2.48 | 48000 | 3.52 | 2.08 | 8.5 | 7
Live | 215681685 |  | 9.5 | 17 | 52325 | 42000 | 33800 | 3.2 | 2.48 | 48000 | 3.52 | 2.08 | 8.5 | 7
Live | 215932244 |  | 11 | 20 | 37490 | 30600 | 26800 | 3.71 | 2.38 | 35000 | 3.36 | 2.02 | 9.5 | 7.5
Live | 215932234 |  | 11 | 19.5 | 37490 | 30600 | 26800 | 3.71 | 2.38 | 35000 | 3.36 | 2.02 | 9.5 | 7.5
Live | 215940534 |  | 11 | 20 | 39100 | 32800 | 28800 | 3.71 | 2.36 | 39500 | 3.34 | 2.02 | 8.5 | 7
Live | 215940524 |  | 12 | 21 | 39560 | 32000 | 28000 | 4.04 | 2.42 | 38500 | 3.44 | 2.04 | 8.5 | 7
Live | 215937737 |  | 10.5 | 19.5 | 50600 | 43500 | 38500 | 3.54 | 2.12 | 52000 | 3 | 1.88 | 8 | 6.5
Live | 215937736 |  | 10.5 | 19.5 | 50600 | 43500 | 38500 | 3.54 | 2.12 | 52000 | 3 | 1.88 | 8 | 6.5
Live | 215932517 |  | 11 | 20 | 38180 | 30600 | 26600 | 3.71 | 2.38 | 34800 | 3.38 | 2.02 | 9.5 | 7.5
Live | 215932516 |  | 11 | 20 | 38180 | 30600 | 26600 | 3.71 | 2.38 | 34800 | 3.38 | 2.02 | 9.5 | 7.5
Live | 215934956 |  | 11 | 20.5 | 39560 | 31400 | 27600 | 3.7 | 2.42 | 38000 | 3.44 | 2.08 | 8.5 | 7
Live | 215934948 |  | 12.5 | 22 | 40940 | 32600 | 28600 | 4.21 | 2.54 | 38000 | 3.6 | 2.02 | 8.5 | 7
Live | 215942374 |  | 11.7 | 21 | 40480 | 32000 | 28000 | 3.94 | 2.5 | 37400 | 3.56 | 2.06 | 8.5 | 7
Live | 215942373 |  | 11.7 | 21 | 40480 | 32000 | 28000 | 3.94 | 2.5 | 37400 | 3.56 | 2.06 | 8.5 | 7
Live | 215675585 |  | 10 | 18 | 54625 | 47000 | 37200 | 3.37 | 2.46 | 50000 | 3.48 | 1.98 | 9 | 7
Live | 215675577 |  | 10.5 | 19 | 55200 | 46500 | 36600 | 3.54 | 2.5 | 50000 | 3.56 | 2 | 9 | 7.5
Live | 215677785 |  | 9 | 18.5 | 63250 | 51000 | 41500 | 3.03 | 2.22 | 59000 | 3.14 | 2.02 | 9 | 7
Live | 215677777 |  | 9 | 18.5 | 63250 | 50500 | 41500 | 3.03 | 2.22 | 59000 | 3.16 | 2.04 | 9 | 7
Live | 215936698 |  | 12.5 | 21.5 | 40940 | 32800 | 28600 | 4.21 | 2.54 | 38000 | 3.6 | 2.02 | 8.5 | 7
Live | 215936697 |  | 12.5 | 21.5 | 40940 | 32800 | 28600 | 4.21 | 2.54 | 38000 | 3.6 | 2.02 | 8.5 | 7
Live | 215681677 |  | 9.5 | 16.5 | 52325 | 42000 | 33800 | 3.2 | 2.48 | 48000 | 3.52 | 2.08 | 8.5 | 7
Live | 215681676 |  | 9.5 | 16.5 | 52325 | 42000 | 33800 | 3.2 | 2.48 | 48000 | 3.52 | 2.08 | 8.5 | 7
Live | 215932224 |  | 11 | 19.5 | 37490 | 31000 | 27000 | 3.71 | 2.34 | 35200 | 3.34 | 2 | 9.5 | 7.5
Live | 215932214 |  | 10.5 | 19 | 37030 | 31400 | 27600 | 3.53 | 2.3 | 35800 | 3.26 | 1.88 | 9 | 7.5
Live | 215932508 |  | 11 | 19.5 | 37950 | 29800 | 26000 | 3.71 | 2.4 | 34000 | 3.42 | 2.04 | 9.5 | 7.5
Live | 215932507 |  | 11 | 19.5 | 37950 | 29800 | 26000 | 3.71 | 2.4 | 34000 | 3.42 | 2.04 | 9.5 | 7.5
Live | 215934947 |  | 12.5 | 22 | 40940 | 32600 | 28600 | 4.21 | 2.54 | 38000 | 3.6 | 2.02 | 8.5 | 7
Live | 215934946 |  | 12.5 | 22 | 40940 | 32600 | 28600 | 4.21 | 2.54 | 38000 | 3.6 | 2.02 | 8.5 | 7
Live | 215937728 |  | 10.5 | 19.5 | 50025 | 44000 | 39000 | 3.54 | 2.08 | 52500 | 2.96 | 1.88 | 8 | 6.5
Live | 215937727 |  | 10.5 | 19.5 | 50025 | 44000 | 39000 | 3.54 | 2.08 | 52500 | 2.96 | 1.88 | 8 | 6.5
Live | 215940514 |  | 12 | 21 | 39790 | 32000 | 28000 | 4.05 | 2.44 | 38500 | 3.46 | 2.06 | 8.5 | 7
Live | 215940504 |  | 11.7 | 20.5 | 39560 | 32200 | 28200 | 3.94 | 2.42 | 38500 | 3.44 | 2.04 | 8.5 | 7
Live | 215942372 |  | 11.7 | 21 | 40480 | 32000 | 28000 | 3.94 | 2.5 | 37400 | 3.56 | 2.06 | 8.5 | 7
Live | 215942364 |  | 11.7 | 21 | 40480 | 32000 | 28000 | 3.94 | 2.5 | 37400 | 3.54 | 2.06 | 8.5 | 7
Live | 215675576 |  | 10.5 | 19 | 55200 | 46500 | 36600 | 3.54 | 2.5 | 50000 | 3.56 | 2 | 9 | 7.5
Live | 215675575 |  | 10.5 | 19 | 55200 | 46500 | 36600 | 3.54 | 2.5 | 50000 | 3.56 | 2 | 9 | 7.5
Live | 215677776 |  | 9 | 18.5 | 63250 | 50500 | 41500 | 3.03 | 2.22 | 59000 | 3.16 | 2.04 | 9 | 7
Live | 215677775 |  | 9 | 18.5 | 63250 | 50500 | 41500 | 3.03 | 2.22 | 59000 | 3.16 | 2.04 | 9 | 7
Live | 215936696 |  | 12.5 | 21.5 | 40940 | 32800 | 28600 | 4.21 | 2.54 | 38000 | 3.6 | 2.02 | 8.5 | 7
Live | 215936688 |  | 12 | 21.5 | 40710 | 33200 | 29000 | 4.04 | 2.48 | 38500 | 3.52 | 2.02 | 8.5 | 7
Live | 215939134 |  | 11.7 | 18.5 | 64975 | 46000 | 41500 | 3.94 | 2.46 | 62500 | 3.12 | 2.05 | 7.8 | 6.7
Live | 215681675 |  | 9.5 | 16.5 | 52325 | 42000 | 33800 | 3.2 | 2.48 | 48000 | 3.52 | 2.08 | 8.5 | 7
Live | 215681667 |  | 9.5 | 16.5 | 52325 | 42000 | 33800 | 3.2 | 2.48 | 48000 | 3.52 | 2.06 | 8.5 | 7
Live | 215932174 |  | 11 | 19.5 | 38870 | 30000 | 26000 | 3.71 | 2.44 | 34200 | 3.44 | 2.06 | 9.5 | 7.5
Live | 215932164 |  | 11 | 19.5 | 38640 | 30000 | 26200 | 3.71 | 2.42 | 34200 | 3.44 | 2.06 | 9.5 | 7.5
Live | 215936687 |  | 12 | 21.5 | 40710 | 33200 | 29000 | 4.04 | 2.48 | 38500 | 3.52 | 2.02 | 8.5 | 7
Live | 215936686 |  | 12 | 21.5 | 40710 | 33200 | 29000 | 4.04 | 2.48 | 38500 | 3.52 | 2.02 | 8.5 | 7
Live | 215675567 |  | 10.5 | 19 | 55200 | 46500 | 36600 | 3.54 | 2.5 | 50000 | 3.56 | 2 | 9 | 7.5
Live | 215675566 |  | 10.5 | 19 | 55200 | 46500 | 36600 | 3.54 | 2.5 | 50000 | 3.56 | 2 | 9 | 7.5
Live | 215937726 |  | 10.5 | 19.5 | 50025 | 44000 | 39000 | 3.54 | 2.08 | 52500 | 2.96 | 1.88 | 8 | 6.5
Live | 215934938 |  | 12 | 21.5 | 40710 | 33000 | 28800 | 4.04 | 2.5 | 38500 | 3.54 | 2.02 | 8.5 | 7
Live | 215934937 |  | 12 | 21.5 | 40710 | 33000 | 28800 | 4.04 | 2.5 | 38500 | 3.54 | 2.02 | 8.5 | 7
Live | 215932506 |  | 11 | 19.5 | 37950 | 29800 | 26000 | 3.71 | 2.4 | 34000 | 3.42 | 2.04 | 9.5 | 7.5
Live | 215932498 |  | 11.5 | 20 | 38410 | 30200 | 26400 | 3.88 | 2.42 | 34600 | 3.44 | 2.02 | 9.5 | 7.5
Live | 215940494 |  | 12.5 | 22 | 40940 | 32800 | 28400 | 4.21 | 2.52 | 38000 | 3.58 | 2.04 | 8.5 | 7
Live | 215940484 |  | 12.5 | 22 | 40940 | 32800 | 28400 | 4.21 | 2.52 | 38000 | 3.58 | 2.04 | 8.5 | 7
Live | 215942363 |  | 11.7 | 21 | 40480 | 32000 | 28000 | 3.94 | 2.5 | 37400 | 3.54 | 2.06 | 8.5 | 7
Live | 215942362 |  | 11.7 | 21 | 40480 | 32000 | 28000 | 3.94 | 2.5 | 37400 | 3.54 | 2.06 | 8.5 | 7
Live | 215677767 |  | 8.5 | 18 | 62675 | 51500 | 42000 | 2.87 | 2.18 | 59500 | 3.1 | 1.88 | 8.5 | 7
Live | 215677766 |  | 8.5 | 18 | 62675 | 51500 | 42000 | 2.87 | 2.18 | 59500 | 3.1 | 1.88 | 8.5 | 7
Live | 215681666 |  | 9.5 | 16.5 | 52325 | 42000 | 33800 | 3.2 | 2.48 | 48000 | 3.52 | 2.06 | 8.5 | 7
Live | 215681665 |  | 9.5 | 16.5 | 52325 | 42000 | 33800 | 3.2 | 2.48 | 48000 | 3.52 | 2.06 | 8.5 | 7
Live | 215939124 |  | 11.7 | 18.5 | 64975 | 46000 | 41500 | 3.94 | 2.46 | 62500 | 3.12 | 2.05 | 7.8 | 6.7
Live | 215932154 |  | 10.5 | 19 | 38180 | 30400 | 26400 | 3.54 | 2.4 | 34400 | 3.39 | 2.06 | 9.5 | 7.5
Live | 215932144 |  | 10.5 | 17.5 | 37030 | 30000 | 26200 | 3.53 | 2.34 | 34000 | 3.32 | 1.96 | 9 | 7
Live | 215932497 |  | 11.5 | 20 | 38410 | 30200 | 26400 | 3.88 | 2.42 | 34600 | 3.44 | 2.02 | 9.5 | 7.5
Live | 215932496 |  | 11.5 | 20 | 38410 | 30200 | 26400 | 3.88 | 2.42 | 34600 | 3.44 | 2.02 | 9.5 | 7.5
Live | 215675565 |  | 10.5 | 19 | 55200 | 46500 | 36600 | 3.54 | 2.5 | 50000 | 3.56 | 2 | 9 | 7.5
Live | 215675557 |  | 10 | 19 | 55200 | 46500 | 37000 | 3.37 | 2.48 | 50000 | 3.52 | 1.98 | 9 | 7.5
Live | 215936678 |  | 12 | 21 | 40710 | 33200 | 29000 | 4.04 | 2.5 | 38500 | 3.54 | 2 | 8.5 | 7
Live | 215936677 |  | 12 | 21 | 40710 | 33200 | 29000 | 4.04 | 2.5 | 38500 | 3.54 | 2 | 8.5 | 7
Live | 215934936 |  | 12 | 21.5 | 40710 | 33000 | 28800 | 4.04 | 2.5 | 38500 | 3.54 | 2.02 | 8.5 | 7
Live | 215934928 |  | 12.5 | 22 | 40940 | 32600 | 28600 | 4.21 | 2.54 | 38000 | 3.6 | 2.02 | 8.5 | 7
Live | 215677765 |  | 8.5 | 18 | 62675 | 51500 | 42000 | 2.87 | 2.18 | 59500 | 3.1 | 1.88 | 8.5 | 7
Live | 215677737 |  | 9.5 | 18.5 | 66125 | 56000 | 44500 | 3.2 | 2.42 | 64000 | 3.44 | 2.1 | 9 | 7
Live | 215940474 |  | 12 | 21.5 | 40710 | 32800 | 28600 | 4.04 | 2.5 | 38000 | 3.56 | 2.04 | 8.5 | 7
Live | 215940464 |  | 12 | 21.5 | 40710 | 32800 | 28600 | 4.04 | 2.5 | 38000 | 3.56 | 2.04 | 8.5 | 7
Live | 215681657 |  | 9 | 16 | 51750 | 43000 | 34200 | 3.03 | 2.46 | 49500 | 3.5 | 2.06 | 8.5 | 7
Live | 215681656 |  | 9 | 16 | 51750 | 43000 | 34200 | 3.03 | 2.46 | 49500 | 3.5 | 2.06 | 8.5 | 7
Live | 215937698 |  | 11.5 | 21 | 52900 | 43500 | 38000 | 3.88 | 2.16 | 53000 | 3.06 | 1.92 | 8 | 6.5
Live | 215937697 |  | 11.5 | 21 | 52900 | 43500 | 38000 | 3.88 | 2.16 | 53000 | 3.06 | 1.92 | 8 | 6.5
Live | 215932488 |  | 11 | 19.5 | 38180 | 30800 | 26800 | 3.71 | 2.36 | 35000 | 3.36 | 2.02 | 9.5 | 7.5
Live | 215932487 |  | 11 | 19.5 | 38180 | 30800 | 26800 | 3.71 | 2.36 | 35000 | 3.36 | 2.02 | 9.5 | 7.5
Live | 215932134 |  | 10.5 | 19 | 38180 | 30400 | 26400 | 3.54 | 2.4 | 34600 | 3.4 | 2.04 | 9.5 | 7.5
Live | 215932124 |  | 10.5 | 19 | 37030 | 31200 | 27200 | 3.53 | 2.32 | 35400 | 3.3 | 1.98 | 9.5 | 7.5
Live | 215675556 |  | 10 | 19 | 55200 | 46500 | 37000 | 3.37 | 2.48 | 50000 | 3.52 | 1.98 | 9 | 7.5
Live | 215675555 |  | 10 | 19 | 55200 | 46500 | 37000 | 3.37 | 2.48 | 50000 | 3.52 | 1.98 | 9 | 7.5
Live | 215936676 |  | 12 | 21 | 40710 | 33200 | 29000 | 4.04 | 2.5 | 38500 | 3.54 | 2 | 8.5 | 7
Live | 215936668 |  | 12.5 | 22 | 40940 | 32600 | 28400 | 4.21 | 2.56 | 38000 | 3.62 | 2.14 | 9 | 7
Live | 215677736 |  | 9.5 | 18.5 | 66125 | 56000 | 44500 | 3.2 | 2.42 | 64000 | 3.44 | 2.1 | 9 | 7
Live | 215677735 |  | 9.5 | 18.5 | 66125 | 56000 | 44500 | 3.2 | 2.42 | 64000 | 3.44 | 2.1 | 9 | 7
Live | 215934927 |  | 12.5 | 22 | 40940 | 32600 | 28600 | 4.21 | 2.54 | 38000 | 3.6 | 2.02 | 8.5 | 7
Live | 215934926 |  | 12.5 | 22 | 40940 | 32600 | 28600 | 4.21 | 2.54 | 38000 | 3.6 | 2.02 | 8.5 | 7
Live | 215940454 |  | 12.5 | 22 | 40940 | 32600 | 28600 | 4.21 | 2.54 | 38000 | 3.6 | 2.02 | 8.5 | 7
Live | 215940444 |  | 12 | 21.5 | 40940 | 32800 | 28600 | 4.04 | 2.54 | 38000 | 3.58 | 2.04 | 8.5 | 7
Live | 215681655 |  | 9 | 16 | 51750 | 43000 | 34200 | 3.03 | 2.46 | 49500 | 3.5 | 2.06 | 8.5 | 7
Live | 215681647 |  | 9 | 16 | 51750 | 43000 | 34200 | 3.03 | 2.46 | 49500 | 3.5 | 2.04 | 8.5 | 7
Live | 215939054 |  | 11.7 | 18.5 | 65550 | 46500 | 41500 | 3.94 | 2.46 | 63500 | 3.14 | 2.05 | 7.8 | 6.7
Live | 215932114 |  | 10.5 | 19 | 36800 | 30400 | 26600 | 3.54 | 2.34 | 34600 | 3.32 | 2.02 | 9.5 | 7.5
Live | 215932104 |  | 10.5 | 17.5 | 35650 | 30400 | 26400 | 3.54 | 2.28 | 34200 | 3.24 | 1.92 | 9 | 7
Live | 215937696 |  | 11.5 | 21 | 52900 | 43500 | 38000 | 3.88 | 2.16 | 53000 | 3.06 | 1.92 | 8 | 6.5
Live | 215937688 |  | 11.5 | 21 | 52900 | 43500 | 38000 | 3.88 | 2.14 | 53000 | 3.04 | 1.92 | 8 | 6.5
Live | 215932486 |  | 11 | 19.5 | 38180 | 30800 | 26800 | 3.71 | 2.36 | 35000 | 3.36 | 2.02 | 9.5 | 7.5
Live | 215932478 |  | 11 | 19.5 | 38180 | 30600 | 26800 | 3.71 | 2.38 | 35000 | 3.36 | 2.02 | 9.5 | 7.5
Live | 215675547 |  | 10 | 19 | 55200 | 46500 | 36800 | 3.37 | 2.48 | 50000 | 3.52 | 2 | 9 | 7.5
Live | 215675546 |  | 10 | 19 | 55200 | 46500 | 36800 | 3.37 | 2.48 | 50000 | 3.52 | 2 | 9 | 7.5
Live | 215936667 |  | 12.5 | 22 | 40940 | 32600 | 28400 | 4.21 | 2.56 | 38000 | 3.62 | 2.14 | 9 | 7
Live | 215936666 |  | 12.5 | 22 | 40940 | 32600 | 28400 | 4.21 | 2.56 | 38000 | 3.62 | 2.14 | 9 | 7
Live | 215940434 |  | 12 | 21 | 40710 | 33200 | 29000 | 4.04 | 2.48 | 38500 | 3.52 | 2.02 | 8.5 | 7
Live | 215940424 |  | 11.7 | 21 | 40480 | 33800 | 29400 | 3.94 | 2.44 | 38500 | 3.46 | 2.02 | 8.5 | 7
Live | 215677727 |  | 9.5 | 18.5 | 66125 | 56000 | 44500 | 3.2 | 2.42 | 64000 | 3.42 | 2.08 | 9 | 7
Live | 215677726 |  | 9.5 | 18.5 | 66125 | 56000 | 44500 | 3.2 | 2.42 | 64000 | 3.42 | 2.08 | 9 | 7
Live | 215934918 |  | 12 | 21.5 | 40940 | 32800 | 28600 | 4.04 | 2.54 | 38000 | 3.6 | 2.02 | 8.5 | 7
Live | 215934917 |  | 12 | 21.5 | 40940 | 32800 | 28600 | 4.04 | 2.54 | 38000 | 3.6 | 2.02 | 8.5 | 7
Live | 215681646 |  | 9 | 16 | 51750 | 43000 | 34200 | 3.03 | 2.46 | 49500 | 3.5 | 2.04 | 8.5 | 7
Live | 215681645 |  | 9 | 16 | 51750 | 43000 | 34200 | 3.03 | 2.46 | 49500 | 3.5 | 2.04 | 8.5 | 7
Live | 215940928 |  | 12.5 | 22 | 41400 | 32200 | 28400 | 4.21 | 2.5 | 37600 | 3.54 | 2.04 | 8.5 | 7
Live | 215940927 |  | 12.5 | 22 | 41400 | 32200 | 28400 | 4.21 | 2.5 | 37600 | 3.54 | 2.04 | 8.5 | 7
Live | 215937687 |  | 11.5 | 21 | 52900 | 43500 | 38000 | 3.88 | 2.14 | 53000 | 3.04 | 1.92 | 8 | 6.5
Live | 215937686 |  | 11.5 | 21 | 52900 | 43500 | 38000 | 3.88 | 2.14 | 53000 | 3.04 | 1.92 | 8 | 6.5
Live | 215932094 |  | 10.5 | 19 | 36800 | 31400 | 27400 | 3.54 | 2.3 | 35600 | 3.26 | 1.98 | 9.5 | 7.5
Live | 215932084 |  | 10.5 | 19 | 36800 | 30400 | 26600 | 3.54 | 2.34 | 34600 | 3.32 | 2 | 9.5 | 7.5
Live | 215675545 |  | 10 | 19 | 55200 | 46500 | 36800 | 3.37 | 2.48 | 50000 | 3.52 | 2 | 9 | 7.5
Live | 215675537 |  | 10 | 18.5 | 55200 | 47000 | 37200 | 3.37 | 2.46 | 50000 | 3.5 | 2 | 9 | 7.5
Live | 215940414 |  | 12.5 | 22 | 40940 | 32600 | 28600 | 4.21 | 2.54 | 38000 | 3.6 | 2.02 | 8.5 | 7
Live | 215940404 |  | 12.5 | 22 | 40940 | 32600 | 28600 | 4.21 | 2.54 | 38000 | 3.6 | 2.02 | 8.5 | 7
Live | 215936658 |  | 12 | 21.5 | 40940 | 32800 | 28600 | 4.04 | 2.52 | 38000 | 3.58 | 2.04 | 8.5 | 7
Live | 215936657 |  | 12 | 21.5 | 40940 | 32800 | 28600 | 4.04 | 2.52 | 38000 | 3.58 | 2.04 | 8.5 | 7
Live | 215932477 |  | 11 | 19.5 | 38180 | 30600 | 26800 | 3.71 | 2.38 | 35000 | 3.36 | 2.02 | 9.5 | 7.5
Live | 215932476 |  | 11 | 19.5 | 38180 | 30600 | 26800 | 3.71 | 2.38 | 35000 | 3.36 | 2.02 | 9.5 | 7.5
Live | 215934916 |  | 12 | 21.5 | 40940 | 32800 | 28600 | 4.04 | 2.54 | 38000 | 3.6 | 2.02 | 8.5 | 7
Live | 215934908 |  | 12 | 21.5 | 40710 | 33200 | 29000 | 4.04 | 2.48 | 38500 | 3.52 | 2.02 | 8.5 | 7
Live | 215681637 |  | 9 | 16 | 51175 | 43000 | 34400 | 3.04 | 2.46 | 49500 | 3.48 | 2.04 | 8.5 | 7
Live | 215681636 |  | 9 | 16 | 51175 | 43000 | 34400 | 3.04 | 2.46 | 49500 | 3.48 | 2.04 | 8.5 | 7
Live | 215677725 |  | 9.5 | 18.5 | 66125 | 56000 | 44500 | 3.2 | 2.42 | 64000 | 3.42 | 2.08 | 9 | 7
Live | 215677717 |  | 9.5 | 18.5 | 66125 | 56000 | 44500 | 3.2 | 2.42 | 64000 | 3.42 | 2.08 | 9 | 7
Live | 215940926 |  | 12.5 | 22 | 41400 | 32200 | 28400 | 4.21 | 2.5 | 37600 | 3.54 | 2.04 | 8.5 | 7
Live | 215940918 |  | 12 | 21.5 | 40940 | 32800 | 28800 | 4.04 | 2.44 | 38000 | 3.44 | 2.04 | 8.5 | 7
Live | 215937678 |  | 11.5 | 21 | 52900 | 43500 | 38000 | 3.88 | 2.14 | 53500 | 3.04 | 1.92 | 8 | 6.5
Live | 215937677 |  | 11.5 | 21 | 52900 | 43500 | 38000 | 3.88 | 2.14 | 53500 | 3.04 | 1.92 | 8 | 6.5
Live | 215932074 |  | 11 | 19.5 | 37030 | 31000 | 27000 | 3.7 | 2.34 | 35200 | 3.32 | 2 | 9.5 | 7.5
Live | 215932064 |  | 10.5 | 19 | 37030 | 31200 | 27200 | 3.53 | 2.32 | 35400 | 3.3 | 2 | 9.5 | 7.5
Live | 215932468 |  | 11 | 19.5 | 37950 | 29800 | 26000 | 3.71 | 2.4 | 34000 | 3.4 | 2.04 | 9.5 | 7.5
Live | 215932467 |  | 11 | 19.5 | 37950 | 29800 | 26000 | 3.71 | 2.4 | 34000 | 3.4 | 2.04 | 9.5 | 7.5
Live | 215675536 |  | 10 | 18.5 | 55200 | 47000 | 37200 | 3.37 | 2.46 | 50000 | 3.5 | 2 | 9 | 7.5
Live | 215675535 |  | 10 | 18.5 | 55200 | 47000 | 37200 | 3.37 | 2.46 | 50000 | 3.5 | 2 | 9 | 7.5
Live | 215940394 |  | 12 | 21.5 | 40940 | 32800 | 28600 | 4.04 | 2.54 | 38000 | 3.58 | 2.04 | 8.5 | 7
Live | 215940384 |  | 12.5 | 22 | 40940 | 32600 | 28600 | 4.21 | 2.54 | 38000 | 3.6 | 2.02 | 8.5 | 7
Live | 215936656 |  | 12 | 21.5 | 40940 | 32800 | 28600 | 4.04 | 2.52 | 38000 | 3.58 | 2.04 | 8.5 | 7
Live | 215936648 |  | 12 | 21.5 | 40710 | 33400 | 29000 | 4.04 | 2.46 | 38500 | 3.5 | 2.02 | 8.5 | 7
Live | 215681635 |  | 9 | 16 | 51175 | 43000 | 34400 | 3.04 | 2.46 | 49500 | 3.48 | 2.04 | 8.5 | 7
Live | 215681627 |  | 9 | 16 | 51175 | 43500 | 34800 | 3.04 | 2.4 | 49500 | 3.42 | 1.92 | 8.5 | 7
Live | 215677716 |  | 9.5 | 18.5 | 66125 | 56000 | 44500 | 3.2 | 2.42 | 64000 | 3.42 | 2.08 | 9 | 7
Live | 215677715 |  | 9.5 | 18.5 | 66125 | 56000 | 44500 | 3.2 | 2.42 | 64000 | 3.42 | 2.08 | 9 | 7
Live | 215934907 |  | 12 | 21.5 | 40710 | 33200 | 29000 | 4.04 | 2.48 | 38500 | 3.52 | 2.02 | 8.5 | 7
Live | 215934906 |  | 12 | 21.5 | 40710 | 33200 | 29000 | 4.04 | 2.48 | 38500 | 3.52 | 2.02 | 8.5 | 7
Live | 215940917 |  | 12 | 21.5 | 40940 | 32800 | 28800 | 4.04 | 2.44 | 38000 | 3.44 | 2.04 | 8.5 | 7
Live | 215940916 |  | 12 | 21.5 | 40940 | 32800 | 28800 | 4.04 | 2.44 | 38000 | 3.44 | 2.04 | 8.5 | 7
Live | 215937676 |  | 11.5 | 21 | 52900 | 43500 | 38000 | 3.88 | 2.14 | 53500 | 3.04 | 1.92 | 8 | 6.5
Live | 215937668 |  | 11.5 | 21 | 52900 | 43500 | 38000 | 3.88 | 2.14 | 53000 | 3.04 | 1.92 | 8 | 6.5
Live | 215932054 |  | 10 | 19 | 36800 | 31800 | 27800 | 3.37 | 2.28 | 36000 | 3.22 | 1.88 | 9 | 7.5
Live | 215932024 |  | 10.5 | 19 | 36570 | 30600 | 26600 | 3.54 | 2.32 | 34600 | 3.3 | 2 | 9.5 | 7.5
Live | 215932466 |  | 11 | 19.5 | 37950 | 29800 | 26000 | 3.71 | 2.4 | 34000 | 3.4 | 2.04 | 9.5 | 7.5
Live | 215932458 |  | 11 | 19.5 | 38180 | 30600 | 26800 | 3.71 | 2.38 | 35000 | 3.36 | 2.02 | 9.5 | 7.5
Live | 215936647 |  | 12 | 21.5 | 40710 | 33400 | 29000 | 4.04 | 2.46 | 38500 | 3.5 | 2.02 | 8.5 | 7
Live | 215936646 |  | 12 | 21.5 | 40710 | 33400 | 29000 | 4.04 | 2.46 | 38500 | 3.5 | 2.02 | 8.5 | 7
Live | 215677707 |  | 9.5 | 18.5 | 66125 | 56000 | 44500 | 3.2 | 2.42 | 64000 | 3.42 | 2.08 | 9 | 7
Live | 215677706 |  | 9.5 | 18.5 | 66125 | 56000 | 44500 | 3.2 | 2.42 | 64000 | 3.42 | 2.08 | 9 | 7
Live | 215940374 |  | 12 | 21.5 | 40940 | 33000 | 28600 | 4.04 | 2.5 | 38000 | 3.56 | 2.04 | 8.5 | 7
Live | 215940364 |  | 12 | 21 | 40710 | 33400 | 29000 | 4.04 | 2.46 | 38500 | 3.5 | 2.02 | 8.5 | 7
Live | 215681626 |  | 9 | 16 | 51175 | 43500 | 34800 | 3.04 | 2.4 | 49500 | 3.42 | 1.92 | 8.5 | 7
Live | 215681625 |  | 9 | 16 | 51175 | 43500 | 34800 | 3.04 | 2.4 | 49500 | 3.42 | 1.92 | 8.5 | 7
Live | 215675527 |  | 9.5 | 18 | 54625 | 47500 | 37600 | 3.2 | 2.42 | 50000 | 3.44 | 1.98 | 9 | 7
Live | 215675526 |  | 9.5 | 18 | 54625 | 47500 | 37600 | 3.2 | 2.42 | 50000 | 3.44 | 1.98 | 9 | 7
Live | 215940908 |  | 12.5 | 22 | 40940 | 32800 | 28400 | 4.21 | 2.52 | 38000 | 3.58 | 2.04 | 8.5 | 7
Live | 215940907 |  | 12.5 | 22 | 40940 | 32800 | 28400 | 4.21 | 2.52 | 38000 | 3.58 | 2.04 | 8.5 | 7
Live | 215934898 |  | 12 | 21 | 40710 | 33200 | 29000 | 4.04 | 2.48 | 38500 | 3.54 | 2.02 | 8.5 | 7
Live | 215934897 |  | 12 | 21 | 40710 | 33200 | 29000 | 4.04 | 2.48 | 38500 | 3.54 | 2.02 | 8.5 | 7
Live | 215937667 |  | 11.5 | 21 | 52900 | 43500 | 38000 | 3.88 | 2.14 | 53000 | 3.04 | 1.92 | 8 | 6.5
Live | 215937666 |  | 11.5 | 21 | 52900 | 43500 | 38000 | 3.88 | 2.14 | 53000 | 3.04 | 1.92 | 8 | 6.5
Live | 215932014 |  | 10 | 17.5 | 35420 | 30400 | 26600 | 3.37 | 2.26 | 34400 | 3.22 | 1.9 | 9 | 7
Live | 215932004 |  | 10.5 | 18.5 | 36570 | 30600 | 26600 | 3.54 | 2.32 | 34600 | 3.3 | 1.9 | 9 | 7.5
Live | 215932457 |  | 11 | 19.5 | 38180 | 30600 | 26800 | 3.71 | 2.38 | 35000 | 3.36 | 2.02 | 9.5 | 7.5
Live | 215932456 |  | 11 | 19.5 | 38180 | 30600 | 26800 | 3.71 | 2.38 | 35000 | 3.36 | 2.02 | 9.5 | 7.5
Live | 215936638 |  | 12.5 | 22 | 40940 | 32600 | 28400 | 4.21 | 2.54 | 38000 | 3.62 | 2.02 | 8.5 | 7
Live | 215936637 |  | 12.5 | 22 | 40940 | 32600 | 28400 | 4.21 | 2.54 | 38000 | 3.62 | 2.02 | 8.5 | 7
Live | 215681617 |  | 9 | 16.5 | 51750 | 43000 | 34200 | 3.03 | 2.46 | 49500 | 3.5 | 2.06 | 8.5 | 7
Live | 215681616 |  | 9 | 16.5 | 51750 | 43000 | 34200 | 3.03 | 2.46 | 49500 | 3.5 | 2.06 | 8.5 | 7
Live | 215940354 |  | 11.7 | 21 | 40480 | 33800 | 29400 | 3.94 | 2.44 | 38500 | 3.46 | 2.02 | 8.5 | 7
Live | 215940344 |  | 12.5 | 22 | 40940 | 32600 | 28600 | 4.21 | 2.54 | 38000 | 3.6 | 2.02 | 8.5 | 7
Live | 215940906 |  | 12.5 | 22 | 40940 | 32800 | 28400 | 4.21 | 2.52 | 38000 | 3.58 | 2.04 | 8.5 | 7
Live | 215940898 |  | 12.5 | 22 | 40940 | 32800 | 28400 | 4.21 | 2.52 | 38000 | 3.58 | 2.04 | 8.5 | 7
Live | 215938934 |  | 11.7 | 18.5 | 64400 | 46000 | 41000 | 3.94 | 2.46 | 61500 | 3.1 | 2.05 | 7.8 | 6.75
Live | 215677705 |  | 9.5 | 18.5 | 66125 | 56000 | 44500 | 3.2 | 2.42 | 64000 | 3.42 | 2.08 | 9 | 7
Live | 215677697 |  | 9 | 18.5 | 66125 | 56500 | 45000 | 3.03 | 2.4 | 64000 | 3.42 | 2.06 | 9 | 7
Live | 215675525 |  | 9.5 | 18 | 54625 | 47500 | 37600 | 3.2 | 2.42 | 50000 | 3.44 | 1.98 | 9 | 7
Live | 215675487 |  | 10 | 18.5 | 54050 | 45500 | 36400 | 3.37 | 2.44 | 50000 | 3.46 | 2 | 9 | 7
Live | 215937658 |  | 11.5 | 20.5 | 52900 | 43500 | 38000 | 3.88 | 2.14 | 53500 | 3.04 | 1.9 | 8 | 6.5
Live | 215937657 |  | 11.5 | 20.5 | 52900 | 43500 | 38000 | 3.88 | 2.14 | 53500 | 3.04 | 1.9 | 8 | 6.5
Live | 215934896 |  | 12 | 21 | 40710 | 33200 | 29000 | 4.04 | 2.48 | 38500 | 3.54 | 2.02 | 8.5 | 7
Live | 215934888 |  | 12.5 | 22 | 40940 | 32600 | 28400 | 4.21 | 2.56 | 38000 | 3.62 | 2.02 | 8.5 | 7
Live | 215931994 |  | 10 | 17 | 35420 | 30400 | 26600 | 3.37 | 2.26 | 34400 | 3.2 | 1.9 | 9 | 7
Live | 215931984 |  | 11 | 19.5 | 38640 | 30200 | 26200 | 3.71 | 2.42 | 34400 | 3.44 | 2.05 | 9.5 | 7.5
Live | 215932448 |  | 11.7 | 20.5 | 38410 | 30200 | 26200 | 3.95 | 2.44 | 34400 | 3.46 | 2.04 | 9.5 | 7.5
Live | 215932447 |  | 11.7 | 20.5 | 38410 | 30200 | 26200 | 3.95 | 2.44 | 34400 | 3.46 | 2.04 | 9.5 | 7.5
Live | 215936636 |  | 12.5 | 22 | 40940 | 32600 | 28400 | 4.21 | 2.54 | 38000 | 3.62 | 2.02 | 8.5 | 7
Live | 215936628 |  | 12.5 | 22 | 40940 | 32600 | 28400 | 4.21 | 2.56 | 38000 | 3.62 | 2.02 | 8.5 | 7
Live | 215940334 |  | 12.5 | 22 | 40940 | 33000 | 28600 | 4.21 | 2.52 | 38000 | 3.58 | 2.04 | 8.5 | 7
Live | 215940324 |  | 12 | 21.5 | 40940 | 33000 | 28600 | 4.04 | 2.5 | 38000 | 3.56 | 2.04 | 8.5 | 7
Live | 215681615 |  | 9 | 16.5 | 51750 | 43000 | 34200 | 3.03 | 2.46 | 49500 | 3.5 | 2.06 | 8.5 | 7
Live | 215681607 |  | 9.5 | 16.5 | 51750 | 42500 | 34000 | 3.2 | 2.48 | 49000 | 3.52 | 2.06 | 8.5 | 7
Live | 215940897 |  | 12.5 | 22 | 40940 | 32800 | 28400 | 4.21 | 2.52 | 38000 | 3.58 | 2.04 | 8.5 | 7
Live | 215940896 |  | 12.5 | 22 | 40940 | 32800 | 28400 | 4.21 | 2.52 | 38000 | 3.58 | 2.04 | 8.5 | 7
Live | 215677696 |  | 9 | 18.5 | 66125 | 56500 | 45000 | 3.03 | 2.4 | 64000 | 3.42 | 2.06 | 9 | 7
Live | 215677695 |  | 9 | 18.5 | 66125 | 56500 | 45000 | 3.03 | 2.4 | 64000 | 3.42 | 2.06 | 9 | 7
Live | 215675486 |  | 10 | 18.5 | 54050 | 45500 | 36400 | 3.37 | 2.44 | 50000 | 3.46 | 2 | 9 | 7
Live | 215675485 |  | 10 | 18.5 | 54050 | 45500 | 36400 | 3.37 | 2.44 | 50000 | 3.46 | 2 | 9 | 7
Live | 215934887 |  | 12.5 | 22 | 40940 | 32600 | 28400 | 4.21 | 2.56 | 38000 | 3.62 | 2.02 | 8.5 | 7
Live | 215934886 |  | 12.5 | 22 | 40940 | 32600 | 28400 | 4.21 | 2.56 | 38000 | 3.62 | 2.02 | 8.5 | 7
Live | 215932446 |  | 11.7 | 20.5 | 38410 | 30200 | 26200 | 3.95 | 2.44 | 34400 | 3.46 | 2.04 | 9.5 | 7.5
Live | 215932438 |  | 11.7 | 20 | 38410 | 30200 | 26400 | 3.95 | 2.44 | 34600 | 3.46 | 2.04 | 9.5 | 7.5
Live | 215931974 |  | 10.5 | 18 | 37260 | 29800 | 26000 | 3.53 | 2.36 | 33800 | 3.34 | 1.96 | 9 | 7
Live | 215931964 |  | 10.5 | 19 | 38410 | 30200 | 26200 | 3.54 | 2.42 | 34400 | 3.42 | 2.04 | 9.5 | 7.5
Live | 215940888 |  | 12 | 21.5 | 40710 | 32800 | 28600 | 4.04 | 2.5 | 38000 | 3.56 | 2.04 | 8.5 | 7
Live | 215940887 |  | 12 | 21.5 | 40710 | 32800 | 28600 | 4.04 | 2.5 | 38000 | 3.56 | 2.04 | 8.5 | 7
Live | 215937656 |  | 11.5 | 20.5 | 52900 | 43500 | 38000 | 3.88 | 2.14 | 53500 | 3.04 | 1.9 | 8 | 6.5
Live | 215937648 |  | 10.5 | 20 | 52325 | 44000 | 39000 | 3.54 | 2.1 | 53500 | 3 | 1.9 | 8 | 6.5
Live | 215936627 |  | 12.5 | 22 | 40940 | 32600 | 28400 | 4.21 | 2.56 | 38000 | 3.62 | 2.02 | 8.5 | 7
Live | 215936626 |  | 12.5 | 22 | 40940 | 32600 | 28400 | 4.21 | 2.56 | 38000 | 3.62 | 2.02 | 8.5 | 7
Live | 215940314 |  | 12.5 | 22 | 40940 | 32600 | 28600 | 4.21 | 2.54 | 38000 | 3.6 | 2.02 | 8.5 | 7
Live | 215940304 |  | 12 | 21.5 | 40940 | 32800 | 28600 | 4.04 | 2.54 | 38000 | 3.58 | 2.04 | 8.5 | 7
Live | 215681606 |  | 9.5 | 16.5 | 51750 | 42500 | 34000 | 3.2 | 2.48 | 49000 | 3.52 | 2.06 | 8.5 | 7
Live | 215681605 |  | 9.5 | 16.5 | 51750 | 42500 | 34000 | 3.2 | 2.48 | 49000 | 3.52 | 2.06 | 8.5 | 7
Live | 215675477 |  | 10 | 18.5 | 54050 | 45500 | 36400 | 3.37 | 2.46 | 50000 | 3.48 | 2 | 9 | 7
Live | 215675476 |  | 10 | 18.5 | 54050 | 45500 | 36400 | 3.37 | 2.46 | 50000 | 3.48 | 2 | 9 | 7
Live | 215677687 |  | 8.5 | 18 | 64975 | 57000 | 46000 | 2.86 | 2.36 | 65000 | 3.34 | 2.06 | 9 | 7
Live | 215677686 |  | 8.5 | 18 | 64975 | 57000 | 46000 | 2.86 | 2.36 | 65000 | 3.34 | 2.06 | 9 | 7
Live | 215932437 |  | 11.7 | 20 | 38410 | 30200 | 26400 | 3.95 | 2.44 | 34600 | 3.46 | 2.04 | 9.5 | 7.5
Live | 215932436 |  | 11.7 | 20 | 38410 | 30200 | 26400 | 3.95 | 2.44 | 34600 | 3.46 | 2.04 | 9.5 | 7.5
Live | 215934878 |  | 12 | 21.5 | 40940 | 32800 | 28600 | 4.04 | 2.52 | 38000 | 3.58 | 2.04 | 8.5 | 7
Live | 215934877 |  | 12 | 21.5 | 40940 | 32800 | 28600 | 4.04 | 2.52 | 38000 | 3.58 | 2.04 | 8.5 | 7
Live | 215940886 |  | 12 | 21.5 | 40710 | 32800 | 28600 | 4.04 | 2.5 | 38000 | 3.56 | 2.04 | 8.5 | 7
Live | 215940878 |  | 12 | 21.5 | 40710 | 32800 | 28600 | 4.04 | 2.5 | 38000 | 3.56 | 2.04 | 8.5 | 7
Live | 215931954 |  | 10 | 18.5 | 36110 | 30800 | 26800 | 3.37 | 2.34 | 35000 | 3.32 | 2 | 9.5 | 7.5
Live | 215931944 |  | 10 | 17 | 35190 | 30800 | 26800 | 3.37 | 2.28 | 34800 | 3.24 | 1.9 | 9 | 7.5
Live | 215937647 |  | 10.5 | 20 | 52325 | 44000 | 39000 | 3.54 | 2.1 | 53500 | 3 | 1.9 | 8 | 6.5
Live | 215937646 |  | 10.5 | 20 | 52325 | 44000 | 39000 | 3.54 | 2.1 | 53500 | 3 | 1.9 | 8 | 6.5
Live | 215940294 |  | 12 | 21 | 40710 | 33200 | 29000 | 4.04 | 2.48 | 38500 | 3.52 | 2.02 | 8.5 | 7
Live | 215940284 |  | 11.7 | 21 | 40480 | 33400 | 29400 | 3.94 | 2.46 | 38500 | 3.48 | 2 | 8.5 | 7
Live | 215677685 |  | 8.5 | 18 | 64975 | 57000 | 46000 | 2.86 | 2.36 | 65000 | 3.34 | 2.06 | 9 | 7
Live | 215677677 |  | 9 | 18 | 66125 | 56500 | 45000 | 3.03 | 2.4 | 64000 | 3.42 | 2.08 | 9 | 7
Live | 215936618 |  | 12 | 22 | 40940 | 33000 | 28600 | 4.04 | 2.5 | 38000 | 3.54 | 2.02 | 8.5 | 7
Live | 215936617 |  | 12 | 22 | 40940 | 33000 | 28600 | 4.04 | 2.5 | 38000 | 3.54 | 2.02 | 8.5 | 7
Live | 215675475 |  | 10 | 18.5 | 54050 | 45500 | 36400 | 3.37 | 2.46 | 50000 | 3.48 | 2 | 9 | 7
Live | 215675467 |  | 9.5 | 18 | 53475 | 44500 | 35600 | 3.2 | 2.4 | 50000 | 3.42 | 2 | 9 | 7
Live | 215681597 |  | 9 | 16 | 51750 | 43000 | 34400 | 3.03 | 2.46 | 49000 | 3.48 | 2.04 | 8.5 | 7
Live | 215681596 |  | 9 | 16 | 51750 | 43000 | 34400 | 3.03 | 2.46 | 49000 | 3.48 | 2.04 | 8.5 | 7
Live | 215934876 |  | 12 | 21.5 | 40940 | 32800 | 28600 | 4.04 | 2.52 | 38000 | 3.58 | 2.04 | 8.5 | 7
Live | 215934868 |  | 12 | 21.5 | 40710 | 33200 | 29000 | 4.04 | 2.48 | 38500 | 3.52 | 2.02 | 8.5 | 7
Live | 215940877 |  | 12 | 21.5 | 40710 | 32800 | 28600 | 4.04 | 2.5 | 38000 | 3.56 | 2.04 | 8.5 | 7
Live | 215940876 |  | 12 | 21.5 | 40710 | 32800 | 28600 | 4.04 | 2.5 | 38000 | 3.56 | 2.04 | 8.5 | 7
Live | 215931934 |  | 10 | 18.5 | 36110 | 31000 | 27000 | 3.37 | 2.34 | 35000 | 3.32 | 1.98 | 9.5 | 7.5
Live | 215931924 |  | 10 | 17 | 34960 | 30800 | 26800 | 3.37 | 2.28 | 35000 | 3.24 | 1.9 | 9 | 7.5
Live | 215940274 |  | 12.5 | 22 | 40940 | 32600 | 28600 | 4.21 | 2.54 | 38000 | 3.6 | 2.02 | 8.5 | 7
Live | 215940264 |  | 12.5 | 22 | 40940 | 32600 | 28600 | 4.21 | 2.54 | 38000 | 3.6 | 2.02 | 8.5 | 7
Live | 215932428 |  | 11.5 | 20 | 38410 | 30400 | 26400 | 3.88 | 2.42 | 34600 | 3.41 | 2.04 | 9.5 | 7.5
Live | 215932427 |  | 11.5 | 20 | 38410 | 30400 | 26400 | 3.88 | 2.42 | 34600 | 3.41 | 2.04 | 9.5 | 7.5
Live | 215677676 |  | 9 | 18 | 66125 | 56500 | 45000 | 3.03 | 2.4 | 64000 | 3.42 | 2.08 | 9 | 7
Live | 215677675 |  | 9 | 18 | 66125 | 56500 | 45000 | 3.03 | 2.4 | 64000 | 3.42 | 2.08 | 9 | 7
Live | 215936616 |  | 12 | 22 | 40940 | 33000 | 28600 | 4.04 | 2.5 | 38000 | 3.54 | 2.02 | 8.5 | 7
Live | 215936608 |  | 12 | 21.5 | 40940 | 32800 | 28600 | 4.04 | 2.52 | 38000 | 3.58 | 2.04 | 8.5 | 7
Live | 215937638 |  | 12 | 21 | 53475 | 43500 | 38000 | 4.04 | 2.16 | 53000 | 3.06 | 1.92 | 8 | 6.5
Live | 215937637 |  | 12 | 21 | 53475 | 43500 | 38000 | 4.04 | 2.16 | 53000 | 3.06 | 1.92 | 8 | 6.5
Live | 215938854 |  | 11.7 | 18.5 | 64400 | 46000 | 41000 | 3.94 | 2.46 | 61500 | 3.12 | 2.05 | 7.8 | 6.7
Live | 215675466 |  | 9.5 | 18 | 53475 | 44500 | 35600 | 3.2 | 2.4 | 50000 | 3.42 | 2 | 9 | 7
Live | 215675465 |  | 9.5 | 18 | 53475 | 44500 | 35600 | 3.2 | 2.4 | 50000 | 3.42 | 2 | 9 | 7
Live | 215681595 |  | 9 | 16 | 51750 | 43000 | 34400 | 3.03 | 2.46 | 49000 | 3.48 | 2.04 | 8.5 | 7
Live | 215681587 |  | 9 | 16.5 | 51750 | 43000 | 34200 | 3.03 | 2.46 | 49000 | 3.5 | 2.06 | 8.5 | 7
Live | 215934867 |  | 12 | 21.5 | 40710 | 33200 | 29000 | 4.04 | 2.48 | 38500 | 3.52 | 2.02 | 8.5 | 7
Live | 215934866 |  | 12 | 21.5 | 40710 | 33200 | 29000 | 4.04 | 2.48 | 38500 | 3.52 | 2.02 | 8.5 | 7
Live | 215940868 |  | 12.5 | 22 | 40940 | 32600 | 28600 | 4.21 | 2.54 | 38000 | 3.62 | 2.02 | 8.5 | 7
Live | 215940867 |  | 12.5 | 22 | 40940 | 32600 | 28600 | 4.21 | 2.54 | 38000 | 3.62 | 2.02 | 8.5 | 7
Live | 215931485 |  | 12.5 | 21.5 | 39560 | 29800 | 25800 | 4.22 | 2.5 | 34200 | 3.54 | 2.06 | 9.5 | 7.5
Live | 215588564 |  | 11 | 19 | 57500 | 51000 | 53000 | 3.7 | 2.3 | 53000 | 3.06 | 1.92 | 10.5 | 8.5
Live | 215936607 |  | 12 | 21.5 | 40940 | 32800 | 28600 | 4.04 | 2.52 | 38000 | 3.58 | 2.04 | 8.5 | 7
Live | 215936606 |  | 12 | 21.5 | 40940 | 32800 | 28600 | 4.04 | 2.52 | 38000 | 3.58 | 2.04 | 8.5 | 7
Live | 215940254 |  | 12 | 21.5 | 40940 | 32800 | 28600 | 4.04 | 2.54 | 38000 | 3.58 | 2.04 | 8.5 | 7
Live | 215940244 |  | 11.7 | 19.5 | 39330 | 29800 | 26000 | 3.95 | 2.46 | 34200 | 3.48 | 1.94 | 9 | 7
Live | 215677667 |  | 9.5 | 19 | 66700 | 56000 | 44500 | 3.2 | 2.44 | 64000 | 3.46 | 2.1 | 9 | 7
Live | 215677666 |  | 9.5 | 19 | 66700 | 56000 | 44500 | 3.2 | 2.44 | 64000 | 3.46 | 2.1 | 9 | 7
Live | 215932426 |  | 11.5 | 20 | 38410 | 30400 | 26400 | 3.88 | 2.42 | 34600 | 3.41 | 2.04 | 9.5 | 7.5
Live | 215932418 |  | 11.5 | 20 | 38410 | 30400 | 26400 | 3.88 | 2.42 | 34600 | 3.41 | 2.04 | 9.5 | 7.5
Live | 215937636 |  | 12 | 21 | 53475 | 43500 | 38000 | 4.04 | 2.16 | 53000 | 3.06 | 1.92 | 8 | 6.5
Live | 215937628 |  | 11.5 | 20.5 | 52900 | 43500 | 38000 | 3.88 | 2.14 | 53500 | 3.04 | 1.9 | 8 | 6.5
Live | 215681586 |  | 9 | 16.5 | 51750 | 43000 | 34200 | 3.03 | 2.46 | 49000 | 3.5 | 2.06 | 8.5 | 7
Live | 215681585 |  | 9 | 16.5 | 51750 | 43000 | 34200 | 3.03 | 2.46 | 49000 | 3.5 | 2.06 | 8.5 | 7
Live | 215675457 |  | 10 | 18.5 | 54050 | 45500 | 36400 | 3.37 | 2.44 | 50000 | 3.46 | 2 | 9 | 7
Live | 215675456 |  | 10 | 18.5 | 54050 | 45500 | 36400 | 3.37 | 2.44 | 50000 | 3.46 | 2 | 9 | 7
Live | 215934858 |  | 12.5 | 22 | 40940 | 32600 | 28400 | 4.21 | 2.54 | 38000 | 3.62 | 2.02 | 8.5 | 7
Live | 215934857 |  | 12.5 | 22 | 40940 | 32600 | 28400 | 4.21 | 2.54 | 38000 | 3.62 | 2.02 | 8.5 | 7
Live | 215940866 |  | 12.5 | 22 | 40940 | 32600 | 28600 | 4.21 | 2.54 | 38000 | 3.62 | 2.02 | 8.5 | 7
Live | 215940858 |  | 12 | 21.5 | 40940 | 32800 | 28600 | 4.04 | 2.54 | 38000 | 3.6 | 2.02 | 8.5 | 7
Live | 215936598 |  | 12 | 21.5 | 40710 | 33000 | 28800 | 4.04 | 2.5 | 38000 | 3.56 | 2.02 | 8.5 | 7
Live | 215936597 |  | 12 | 21.5 | 40710 | 33000 | 28800 | 4.04 | 2.5 | 38000 | 3.56 | 2.02 | 8.5 | 7
Live | 215588559 |  | 12 | 19.5 | 60950 | 48000 | 46500 | 4.04 | 2.32 | 53500 | 3.36 | 1.95 | 8.5 | 7
Live | 215588557 |  | 12 | 19.5 | 60950 | 48000 | 46500 | 4.04 | 2.32 | 53500 | 3.34 | 1.95 | 8.5 | 7
Live | 215940234 |  | 11.7 | 19.5 | 39330 | 29800 | 26000 | 3.95 | 2.46 | 34200 | 3.48 | 1.94 | 9 | 7
Live | 215940224 |  | 11.7 | 19.5 | 39330 | 30000 | 26000 | 3.95 | 2.44 | 34200 | 3.46 | 1.96 | 9 | 7
Live | 215677665 |  | 9.5 | 19 | 66700 | 56000 | 44500 | 3.2 | 2.44 | 64000 | 3.46 | 2.1 | 9 | 7
Live | 215677657 |  | 9.5 | 19 | 66700 | 56000 | 44500 | 3.2 | 2.44 | 64000 | 3.46 | 2.1 | 9 | 7
Live | 215937627 |  | 11.5 | 20.5 | 52900 | 43500 | 38000 | 3.88 | 2.14 | 53500 | 3.04 | 1.9 | 8 | 6.5
Live | 215937626 |  | 11.5 | 20.5 | 52900 | 43500 | 38000 | 3.88 | 2.14 | 53500 | 3.04 | 1.9 | 8 | 6.5
Live | 215932417 |  | 11.5 | 20 | 38410 | 30400 | 26400 | 3.88 | 2.42 | 34600 | 3.41 | 2.04 | 9.5 | 7.5
Live | 215932416 |  | 11.5 | 20 | 38410 | 30400 | 26400 | 3.88 | 2.42 | 34600 | 3.41 | 2.04 | 9.5 | 7.5
Live | 215681577 |  | 9 | 16 | 51175 | 43000 | 34400 | 3.04 | 2.46 | 49500 | 3.48 | 2.04 | 8.5 | 7
Live | 215681576 |  | 9 | 16 | 51175 | 43000 | 34400 | 3.04 | 2.46 | 49500 | 3.48 | 2.04 | 8.5 | 7
Live | 215940857 |  | 12 | 21.5 | 40940 | 32800 | 28600 | 4.04 | 2.54 | 38000 | 3.6 | 2.02 | 8.5 | 7
Live | 215940856 |  | 12 | 21.5 | 40940 | 32800 | 28600 | 4.04 | 2.54 | 38000 | 3.6 | 2.02 | 8.5 | 7
Live | 215675455 |  | 10 | 18.5 | 54050 | 45500 | 36400 | 3.37 | 2.44 | 50000 | 3.46 | 2 | 9 | 7
Live | 215675447 |  | 10 | 18.5 | 54050 | 46000 | 36600 | 3.37 | 2.44 | 50000 | 3.46 | 2 | 9 | 7
Live | 215934856 |  | 12.5 | 22 | 40940 | 32600 | 28400 | 4.21 | 2.54 | 38000 | 3.62 | 2.02 | 8.5 | 7
Live | 215934848 |  | 12.5 | 22 | 40940 | 32600 | 28400 | 4.21 | 2.54 | 38000 | 3.62 | 2.02 | 8.5 | 7
Live | 215936596 |  | 12 | 21.5 | 40710 | 33000 | 28800 | 4.04 | 2.5 | 38000 | 3.56 | 2.02 | 8.5 | 7
Live | 215936588 |  | 11.7 | 21 | 40480 | 33600 | 29400 | 3.94 | 2.44 | 39000 | 3.48 | 2 | 8.5 | 7
Live | 215588555 |  | 12 | 19.5 | 60375 | 48000 | 46500 | 4.04 | 2.32 | 53500 | 3.34 | 1.95 | 8.5 | 7
Live | 215588553 |  | 12 | 19.5 | 60950 | 48000 | 46000 | 4.04 | 2.34 | 53000 | 3.38 | 1.85 | 8.1 | 7
Live | 215677656 |  | 9.5 | 19 | 66700 | 56000 | 44500 | 3.2 | 2.44 | 64000 | 3.46 | 2.1 | 9 | 7
Live | 215677655 |  | 9.5 | 19 | 66700 | 56000 | 44500 | 3.2 | 2.44 | 64000 | 3.46 | 2.1 | 9 | 7
Live | 215681575 |  | 9 | 16 | 51175 | 43000 | 34400 | 3.04 | 2.46 | 49500 | 3.48 | 2.04 | 8.5 | 7
Live | 215681567 |  | 10 | 18.5 | 52900 | 42000 | 33600 | 3.37 | 2.48 | 47500 | 3.52 | 2.06 | 9 | 7
Live | 215937618 |  | 12 | 21 | 53475 | 43500 | 38000 | 4.04 | 2.16 | 53000 | 3.06 | 1.92 | 8 | 6.5
Live | 215937617 |  | 12 | 21 | 53475 | 43500 | 38000 | 4.04 | 2.16 | 53000 | 3.06 | 1.92 | 8 | 6.5
Live | 215940214 |  | 11 | 19 | 39100 | 30400 | 26400 | 3.71 | 2.4 | 34800 | 3.4 | 1.92 | 9 | 7
Live | 215940204 |  | 11 | 18.5 | 38870 | 30600 | 26800 | 3.71 | 2.36 | 35000 | 3.36 | 1.92 | 9 | 7
Live | 215932408 |  | 10.5 | 19.5 | 37950 | 31000 | 27200 | 3.54 | 2.34 | 35400 | 3.3 | 1.9 | 9 | 7
Live | 215932407 |  | 10.5 | 19.5 | 37950 | 31000 | 27200 | 3.54 | 2.34 | 35400 | 3.3 | 1.9 | 9 | 7
Live | 215675446 |  | 10 | 18.5 | 54050 | 46000 | 36600 | 3.37 | 2.44 | 50000 | 3.46 | 2 | 9 | 7
Live | 215675445 |  | 10 | 18.5 | 54050 | 46000 | 36600 | 3.37 | 2.44 | 50000 | 3.46 | 2 | 9 | 7
Live | 215940848 |  | 12 | 21 | 40710 | 33200 | 29000 | 4.04 | 2.48 | 38500 | 3.52 | 2 | 8.5 | 7
Live | 215940847 |  | 12 | 21 | 40710 | 33200 | 29000 | 4.04 | 2.48 | 38500 | 3.52 | 2 | 8.5 | 7
Live | 215936587 |  | 11.7 | 21 | 40480 | 33600 | 29400 | 3.94 | 2.44 | 39000 | 3.48 | 2 | 8.5 | 7
Live | 215936586 |  | 11.7 | 21 | 40480 | 33600 | 29400 | 3.94 | 2.44 | 39000 | 3.48 | 2 | 8.5 | 7
Live | 215588551 |  | 12.5 | 20 | 61525 | 47500 | 45500 | 4.21 | 2.36 | 53000 | 3.42 | 1.85 | 8.1 | 7
Live | 215588549 |  | 12 | 19.5 | 60375 | 48000 | 46500 | 4.04 | 2.32 | 53500 | 3.34 | 1.95 | 8.5 | 7
Live | 215940846 |  | 12 | 21 | 40710 | 33200 | 29000 | 4.04 | 2.48 | 38500 | 3.52 | 2 | 8.5 | 7
Live | 215940838 |  | 11.7 | 21 | 40480 | 33400 | 29200 | 3.94 | 2.46 | 38500 | 3.48 | 2 | 8.5 | 7
Live | 215677627 |  | 9 | 18.5 | 65550 | 56500 | 45000 | 3.03 | 2.4 | 65000 | 3.4 | 2.08 | 9 | 7
Live | 215677626 |  | 9 | 18.5 | 65550 | 56500 | 45000 | 3.03 | 2.4 | 65000 | 3.4 | 2.08 | 9 | 7
Live | 215681566 |  | 10 | 18.5 | 52900 | 42000 | 33600 | 3.37 | 2.48 | 47500 | 3.52 | 2.06 | 9 | 7
Live | 215681565 |  | 10 | 18.5 | 52900 | 42000 | 33600 | 3.37 | 2.48 | 47500 | 3.52 | 2.06 | 9 | 7
Live | 215937616 |  | 12 | 21 | 53475 | 43500 | 38000 | 4.04 | 2.16 | 53000 | 3.06 | 1.92 | 8 | 6.5
Live | 215937608 |  | 12 | 21 | 53475 | 43500 | 38000 | 4.04 | 2.16 | 53000 | 3.06 | 1.92 | 8 | 6.5
Live | 215940194 |  | 11.7 | 19.5 | 39330 | 30000 | 26000 | 3.95 | 2.44 | 34200 | 3.48 | 1.94 | 9 | 7
Live | 215940184 |  | 11.7 | 19.5 | 39330 | 29800 | 26000 | 3.95 | 2.46 | 34200 | 3.48 | 1.94 | 9 | 7
Live | 215675437 |  | 9.5 | 18 | 53475 | 46000 | 37000 | 3.2 | 2.4 | 50000 | 3.4 | 1.98 | 9 | 7
Live | 215675436 |  | 9.5 | 18 | 53475 | 46000 | 37000 | 3.2 | 2.4 | 50000 | 3.4 | 1.98 | 9 | 7
Live | 215934847 |  | 12.5 | 22 | 40940 | 32600 | 28400 | 4.21 | 2.54 | 38000 | 3.62 | 2.02 | 8.5 | 7
Live | 215934846 |  | 12.5 | 22 | 40940 | 32600 | 28400 | 4.21 | 2.54 | 38000 | 3.62 | 2.02 | 8.5 | 7
Live | 215936548 |  | 12.5 | 22 | 40940 | 32800 | 28400 | 4.21 | 2.52 | 38500 | 3.58 | 2.04 | 8.5 | 7
Live | 215936547 |  | 12.5 | 22 | 40940 | 32800 | 28400 | 4.21 | 2.52 | 38500 | 3.58 | 2.04 | 8.5 | 7
Live | 215932406 |  | 10.5 | 19.5 | 37950 | 31000 | 27200 | 3.54 | 2.34 | 35400 | 3.3 | 1.9 | 9 | 7
Live | 215932378 |  | 11 | 19.5 | 38870 | 30000 | 26000 | 3.71 | 2.44 | 34200 | 3.46 | 2.06 | 9.5 | 7.5
Live | 215940837 |  | 11.7 | 21 | 40480 | 33400 | 29200 | 3.94 | 2.46 | 38500 | 3.48 | 2 | 8.5 | 7
Live | 215940836 |  | 11.7 | 21 | 40480 | 33400 | 29200 | 3.94 | 2.46 | 38500 | 3.48 | 2 | 8.5 | 7
Live | 215677625 |  | 9 | 18.5 | 65550 | 56500 | 45000 | 3.03 | 2.4 | 65000 | 3.4 | 2.08 | 9 | 7
Live | 215677617 |  | 8.5 | 17.5 | 64400 | 57500 | 46000 | 2.86 | 2.34 | 65000 | 3.32 | 2.06 | 9 | 7
Live | 215681557 |  | 10 | 18.5 | 52900 | 42000 | 33600 | 3.37 | 2.48 | 47500 | 3.52 | 2.06 | 9 | 7
Live | 215681556 |  | 10 | 18.5 | 52900 | 42000 | 33600 | 3.37 | 2.48 | 47500 | 3.52 | 2.06 | 9 | 7
Live | 215588547 |  | 12 | 18.5 | 58650 | 47500 | 45000 | 4.04 | 2.32 | 51500 | 3.1 | 1.92 | 8 | 7
Live | 215588545 |  | 12.5 | 19.5 | 59800 | 47000 | 44500 | 4.21 | 2.36 | 51500 | 3.22 | 1.95 | 8.1 | 7
Live | 215675435 |  | 9.5 | 18 | 53475 | 46000 | 37000 | 3.2 | 2.4 | 50000 | 3.4 | 1.98 | 9 | 7
Live | 215675427 |  | 10 | 18 | 54050 | 45500 | 36400 | 3.37 | 2.46 | 50000 | 3.48 | 2.02 | 9 | 7
Live | 215937607 |  | 12 | 21 | 53475 | 43500 | 38000 | 4.04 | 2.16 | 53000 | 3.06 | 1.92 | 8 | 6.5
Live | 215937606 |  | 12 | 21 | 53475 | 43500 | 38000 | 4.04 | 2.16 | 53000 | 3.06 | 1.92 | 8 | 6.5
Live | 215936546 |  | 12.5 | 22 | 40940 | 32800 | 28400 | 4.21 | 2.52 | 38500 | 3.58 | 2.04 | 8.5 | 7
Live | 215936538 |  | 12.5 | 22 | 40710 | 32800 | 28400 | 4.22 | 2.52 | 38000 | 3.58 | 2.04 | 8.5 | 7
Live | 215940174 |  | 11.7 | 19.5 | 39330 | 30000 | 26000 | 3.95 | 2.44 | 34200 | 3.46 | 1.96 | 9 | 7
Live | 215940164 |  | 11.7 | 19.5 | 38870 | 30400 | 26400 | 3.94 | 2.44 | 34600 | 3.46 | 1.92 | 9 | 7
Live | 215934838 |  | 12 | 22 | 40940 | 32800 | 28600 | 4.04 | 2.52 | 38000 | 3.58 | 2.02 | 8.5 | 7
Live | 215934837 |  | 12 | 22 | 40940 | 32800 | 28600 | 4.04 | 2.52 | 38000 | 3.58 | 2.02 | 8.5 | 7
Live | 215932377 |  | 11 | 19.5 | 38870 | 30000 | 26000 | 3.71 | 2.44 | 34200 | 3.46 | 2.06 | 9.5 | 7.5
Live | 215932376 |  | 11 | 19.5 | 38870 | 30000 | 26000 | 3.71 | 2.44 | 34200 | 3.46 | 2.06 | 9.5 | 7.5
Live | 215940828 |  | 12.5 | 22 | 40940 | 32600 | 28600 | 4.21 | 2.54 | 38000 | 3.6 | 2.02 | 8.5 | 7
Live | 215940827 |  | 12.5 | 22 | 40940 | 32600 | 28600 | 4.21 | 2.54 | 38000 | 3.6 | 2.02 | 8.5 | 7
Live | 215677616 |  | 8.5 | 17.5 | 64400 | 57500 | 46000 | 2.86 | 2.34 | 65000 | 3.32 | 2.06 | 9 | 7
Live | 215677615 |  | 8.5 | 17.5 | 64400 | 57500 | 46000 | 2.86 | 2.34 | 65000 | 3.32 | 2.06 | 9 | 7
Live | 215938734 |  | 11.7 | 18.5 | 64975 | 46000 | 41500 | 3.94 | 2.46 | 62500 | 3.12 | 2.05 | 7.8 | 6.7
Live | 215681555 |  | 10 | 18.5 | 52900 | 42000 | 33600 | 3.37 | 2.48 | 47500 | 3.52 | 2.06 | 9 | 7
Live | 215681547 |  | 10 | 18 | 52900 | 42000 | 33800 | 3.37 | 2.46 | 48000 | 3.5 | 2.08 | 9 | 7
Live | 215588543 |  | 12.5 | 19.5 | 59800 | 47500 | 44500 | 4.21 | 2.36 | 52000 | 3.26 | 1.9 | 8.1 | 7
Live | 215588541 |  | 12 | 19 | 59800 | 48000 | 46500 | 4.05 | 2.32 | 52500 | 3.24 | 1.9 | 8.1 | 7
Live | 215940154 |  | 11.7 | 19.5 | 38870 | 30400 | 26400 | 3.94 | 2.44 | 34600 | 3.48 | 1.92 | 9 | 7
Live | 215940144 |  | 11.5 | 19.5 | 38870 | 30400 | 26600 | 3.87 | 2.44 | 34800 | 3.46 | 1.94 | 9 | 7
Live | 215937598 |  | 12 | 21 | 53475 | 43500 | 38000 | 4.04 | 2.16 | 53000 | 3.06 | 1.92 | 8 | 6.5
Live | 215937597 |  | 12 | 21 | 53475 | 43500 | 38000 | 4.04 | 2.16 | 53000 | 3.06 | 1.92 | 8 | 6.5
Live | 215675426 |  | 10 | 18 | 54050 | 45500 | 36400 | 3.37 | 2.46 | 50000 | 3.48 | 2.02 | 9 | 7
Live | 215675425 |  | 10 | 18 | 54050 | 45500 | 36400 | 3.37 | 2.46 | 50000 | 3.48 | 2.02 | 9 | 7
Live | 215936537 |  | 12.5 | 22 | 40710 | 32800 | 28400 | 4.22 | 2.52 | 38000 | 3.58 | 2.04 | 8.5 | 7
Live | 215936536 |  | 12.5 | 22 | 40710 | 32800 | 28400 | 4.22 | 2.52 | 38000 | 3.58 | 2.04 | 8.5 | 7
Live | 215934836 |  | 12 | 22 | 40940 | 32800 | 28600 | 4.04 | 2.52 | 38000 | 3.58 | 2.02 | 8.5 | 7
Live | 215934828 |  | 12 | 21.5 | 40940 | 32800 | 28600 | 4.04 | 2.52 | 38000 | 3.58 | 2.02 | 8.5 | 7
Live | 215940826 |  | 12.5 | 22 | 40940 | 32600 | 28600 | 4.21 | 2.54 | 38000 | 3.6 | 2.02 | 8.5 | 7
Live | 215940818 |  | 12.5 | 22 | 41170 | 32600 | 28400 | 4.22 | 2.54 | 38000 | 3.62 | 2.02 | 8.5 | 7
Live | 215932368 |  | 11 | 19.5 | 38870 | 30000 | 26200 | 3.71 | 2.42 | 34200 | 3.44 | 2.06 | 9.5 | 7.5
Live | 215932367 |  | 11 | 19.5 | 38870 | 30000 | 26200 | 3.71 | 2.42 | 34200 | 3.44 | 2.06 | 9.5 | 7.5
Live | 215677607 |  | 9.5 | 18.5 | 66125 | 56000 | 44500 | 3.2 | 2.42 | 64000 | 3.44 | 2.1 | 9 | 7
Live | 215677606 |  | 9.5 | 18.5 | 66125 | 56000 | 44500 | 3.2 | 2.42 | 64000 | 3.44 | 2.1 | 9 | 7
Live | 215938724 |  | 11.7 | 18.5 | 64975 | 46000 | 41500 | 3.94 | 2.46 | 62500 | 3.12 | 2.05 | 7.8 | 6.7
Live | 215681546 |  | 10 | 18 | 52900 | 42000 | 33800 | 3.37 | 2.46 | 48000 | 3.5 | 2.08 | 9 | 7
Live | 215681545 |  | 10 | 18 | 52900 | 42000 | 33800 | 3.37 | 2.46 | 48000 | 3.5 | 2.08 | 9 | 7
Live | 215937596 |  | 12 | 21 | 53475 | 43500 | 38000 | 4.04 | 2.16 | 53000 | 3.06 | 1.92 | 8 | 6.5
Live | 215937588 |  | 11.5 | 20.5 | 52900 | 43500 | 38500 | 3.88 | 2.14 | 53500 | 3.02 | 1.9 | 8 | 6.5
Live | 215940134 |  | 11 | 19 | 38410 | 30800 | 27000 | 3.7 | 2.38 | 35200 | 3.38 | 1.92 | 9 | 7
Live | 215940124 |  | 10.5 | 18.5 | 38410 | 31200 | 27200 | 3.54 | 2.36 | 35400 | 3.34 | 1.92 | 9 | 7
Live | 215936528 |  | 12.5 | 22 | 40710 | 32800 | 28400 | 4.22 | 2.5 | 38000 | 3.56 | 2.04 | 8.5 | 7
Live | 215936527 |  | 12.5 | 22 | 40710 | 32800 | 28400 | 4.22 | 2.5 | 38000 | 3.56 | 2.04 | 8.5 | 7
Live | 215675417 |  | 9.5 | 18 | 54050 | 46000 | 36600 | 3.2 | 2.44 | 50000 | 3.46 | 1.98 | 9 | 7
Live | 215675416 |  | 9.5 | 18 | 54050 | 46000 | 36600 | 3.2 | 2.44 | 50000 | 3.46 | 1.98 | 9 | 7
Live | 215677605 |  | 9.5 | 18.5 | 66125 | 56000 | 44500 | 3.2 | 2.42 | 64000 | 3.44 | 2.1 | 9 | 7
Live | 215677597 |  | 9 | 18 | 65550 | 56500 | 45000 | 3.03 | 2.4 | 64000 | 3.4 | 2.08 | 9 | 7
Live | 215934827 |  | 12 | 21.5 | 40940 | 32800 | 28600 | 4.04 | 2.52 | 38000 | 3.58 | 2.02 | 8.5 | 7
Live | 215934826 |  | 12 | 21.5 | 40940 | 32800 | 28600 | 4.04 | 2.52 | 38000 | 3.58 | 2.02 | 8.5 | 7
Live | 215588539 |  | 11.5 | 19 | 59800 | 48000 | 46500 | 3.88 | 2.3 | 52500 | 3.22 | 1.85 | 8.1 | 7
Live | 215588537 |  | 11.5 | 19 | 59225 | 48000 | 46500 | 3.87 | 2.3 | 53000 | 3.2 | 1.85 | 8.1 | 7
Live | 215932366 |  | 11 | 19.5 | 38870 | 30000 | 26200 | 3.71 | 2.42 | 34200 | 3.44 | 2.06 | 9.5 | 7.5
Live | 215932358 |  | 11.5 | 20 | 37720 | 30600 | 26600 | 3.88 | 2.4 | 34800 | 3.4 | 2 | 9.5 | 7.5
Live | 215681537 |  | 9.5 | 18 | 52900 | 42000 | 33600 | 3.2 | 2.48 | 47500 | 3.52 | 2.08 | 9 | 7
Live | 215681536 |  | 9.5 | 18 | 52900 | 42000 | 33600 | 3.2 | 2.48 | 47500 | 3.52 | 2.08 | 9 | 7
Live | 215940817 |  | 12.5 | 22 | 41170 | 32600 | 28400 | 4.22 | 2.54 | 38000 | 3.62 | 2.02 | 8.5 | 7
Live | 215940816 |  | 12.5 | 22 | 41170 | 32600 | 28400 | 4.22 | 2.54 | 38000 | 3.62 | 2.02 | 8.5 | 7
Live | 215931914 |  | 11 | 18 | 64975 | 47000 | 46000 | 3.7 | 2.3 | 61000 | 3.02 | 1.95 | 8.1 | 6.75
Live | 215937587 |  | 11.5 | 20.5 | 52900 | 43500 | 38500 | 3.88 | 2.14 | 53500 | 3.02 | 1.9 | 8 | 6.5
Live | 215937586 |  | 11.5 | 20.5 | 52900 | 43500 | 38500 | 3.88 | 2.14 | 53500 | 3.02 | 1.9 | 8 | 6.5
Live | 215936526 |  | 12.5 | 22 | 40710 | 32800 | 28400 | 4.22 | 2.5 | 38000 | 3.56 | 2.04 | 8.5 | 7
Live | 215936518 |  | 12.5 | 22 | 40710 | 32800 | 28400 | 4.22 | 2.52 | 38000 | 3.58 | 2.04 | 8.5 | 7
Live | 215675415 |  | 9.5 | 18 | 54050 | 46000 | 36600 | 3.2 | 2.44 | 50000 | 3.46 | 1.98 | 9 | 7
Live | 215675407 |  | 9.5 | 17.5 | 53475 | 46500 | 37000 | 3.2 | 2.4 | 50000 | 3.4 | 1.98 | 9 | 7
Live | 215677596 |  | 9 | 18 | 65550 | 56500 | 45000 | 3.03 | 2.4 | 64000 | 3.4 | 2.08 | 9 | 7
Live | 215677595 |  | 9 | 18 | 65550 | 56500 | 45000 | 3.03 | 2.4 | 64000 | 3.4 | 2.08 | 9 | 7
Live | 215940114 |  | 11.7 | 19.5 | 38870 | 30400 | 26400 | 3.94 | 2.44 | 34600 | 3.46 | 1.92 | 9 | 7
Live | 215940104 |  | 11.7 | 19.5 | 38870 | 30400 | 26400 | 3.94 | 2.44 | 34600 | 3.48 | 1.92 | 9 | 7
Live | 215932357 |  | 11.5 | 20 | 37720 | 30600 | 26600 | 3.88 | 2.4 | 34800 | 3.4 | 2 | 9.5 | 7.5
Live | 215932356 |  | 11.5 | 20 | 37720 | 30600 | 26600 | 3.88 | 2.4 | 34800 | 3.4 | 2 | 9.5 | 7.5
Live | 215681535 |  | 9.5 | 18 | 52900 | 42000 | 33600 | 3.2 | 2.48 | 47500 | 3.52 | 2.08 | 9 | 7
Live | 215681527 |  | 10 | 18 | 52900 | 41500 | 33400 | 3.37 | 2.5 | 48000 | 3.56 | 2.08 | 9 | 7
Live | 215588535 |  | 12 | 19 | 59800 | 48000 | 46500 | 4.05 | 2.32 | 52500 | 3.24 | 1.9 | 8.1 | 7
Live | 215588533 |  | 12 | 19.5 | 60375 | 47500 | 45500 | 4.04 | 2.34 | 52000 | 3.28 | 1.9 | 8.1 | 7
Live | 215940094 |  | 11.5 | 19.5 | 38870 | 30400 | 26600 | 3.87 | 2.44 | 34800 | 3.46 | 1.94 | 9 | 7
Live | 215940084 |  | 11.5 | 19 | 38640 | 30400 | 26600 | 3.88 | 2.44 | 34600 | 3.46 | 1.94 | 9 | 7
Live | 215931904 |  | 11 | 18 | 64975 | 47500 | 46000 | 3.7 | 2.3 | 61000 | 3 | 1.95 | 8.1 | 6.75
Live | 215931894 |  | 11 | 17.5 | 64400 | 47500 | 46000 | 3.71 | 2.3 | 61000 | 3 | 1.95 | 8.1 | 6.75
Live | 215934818 |  | 12 | 21.5 | 40710 | 33000 | 29000 | 4.04 | 2.5 | 38500 | 3.54 | 2.02 | 8.5 | 7
Live | 215934817 |  | 12 | 21.5 | 40710 | 33000 | 29000 | 4.04 | 2.5 | 38500 | 3.54 | 2.02 | 8.5 | 7
Live | 215940808 |  | 12 | 21.5 | 40940 | 32800 | 28600 | 4.04 | 2.54 | 38000 | 3.6 | 2.02 | 8.5 | 7
Live | 215940807 |  | 12 | 21.5 | 40940 | 32800 | 28600 | 4.04 | 2.54 | 38000 | 3.6 | 2.02 | 8.5 | 7
Live | 215937568 |  | 11.5 | 20.5 | 52325 | 43000 | 38000 | 3.87 | 2.16 | 52500 | 3.04 | 1.95 | 8.1 | 6.8
Live | 215937567 |  | 11.5 | 20.5 | 52325 | 43000 | 38000 | 3.87 | 2.16 | 52500 | 3.04 | 1.95 | 8.1 | 6.8
Live | 215677587 |  | 9.5 | 19 | 66125 | 56000 | 44500 | 3.2 | 2.42 | 64000 | 3.44 | 2.08 | 9 | 7
Live | 215677586 |  | 9.5 | 19 | 66125 | 56000 | 44500 | 3.2 | 2.42 | 64000 | 3.44 | 2.08 | 9 | 7
Live | 215675406 |  | 9.5 | 17.5 | 53475 | 46500 | 37000 | 3.2 | 2.4 | 50000 | 3.4 | 1.98 | 9 | 7
Live | 215675405 |  | 9.5 | 17.5 | 53475 | 46500 | 37000 | 3.2 | 2.4 | 50000 | 3.4 | 1.98 | 9 | 7
Live | 215936517 |  | 12.5 | 22 | 40710 | 32800 | 28400 | 4.22 | 2.52 | 38000 | 3.58 | 2.04 | 8.5 | 7
Live | 215936516 |  | 12.5 | 22 | 40710 | 32800 | 28400 | 4.22 | 2.52 | 38000 | 3.58 | 2.04 | 8.5 | 7
Live | 215932348 |  | 11 | 19.5 | 37490 | 30800 | 27000 | 3.71 | 2.36 | 35200 | 3.34 | 2 | 9.5 | 7.5
Live | 215932347 |  | 11 | 19.5 | 37490 | 30800 | 27000 | 3.71 | 2.36 | 35200 | 3.34 | 2 | 9.5 | 7.5
Live | 215681526 |  | 10 | 18 | 52900 | 41500 | 33400 | 3.37 | 2.5 | 48000 | 3.56 | 2.08 | 9 | 7
Live | 215681525 |  | 10 | 18 | 52900 | 41500 | 33400 | 3.37 | 2.5 | 48000 | 3.56 | 2.08 | 9 | 7
Live | 215934816 |  | 12 | 21.5 | 40710 | 33000 | 29000 | 4.04 | 2.5 | 38500 | 3.54 | 2.02 | 8.5 | 7
Live | 215934808 |  | 11.7 | 21 | 40480 | 33600 | 29400 | 3.94 | 2.44 | 39000 | 3.48 | 2 | 8.5 | 7
Live | 215940074 |  | 11.5 | 19 | 38640 | 30400 | 26600 | 3.88 | 2.44 | 34600 | 3.46 | 1.94 | 9 | 7
Live | 215940064 |  | 11.5 | 19 | 38640 | 30600 | 26600 | 3.88 | 2.42 | 34800 | 3.45 | 1.92 | 9 | 7
Live | 215588531 |  | 11.5 | 19 | 59225 | 48000 | 46500 | 3.87 | 2.3 | 53000 | 3.2 | 1.85 | 8.1 | 7
Live | 215588529 |  | 11.5 | 18.5 | 58075 | 47500 | 44500 | 3.88 | 2.32 | 51000 | 3.02 | 1.92 | 8 | 7
Live | 215932346 |  | 11 | 19.5 | 37490 | 30800 | 27000 | 3.71 | 2.36 | 35200 | 3.34 | 2 | 9.5 | 7.5
Live | 215932338 |  | 10.5 | 19.5 | 37260 | 30200 | 26400 | 3.53 | 2.36 | 34200 | 3.36 | 2.02 | 9.5 | 7.5
Live | 215940806 |  | 12 | 21.5 | 40940 | 32800 | 28600 | 4.04 | 2.54 | 38000 | 3.6 | 2.02 | 8.5 | 7
Live | 215940798 |  | 12.5 | 22 | 40940 | 32800 | 28400 | 4.21 | 2.52 | 38500 | 3.58 | 2.04 | 8.5 | 7
Live | 215931884 |  | 11 | 18 | 64975 | 47500 | 46000 | 3.7 | 2.3 | 61000 | 3 | 1.95 | 8.1 | 6.75
Live | 215931874 |  | 11 | 17.5 | 64400 | 47500 | 46000 | 3.71 | 2.28 | 61000 | 2.98 | 1.95 | 8.1 | 6.75
Live | 215677585 |  | 9.5 | 19 | 66125 | 56000 | 44500 | 3.2 | 2.42 | 64000 | 3.44 | 2.08 | 9 | 7
Live | 215677577 |  | 9.5 | 18 | 63825 | 54500 | 43500 | 3.2 | 2.4 | 60500 | 3.4 | 2.1 | 9 | 7
Live | 215937566 |  | 11.5 | 20.5 | 52325 | 43000 | 38000 | 3.87 | 2.16 | 52500 | 3.04 | 1.95 | 8.1 | 6.8
Live | 215937558 |  | 11.5 | 20.5 | 52325 | 43500 | 38000 | 3.87 | 2.14 | 52500 | 3.04 | 1.9 | 8.1 | 6.8
Live | 215936508 |  | 12 | 21.5 | 40710 | 32800 | 28400 | 4.04 | 2.5 | 38000 | 3.56 | 2.04 | 8.5 | 7
Live | 215936507 |  | 12 | 21.5 | 40710 | 32800 | 28400 | 4.04 | 2.5 | 38000 | 3.56 | 2.04 | 8.5 | 7
Live | 215675397 |  | 10 | 18.5 | 54050 | 45500 | 36400 | 3.37 | 2.44 | 50000 | 3.48 | 2 | 9 | 7
Live | 215675396 |  | 10 | 18.5 | 54050 | 45500 | 36400 | 3.37 | 2.44 | 50000 | 3.48 | 2 | 9 | 7
Live | 215681517 |  | 10 | 18 | 52900 | 42000 | 33800 | 3.37 | 2.46 | 48000 | 3.5 | 2.08 | 9 | 7
Live | 215681516 |  | 10 | 18 | 52900 | 42000 | 33800 | 3.37 | 2.46 | 48000 | 3.5 | 2.08 | 9 | 7
Live | 215940054 |  | 11 | 18.5 | 38410 | 31000 | 27000 | 3.7 | 2.38 | 35200 | 3.38 | 1.92 | 9 | 7
Live | 215940044 |  | 10.5 | 18.5 | 38180 | 31200 | 27200 | 3.54 | 2.34 | 35600 | 3.34 | 1.92 | 9 | 7
Live | 215934807 |  | 11.7 | 21 | 40480 | 33600 | 29400 | 3.94 | 2.44 | 39000 | 3.48 | 2 | 8.5 | 7
Live | 215934806 |  | 11.7 | 21 | 40480 | 33600 | 29400 | 3.94 | 2.44 | 39000 | 3.48 | 2 | 8.5 | 7
Live | 215932337 |  | 10.5 | 19.5 | 37260 | 30200 | 26400 | 3.53 | 2.36 | 34200 | 3.36 | 2.02 | 9.5 | 7.5
Live | 215932336 |  | 10.5 | 19.5 | 37260 | 30200 | 26400 | 3.53 | 2.36 | 34200 | 3.36 | 2.02 | 9.5 | 7.5
Live | 215937557 |  | 11.5 | 20.5 | 52325 | 43500 | 38000 | 3.87 | 2.14 | 52500 | 3.04 | 1.9 | 8.1 | 6.8
Live | 215937556 |  | 11.5 | 20.5 | 52325 | 43500 | 38000 | 3.87 | 2.14 | 52500 | 3.04 | 1.9 | 8.1 | 6.8
Live | 215588527 |  | 12 | 19 | 59225 | 47000 | 44500 | 4.05 | 2.34 | 51000 | 3.14 | 1.9 | 8 | 7
Live | 215588525 |  | 12 | 19 | 59225 | 47000 | 44500 | 4.05 | 2.34 | 51500 | 3.18 | 1.9 | 8 | 7
Live | 215936506 |  | 12 | 21.5 | 40710 | 32800 | 28400 | 4.04 | 2.5 | 38000 | 3.56 | 2.04 | 8.5 | 7
Live | 215936498 |  | 12 | 21 | 40480 | 33200 | 28800 | 4.05 | 2.46 | 38500 | 3.5 | 2.02 | 8.5 | 7
Live | 215940797 |  | 12.5 | 22 | 40940 | 32800 | 28400 | 4.21 | 2.52 | 38500 | 3.58 | 2.04 | 8.5 | 7
Live | 215940796 |  | 12.5 | 22 | 40940 | 32800 | 28400 | 4.21 | 2.52 | 38500 | 3.58 | 2.04 | 8.5 | 7
Live | 215677576 |  | 9.5 | 18 | 63825 | 54500 | 43500 | 3.2 | 2.4 | 60500 | 3.4 | 2.1 | 9 | 7
Live | 215677575 |  | 9.5 | 18 | 63825 | 54500 | 43500 | 3.2 | 2.4 | 60500 | 3.4 | 2.1 | 9 | 7
Live | 215675395 |  | 10 | 18.5 | 54050 | 45500 | 36400 | 3.37 | 2.44 | 50000 | 3.48 | 2 | 9 | 7
Live | 215675387 |  | 10 | 18.5 | 54050 | 45500 | 36400 | 3.37 | 2.46 | 50000 | 3.48 | 2 | 9 | 7.5
Live | 215681515 |  | 10 | 18 | 52900 | 42000 | 33800 | 3.37 | 2.46 | 48000 | 3.5 | 2.08 | 9 | 7
Live | 215681507 |  | 10 | 18 | 52900 | 42000 | 33800 | 3.37 | 2.48 | 47500 | 3.5 | 2.08 | 9 | 7
Live | 215931864 |  | 10.5 | 17 | 63825 | 49000 | 47000 | 3.54 | 2.26 | 61500 | 2.9 | 1.95 | 8.1 | 6.8
Live | 215931854 |  | 11.5 | 18 | 64975 | 47000 | 45500 | 3.88 | 2.32 | 61000 | 3.02 | 2 | 8.1 | 6.75
Live | 215940034 |  | 11.7 | 19.5 | 38640 | 30400 | 26600 | 3.95 | 2.44 | 34800 | 3.45 | 1.94 | 9 | 7
Live | 215940024 |  | 11.7 | 19.5 | 38640 | 30400 | 26600 | 3.95 | 2.44 | 34600 | 3.46 | 1.92 | 9 | 7
Live | 215934768 |  | 11.5 | 20.5 | 39790 | 31200 | 27600 | 3.87 | 2.42 | 38000 | 3.44 | 2.06 | 8.5 | 7
Live | 215934767 |  | 11.5 | 20.5 | 39790 | 31200 | 27600 | 3.87 | 2.42 | 38000 | 3.44 | 2.06 | 8.5 | 7
Live | 215932328 |  | 11.5 | 20 | 37720 | 30600 | 26600 | 3.88 | 2.4 | 34800 | 3.4 | 2 | 9.5 | 7.5
Live | 215932327 |  | 11.5 | 20 | 37720 | 30600 | 26600 | 3.88 | 2.4 | 34800 | 3.4 | 2 | 9.5 | 7.5
Live | 215588523 |  | 12 | 19 | 59800 | 48000 | 46500 | 4.05 | 2.32 | 52500 | 3.24 | 1.9 | 8.1 | 7
Live | 215588521 |  | 11.5 | 19 | 59800 | 48000 | 46500 | 3.88 | 2.3 | 52500 | 3.22 | 1.85 | 8.1 | 7
Live | 215934766 |  | 11.5 | 20.5 | 39790 | 31200 | 27600 | 3.87 | 2.42 | 38000 | 3.44 | 2.06 | 8.5 | 7
Live | 215934758 |  | 11 | 20.5 | 39560 | 31400 | 27600 | 3.7 | 2.42 | 38000 | 3.44 | 2.08 | 8.5 | 7
Live | 215937548 |  | 11 | 20.5 | 52325 | 43500 | 38000 | 3.7 | 2.14 | 52500 | 3.04 | 1.9 | 8 | 6.5
Live | 215937547 |  | 11 | 20.5 | 52325 | 43500 | 38000 | 3.7 | 2.14 | 52500 | 3.04 | 1.9 | 8 | 6.5
Live | 215936497 |  | 12 | 21 | 40480 | 33200 | 28800 | 4.05 | 2.46 | 38500 | 3.5 | 2.02 | 8.5 | 7
Live | 215936496 |  | 12 | 21 | 40480 | 33200 | 28800 | 4.05 | 2.46 | 38500 | 3.5 | 2.02 | 8.5 | 7
Live | 215675386 |  | 10 | 18.5 | 54050 | 45500 | 36400 | 3.37 | 2.46 | 50000 | 3.48 | 2 | 9 | 7.5
Live | 215675385 |  | 10 | 18.5 | 54050 | 45500 | 36400 | 3.37 | 2.46 | 50000 | 3.48 | 2 | 9 | 7.5
Live | 215940788 |  | 12.5 | 22 | 40710 | 32800 | 28400 | 4.22 | 2.52 | 38000 | 3.58 | 2.04 | 8.5 | 7
Live | 215940787 |  | 12.5 | 22 | 40710 | 32800 | 28400 | 4.22 | 2.52 | 38000 | 3.58 | 2.04 | 8.5 | 7
Live | 215677557 |  | 9 | 18.5 | 64975 | 55500 | 44500 | 3.03 | 2.4 | 63000 | 3.4 | 2.08 | 9 | 7
Live | 215677556 |  | 9 | 18.5 | 64975 | 55500 | 44500 | 3.03 | 2.4 | 63000 | 3.4 | 2.08 | 9 | 7
Live | 215681506 |  | 10 | 18 | 52900 | 42000 | 33800 | 3.37 | 2.48 | 47500 | 3.5 | 2.08 | 9 | 7
Live | 215681505 |  | 10 | 18 | 52900 | 42000 | 33800 | 3.37 | 2.48 | 47500 | 3.5 | 2.08 | 9 | 7
Live | 215931844 |  | 11 | 17.5 | 64400 | 47500 | 46000 | 3.71 | 2.28 | 61000 | 2.98 | 1.95 | 8.1 | 6.75
Live | 215931834 |  | 11.5 | 18 | 64975 | 47000 | 46000 | 3.88 | 2.3 | 61000 | 3.02 | 2 | 8.1 | 6.75
Live | 215940014 |  | 11.5 | 19 | 38640 | 30600 | 26600 | 3.88 | 2.42 | 34800 | 3.45 | 1.92 | 9 | 7
Live | 215940004 |  | 11 | 19 | 38410 | 30600 | 26600 | 3.7 | 2.42 | 34800 | 3.42 | 1.92 | 9 | 7
Live | 215934757 |  | 11 | 20.5 | 39560 | 31400 | 27600 | 3.7 | 2.42 | 38000 | 3.44 | 2.08 | 8.5 | 7
Live | 215934756 |  | 11 | 20.5 | 39560 | 31400 | 27600 | 3.7 | 2.42 | 38000 | 3.44 | 2.08 | 8.5 | 7
Live | 215588519 |  | 11.5 | 19 | 59225 | 48000 | 46500 | 3.87 | 2.3 | 53000 | 3.22 | 1.85 | 8.1 | 7
Live | 215588517 |  | 12 | 19 | 59800 | 48000 | 46500 | 4.05 | 2.32 | 52500 | 3.24 | 1.85 | 8.1 | 7
Live | 215675377 |  | 9.5 | 18 | 53475 | 46000 | 36800 | 3.2 | 2.42 | 50000 | 3.42 | 2 | 9 | 7
Live | 215675376 |  | 9.5 | 18 | 53475 | 46000 | 36800 | 3.2 | 2.42 | 50000 | 3.42 | 2 | 9 | 7
Live | 215932326 |  | 11.5 | 20 | 37720 | 30600 | 26600 | 3.88 | 2.4 | 34800 | 3.4 | 2 | 9.5 | 7.5
Live | 215932318 |  | 11 | 19.5 | 37720 | 30600 | 26800 | 3.71 | 2.38 | 34800 | 3.38 | 2.02 | 9.5 | 7.5
Live | 215677555 |  | 9 | 18.5 | 64975 | 55500 | 44500 | 3.03 | 2.4 | 63000 | 3.4 | 2.08 | 9 | 7
Live | 215677547 |  | 9 | 18.5 | 64975 | 55500 | 44500 | 3.03 | 2.38 | 63000 | 3.38 | 2.08 | 9 | 7
Live | 215940786 |  | 12.5 | 22 | 40710 | 32800 | 28400 | 4.22 | 2.52 | 38000 | 3.58 | 2.04 | 8.5 | 7
Live | 215940778 |  | 12 | 21.5 | 40710 | 32800 | 28600 | 4.04 | 2.5 | 38000 | 3.56 | 2.04 | 8.5 | 7
Live | 215937546 |  | 11 | 20.5 | 52325 | 43500 | 38000 | 3.7 | 2.14 | 52500 | 3.04 | 1.9 | 8 | 6.5
Live | 215937538 |  | 11.5 | 20.5 | 52325 | 43500 | 38000 | 3.87 | 2.14 | 52500 | 3.04 | 1.9 | 8.1 | 6.8
Live | 215681497 |  | 10 | 18 | 52900 | 42000 | 33800 | 3.37 | 2.46 | 48000 | 3.48 | 2.08 | 9 | 7
Live | 215681496 |  | 10 | 18 | 52900 | 42000 | 33800 | 3.37 | 2.46 | 48000 | 3.48 | 2.08 | 9 | 7
Live | 215931824 |  | 11.5 | 18 | 64975 | 47000 | 45500 | 3.88 | 2.32 | 61000 | 3.02 | 2 | 8.1 | 6.75
Live | 215931814 |  | 11 | 17.5 | 64400 | 47500 | 46500 | 3.71 | 2.26 | 61000 | 2.96 | 1.95 | 8.1 | 6.75
Live | 215936488 |  | 12.5 | 22 | 40940 | 32600 | 28400 | 4.21 | 2.52 | 38000 | 3.58 | 2.06 | 8.5 | 7
Live | 215936487 |  | 12.5 | 22 | 40940 | 32600 | 28400 | 4.21 | 2.52 | 38000 | 3.58 | 2.06 | 8.5 | 7
Live | 215939994 |  | 11 | 19 | 38410 | 30600 | 26600 | 3.7 | 2.42 | 34800 | 3.42 | 1.92 | 9 | 7
Live | 215939984 |  | 11 | 19 | 38180 | 30800 | 26800 | 3.71 | 2.4 | 35000 | 3.4 | 1.92 | 9 | 7
Live | 215934748 |  | 11 | 20.5 | 39100 | 30400 | 27000 | 3.71 | 2.38 | 38000 | 3.36 | 1.95 | 8.1 | 6.75
Live | 215934747 |  | 11 | 20.5 | 39100 | 30400 | 27000 | 3.71 | 2.38 | 38000 | 3.36 | 1.95 | 8.1 | 6.75
Live | 215675375 |  | 9.5 | 18 | 53475 | 46000 | 36800 | 3.2 | 2.42 | 50000 | 3.42 | 2 | 9 | 7
Live | 215675347 |  | 10.5 | 19.5 | 53475 | 41000 | 33000 | 3.54 | 2.58 | 47000 | 3.68 | 2.2 | 9.5 | 7.5
Live | 215677546 |  | 9 | 18.5 | 64975 | 55500 | 44500 | 3.03 | 2.38 | 63000 | 3.38 | 2.08 | 9 | 7
Live | 215677545 |  | 9 | 18.5 | 64975 | 55500 | 44500 | 3.03 | 2.38 | 63000 | 3.38 | 2.08 | 9 | 7
Live | 215588515 |  | 12 | 19.5 | 60375 | 47500 | 45500 | 4.04 | 2.34 | 52000 | 3.28 | 1.9 | 8.1 | 7
Live | 215588513 |  | 11.5 | 19 | 59225 | 48000 | 46500 | 3.87 | 2.3 | 53000 | 3.22 | 1.85 | 8.1 | 7
Live | 215939974 |  | 10.5 | 18.5 | 37950 | 31000 | 27200 | 3.54 | 2.36 | 35400 | 3.34 | 1.92 | 9 | 7
Live | 215939964 |  | 10.5 | 18 | 37950 | 31400 | 27400 | 3.54 | 2.32 | 35600 | 3.3 | 1.9 | 9 | 7.15
Live | 215937537 |  | 11.5 | 20.5 | 52325 | 43500 | 38000 | 3.87 | 2.14 | 52500 | 3.04 | 1.9 | 8.1 | 6.8
Live | 215937536 |  | 11.5 | 20.5 | 52325 | 43500 | 38000 | 3.87 | 2.14 | 52500 | 3.04 | 1.9 | 8.1 | 6.8
Live | 215932317 |  | 11 | 19.5 | 37720 | 30600 | 26800 | 3.71 | 2.38 | 34800 | 3.38 | 2.02 | 9.5 | 7.5
Live | 215932316 |  | 11 | 19.5 | 37720 | 30600 | 26800 | 3.71 | 2.38 | 34800 | 3.38 | 2.02 | 9.5 | 7.5
Live | 215940777 |  | 12 | 21.5 | 40710 | 32800 | 28600 | 4.04 | 2.5 | 38000 | 3.56 | 2.04 | 8.5 | 7
Live | 215940776 |  | 12 | 21.5 | 40710 | 32800 | 28600 | 4.04 | 2.5 | 38000 | 3.56 | 2.04 | 8.5 | 7
Live | 215681495 |  | 10 | 18 | 52900 | 42000 | 33800 | 3.37 | 2.46 | 48000 | 3.48 | 2.08 | 9 | 7
Live | 215681487 |  | 9.5 | 17.5 | 52325 | 42500 | 34200 | 3.2 | 2.42 | 48000 | 3.42 | 2.06 | 9 | 7
Live | 215931784 |  | 11.5 | 18.5 | 65550 | 47500 | 46500 | 3.87 | 2.36 | 60500 | 3.04 | 2.02 | 8.5 | 7
Live | 215931774 |  | 11.5 | 18.5 | 65550 | 48000 | 46500 | 3.87 | 2.34 | 60500 | 3.02 | 2.02 | 8.5 | 7
Live | 215936486 |  | 12.5 | 22 | 40940 | 32600 | 28400 | 4.21 | 2.52 | 38000 | 3.58 | 2.06 | 8.5 | 7
Live | 215936478 |  | 12 | 21.5 | 40710 | 32800 | 28600 | 4.04 | 2.5 | 38000 | 3.54 | 2.04 | 8.5 | 7
Live | 215934746 |  | 11 | 20.5 | 39100 | 30400 | 27000 | 3.71 | 2.38 | 38000 | 3.36 | 1.95 | 8.1 | 6.75
Live | 215934738 |  | 11 | 20 | 39100 | 30600 | 27000 | 3.71 | 2.36 | 38000 | 3.36 | 2 | 8.1 | 6.5
Live | 215677537 |  | 9 | 18.5 | 64975 | 55500 | 44500 | 3.03 | 2.38 | 63000 | 3.38 | 2.08 | 9 | 7
Live | 215677536 |  | 9 | 18.5 | 64975 | 55500 | 44500 | 3.03 | 2.38 | 63000 | 3.38 | 2.08 | 9 | 7
Live | 215588509 |  | 11.5 | 18 | 57500 | 47000 | 44000 | 3.87 | 2.32 | 49500 | 2.96 | 1.92 | 8 | 7
Live | 215675346 |  | 10.5 | 19.5 | 53475 | 41000 | 33000 | 3.54 | 2.58 | 47000 | 3.68 | 2.2 | 9.5 | 7.5
Live | 215675345 |  | 10.5 | 19.5 | 53475 | 41000 | 33000 | 3.54 | 2.58 | 47000 | 3.68 | 2.2 | 9.5 | 7.5
Live | 215937528 |  | 11 | 20.5 | 51750 | 43500 | 38000 | 3.71 | 2.14 | 52500 | 3.04 | 1.9 | 8 | 6.5
Live | 215937527 |  | 11 | 20.5 | 51750 | 43500 | 38000 | 3.71 | 2.14 | 52500 | 3.04 | 1.9 | 8 | 6.5
Live | 215940768 |  | 12 | 21.5 | 40710 | 32800 | 28600 | 4.04 | 2.5 | 38000 | 3.56 | 2.04 | 8.5 | 7
Live | 215940767 |  | 12 | 21.5 | 40710 | 32800 | 28600 | 4.04 | 2.5 | 38000 | 3.56 | 2.04 | 8.5 | 7
Live | 215939954 |  | 11.5 | 19 | 38410 | 30600 | 26600 | 3.88 | 2.42 | 34800 | 3.42 | 1.92 | 9 | 7
Live | 215939944 |  | 11.5 | 19 | 38410 | 30600 | 26600 | 3.88 | 2.42 | 34800 | 3.42 | 1.92 | 9 | 7
Live | 215932308 |  | 11 | 19.5 | 37260 | 31000 | 27200 | 3.7 | 2.34 | 35400 | 3.3 | 2 | 9.5 | 7.5
Live | 215932307 |  | 11 | 19.5 | 37260 | 31000 | 27200 | 3.7 | 2.34 | 35400 | 3.3 | 2 | 9.5 | 7.5
Live | 215931764 |  | 11 | 18.5 | 65550 | 48000 | 46500 | 3.71 | 2.34 | 60500 | 3.02 | 2.02 | 8.5 | 7
Live | 215931754 |  | 11.5 | 18.5 | 65550 | 48000 | 46500 | 3.87 | 2.34 | 60500 | 3.02 | 2.02 | 8.5 | 7
Live | 215681486 |  | 9.5 | 17.5 | 52325 | 42500 | 34200 | 3.2 | 2.42 | 48000 | 3.42 | 2.06 | 9 | 7
Live | 215681485 |  | 9.5 | 17.5 | 52325 | 42500 | 34200 | 3.2 | 2.42 | 48000 | 3.42 | 2.06 | 9 | 7
Live | 215936477 |  | 12 | 21.5 | 40710 | 32800 | 28600 | 4.04 | 2.5 | 38000 | 3.54 | 2.04 | 8.5 | 7
Live | 215936476 |  | 12 | 21.5 | 40710 | 32800 | 28600 | 4.04 | 2.5 | 38000 | 3.54 | 2.04 | 8.5 | 7
Live | 215677535 |  | 9 | 18.5 | 64975 | 55500 | 44500 | 3.03 | 2.38 | 63000 | 3.38 | 2.08 | 9 | 7
Live | 215677527 |  | 9 | 18.5 | 64975 | 55500 | 44500 | 3.03 | 2.38 | 63000 | 3.38 | 2.08 | 9 | 7
Live | 215675337 |  | 9.5 | 16.5 | 52325 | 42000 | 33800 | 3.2 | 2.48 | 48000 | 3.52 | 2.08 | 8.5 | 7
Live | 215675336 |  | 9.5 | 16.5 | 52325 | 42000 | 33800 | 3.2 | 2.48 | 48000 | 3.52 | 2.08 | 8.5 | 7
Live | 215588507 |  | 11.5 | 18.5 | 58075 | 47000 | 44000 | 3.88 | 2.32 | 50000 | 2.98 | 1.92 | 8 | 7
Live | 215588505 |  | 12 | 19.5 | 60950 | 48000 | 46500 | 4.04 | 2.32 | 53500 | 3.36 | 1.95 | 8.5 | 7
Live | 215937526 |  | 11 | 20.5 | 51750 | 43500 | 38000 | 3.71 | 2.14 | 52500 | 3.04 | 1.9 | 8 | 6.5
Live | 215937518 |  | 10.5 | 19.5 | 51175 | 44000 | 39000 | 3.54 | 2.1 | 53000 | 3 | 1.9 | 8 | 6.5
Live | 215934737 |  | 11 | 20 | 39100 | 30600 | 27000 | 3.71 | 2.36 | 38000 | 3.36 | 2 | 8.1 | 6.5
Live | 215934736 |  | 11 | 20 | 39100 | 30600 | 27000 | 3.71 | 2.36 | 38000 | 3.36 | 2 | 8.1 | 6.5
Live | 215936468 |  | 12.5 | 22 | 40940 | 32600 | 28400 | 4.21 | 2.52 | 38000 | 3.58 | 2.04 | 8.5 | 7
Live | 215936467 |  | 12.5 | 22 | 40940 | 32600 | 28400 | 4.21 | 2.52 | 38000 | 3.58 | 2.04 | 8.5 | 7
Live | 215939934 |  | 11 | 19 | 38180 | 30800 | 26800 | 3.71 | 2.4 | 35000 | 3.4 | 1.92 | 9 | 7
Live | 215939924 |  | 12 | 20.5 | 39560 | 29800 | 26000 | 4.04 | 2.44 | 34200 | 3.46 | 2.08 | 9.5 | 7
Live | 215940766 |  | 12 | 21.5 | 40710 | 32800 | 28600 | 4.04 | 2.5 | 38000 | 3.56 | 2.04 | 8.5 | 7
Live | 215940758 |  | 12 | 21.5 | 40250 | 32600 | 28200 | 4.04 | 2.48 | 38000 | 3.54 | 2.02 | 8.5 | 7
Live | 215932306 |  | 11 | 19.5 | 37260 | 31000 | 27200 | 3.7 | 2.34 | 35400 | 3.3 | 2 | 9.5 | 7.5
Live | 215932298 |  | 11 | 19 | 37490 | 31000 | 27200 | 3.71 | 2.34 | 35200 | 3.32 | 2 | 9.5 | 7.5
Live | 215681477 |  | 9.5 | 17.5 | 52900 | 42000 | 33600 | 3.2 | 2.48 | 47500 | 3.5 | 2.06 | 9 | 7
Live | 215681476 |  | 9.5 | 17.5 | 52900 | 42000 | 33600 | 3.2 | 2.48 | 47500 | 3.5 | 2.06 | 9 | 7
Live | 215677526 |  | 9 | 18.5 | 64975 | 55500 | 44500 | 3.03 | 2.38 | 63000 | 3.38 | 2.08 | 9 | 7
Live | 215677525 |  | 9 | 18.5 | 64975 | 55500 | 44500 | 3.03 | 2.38 | 63000 | 3.38 | 2.08 | 9 | 7
Live | 215931744 |  | 11 | 18.5 | 64975 | 48000 | 46500 | 3.7 | 2.32 | 60500 | 3 | 2.02 | 8.5 | 7
Live | 215931734 |  | 10.5 | 18 | 64400 | 49000 | 47500 | 3.54 | 2.26 | 61000 | 2.92 | 2 | 8.5 | 7
Live | 215675335 |  | 9.5 | 16.5 | 52325 | 42000 | 33800 | 3.2 | 2.48 | 48000 | 3.52 | 2.08 | 8.5 | 7
Live | 215675327 |  | 9.5 | 16.5 | 52325 | 42000 | 33800 | 3.2 | 2.48 | 48000 | 3.52 | 2.08 | 8.5 | 7
Live | 215937517 |  | 10.5 | 19.5 | 51175 | 44000 | 39000 | 3.54 | 2.1 | 53000 | 3 | 1.9 | 8 | 6.5
Live | 215937516 |  | 10.5 | 19.5 | 51175 | 44000 | 39000 | 3.54 | 2.1 | 53000 | 3 | 1.9 | 8 | 6.5
Live | 215936466 |  | 12.5 | 22 | 40940 | 32600 | 28400 | 4.21 | 2.52 | 38000 | 3.58 | 2.04 | 8.5 | 7
Live | 215936458 |  | 12.5 | 22 | 40940 | 32800 | 28400 | 4.21 | 2.52 | 38000 | 3.58 | 2.04 | 8.5 | 7
Live | 215934728 |  | 11 | 20 | 39100 | 30600 | 27200 | 3.71 | 2.36 | 38000 | 3.34 | 2 | 8.1 | 6.75
Live | 215934727 |  | 11 | 20 | 39100 | 30600 | 27200 | 3.71 | 2.36 | 38000 | 3.34 | 2 | 8.1 | 6.75
Live | 215588503 |  | 12 | 19.5 | 60375 | 48000 | 46500 | 4.04 | 2.32 | 53500 | 3.36 | 1.95 | 8.5 | 7
Live | 215588501 |  | 12 | 19.5 | 60375 | 48000 | 46500 | 4.04 | 2.32 | 53500 | 3.34 | 1.95 | 8.5 | 7
Live | 215939914 |  | 12 | 20.5 | 39560 | 29800 | 26000 | 4.04 | 2.44 | 34200 | 3.46 | 2.06 | 9.5 | 7
Live | 215939904 |  | 12 | 20.5 | 39560 | 30000 | 26000 | 4.04 | 2.42 | 34400 | 3.44 | 2.06 | 9.5 | 7
Live | 215940757 |  | 12 | 21.5 | 40250 | 32600 | 28200 | 4.04 | 2.48 | 38000 | 3.54 | 2.02 | 8.5 | 7
Live | 215940756 |  | 12 | 21.5 | 40250 | 32600 | 28200 | 4.04 | 2.48 | 38000 | 3.54 | 2.02 | 8.5 | 7
Live | 215931724 |  | 11 | 18.5 | 64975 | 48000 | 46500 | 3.7 | 2.32 | 60500 | 3.02 | 2.02 | 8.5 | 7
Live | 215931714 |  | 11.7 | 19 | 65550 | 47500 | 46000 | 3.94 | 2.36 | 60500 | 3.06 | 2.04 | 8.5 | 7
Live | 215932297 |  | 11 | 19 | 37490 | 31000 | 27200 | 3.71 | 2.34 | 35200 | 3.32 | 2 | 9.5 | 7.5
Live | 215932296 |  | 11 | 19 | 37490 | 31000 | 27200 | 3.71 | 2.34 | 35200 | 3.32 | 2 | 9.5 | 7.5
Live | 215677517 |  | 9 | 18 | 64975 | 56000 | 44500 | 3.03 | 2.38 | 63500 | 3.36 | 2.08 | 9 | 7
Live | 215677516 |  | 9 | 18 | 64975 | 56000 | 44500 | 3.03 | 2.38 | 63500 | 3.36 | 2.08 | 9 | 7
Live | 215681475 |  | 9.5 | 17.5 | 52900 | 42000 | 33600 | 3.2 | 2.48 | 47500 | 3.5 | 2.06 | 9 | 7
Live | 215681467 |  | 10 | 18 | 52900 | 41500 | 33400 | 3.37 | 2.5 | 47500 | 3.54 | 2.08 | 9 | 7
Live | 215675326 |  | 9.5 | 16.5 | 52325 | 42000 | 33800 | 3.2 | 2.48 | 48000 | 3.52 | 2.08 | 8.5 | 7
Live | 215675325 |  | 9.5 | 16.5 | 52325 | 42000 | 33800 | 3.2 | 2.48 | 48000 | 3.52 | 2.08 | 8.5 | 7
Live | 215937508 |  | 11.5 | 20.5 | 52325 | 43000 | 38000 | 3.87 | 2.16 | 52500 | 3.06 | 1.9 | 8 | 6.7
Live | 215937507 |  | 11.5 | 20.5 | 52325 | 43000 | 38000 | 3.87 | 2.16 | 52500 | 3.06 | 1.9 | 8 | 6.7
Live | 215934726 |  | 11 | 20 | 39100 | 30600 | 27200 | 3.71 | 2.36 | 38000 | 3.34 | 2 | 8.1 | 6.75
Live | 215934718 |  | 11 | 20 | 39100 | 30600 | 27200 | 3.71 | 2.36 | 38000 | 3.34 | 2 | 8.1 | 6.5
Live | 215939894 |  | 12 | 20.5 | 39560 | 30000 | 26000 | 4.04 | 2.42 | 34400 | 3.44 | 2.06 | 9.5 | 7
Live | 215939884 |  | 12 | 20.5 | 39560 | 30000 | 26000 | 4.04 | 2.44 | 34200 | 3.44 | 2.06 | 9.5 | 7
Live | 215936457 |  | 12.5 | 22 | 40940 | 32800 | 28400 | 4.21 | 2.52 | 38000 | 3.58 | 2.04 | 8.5 | 7
Live | 215936456 |  | 12.5 | 22 | 40940 | 32800 | 28400 | 4.21 | 2.52 | 38000 | 3.58 | 2.04 | 8.5 | 7
Live | 215940748 |  | 12 | 21.5 | 40250 | 32400 | 28200 | 4.04 | 2.48 | 38000 | 3.54 | 2.02 | 8.5 | 7
Live | 215940747 |  | 12 | 21.5 | 40250 | 32400 | 28200 | 4.04 | 2.48 | 38000 | 3.54 | 2.02 | 8.5 | 7
Live | 215932288 |  | 10.5 | 19 | 37260 | 30200 | 26400 | 3.53 | 2.36 | 34400 | 3.36 | 2.04 | 9.5 | 7.5
Live | 215932287 |  | 10.5 | 19 | 37260 | 30200 | 26400 | 3.53 | 2.36 | 34400 | 3.36 | 2.04 | 9.5 | 7.5
Live | 215677515 |  | 9 | 18 | 64975 | 56000 | 44500 | 3.03 | 2.38 | 63500 | 3.36 | 2.08 | 9 | 7
Live | 215677507 |  | 8.5 | 17.5 | 63825 | 57000 | 45500 | 2.86 | 2.32 | 64000 | 3.3 | 1.94 | 8.5 | 7
Live | 215681466 |  | 10 | 18 | 52900 | 41500 | 33400 | 3.37 | 2.5 | 47500 | 3.54 | 2.08 | 9 | 7
Live | 215681465 |  | 10 | 18 | 52900 | 41500 | 33400 | 3.37 | 2.5 | 47500 | 3.54 | 2.08 | 9 | 7
Live | 215937506 |  | 11.5 | 20.5 | 52325 | 43000 | 38000 | 3.87 | 2.16 | 52500 | 3.06 | 1.9 | 8 | 6.7
Live | 215937498 |  | 11 | 20.5 | 51750 | 43500 | 38000 | 3.71 | 2.14 | 53000 | 3.04 | 1.9 | 8 | 6.5
Live | 215588499 |  | 12 | 19 | 60950 | 48000 | 46000 | 4.04 | 2.34 | 53000 | 3.38 | 1.85 | 8.1 | 7
Live | 215588497 |  | 12.5 | 20 | 61525 | 47500 | 45500 | 4.21 | 2.36 | 53000 | 3.42 | 1.85 | 8.1 | 7
Live | 215931704 |  | 11.5 | 19 | 65550 | 47500 | 46500 | 3.87 | 2.36 | 60500 | 3.04 | 2.02 | 8.5 | 7
Live | 215931694 |  | 11.5 | 19 | 65550 | 47500 | 46500 | 3.87 | 2.36 | 60500 | 3.06 | 2.04 | 8.5 | 7
Live | 215675317 |  | 9 | 16 | 51750 | 42000 | 33600 | 3.03 | 2.44 | 48500 | 3.46 | 1.96 | 8.5 | 7
Live | 215675316 |  | 9 | 16 | 51750 | 42000 | 33600 | 3.03 | 2.44 | 48500 | 3.46 | 1.96 | 8.5 | 7
Live | 215939874 |  | 11.7 | 20 | 39560 | 30000 | 26200 | 3.94 | 2.42 | 34400 | 3.42 | 1.96 | 9 | 7
Live | 215939864 |  | 11.5 | 20 | 39330 | 30400 | 26600 | 3.88 | 2.38 | 34800 | 3.35 | 1.92 | 9 | 7
Live | 215934717 |  | 11 | 20 | 39100 | 30600 | 27200 | 3.71 | 2.36 | 38000 | 3.34 | 2 | 8.1 | 6.5
Live | 215934716 |  | 11 | 20 | 39100 | 30600 | 27200 | 3.71 | 2.36 | 38000 | 3.34 | 2 | 8.1 | 6.5
Live | 215940746 |  | 12 | 21.5 | 40250 | 32400 | 28200 | 4.04 | 2.48 | 38000 | 3.54 | 2.02 | 8.5 | 7
Live | 215940738 |  | 12 | 21 | 40250 | 32600 | 28400 | 4.04 | 2.48 | 38500 | 3.52 | 2.04 | 8.5 | 7
Live | 215936448 |  | 12.5 | 22 | 40940 | 32600 | 28400 | 4.21 | 2.52 | 38000 | 3.58 | 2.04 | 8.5 | 7
Live | 215936447 |  | 12.5 | 22 | 40940 | 32600 | 28400 | 4.21 | 2.52 | 38000 | 3.58 | 2.04 | 8.5 | 7
Live | 215932286 |  | 10.5 | 19 | 37260 | 30200 | 26400 | 3.53 | 2.36 | 34400 | 3.36 | 2.04 | 9.5 | 7.5
Live | 215932278 |  | 11.5 | 20 | 37720 | 30400 | 26600 | 3.88 | 2.4 | 34600 | 3.4 | 2.02 | 9.5 | 7.5
Live | 215681457 |  | 9.5 | 17.5 | 52900 | 42000 | 33800 | 3.2 | 2.46 | 48000 | 3.5 | 2.08 | 9 | 7
Live | 215681456 |  | 9.5 | 17.5 | 52900 | 42000 | 33800 | 3.2 | 2.46 | 48000 | 3.5 | 2.08 | 9 | 7
Live | 215677506 |  | 8.5 | 17.5 | 63825 | 57000 | 45500 | 2.86 | 2.32 | 64000 | 3.3 | 1.94 | 8.5 | 7
Live | 215677505 |  | 8.5 | 17.5 | 63825 | 57000 | 45500 | 2.86 | 2.32 | 64000 | 3.3 | 1.94 | 8.5 | 7
Live | 215588495 |  | 12 | 19.5 | 60375 | 48000 | 46500 | 4.04 | 2.32 | 53500 | 3.34 | 1.95 | 8.5 | 7
Live | 215588493 |  | 12 | 19 | 59800 | 48000 | 46500 | 4.05 | 2.32 | 52500 | 3.24 | 1.9 | 8.1 | 7
Live | 215675315 |  | 9 | 16 | 51750 | 42000 | 33600 | 3.03 | 2.44 | 48500 | 3.46 | 1.96 | 8.5 | 7
Live | 215675307 |  | 9.5 | 16.5 | 52325 | 42000 | 33800 | 3.2 | 2.48 | 48000 | 3.52 | 2.08 | 8.5 | 7
Live | 215937497 |  | 11 | 20.5 | 51750 | 43500 | 38000 | 3.71 | 2.14 | 53000 | 3.04 | 1.9 | 8 | 6.5
Live | 215937496 |  | 11 | 20.5 | 51750 | 43500 | 38000 | 3.71 | 2.14 | 53000 | 3.04 | 1.9 | 8 | 6.5
Live | 215931684 |  | 11 | 18.5 | 64975 | 48000 | 47000 | 3.7 | 2.32 | 60500 | 3 | 2.02 | 8.5 | 7
Live | 215931654 |  | 11 | 18 | 64400 | 46500 | 45500 | 3.71 | 2.32 | 61000 | 2.94 | 2.1 | 8.5 | 7
Live | 215939854 |  | 11 | 19.5 | 39100 | 30800 | 26800 | 3.71 | 2.34 | 35200 | 3.32 | 1.94 | 9 | 7
Live | 215939844 |  | 12 | 20.5 | 39560 | 30000 | 26000 | 4.04 | 2.42 | 34400 | 3.44 | 2.06 | 9.5 | 7
Live | 215934708 |  | 11.7 | 21 | 40480 | 32000 | 28000 | 3.94 | 2.5 | 38000 | 3.54 | 2.06 | 8.5 | 7
Live | 215934707 |  | 11.7 | 21 | 40480 | 32000 | 28000 | 3.94 | 2.5 | 38000 | 3.54 | 2.06 | 8.5 | 7
Live | 215936446 |  | 12.5 | 22 | 40940 | 32600 | 28400 | 4.21 | 2.52 | 38000 | 3.58 | 2.04 | 8.5 | 7
Live | 215936438 |  | 12 | 21.5 | 40710 | 32800 | 28600 | 4.04 | 2.5 | 38000 | 3.54 | 2.04 | 8.5 | 7
Live | 215940737 |  | 12 | 21 | 40250 | 32600 | 28400 | 4.04 | 2.48 | 38500 | 3.52 | 2.04 | 8.5 | 7
Live | 215940736 |  | 12 | 21 | 40250 | 32600 | 28400 | 4.04 | 2.48 | 38500 | 3.52 | 2.04 | 8.5 | 7
Live | 215932277 |  | 11.5 | 20 | 37720 | 30400 | 26600 | 3.88 | 2.4 | 34600 | 3.4 | 2.02 | 9.5 | 7.5
Live | 215932276 |  | 11.5 | 20 | 37720 | 30400 | 26600 | 3.88 | 2.4 | 34600 | 3.4 | 2.02 | 9.5 | 7.5
Live | 215681455 |  | 9.5 | 17.5 | 52900 | 42000 | 33800 | 3.2 | 2.46 | 48000 | 3.5 | 2.08 | 9 | 7
Live | 215681447 |  | 9.5 | 18 | 52900 | 42000 | 33600 | 3.2 | 2.48 | 47500 | 3.5 | 2.06 | 9 | 7
Live | 215677497 |  | 9.5 | 18 | 65550 | 55500 | 44000 | 3.2 | 2.4 | 63000 | 3.42 | 2.08 | 9 | 7
Live | 215677496 |  | 9.5 | 18 | 65550 | 55500 | 44000 | 3.2 | 2.4 | 63000 | 3.42 | 2.08 | 9 | 7
Live | 215588491 |  | 11.5 | 19 | 59800 | 48000 | 46500 | 3.88 | 2.3 | 53000 | 3.22 | 1.85 | 8.1 | 7
Live | 215588489 |  | 11.5 | 19 | 59225 | 48000 | 47000 | 3.87 | 2.3 | 53000 | 3.2 | 1.85 | 8.1 | 7
Live | 215931644 |  | 11 | 18.5 | 64400 | 47500 | 46000 | 3.71 | 2.34 | 60500 | 2.96 | 2.06 | 8.5 | 7
Live | 215931634 |  | 11 | 18.5 | 63825 | 48000 | 46000 | 3.7 | 2.32 | 60500 | 2.94 | 2.06 | 8.5 | 7
Live | 215940728 |  | 12 | 21 | 40250 | 32600 | 28400 | 4.04 | 2.48 | 38500 | 3.52 | 2.04 | 8.5 | 7
Live | 215940727 |  | 12 | 21 | 40250 | 32600 | 28400 | 4.04 | 2.48 | 38500 | 3.52 | 2.04 | 8.5 | 7
Live | 215675306 |  | 9.5 | 16.5 | 52325 | 42000 | 33800 | 3.2 | 2.48 | 48000 | 3.52 | 2.08 | 8.5 | 7
Live | 215675305 |  | 9.5 | 16.5 | 52325 | 42000 | 33800 | 3.2 | 2.48 | 48000 | 3.52 | 2.08 | 8.5 | 7
Live | 215932268 |  | 11 | 19.5 | 37260 | 31000 | 27200 | 3.7 | 2.34 | 35400 | 3.31 | 2 | 9.5 | 7.5
Live | 215932267 |  | 11 | 19.5 | 37260 | 31000 | 27200 | 3.7 | 2.34 | 35400 | 3.31 | 2 | 9.5 | 7.5
Live | 215939834 |  | 12 | 20.5 | 39560 | 30000 | 26000 | 4.04 | 2.44 | 34200 | 3.44 | 2.06 | 9.5 | 7
Live | 215939824 |  | 11.7 | 20 | 39560 | 30000 | 26200 | 3.94 | 2.42 | 34400 | 3.42 | 1.95 | 9 | 7.05
Live | 215936437 |  | 12 | 21.5 | 40710 | 32800 | 28600 | 4.04 | 2.5 | 38000 | 3.54 | 2.04 | 8.5 | 7
Live | 215936436 |  | 12 | 21.5 | 40710 | 32800 | 28600 | 4.04 | 2.5 | 38000 | 3.54 | 2.04 | 8.5 | 7
Live | 215934706 |  | 11.7 | 21 | 40480 | 32000 | 28000 | 3.94 | 2.5 | 38000 | 3.54 | 2.06 | 8.5 | 7
Live | 215934698 |  | 11.5 | 19.5 | 38870 | 29200 | 26600 | 3.87 | 2.3 | 37200 | 3.26 | 2.02 | 8.1 | 6.85
Live | 215681446 |  | 9.5 | 18 | 52900 | 42000 | 33600 | 3.2 | 2.48 | 47500 | 3.5 | 2.06 | 9 | 7
Live | 215681445 |  | 9.5 | 18 | 52900 | 42000 | 33600 | 3.2 | 2.48 | 47500 | 3.5 | 2.06 | 9 | 7
Live | 215937488 |  | 11.5 | 21 | 52325 | 43000 | 38000 | 3.87 | 2.16 | 52500 | 3.06 | 1.95 | 8.1 | 6.8
Live | 215937487 |  | 11.5 | 21 | 52325 | 43000 | 38000 | 3.87 | 2.16 | 52500 | 3.06 | 1.95 | 8.1 | 6.8
Live | 215677495 |  | 9.5 | 18 | 65550 | 55500 | 44000 | 3.2 | 2.4 | 63000 | 3.42 | 2.08 | 9 | 7
Live | 215677487 |  | 9 | 18 | 64975 | 56000 | 44500 | 3.03 | 2.38 | 63500 | 3.38 | 2.08 | 9 | 7
Live | 215588487 |  | 11.7 | 19 | 59800 | 48000 | 46500 | 3.95 | 2.32 | 52500 | 3.24 | 1.9 | 8.1 | 7
Live | 215588485 |  | 12 | 19.5 | 60375 | 47500 | 45500 | 4.04 | 2.34 | 52000 | 3.28 | 1.9 | 8.1 | 7
Live | 215931624 |  | 11 | 18.5 | 63825 | 47000 | 46000 | 3.7 | 2.26 | 60500 | 2.94 | 2.06 | 8.5 | 7
Live | 215931614 |  | 11 | 18.5 | 63825 | 48000 | 46000 | 3.7 | 2.32 | 60500 | 2.94 | 2.06 | 8.5 | 7
Live | 215934697 |  | 11.5 | 19.5 | 38870 | 29200 | 26600 | 3.87 | 2.3 | 37200 | 3.26 | 2.02 | 8.1 | 6.85
Live | 215934696 |  | 11.5 | 19.5 | 38870 | 29200 | 26600 | 3.87 | 2.3 | 37200 | 3.26 | 2.02 | 8.1 | 6.85
Live | 215675297 |  | 9.5 | 16.5 | 52325 | 42000 | 33800 | 3.2 | 2.48 | 48000 | 3.52 | 2.08 | 8.5 | 7
Live | 215675296 |  | 9.5 | 16.5 | 52325 | 42000 | 33800 | 3.2 | 2.48 | 48000 | 3.52 | 2.08 | 8.5 | 7
Live | 215939814 |  | 12 | 20.5 | 39100 | 29800 | 26000 | 4.05 | 2.42 | 34000 | 3.44 | 2.06 | 9.5 | 7
Live | 215939804 |  | 12 | 20.5 | 39100 | 29800 | 25800 | 4.05 | 2.42 | 34000 | 3.44 | 2.06 | 9.5 | 7
Live | 215940726 |  | 12 | 21 | 40250 | 32600 | 28400 | 4.04 | 2.48 | 38500 | 3.52 | 2.04 | 8.5 | 7
Live | 215940718 |  | 12.5 | 22 | 40940 | 32800 | 28400 | 4.21 | 2.52 | 38000 | 3.58 | 2.04 | 8.5 | 7
Live | 215932266 |  | 11 | 19.5 | 37260 | 31000 | 27200 | 3.7 | 2.34 | 35400 | 3.31 | 2 | 9.5 | 7.5
Live | 215932258 |  | 11.5 | 20 | 37720 | 30400 | 26600 | 3.88 | 2.4 | 34600 | 3.4 | 2.02 | 9.5 | 7.5
Live | 215936418 |  | 12 | 21.5 | 40250 | 32600 | 28200 | 4.04 | 2.48 | 38000 | 3.54 | 2.02 | 8.5 | 7
Live | 215936417 |  | 12 | 21.5 | 40250 | 32600 | 28200 | 4.04 | 2.48 | 38000 | 3.54 | 2.02 | 8.5 | 7
Live | 215681437 |  | 10 | 18 | 52900 | 42000 | 33800 | 3.37 | 2.46 | 48000 | 3.48 | 2.08 | 9 | 7
Live | 215681436 |  | 10 | 18 | 52900 | 42000 | 33800 | 3.37 | 2.46 | 48000 | 3.48 | 2.08 | 9 | 7
Live | 215937486 |  | 11.5 | 21 | 52325 | 43000 | 38000 | 3.87 | 2.16 | 52500 | 3.06 | 1.95 | 8.1 | 6.8
Live | 215937478 |  | 11.5 | 21 | 52325 | 43000 | 38000 | 3.87 | 2.16 | 52500 | 3.06 | 1.95 | 8.1 | 6.8
Live | 215677486 |  | 9 | 18 | 64975 | 56000 | 44500 | 3.03 | 2.38 | 63500 | 3.38 | 2.08 | 9 | 7
Live | 215677485 |  | 9 | 18 | 64975 | 56000 | 44500 | 3.03 | 2.38 | 63500 | 3.38 | 2.08 | 9 | 7
Live | 215588483 |  | 11.5 | 19 | 59225 | 48000 | 47000 | 3.87 | 2.3 | 53000 | 3.2 | 1.85 | 8.1 | 7
Live | 215588481 |  | 11.5 | 18 | 58075 | 47500 | 44500 | 3.88 | 2.32 | 51000 | 3.02 | 1.92 | 8 | 7
Live | 215931604 |  | 11 | 18 | 63825 | 47500 | 46000 | 3.7 | 2.26 | 60500 | 2.92 | 1.95 | 8.1 | 6.8
Live | 215931594 |  | 10.5 | 17.5 | 63250 | 48000 | 47000 | 3.54 | 2.2 | 61000 | 2.84 | 1.95 | 8.1 | 6.85
Live | 215675295 |  | 9.5 | 16.5 | 52325 | 42000 | 33800 | 3.2 | 2.48 | 48000 | 3.52 | 2.08 | 8.5 | 7
Live | 215675287 |  | 9.5 | 16.5 | 52325 | 42000 | 33800 | 3.2 | 2.48 | 48000 | 3.52 | 2.06 | 8.5 | 7
Live | 215939794 |  | 11.7 | 20 | 39100 | 29800 | 26000 | 3.94 | 2.4 | 34200 | 3.42 | 2.06 | 9.5 | 7
Live | 215939784 |  | 11.7 | 20 | 39100 | 29800 | 26000 | 3.94 | 2.4 | 34200 | 3.42 | 2.06 | 9.5 | 7
Live | 215934688 |  | 11.5 | 21 | 40250 | 32200 | 28000 | 3.88 | 2.48 | 38000 | 3.52 | 2.06 | 8.5 | 7
Live | 215934687 |  | 11.5 | 21 | 40250 | 32200 | 28000 | 3.88 | 2.48 | 38000 | 3.52 | 2.06 | 8.5 | 7
Live | 215932257 |  | 11.5 | 20 | 37720 | 30400 | 26600 | 3.88 | 2.4 | 34600 | 3.4 | 2.02 | 9.5 | 7.5
Live | 215932256 |  | 11.5 | 20 | 37720 | 30400 | 26600 | 3.88 | 2.4 | 34600 | 3.4 | 2.02 | 9.5 | 7.5
Live | 215936416 |  | 12 | 21.5 | 40250 | 32600 | 28200 | 4.04 | 2.48 | 38000 | 3.54 | 2.02 | 8.5 | 7
Live | 215936408 |  | 12 | 21.5 | 40250 | 32400 | 28200 | 4.04 | 2.48 | 38000 | 3.54 | 2.02 | 8.5 | 7
Live | 215940717 |  | 12.5 | 22 | 40940 | 32800 | 28400 | 4.21 | 2.52 | 38000 | 3.58 | 2.04 | 8.5 | 7
Live | 215940716 |  | 12.5 | 22 | 40940 | 32800 | 28400 | 4.21 | 2.52 | 38000 | 3.58 | 2.04 | 8.5 | 7
Live | 215937477 |  | 11.5 | 21 | 52325 | 43000 | 38000 | 3.87 | 2.16 | 52500 | 3.06 | 1.95 | 8.1 | 6.8
Live | 215937476 |  | 11.5 | 21 | 52325 | 43000 | 38000 | 3.87 | 2.16 | 52500 | 3.06 | 1.95 | 8.1 | 6.8
Live | 215681435 |  | 10 | 18 | 52900 | 42000 | 33800 | 3.37 | 2.46 | 48000 | 3.48 | 2.08 | 9 | 7
Live | 215681427 |  | 10 | 18 | 51750 | 41500 | 33600 | 3.37 | 2.44 | 47500 | 3.46 | 2.06 | 9 | 7
Live | 215677477 |  | 9.5 | 18.5 | 65550 | 55500 | 44000 | 3.2 | 2.42 | 63000 | 3.42 | 2.08 | 9 | 7
Live | 215677476 |  | 9.5 | 18.5 | 65550 | 55500 | 44000 | 3.2 | 2.42 | 63000 | 3.42 | 2.08 | 9 | 7
Live | 215588479 |  | 12 | 19 | 59225 | 47000 | 44500 | 4.05 | 2.34 | 51000 | 3.14 | 1.9 | 8 | 7
Live | 215588477 |  | 12 | 19 | 59225 | 47000 | 44500 | 4.05 | 2.34 | 51500 | 3.16 | 1.9 | 8 | 7
Live | 215931584 |  | 11.5 | 18.5 | 64400 | 47000 | 45500 | 3.88 | 2.3 | 60500 | 2.98 | 2.08 | 8.5 | 7
Live | 215931574 |  | 11 | 18 | 63825 | 47000 | 46000 | 3.7 | 2.26 | 60500 | 2.94 | 1.95 | 8.1 | 6.8
Live | 215934686 |  | 11.5 | 21 | 40250 | 32200 | 28000 | 3.88 | 2.48 | 38000 | 3.52 | 2.06 | 8.5 | 7
Live | 215932248 |  | 11 | 20 | 37490 | 30600 | 26800 | 3.71 | 2.38 | 35000 | 3.36 | 2.02 | 9.5 | 7.5
Live | 215932247 |  | 11 | 20 | 37490 | 30600 | 26800 | 3.71 | 2.38 | 35000 | 3.36 | 2.02 | 9.5 | 7.5
Live | 215939774 |  | 11.7 | 20 | 38410 | 30200 | 26200 | 3.95 | 2.44 | 34400 | 3.44 | 2.04 | 9.5 | 7.5
Live | 215939764 |  | 11.5 | 20 | 38410 | 30200 | 26400 | 3.88 | 2.42 | 34600 | 3.41 | 2.04 | 9.5 | 7.5
Live | 215675286 |  | 9.5 | 16.5 | 52325 | 42000 | 33800 | 3.2 | 2.48 | 48000 | 3.52 | 2.06 | 8.5 | 7
Live | 215675285 |  | 9.5 | 16.5 | 52325 | 42000 | 33800 | 3.2 | 2.48 | 48000 | 3.52 | 2.06 | 8.5 | 7
Live | 215936407 |  | 12 | 21.5 | 40250 | 32400 | 28200 | 4.04 | 2.48 | 38000 | 3.54 | 2.02 | 8.5 | 7
Live | 215936406 |  | 12 | 21.5 | 40250 | 32400 | 28200 | 4.04 | 2.48 | 38000 | 3.54 | 2.02 | 8.5 | 7
Live | 215940708 |  | 12.5 | 22 | 40940 | 32800 | 28400 | 4.21 | 2.52 | 38000 | 3.58 | 2.04 | 8.5 | 7
Live | 215940707 |  | 12.5 | 22 | 40940 | 32800 | 28400 | 4.21 | 2.52 | 38000 | 3.58 | 2.04 | 8.5 | 7
Live | 215937468 |  | 11.5 | 21 | 52325 | 43000 | 38000 | 3.87 | 2.16 | 52500 | 3.06 | 1.95 | 8.1 | 6.8
Live | 215937467 |  | 11.5 | 21 | 52325 | 43000 | 38000 | 3.87 | 2.16 | 52500 | 3.06 | 1.95 | 8.1 | 6.8
Live | 215681426 |  | 10 | 18 | 51750 | 41500 | 33600 | 3.37 | 2.44 | 47500 | 3.46 | 2.06 | 9 | 7
Live | 215681425 |  | 10 | 18 | 51750 | 41500 | 33600 | 3.37 | 2.44 | 47500 | 3.46 | 2.06 | 9 | 7
Live | 215677475 |  | 9.5 | 18.5 | 65550 | 55500 | 44000 | 3.2 | 2.42 | 63000 | 3.42 | 2.08 | 9 | 7
Live | 215677467 |  | 9.5 | 18.5 | 65550 | 55500 | 44000 | 3.2 | 2.4 | 63000 | 3.4 | 2.08 | 9 | 7
Live | 215588475 |  | 11.5 | 18 | 58075 | 47500 | 44500 | 3.88 | 2.32 | 51000 | 3.02 | 1.92 | 8 | 7
Live | 215588473 |  | 12 | 19 | 59225 | 47000 | 44500 | 4.05 | 2.34 | 51000 | 3.14 | 1.9 | 8 | 7
Live | 215932246 |  | 11 | 20 | 37490 | 30600 | 26800 | 3.71 | 2.38 | 35000 | 3.36 | 2.02 | 9.5 | 7.5
Live | 215932238 |  | 11 | 19.5 | 37490 | 30600 | 26800 | 3.71 | 2.38 | 35000 | 3.36 | 2.02 | 9.5 | 7.5
Live | 215931564 |  | 11.5 | 18.5 | 64400 | 47000 | 45500 | 3.88 | 2.3 | 60500 | 2.98 | 2.08 | 8.5 | 7
Live | 215931554 |  | 11.5 | 18.5 | 64400 | 47000 | 45500 | 3.88 | 2.28 | 60500 | 2.96 | 2.06 | 8.5 | 7
Live | 215939754 |  | 11 | 19.5 | 38180 | 30600 | 26800 | 3.71 | 2.38 | 35000 | 3.36 | 2.02 | 9.5 | 7.5
Live | 215939744 |  | 11 | 19 | 37950 | 31000 | 27000 | 3.71 | 2.34 | 35400 | 3.31 | 1.9 | 9 | 7.5
Live | 215940706 |  | 12.5 | 22 | 40940 | 32800 | 28400 | 4.21 | 2.52 | 38000 | 3.58 | 2.04 | 8.5 | 7
Live | 215940698 |  | 12 | 21.5 | 40710 | 32800 | 28600 | 4.04 | 2.5 | 38000 | 3.56 | 2.04 | 8.5 | 7
Live | 215936398 |  | 12 | 21.5 | 40250 | 32600 | 28400 | 4.04 | 2.48 | 38500 | 3.52 | 2.04 | 8.5 | 7
Live | 215936397 |  | 12 | 21.5 | 40250 | 32600 | 28400 | 4.04 | 2.48 | 38500 | 3.52 | 2.04 | 8.5 | 7
Live | 215675277 |  | 9 | 16 | 51750 | 42500 | 34200 | 3.03 | 2.44 | 48500 | 3.44 | 1.94 | 8.5 | 7
Live | 215675276 |  | 9 | 16 | 51750 | 42500 | 34200 | 3.03 | 2.44 | 48500 | 3.44 | 1.94 | 8.5 | 7
Live | 215937466 |  | 11.5 | 21 | 52325 | 43000 | 38000 | 3.87 | 2.16 | 52500 | 3.06 | 1.95 | 8.1 | 6.8
Live | 215937458 |  | 11 | 20.5 | 51750 | 43500 | 38500 | 3.71 | 2.14 | 53000 | 3.02 | 1.9 | 8 | 6.5
Live | 215681417 |  | 10 | 18 | 51750 | 41500 | 33600 | 3.37 | 2.44 | 47500 | 3.46 | 2.06 | 9 | 7
Live | 215681416 |  | 10 | 18 | 51750 | 41500 | 33600 | 3.37 | 2.44 | 47500 | 3.46 | 2.06 | 9 | 7
Live | 215932237 |  | 11 | 19.5 | 37490 | 30600 | 26800 | 3.71 | 2.38 | 35000 | 3.36 | 2.02 | 9.5 | 7.5
Live | 215932236 |  | 11 | 19.5 | 37490 | 30600 | 26800 | 3.71 | 2.38 | 35000 | 3.36 | 2.02 | 9.5 | 7.5
Live | 215934668 |  | 11.5 | 20.5 | 40020 | 31800 | 28000 | 3.87 | 2.46 | 38000 | 3.48 | 2.08 | 8.5 | 7
Live | 215934667 |  | 11.5 | 20.5 | 40020 | 31800 | 28000 | 3.87 | 2.46 | 38000 | 3.48 | 2.08 | 8.5 | 7
Live | 215931544 |  | 11.5 | 18.5 | 64400 | 47000 | 45500 | 3.88 | 2.28 | 60500 | 2.98 | 2.06 | 8.5 | 7
Live | 215931534 |  | 11 | 18 | 63825 | 47500 | 46500 | 3.7 | 2.24 | 60500 | 2.92 | 1.95 | 8.1 | 6.8
Live | 215940697 |  | 12 | 21.5 | 40710 | 32800 | 28600 | 4.04 | 2.5 | 38000 | 3.56 | 2.04 | 8.5 | 7
Live | 215940696 |  | 12 | 21.5 | 40710 | 32800 | 28600 | 4.04 | 2.5 | 38000 | 3.56 | 2.04 | 8.5 | 7
Live | 215677466 |  | 9.5 | 18.5 | 65550 | 55500 | 44000 | 3.2 | 2.4 | 63000 | 3.4 | 2.08 | 9 | 7
Live | 215677465 |  | 9.5 | 18.5 | 65550 | 55500 | 44000 | 3.2 | 2.4 | 63000 | 3.4 | 2.08 | 9 | 7
Live | 215936396 |  | 12 | 21.5 | 40250 | 32600 | 28400 | 4.04 | 2.48 | 38500 | 3.52 | 2.04 | 8.5 | 7
Live | 215936388 |  | 12 | 21.5 | 40250 | 32400 | 28200 | 4.04 | 2.48 | 38000 | 3.54 | 2.02 | 8.5 | 7
Live | 215939734 |  | 11.7 | 20.5 | 38410 | 30200 | 26200 | 3.95 | 2.42 | 34400 | 3.44 | 2.04 | 9.5 | 7.5
Live | 215939724 |  | 11.7 | 20.5 | 38410 | 30200 | 26200 | 3.95 | 2.44 | 34400 | 3.44 | 2.04 | 9.5 | 7.5
Live | 215675275 |  | 9 | 16 | 51750 | 42500 | 34200 | 3.03 | 2.44 | 48500 | 3.44 | 1.94 | 8.5 | 7
Live | 215675267 |  | 9 | 16 | 51750 | 42500 | 34200 | 3.03 | 2.44 | 48500 | 3.46 | 1.96 | 8.5 | 7
Live | 215937457 |  | 11 | 20.5 | 51750 | 43500 | 38500 | 3.71 | 2.14 | 53000 | 3.02 | 1.9 | 8 | 6.5
Live | 215937456 |  | 11 | 20.5 | 51750 | 43500 | 38500 | 3.71 | 2.14 | 53000 | 3.02 | 1.9 | 8 | 6.5
Live | 215588471 |  | 12 | 19 | 59225 | 47000 | 44500 | 4.05 | 2.34 | 51500 | 3.16 | 1.9 | 8 | 7
Live | 215931484 |  | 12.5 | 20 | 66700 | 46000 | 44500 | 4.21 | 2.52 | 60000 | 3.26 | 2.06 | 8.5 | 7
Live | 215942590 |  | 11.5 | 20 | 51175 | 43000 | 37800 | 3.88 | 2.16 | 54000 | 3.08 | 1.95 | 8.1 | 6.85
Live | 215932228 |  | 11 | 19.5 | 37490 | 31000 | 27000 | 3.71 | 2.34 | 35200 | 3.34 | 2 | 9.5 | 7.5
Live | 215932227 |  | 11 | 19.5 | 37490 | 31000 | 27000 | 3.71 | 2.34 | 35200 | 3.34 | 2 | 9.5 | 7.5
Live | 215934666 |  | 11.5 | 20.5 | 40020 | 31800 | 28000 | 3.87 | 2.46 | 38000 | 3.48 | 2.08 | 8.5 | 7
Live | 215934658 |  | 11 | 20 | 39100 | 30600 | 27200 | 3.71 | 2.36 | 38000 | 3.34 | 2 | 8.1 | 6.75
Live | 215681415 |  | 10 | 18 | 51750 | 41500 | 33600 | 3.37 | 2.44 | 47500 | 3.46 | 2.06 | 9 | 7
Live | 215681407 |  | 10 | 18 | 51750 | 42000 | 33600 | 3.37 | 2.44 | 47500 | 3.46 | 2.06 | 9 | 7
Live | 215940688 |  | 12 | 21.5 | 40710 | 32800 | 28600 | 4.04 | 2.5 | 38000 | 3.56 | 2.04 | 8.5 | 7
Live | 215940687 |  | 12 | 21.5 | 40710 | 32800 | 28600 | 4.04 | 2.5 | 38000 | 3.56 | 2.04 | 8.5 | 7
Live | 215677457 |  | 9.5 | 18.5 | 65550 | 55500 | 44000 | 3.2 | 2.4 | 63000 | 3.42 | 2.08 | 9 | 7
Live | 215677456 |  | 9.5 | 18.5 | 65550 | 55500 | 44000 | 3.2 | 2.4 | 63000 | 3.42 | 2.08 | 9 | 7
Live | 215939714 |  | 11.5 | 20 | 38410 | 30200 | 26400 | 3.88 | 2.42 | 34600 | 3.41 | 2.04 | 9.5 | 7.5
Live | 215939704 |  | 11.5 | 20 | 37720 | 30600 | 26600 | 3.88 | 2.4 | 34800 | 3.4 | 2 | 9.5 | 7.5
Live | 215937438 |  | 11.5 | 20.5 | 52325 | 43500 | 38000 | 3.87 | 2.14 | 53000 | 3.04 | 1.9 | 8 | 6.5
Live | 215937437 |  | 11.5 | 20.5 | 52325 | 43500 | 38000 | 3.87 | 2.14 | 53000 | 3.04 | 1.9 | 8 | 6.5
Live | 215936387 |  | 12 | 21.5 | 40250 | 32400 | 28200 | 4.04 | 2.48 | 38000 | 3.54 | 2.02 | 8.5 | 7
Live | 215936386 |  | 12 | 21.5 | 40250 | 32400 | 28200 | 4.04 | 2.48 | 38000 | 3.54 | 2.02 | 8.5 | 7
Live | 215588467 |  | 11.5 | 18 | 57500 | 47000 | 44000 | 3.87 | 2.32 | 49500 | 2.96 | 1.92 | 8 | 7
Live | 215588465 |  | 11.5 | 18.5 | 58075 | 47000 | 44000 | 3.88 | 2.32 | 50000 | 2.98 | 1.92 | 8 | 7
Live | 215934657 |  | 11 | 20 | 39100 | 30600 | 27200 | 3.71 | 2.36 | 38000 | 3.34 | 2 | 8.1 | 6.75
Live | 215934656 |  | 11 | 20 | 39100 | 30600 | 27200 | 3.71 | 2.36 | 38000 | 3.34 | 2 | 8.1 | 6.75
Live | 215675266 |  | 9 | 16 | 51750 | 42500 | 34200 | 3.03 | 2.44 | 48500 | 3.46 | 1.96 | 8.5 | 7
Live | 215675265 |  | 9 | 16 | 51750 | 42500 | 34200 | 3.03 | 2.44 | 48500 | 3.46 | 1.96 | 8.5 | 7
Live | 215932226 |  | 11 | 19.5 | 37490 | 31000 | 27000 | 3.71 | 2.34 | 35200 | 3.34 | 2 | 9.5 | 7.5
Live | 215932218 |  | 10.5 | 19 | 37030 | 31400 | 27600 | 3.53 | 2.3 | 35800 | 3.26 | 1.88 | 9 | 7.5
Live | 215941854 |  | 11.5 | 21 | 52900 | 43500 | 38000 | 3.88 | 2.16 | 53000 | 3.06 | 1.92 | 8 | 6.5
Live | 215941844 |  | 11.5 | 21 | 52900 | 43500 | 38000 | 3.88 | 2.14 | 53000 | 3.04 | 1.92 | 8 | 6.5
Live | 215677455 |  | 9.5 | 18.5 | 65550 | 55500 | 44000 | 3.2 | 2.4 | 63000 | 3.42 | 2.08 | 9 | 7
Live | 215677447 |  | 9 | 18 | 64400 | 56000 | 45000 | 3.03 | 2.36 | 63500 | 3.36 | 2.06 | 9 | 7
Live | 215681406 |  | 10 | 18 | 51750 | 42000 | 33600 | 3.37 | 2.44 | 47500 | 3.46 | 2.06 | 9 | 7
Live | 215681405 |  | 10 | 18 | 51750 | 42000 | 33600 | 3.37 | 2.44 | 47500 | 3.46 | 2.06 | 9 | 7
Live | 215940686 |  | 12 | 21.5 | 40710 | 32800 | 28600 | 4.04 | 2.5 | 38000 | 3.56 | 2.04 | 8.5 | 7
Live | 215940678 |  | 12 | 21 | 39560 | 32000 | 28000 | 4.04 | 2.44 | 38500 | 3.46 | 2.06 | 8.5 | 7
Live | 215937436 |  | 11.5 | 20.5 | 52325 | 43500 | 38000 | 3.87 | 2.14 | 53000 | 3.04 | 1.9 | 8 | 6.5
Live | 215937428 |  | 11.5 | 20 | 50600 | 42500 | 37600 | 3.87 | 2.16 | 53500 | 3.06 | 2 | 8.1 | 7
Live | 215939694 |  | 11.7 | 19.5 | 37490 | 30600 | 26800 | 3.94 | 2.38 | 34800 | 3.38 | 2.02 | 9.5 | 7.5
Live | 215939684 |  | 11 | 19.5 | 37260 | 31000 | 27200 | 3.7 | 2.34 | 35200 | 3.32 | 2 | 9.5 | 7.5
Live | 215936378 |  | 12 | 21 | 40250 | 32600 | 28400 | 4.04 | 2.48 | 38500 | 3.52 | 2.04 | 8.5 | 7
Live | 215936377 |  | 12 | 21 | 40250 | 32600 | 28400 | 4.04 | 2.48 | 38500 | 3.52 | 2.04 | 8.5 | 7
Live | 215934648 |  | 11 | 20 | 39100 | 30600 | 27200 | 3.71 | 2.36 | 38000 | 3.34 | 2 | 8.1 | 6.5
Live | 215934647 |  | 11 | 20 | 39100 | 30600 | 27200 | 3.71 | 2.36 | 38000 | 3.34 | 2 | 8.1 | 6.5
Live | 215588463 |  | 11.5 | 18.5 | 57500 | 50500 | 53000 | 3.87 | 2.36 | 52500 | 3.06 | 1.94 | 10.5 | 8
Live | 215588461 |  | 11 | 18.5 | 56925 | 50500 | 53500 | 3.71 | 2.34 | 52500 | 3.06 | 1.9 | 10.5 | 8
Live | 215675257 |  | 9.5 | 16.5 | 52325 | 42000 | 33600 | 3.2 | 2.5 | 48000 | 3.54 | 2.06 | 8.5 | 7
Live | 215675256 |  | 9.5 | 16.5 | 52325 | 42000 | 33600 | 3.2 | 2.5 | 48000 | 3.54 | 2.06 | 8.5 | 7
Live | 215932217 |  | 10.5 | 19 | 37030 | 31400 | 27600 | 3.53 | 2.3 | 35800 | 3.26 | 1.88 | 9 | 7.5
Live | 215932216 |  | 10.5 | 19 | 37030 | 31400 | 27600 | 3.53 | 2.3 | 35800 | 3.26 | 1.88 | 9 | 7.5
Live | 215941834 |  | 11.5 | 20.5 | 52900 | 43500 | 38000 | 3.88 | 2.14 | 53500 | 3.04 | 1.9 | 8 | 6.5
Live | 215941824 |  | 11.5 | 20.5 | 52900 | 43500 | 38000 | 3.88 | 2.14 | 53500 | 3.04 | 1.9 | 8 | 6.5
Live | 215677446 |  | 9 | 18 | 64400 | 56000 | 45000 | 3.03 | 2.36 | 63500 | 3.36 | 2.06 | 9 | 7
Live | 215677445 |  | 9 | 18 | 64400 | 56000 | 45000 | 3.03 | 2.36 | 63500 | 3.36 | 2.06 | 9 | 7
Live | 215681397 |  | 9.5 | 17.5 | 51750 | 41500 | 33600 | 3.2 | 2.44 | 47500 | 3.48 | 2.06 | 9 | 7
Live | 215681396 |  | 9.5 | 17.5 | 51750 | 41500 | 33600 | 3.2 | 2.44 | 47500 | 3.48 | 2.06 | 9 | 7
Live | 215940677 |  | 12 | 21 | 39560 | 32000 | 28000 | 4.04 | 2.44 | 38500 | 3.46 | 2.06 | 8.5 | 7
Live | 215940676 |  | 12 | 21 | 39560 | 32000 | 28000 | 4.04 | 2.44 | 38500 | 3.46 | 2.06 | 8.5 | 7
Live | 215939674 |  | 10.5 | 19 | 37260 | 31400 | 27400 | 3.53 | 2.32 | 35600 | 3.28 | 1.88 | 9 | 7.5
Live | 215939664 |  | 11.5 | 20 | 37720 | 30600 | 26600 | 3.88 | 2.38 | 34800 | 3.38 | 2 | 9.5 | 7.5
Live | 215936376 |  | 12 | 21 | 40250 | 32600 | 28400 | 4.04 | 2.48 | 38500 | 3.52 | 2.04 | 8.5 | 7
Live | 215936368 |  | 11.7 | 21 | 40020 | 33000 | 28800 | 3.95 | 2.44 | 38500 | 3.46 | 2.02 | 8.5 | 7
Live | 215937427 |  | 11.5 | 20 | 50600 | 42500 | 37600 | 3.87 | 2.16 | 53500 | 3.06 | 2 | 8.1 | 7
Live | 215937426 |  | 11.5 | 20 | 50600 | 42500 | 37600 | 3.87 | 2.16 | 53500 | 3.06 | 2 | 8.1 | 7
Live | 215934646 |  | 11 | 20 | 39100 | 30600 | 27200 | 3.71 | 2.36 | 38000 | 3.34 | 2 | 8.1 | 6.5
Live | 215934638 |  | 11 | 20 | 39100 | 30600 | 27200 | 3.71 | 2.36 | 38000 | 3.34 | 2 | 8.1 | 6.75
Live | 215675255 |  | 9.5 | 16.5 | 52325 | 42000 | 33600 | 3.2 | 2.5 | 48000 | 3.54 | 2.06 | 8.5 | 7
Live | 215675247 |  | 9.5 | 16.5 | 52325 | 42000 | 33800 | 3.2 | 2.48 | 48000 | 3.5 | 2.06 | 8.5 | 7
Live | 215588459 |  | 11 | 18.5 | 56925 | 50500 | 53500 | 3.71 | 2.34 | 52500 | 3.04 | 1.9 | 10.5 | 8
Live | 215588457 |  | 11 | 17.5 | 55775 | 50000 | 51000 | 3.71 | 2.36 | 52000 | 2.74 | 1.92 | 9.5 | 8
Live | 215675246 |  | 9.5 | 16.5 | 52325 | 42000 | 33800 | 3.2 | 2.48 | 48000 | 3.5 | 2.06 | 8.5 | 7
Live | 215675245 |  | 9.5 | 16.5 | 52325 | 42000 | 33800 | 3.2 | 2.48 | 48000 | 3.5 | 2.06 | 8.5 | 7
Live | 215677417 |  | 9 | 18.5 | 64975 | 56000 | 44500 | 3.03 | 2.4 | 64000 | 3.4 | 2.08 | 9 | 7
Live | 215677416 |  | 9 | 18.5 | 64975 | 56000 | 44500 | 3.03 | 2.4 | 64000 | 3.4 | 2.08 | 9 | 7
Live | 215941814 |  | 11.5 | 21 | 52900 | 43500 | 38000 | 3.88 | 2.14 | 53500 | 3.04 | 1.9 | 8 | 6.5
Live | 215941804 |  | 11.5 | 20.5 | 52900 | 43500 | 38500 | 3.88 | 2.14 | 53500 | 3.02 | 1.92 | 8 | 6.5
Live | 215681395 |  | 9.5 | 17.5 | 51750 | 41500 | 33600 | 3.2 | 2.44 | 47500 | 3.48 | 2.06 | 9 | 7
Live | 215681387 |  | 9.5 | 18 | 52325 | 41500 | 33400 | 3.2 | 2.46 | 47000 | 3.5 | 2.06 | 9 | 7
Live | 215932178 |  | 11 | 19.5 | 38870 | 30000 | 26000 | 3.71 | 2.44 | 34200 | 3.44 | 2.06 | 9.5 | 7.5
Live | 215932177 |  | 11 | 19.5 | 38870 | 30000 | 26000 | 3.71 | 2.44 | 34200 | 3.44 | 2.06 | 9.5 | 7.5
Live | 215940668 |  | 11.7 | 20.5 | 39560 | 32200 | 28200 | 3.94 | 2.42 | 38500 | 3.44 | 2.04 | 8.5 | 7
Live | 215940667 |  | 11.7 | 20.5 | 39560 | 32200 | 28200 | 3.94 | 2.42 | 38500 | 3.44 | 2.04 | 8.5 | 7
Live | 215939654 |  | 11.5 | 20 | 37720 | 30600 | 26600 | 3.88 | 2.4 | 34800 | 3.4 | 2.02 | 9.5 | 7.5
Live | 215939644 |  | 11.7 | 19.5 | 37490 | 30600 | 26800 | 3.94 | 2.38 | 34800 | 3.38 | 2.02 | 9.5 | 7.5
Live | 215937418 |  | 11.5 | 20.5 | 52325 | 43500 | 38000 | 3.87 | 2.14 | 53000 | 3.04 | 1.9 | 8 | 6.5
Live | 215937417 |  | 11.5 | 20.5 | 52325 | 43500 | 38000 | 3.87 | 2.14 | 53000 | 3.04 | 1.9 | 8 | 6.5
Live | 215936367 |  | 11.7 | 21 | 40020 | 33000 | 28800 | 3.95 | 2.44 | 38500 | 3.46 | 2.02 | 8.5 | 7
Live | 215936366 |  | 11.7 | 21 | 40020 | 33000 | 28800 | 3.95 | 2.44 | 38500 | 3.46 | 2.02 | 8.5 | 7
Live | 215934637 |  | 11 | 20 | 39100 | 30600 | 27200 | 3.71 | 2.36 | 38000 | 3.34 | 2 | 8.1 | 6.75
Live | 215934636 |  | 11 | 20 | 39100 | 30600 | 27200 | 3.71 | 2.36 | 38000 | 3.34 | 2 | 8.1 | 6.75
Live | 215588455 |  | 11.5 | 18.5 | 57500 | 50500 | 53000 | 3.87 | 2.36 | 52500 | 3.08 | 1.84 | 10 | 8
Live | 215588453 |  | 11.7 | 19 | 57500 | 50000 | 52500 | 3.95 | 2.38 | 52000 | 3.12 | 1.88 | 10 | 8
Live | 215677415 |  | 9 | 18.5 | 64975 | 56000 | 44500 | 3.03 | 2.4 | 64000 | 3.4 | 2.08 | 9 | 7
Live | 215677407 |  | 9 | 18.5 | 64975 | 56000 | 44500 | 3.03 | 2.4 | 64000 | 3.4 | 2.08 | 9 | 7
Live | 215675237 |  | 9 | 16 | 51750 | 42500 | 34200 | 3.03 | 2.44 | 48500 | 3.46 | 1.94 | 8.5 | 7
Live | 215675236 |  | 9 | 16 | 51750 | 42500 | 34200 | 3.03 | 2.44 | 48500 | 3.46 | 1.94 | 8.5 | 7
Live | 215941784 |  | 11.5 | 21 | 52900 | 43500 | 38500 | 3.88 | 2.14 | 53500 | 3.02 | 1.9 | 8 | 6.5
Live | 215681386 |  | 9.5 | 18 | 52325 | 41500 | 33400 | 3.2 | 2.46 | 47000 | 3.5 | 2.06 | 9 | 7
Live | 215681385 |  | 9.5 | 18 | 52325 | 41500 | 33400 | 3.2 | 2.46 | 47000 | 3.5 | 2.06 | 9 | 7
Live | 215940666 |  | 11.7 | 20.5 | 39560 | 32200 | 28200 | 3.94 | 2.42 | 38500 | 3.44 | 2.04 | 8.5 | 7
Live | 215940658 |  | 11.5 | 20.5 | 39330 | 32600 | 28600 | 3.88 | 2.38 | 39000 | 3.38 | 2.04 | 8.5 | 7
Live | 215939634 |  | 10.5 | 19 | 36800 | 31400 | 27400 | 3.54 | 2.3 | 35600 | 3.28 | 1.98 | 9.5 | 7.5
Live | 215939624 |  | 10.5 | 18.5 | 36800 | 31600 | 27600 | 3.54 | 2.28 | 35800 | 3.24 | 1.88 | 9 | 7.5
Live | 215932176 |  | 11 | 19.5 | 38870 | 30000 | 26000 | 3.71 | 2.44 | 34200 | 3.44 | 2.06 | 9.5 | 7.5
Live | 215932168 |  | 11 | 19.5 | 38640 | 30000 | 26200 | 3.71 | 2.42 | 34200 | 3.44 | 2.06 | 9.5 | 7.5
Live | 215937416 |  | 11.5 | 20.5 | 52325 | 43500 | 38000 | 3.87 | 2.14 | 53000 | 3.04 | 1.9 | 8 | 6.5
Live | 215937408 |  | 11 | 20.5 | 52325 | 43500 | 38500 | 3.7 | 2.14 | 53000 | 3.02 | 1.9 | 8 | 6.5
Live | 215936358 |  | 12 | 21.5 | 40480 | 32400 | 28200 | 4.05 | 2.5 | 38000 | 3.54 | 2.04 | 8.5 | 7
Live | 215936357 |  | 12 | 21.5 | 40480 | 32400 | 28200 | 4.05 | 2.5 | 38000 | 3.54 | 2.04 | 8.5 | 7
Live | 215934628 |  | 11 | 20 | 39100 | 30600 | 27200 | 3.71 | 2.36 | 38000 | 3.34 | 2 | 8.1 | 6.5
Live | 215934627 |  | 11 | 20 | 39100 | 30600 | 27200 | 3.71 | 2.36 | 38000 | 3.34 | 2 | 8.1 | 6.5
Live | 215677406 |  | 9 | 18.5 | 64975 | 56000 | 44500 | 3.03 | 2.4 | 64000 | 3.4 | 2.08 | 9 | 7
Live | 215677405 |  | 9 | 18.5 | 64975 | 56000 | 44500 | 3.03 | 2.4 | 64000 | 3.4 | 2.08 | 9 | 7
Live | 215588451 |  | 11.5 | 18.5 | 56925 | 50000 | 50500 | 3.88 | 2.4 | 51500 | 2.88 | 2 | 10 | 8
Live | 215588449 |  | 11.5 | 18.5 | 56925 | 50000 | 51000 | 3.88 | 2.4 | 52000 | 2.9 | 1.98 | 10 | 8
Live | 215939614 |  | 11 | 19.5 | 37260 | 30800 | 27000 | 3.7 | 2.36 | 35000 | 3.34 | 2 | 9.5 | 7.5
Live | 215939604 |  | 11 | 19.5 | 37260 | 30800 | 26800 | 3.7 | 2.36 | 35000 | 3.36 | 2 | 9.5 | 7.5
Live | 215677397 |  | 8.5 | 17.5 | 63825 | 57000 | 46000 | 2.86 | 2.32 | 64000 | 3.3 | 1.94 | 8.5 | 7
Live | 215677396 |  | 8.5 | 17.5 | 63825 | 57000 | 46000 | 2.86 | 2.32 | 64000 | 3.3 | 1.94 | 8.5 | 7
Live | 215675235 |  | 9 | 16 | 51750 | 42500 | 34200 | 3.03 | 2.44 | 48500 | 3.46 | 1.94 | 8.5 | 7
Live | 215675227 |  | 9.5 | 16.5 | 52325 | 42000 | 33600 | 3.2 | 2.5 | 48000 | 3.54 | 2.06 | 8.5 | 7
Live | 215941774 |  | 11.5 | 21 | 52900 | 43500 | 38000 | 3.88 | 2.14 | 53500 | 3.04 | 1.9 | 8 | 6.5
Live | 215941764 |  | 11.5 | 20.5 | 52900 | 43500 | 38500 | 3.88 | 2.14 | 53500 | 3.02 | 1.95 | 8.1 | 6.8
Live | 215681377 |  | 10 | 18 | 51750 | 42000 | 33600 | 3.37 | 2.44 | 47500 | 3.46 | 2.06 | 9 | 7
Live | 215681376 |  | 10 | 18 | 51750 | 42000 | 33600 | 3.37 | 2.44 | 47500 | 3.46 | 2.06 | 9 | 7
Live | 215940657 |  | 11.5 | 20.5 | 39330 | 32600 | 28600 | 3.88 | 2.38 | 39000 | 3.38 | 2.04 | 8.5 | 7
Live | 215940656 |  | 11.5 | 20.5 | 39330 | 32600 | 28600 | 3.88 | 2.38 | 39000 | 3.38 | 2.04 | 8.5 | 7
Live | 215937407 |  | 11 | 20.5 | 52325 | 43500 | 38500 | 3.7 | 2.14 | 53000 | 3.02 | 1.9 | 8 | 6.5
Live | 215937406 |  | 11 | 20.5 | 52325 | 43500 | 38500 | 3.7 | 2.14 | 53000 | 3.02 | 1.9 | 8 | 6.5
Live | 215934626 |  | 11 | 20 | 39100 | 30600 | 27200 | 3.71 | 2.36 | 38000 | 3.34 | 2 | 8.1 | 6.5
Live | 215933968 |  | 13 | 22 | 40250 | 29200 | 25200 | 4.39 | 2.54 | 33400 | 3.6 | 2.08 | 9.5 | 7.5
Live | 215932167 |  | 11 | 19.5 | 38640 | 30000 | 26200 | 3.71 | 2.42 | 34200 | 3.44 | 2.06 | 9.5 | 7.5
Live | 215932166 |  | 11 | 19.5 | 38640 | 30000 | 26200 | 3.71 | 2.42 | 34200 | 3.44 | 2.06 | 9.5 | 7.5
Live | 215936356 |  | 12 | 21.5 | 40480 | 32400 | 28200 | 4.05 | 2.5 | 38000 | 3.54 | 2.04 | 8.5 | 7
Live | 215936348 |  | 12 | 21 | 40250 | 32600 | 28400 | 4.04 | 2.48 | 38500 | 3.5 | 2.04 | 8.5 | 7
Live | 215677395 |  | 8.5 | 17.5 | 63825 | 57000 | 46000 | 2.86 | 2.32 | 64000 | 3.3 | 1.94 | 8.5 | 7
Live | 215677387 |  | 9 | 18 | 65550 | 55500 | 44500 | 3.03 | 2.42 | 63500 | 3.42 | 2.08 | 9 | 7
Live | 215675226 |  | 9.5 | 16.5 | 52325 | 42000 | 33600 | 3.2 | 2.5 | 48000 | 3.54 | 2.06 | 8.5 | 7
Live | 215675225 |  | 9.5 | 16.5 | 52325 | 42000 | 33600 | 3.2 | 2.5 | 48000 | 3.54 | 2.06 | 8.5 | 7
Live | 215936954 |  | 12.5 | 22 | 41400 | 32200 | 28400 | 4.21 | 2.5 | 37600 | 3.54 | 2.04 | 8.5 | 7
Live | 215936944 |  | 12.5 | 22.5 | 41400 | 32200 | 28200 | 4.21 | 2.5 | 37600 | 3.54 | 2.06 | 8.5 | 7
Live | 215588447 |  | 11 | 18.5 | 56925 | 50500 | 53500 | 3.71 | 2.34 | 52500 | 3.04 | 1.9 | 10.5 | 8
Live | 215588445 |  | 11 | 17 | 54625 | 50000 | 51000 | 3.71 | 2.36 | 52000 | 2.66 | 1.92 | 11.5 | 9
Live | 215941754 |  | 11.5 | 20.5 | 52325 | 43000 | 38000 | 3.87 | 2.16 | 52500 | 3.06 | 1.95 | 8.1 | 6.8
Live | 215941744 |  | 11.5 | 20.5 | 52325 | 43500 | 38000 | 3.87 | 2.14 | 52500 | 3.04 | 1.9 | 8.1 | 6.8
Live | 215681375 |  | 10 | 18 | 51750 | 42000 | 33600 | 3.37 | 2.44 | 47500 | 3.46 | 2.06 | 9 | 7
Live | 215681367 |  | 9.5 | 18 | 50600 | 42500 | 34000 | 3.2 | 2.44 | 48500 | 3.46 | 2.04 | 9 | 7.5
Live | 215933967 |  | 13 | 22 | 40250 | 29200 | 25200 | 4.39 | 2.54 | 33400 | 3.6 | 2.08 | 9.5 | 7.5
Live | 215933966 |  | 13 | 22 | 40250 | 29200 | 25200 | 4.39 | 2.54 | 33400 | 3.6 | 2.08 | 9.5 | 7.5
Live | 215940648 |  | 11 | 20 | 39100 | 32800 | 28800 | 3.71 | 2.36 | 39500 | 3.34 | 2.02 | 8.5 | 7
Live | 215940647 |  | 11 | 20 | 39100 | 32800 | 28800 | 3.71 | 2.36 | 39500 | 3.34 | 2.02 | 8.5 | 7
Live | 215937398 |  | 11 | 19.5 | 51175 | 43500 | 38500 | 3.7 | 2.14 | 53500 | 3.02 | 1.9 | 8 | 6.5
Live | 215937397 |  | 11 | 19.5 | 51175 | 43500 | 38500 | 3.7 | 2.14 | 53500 | 3.02 | 1.9 | 8 | 6.5
Live | 215936347 |  | 12 | 21 | 40250 | 32600 | 28400 | 4.04 | 2.48 | 38500 | 3.5 | 2.04 | 8.5 | 7
Live | 215936346 |  | 12 | 21 | 40250 | 32600 | 28400 | 4.04 | 2.48 | 38500 | 3.5 | 2.04 | 8.5 | 7
Live | 215932158 |  | 10.5 | 19 | 38180 | 30400 | 26400 | 3.54 | 2.4 | 34400 | 3.39 | 2.06 | 9.5 | 7.5
Live | 215932157 |  | 10.5 | 19 | 38180 | 30400 | 26400 | 3.54 | 2.4 | 34400 | 3.39 | 2.06 | 9.5 | 7.5
Live | 215675217 |  | 9.5 | 16.5 | 52325 | 42000 | 33600 | 3.2 | 2.5 | 48000 | 3.54 | 2.06 | 8.5 | 7
Live | 215675216 |  | 9.5 | 16.5 | 52325 | 42000 | 33600 | 3.2 | 2.5 | 48000 | 3.54 | 2.06 | 8.5 | 7
Live | 215936934 |  | 12.5 | 22.5 | 41400 | 32200 | 28200 | 4.21 | 2.5 | 37600 | 3.54 | 2.06 | 8.5 | 7
Live | 215936924 |  | 12.5 | 22.5 | 41400 | 32200 | 28200 | 4.21 | 2.5 | 37600 | 3.54 | 2.06 | 8.5 | 7
Live | 215941734 |  | 11 | 20.5 | 52325 | 43500 | 38000 | 3.7 | 2.14 | 52500 | 3.04 | 1.9 | 8 | 6.5
Live | 215941724 |  | 11 | 20.5 | 52325 | 43500 | 38000 | 3.7 | 2.14 | 52500 | 3.04 | 1.9 | 8 | 6.5
Live | 215588443 |  | 11.5 | 18 | 55775 | 49500 | 50500 | 3.87 | 2.4 | 51500 | 2.78 | 1.96 | 11.5 | 9
Live | 215588441 |  | 11.5 | 18 | 55775 | 49500 | 51000 | 3.87 | 2.4 | 51500 | 2.82 | 1.98 | 11.5 | 8.5
Live | 215677386 |  | 9 | 18 | 65550 | 55500 | 44500 | 3.03 | 2.42 | 63500 | 3.42 | 2.08 | 9 | 7
Live | 215677385 |  | 9 | 18 | 65550 | 55500 | 44500 | 3.03 | 2.42 | 63500 | 3.42 | 2.08 | 9 | 7
Live | 215933958 |  | 11.7 | 20.5 | 37950 | 30600 | 26800 | 3.94 | 2.4 | 34800 | 3.4 | 2 | 9.5 | 7.5
Live | 215933957 |  | 11.7 | 20.5 | 37950 | 30600 | 26800 | 3.94 | 2.4 | 34800 | 3.4 | 2 | 9.5 | 7.5
Live | 215937396 |  | 11 | 19.5 | 51175 | 43500 | 38500 | 3.7 | 2.14 | 53500 | 3.02 | 1.9 | 8 | 6.5
Live | 215937388 |  | 10.5 | 19.5 | 51750 | 44000 | 39000 | 3.54 | 2.1 | 53500 | 2.98 | 1.9 | 8 | 6.5
Live | 215940646 |  | 11 | 20 | 39100 | 32800 | 28800 | 3.71 | 2.36 | 39500 | 3.34 | 2.02 | 8.5 | 7
Live | 215940638 |  | 12 | 21 | 39560 | 32000 | 28000 | 4.04 | 2.42 | 38500 | 3.44 | 2.04 | 8.5 | 7
Live | 215936338 |  | 12 | 21.5 | 40480 | 32400 | 28200 | 4.05 | 2.5 | 38000 | 3.54 | 2.04 | 8.5 | 7
Live | 215936337 |  | 12 | 21.5 | 40480 | 32400 | 28200 | 4.05 | 2.5 | 38000 | 3.54 | 2.04 | 8.5 | 7
Live | 215681366 |  | 9.5 | 18 | 50600 | 42500 | 34000 | 3.2 | 2.44 | 48500 | 3.46 | 2.04 | 9 | 7.5
Live | 215681365 |  | 9.5 | 18 | 50600 | 42500 | 34000 | 3.2 | 2.44 | 48500 | 3.46 | 2.04 | 9 | 7.5
Live | 215675215 |  | 9.5 | 16.5 | 52325 | 42000 | 33600 | 3.2 | 2.5 | 48000 | 3.54 | 2.06 | 8.5 | 7
Live | 215675207 |  | 9.5 | 16.5 | 52325 | 42000 | 33600 | 3.2 | 2.5 | 48000 | 3.54 | 2.06 | 8.5 | 7
Live | 215932156 |  | 10.5 | 19 | 38180 | 30400 | 26400 | 3.54 | 2.4 | 34400 | 3.39 | 2.06 | 9.5 | 7.5
Live | 215932148 |  | 10.5 | 17.5 | 37030 | 30000 | 26200 | 3.53 | 2.34 | 34000 | 3.32 | 1.96 | 9 | 7
Live | 215936914 |  | 12 | 21.5 | 40940 | 32000 | 28200 | 4.04 | 2.54 | 37600 | 3.6 | 2 | 8.5 | 7
Live | 215936904 |  | 12 | 21.5 | 40940 | 33000 | 28800 | 4.04 | 2.42 | 38000 | 3.44 | 2.04 | 8.5 | 7
Live | 215941714 |  | 11.5 | 20.5 | 52325 | 43500 | 38000 | 3.87 | 2.14 | 53000 | 3.04 | 1.9 | 8 | 6.5
Live | 215941704 |  | 11 | 20.5 | 52325 | 43500 | 38500 | 3.7 | 2.14 | 53000 | 3.04 | 1.9 | 8 | 6.5
Live | 215677377 |  | 9 | 18 | 64975 | 56000 | 45000 | 3.03 | 2.38 | 64000 | 3.38 | 2.08 | 9 | 7
Live | 215677376 |  | 9 | 18 | 64975 | 56000 | 45000 | 3.03 | 2.38 | 64000 | 3.38 | 2.08 | 9 | 7
Live | 215933956 |  | 11.7 | 20.5 | 37950 | 30600 | 26800 | 3.94 | 2.4 | 34800 | 3.4 | 2 | 9.5 | 7.5
Live | 215933948 |  | 11.7 | 19.5 | 39330 | 29800 | 26000 | 3.95 | 2.46 | 34200 | 3.48 | 1.94 | 9 | 7
Live | 215937387 |  | 10.5 | 19.5 | 51750 | 44000 | 39000 | 3.54 | 2.1 | 53500 | 2.98 | 1.9 | 8 | 6.5
Live | 215937386 |  | 10.5 | 19.5 | 51750 | 44000 | 39000 | 3.54 | 2.1 | 53500 | 2.98 | 1.9 | 8 | 6.5
Live | 215588439 |  | 11.5 | 18.5 | 56350 | 50500 | 51500 | 3.88 | 2.36 | 52500 | 2.78 | 2.02 | 10 | 8
Live | 215588437 |  | 12 | 19 | 56925 | 50000 | 51500 | 4.05 | 2.38 | 52000 | 2.9 | 2 | 10 | 8.5
Live | 215940637 |  | 12 | 21 | 39560 | 32000 | 28000 | 4.04 | 2.42 | 38500 | 3.44 | 2.04 | 8.5 | 7
Live | 215940636 |  | 12 | 21 | 39560 | 32000 | 28000 | 4.04 | 2.42 | 38500 | 3.44 | 2.04 | 8.5 | 7
Live | 215932147 |  | 10.5 | 17.5 | 37030 | 30000 | 26200 | 3.53 | 2.34 | 34000 | 3.32 | 1.96 | 9 | 7
Live | 215932146 |  | 10.5 | 17.5 | 37030 | 30000 | 26200 | 3.53 | 2.34 | 34000 | 3.32 | 1.96 | 9 | 7
Live | 215936336 |  | 12 | 21.5 | 40480 | 32400 | 28200 | 4.05 | 2.5 | 38000 | 3.54 | 2.04 | 8.5 | 7
Live | 215936328 |  | 12 | 21.5 | 40480 | 32400 | 28200 | 4.05 | 2.5 | 38000 | 3.54 | 2.04 | 8.5 | 7
Live | 215681357 |  | 9.5 | 17.5 | 50600 | 42500 | 34200 | 3.2 | 2.44 | 48500 | 3.46 | 2.06 | 9 | 7
Live | 215681356 |  | 9.5 | 17.5 | 50600 | 42500 | 34200 | 3.2 | 2.44 | 48500 | 3.46 | 2.06 | 9 | 7
Live | 215941694 |  | 11 | 19.5 | 51175 | 44500 | 39000 | 3.7 | 2.1 | 53500 | 2.96 | 1.88 | 8 | 6.5
Live | 215941684 |  | 11.5 | 20.5 | 52325 | 43500 | 38500 | 3.87 | 2.14 | 53000 | 3.02 | 1.9 | 8 | 6.5
Live | 215936894 |  | 12 | 21.5 | 40940 | 33200 | 28600 | 4.04 | 2.5 | 38000 | 3.56 | 1.98 | 8.5 | 7
Live | 215936884 |  | 12.5 | 22 | 41400 | 32400 | 28400 | 4.21 | 2.5 | 37600 | 3.54 | 2.04 | 8.5 | 7
Live | 215675206 |  | 9.5 | 16.5 | 52325 | 42000 | 33600 | 3.2 | 2.5 | 48000 | 3.54 | 2.06 | 8.5 | 7
Live | 215675205 |  | 9.5 | 16.5 | 52325 | 42000 | 33600 | 3.2 | 2.5 | 48000 | 3.54 | 2.06 | 8.5 | 7
Live | 215933947 |  | 11.7 | 19.5 | 39330 | 29800 | 26000 | 3.95 | 2.46 | 34200 | 3.48 | 1.94 | 9 | 7
Live | 215933946 |  | 11.7 | 19.5 | 39330 | 29800 | 26000 | 3.95 | 2.46 | 34200 | 3.48 | 1.94 | 9 | 7
Live | 215937378 |  | 11.5 | 20.5 | 52900 | 43000 | 38000 | 3.88 | 2.16 | 53000 | 3.06 | 1.92 | 8 | 6.5
Live | 215937377 |  | 11.5 | 20.5 | 52900 | 43000 | 38000 | 3.88 | 2.16 | 53000 | 3.06 | 1.92 | 8 | 6.5
Live | 215940628 |  | 12 | 21 | 39790 | 32000 | 28000 | 4.05 | 2.44 | 38500 | 3.46 | 2.04 | 8.5 | 7
Live | 215940627 |  | 12 | 21 | 39790 | 32000 | 28000 | 4.05 | 2.44 | 38500 | 3.46 | 2.04 | 8.5 | 7
Live | 215677375 |  | 9 | 18 | 64975 | 56000 | 45000 | 3.03 | 2.38 | 64000 | 3.38 | 2.08 | 9 | 7
Live | 215677367 |  | 9.5 | 18.5 | 65550 | 56000 | 44500 | 3.2 | 2.4 | 63500 | 3.42 | 2.08 | 9 | 7
Live | 215588435 |  | 12 | 19 | 57500 | 50000 | 51500 | 4.04 | 2.38 | 52000 | 2.94 | 1.96 | 10 | 8.5
Live | 215588433 |  | 11.5 | 19 | 56925 | 50500 | 53500 | 3.88 | 2.34 | 52500 | 2.96 | 1.96 | 10.5 | 8.5
Live | 215937376 |  | 11.5 | 20.5 | 52900 | 43000 | 38000 | 3.88 | 2.16 | 53000 | 3.06 | 1.92 | 8 | 6.5
Live | 215937368 |  | 11 | 20 | 52325 | 43500 | 38500 | 3.7 | 2.14 | 53000 | 3.02 | 1.9 | 8 | 6.5
Live | 215675197 |  | 9.5 | 16.5 | 52325 | 42500 | 34000 | 3.2 | 2.46 | 48000 | 3.5 | 2.06 | 8.5 | 7
Live | 215675196 |  | 9.5 | 16.5 | 52325 | 42500 | 34000 | 3.2 | 2.46 | 48000 | 3.5 | 2.06 | 8.5 | 7
Live | 215932138 |  | 10.5 | 19 | 38180 | 30400 | 26400 | 3.54 | 2.4 | 34600 | 3.4 | 2.04 | 9.5 | 7.5
Live | 215932137 |  | 10.5 | 19 | 38180 | 30400 | 26400 | 3.54 | 2.4 | 34600 | 3.4 | 2.04 | 9.5 | 7.5
Live | 215681355 |  | 9.5 | 17.5 | 50600 | 42500 | 34200 | 3.2 | 2.44 | 48500 | 3.46 | 2.06 | 9 | 7
Live | 215681347 |  | 9 | 17 | 50600 | 43000 | 34600 | 3.03 | 2.4 | 49000 | 3.4 | 2.04 | 9 | 7
Live | 215936327 |  | 12 | 21.5 | 40480 | 32400 | 28200 | 4.05 | 2.5 | 38000 | 3.54 | 2.04 | 8.5 | 7
Live | 215936326 |  | 12 | 21.5 | 40480 | 32400 | 28200 | 4.05 | 2.5 | 38000 | 3.54 | 2.04 | 8.5 | 7
Live | 215936874 |  | 12 | 22 | 41170 | 34800 | 28600 | 4.05 | 2.56 | 38000 | 3.64 | 2.06 | 9 | 7
Live | 215936864 |  | 11.7 | 21 | 40710 | 33200 | 29000 | 3.94 | 2.4 | 38500 | 3.4 | 2.02 | 8.5 | 7
Live | 215940626 |  | 12 | 21 | 39790 | 32000 | 28000 | 4.05 | 2.44 | 38500 | 3.46 | 2.04 | 8.5 | 7
Live | 215940618 |  | 11.7 | 20.5 | 39560 | 32200 | 28200 | 3.94 | 2.42 | 38500 | 3.44 | 2.04 | 8.5 | 7
Live | 215941674 |  | 11.5 | 20.5 | 52325 | 43500 | 38000 | 3.87 | 2.14 | 53000 | 3.04 | 1.9 | 8 | 6.7
Live | 215941664 |  | 11 | 20.5 | 52325 | 43500 | 38500 | 3.7 | 2.14 | 53000 | 3.04 | 1.95 | 8.1 | 6.8
Live | 215677366 |  | 9.5 | 18.5 | 65550 | 56000 | 44500 | 3.2 | 2.4 | 63500 | 3.42 | 2.08 | 9 | 7
Live | 215677365 |  | 9.5 | 18.5 | 65550 | 56000 | 44500 | 3.2 | 2.4 | 63500 | 3.42 | 2.08 | 9 | 7
Live | 215937367 |  | 11 | 20 | 52325 | 43500 | 38500 | 3.7 | 2.14 | 53000 | 3.02 | 1.9 | 8 | 6.5
Live | 215937366 |  | 11 | 20 | 52325 | 43500 | 38500 | 3.7 | 2.14 | 53000 | 3.02 | 1.9 | 8 | 6.5
Live | 215588431 |  | 11 | 19 | 56350 | 50500 | 53500 | 3.71 | 2.34 | 52500 | 2.96 | 1.96 | 10.5 | 8.5
Live | 215588429 |  | 11 | 19 | 56350 | 51000 | 53500 | 3.71 | 2.32 | 52500 | 2.94 | 1.94 | 10.5 | 8.5
Live | 215675195 |  | 9.5 | 16.5 | 52325 | 42500 | 34000 | 3.2 | 2.46 | 48000 | 3.5 | 2.06 | 8.5 | 7
Live | 215675187 |  | 9.5 | 16.5 | 52325 | 42500 | 33800 | 3.2 | 2.48 | 48000 | 3.5 | 2.06 | 8.5 | 7
Live | 215936318 |  | 12 | 21.5 | 40480 | 32400 | 28200 | 4.05 | 2.5 | 38000 | 3.54 | 2.04 | 8.5 | 7
Live | 215936317 |  | 12 | 21.5 | 40480 | 32400 | 28200 | 4.05 | 2.5 | 38000 | 3.54 | 2.04 | 8.5 | 7
Live | 215933938 |  | 11.7 | 19.5 | 39330 | 29800 | 26000 | 3.95 | 2.46 | 34200 | 3.48 | 1.94 | 9 | 7
Live | 215933937 |  | 11.7 | 19.5 | 39330 | 29800 | 26000 | 3.95 | 2.46 | 34200 | 3.48 | 1.94 | 9 | 7
Live | 215932136 |  | 10.5 | 19 | 38180 | 30400 | 26400 | 3.54 | 2.4 | 34600 | 3.4 | 2.04 | 9.5 | 7.5
Live | 215932128 |  | 10.5 | 19 | 37030 | 31200 | 27200 | 3.53 | 2.32 | 35400 | 3.3 | 1.98 | 9.5 | 7.5
Live | 215681346 |  | 9 | 17 | 50600 | 43000 | 34600 | 3.03 | 2.4 | 49000 | 3.4 | 2.04 | 9 | 7
Live | 215681345 |  | 9 | 17 | 50600 | 43000 | 34600 | 3.03 | 2.4 | 49000 | 3.4 | 2.04 | 9 | 7
Live | 215936854 |  | 12.5 | 22 | 40940 | 32800 | 28400 | 4.21 | 2.52 | 38000 | 3.58 | 2.04 | 8.5 | 7
Live | 215936844 |  | 12.5 | 22 | 40940 | 32800 | 28400 | 4.21 | 2.52 | 38000 | 3.58 | 2.04 | 8.5 | 7
Live | 215940617 |  | 11.7 | 20.5 | 39560 | 32200 | 28200 | 3.94 | 2.42 | 38500 | 3.44 | 2.04 | 8.5 | 7
Live | 215940616 |  | 11.7 | 20.5 | 39560 | 32200 | 28200 | 3.94 | 2.42 | 38500 | 3.44 | 2.04 | 8.5 | 7
Live | 215937358 |  | 11 | 19.5 | 51175 | 43500 | 38000 | 3.7 | 2.14 | 53500 | 3.02 | 1.9 | 8 | 6.5
Live | 215937357 |  | 11 | 19.5 | 51175 | 43500 | 38000 | 3.7 | 2.14 | 53500 | 3.02 | 1.9 | 8 | 6.5
Live | 215941654 |  | 11.5 | 20.5 | 52325 | 43000 | 38000 | 3.87 | 2.16 | 52500 | 3.06 | 1.95 | 8.1 | 6.8
Live | 215941644 |  | 11.5 | 20.5 | 52325 | 43500 | 38000 | 3.87 | 2.14 | 52500 | 3.04 | 1.9 | 8.1 | 6.8
Live | 215677357 |  | 9.5 | 18.5 | 65550 | 55500 | 44500 | 3.2 | 2.4 | 63500 | 3.42 | 2.08 | 9 | 7
Live | 215677356 |  | 9.5 | 18.5 | 65550 | 55500 | 44500 | 3.2 | 2.4 | 63500 | 3.42 | 2.08 | 9 | 7
Live | 215588427 |  | 11.5 | 19 | 56925 | 50500 | 53000 | 3.88 | 2.34 | 52500 | 2.98 | 1.96 | 10.5 | 8.5
Live | 215588425 |  | 12 | 19.5 | 56925 | 50000 | 52500 | 4.05 | 2.38 | 52000 | 3.02 | 1.98 | 10.5 | 8.5
Live | 215936316 |  | 12 | 21.5 | 40480 | 32400 | 28200 | 4.05 | 2.5 | 38000 | 3.54 | 2.04 | 8.5 | 7
Live | 215936308 |  | 12 | 21.5 | 40250 | 32600 | 28400 | 4.04 | 2.48 | 38500 | 3.5 | 2.04 | 8.5 | 7
Live | 215932127 |  | 10.5 | 19 | 37030 | 31200 | 27200 | 3.53 | 2.32 | 35400 | 3.3 | 1.98 | 9.5 | 7.5
Live | 215932126 |  | 10.5 | 19 | 37030 | 31200 | 27200 | 3.53 | 2.32 | 35400 | 3.3 | 1.98 | 9.5 | 7.5
Live | 215933936 |  | 11.7 | 19.5 | 39330 | 29800 | 26000 | 3.95 | 2.46 | 34200 | 3.48 | 1.94 | 9 | 7
Live | 215933928 |  | 11.5 | 19.5 | 39100 | 30200 | 26400 | 3.87 | 2.4 | 34600 | 3.41 | 1.94 | 9 | 7
Live | 215675186 |  | 9.5 | 16.5 | 52325 | 42500 | 33800 | 3.2 | 2.48 | 48000 | 3.5 | 2.06 | 8.5 | 7
Live | 215675185 |  | 9.5 | 16.5 | 52325 | 42500 | 33800 | 3.2 | 2.48 | 48000 | 3.5 | 2.06 | 8.5 | 7
Live | 215936834 |  | 12.5 | 22 | 40710 | 32800 | 28400 | 4.22 | 2.5 | 38000 | 3.56 | 2.04 | 8.5 | 7
Live | 215936824 |  | 12.5 | 22 | 40940 | 32800 | 28400 | 4.21 | 2.52 | 38000 | 3.58 | 2.04 | 8.5 | 7
Live | 215681337 |  | 9.5 | 17 | 50600 | 42500 | 34000 | 3.2 | 2.44 | 48500 | 3.48 | 2.04 | 9 | 7.5
Live | 215681336 |  | 9.5 | 17 | 50600 | 42500 | 34000 | 3.2 | 2.44 | 48500 | 3.48 | 2.04 | 9 | 7.5
Live | 215940608 |  | 11.7 | 21 | 40480 | 33400 | 29200 | 3.94 | 2.42 | 38500 | 3.44 | 2.06 | 8.5 | 7
Live | 215940607 |  | 11.7 | 21 | 40480 | 33400 | 29200 | 3.94 | 2.42 | 38500 | 3.44 | 2.06 | 8.5 | 7
Live | 215937356 |  | 11 | 19.5 | 51175 | 43500 | 38000 | 3.7 | 2.14 | 53500 | 3.02 | 1.9 | 8 | 6.5
Live | 215937348 |  | 11.5 | 21 | 52325 | 43500 | 38000 | 3.87 | 2.14 | 53000 | 3.04 | 1.92 | 8 | 6.5
Live | 215941634 |  | 11 | 20.5 | 52325 | 43500 | 38000 | 3.7 | 2.14 | 52500 | 3.04 | 1.9 | 8 | 6.5
Live | 215941624 |  | 11 | 20.5 | 52325 | 43500 | 38000 | 3.7 | 2.14 | 52500 | 3.04 | 1.9 | 8 | 6.5
Live | 215677355 |  | 9.5 | 18.5 | 65550 | 55500 | 44500 | 3.2 | 2.4 | 63500 | 3.42 | 2.08 | 9 | 7
Live | 215677347 |  | 9 | 18 | 64975 | 56500 | 45000 | 3.03 | 2.36 | 64000 | 3.36 | 2.06 | 9 | 7
Live | 215588423 |  | 11 | 19 | 56350 | 51000 | 53500 | 3.71 | 2.32 | 52500 | 2.94 | 1.94 | 10.5 | 8.5
Live | 215588421 |  | 11 | 18 | 54050 | 49500 | 51000 | 3.71 | 2.36 | 51500 | 2.58 | 2 | 10.5 | 8.5
Live | 215936307 |  | 12 | 21.5 | 40250 | 32600 | 28400 | 4.04 | 2.48 | 38500 | 3.5 | 2.04 | 8.5 | 7
Live | 215936306 |  | 12 | 21.5 | 40250 | 32600 | 28400 | 4.04 | 2.48 | 38500 | 3.5 | 2.04 | 8.5 | 7
Live | 215933927 |  | 11.5 | 19.5 | 39100 | 30200 | 26400 | 3.87 | 2.4 | 34600 | 3.41 | 1.94 | 9 | 7
Live | 215933926 |  | 11.5 | 19.5 | 39100 | 30200 | 26400 | 3.87 | 2.4 | 34600 | 3.41 | 1.94 | 9 | 7
Live | 215932118 |  | 10.5 | 19 | 36800 | 30400 | 26600 | 3.54 | 2.34 | 34600 | 3.32 | 2.02 | 9.5 | 7.5
Live | 215932117 |  | 10.5 | 19 | 36800 | 30400 | 26600 | 3.54 | 2.34 | 34600 | 3.32 | 2.02 | 9.5 | 7.5
Live | 215675177 |  | 9 | 16 | 51750 | 42500 | 34200 | 3.03 | 2.44 | 48500 | 3.48 | 1.94 | 8.5 | 7
Live | 215675176 |  | 9 | 16 | 51750 | 42500 | 34200 | 3.03 | 2.44 | 48500 | 3.48 | 1.94 | 8.5 | 7
Live | 215681335 |  | 9.5 | 17 | 50600 | 42500 | 34000 | 3.2 | 2.44 | 48500 | 3.48 | 2.04 | 9 | 7.5
Live | 215681327 |  | 9.5 | 17.5 | 51175 | 42500 | 33800 | 3.2 | 2.46 | 48500 | 3.5 | 2.06 | 9 | 7.5
Live | 215936814 |  | 12.5 | 21.5 | 40710 | 32800 | 28400 | 4.22 | 2.5 | 38000 | 3.56 | 2.04 | 8.5 | 7
Live | 215936804 |  | 12 | 21 | 40480 | 33200 | 28800 | 4.05 | 2.46 | 38500 | 3.5 | 2.02 | 8.5 | 7
Live | 215940606 |  | 11.7 | 21 | 40480 | 33400 | 29200 | 3.94 | 2.42 | 38500 | 3.44 | 2.06 | 8.5 | 7
Live | 215940598 |  | 11.5 | 20.5 | 40480 | 33600 | 29400 | 3.88 | 2.44 | 39000 | 3.46 | 2 | 8.5 | 7
Live | 215937347 |  | 11.5 | 21 | 52325 | 43500 | 38000 | 3.87 | 2.14 | 53000 | 3.04 | 1.92 | 8 | 6.5
Live | 215937346 |  | 11.5 | 21 | 52325 | 43500 | 38000 | 3.87 | 2.14 | 53000 | 3.04 | 1.92 | 8 | 6.5
Live | 215941614 |  | 11 | 20.5 | 51750 | 43000 | 38000 | 3.71 | 2.14 | 52000 | 3.04 | 1.9 | 8.1 | 6.8
Live | 215941604 |  | 11 | 20 | 51175 | 43500 | 38000 | 3.7 | 2.14 | 52000 | 3.04 | 1.9 | 8.1 | 6.8
Live | 215677346 |  | 9 | 18 | 64975 | 56500 | 45000 | 3.03 | 2.36 | 64000 | 3.36 | 2.06 | 9 | 7
Live | 215677345 |  | 9 | 18 | 64975 | 56500 | 45000 | 3.03 | 2.36 | 64000 | 3.36 | 2.06 | 9 | 7
Live | 215588419 |  | 11.5 | 18.5 | 54625 | 49500 | 50500 | 3.88 | 2.4 | 51500 | 2.7 | 2 | 10.5 | 8.5
Live | 215588417 |  | 11.5 | 18.5 | 55200 | 49500 | 51000 | 3.88 | 2.4 | 51500 | 2.72 | 2 | 10.5 | 8.5
Live | 215933918 |  | 11 | 19 | 38870 | 29600 | 25600 | 3.71 | 2.42 | 33800 | 3.44 | 1.94 | 9 | 7
Live | 215933917 |  | 11 | 19 | 38870 | 29600 | 25600 | 3.71 | 2.42 | 33800 | 3.44 | 1.94 | 9 | 7
Live | 215936288 |  | 11.5 | 20.5 | 39790 | 31200 | 27600 | 3.87 | 2.42 | 38000 | 3.44 | 2 | 8.5 | 7
Live | 215936287 |  | 11.5 | 20.5 | 39790 | 31200 | 27600 | 3.87 | 2.42 | 38000 | 3.44 | 2 | 8.5 | 7
Live | 215932116 |  | 10.5 | 19 | 36800 | 30400 | 26600 | 3.54 | 2.34 | 34600 | 3.32 | 2.02 | 9.5 | 7.5
Live | 215932108 |  | 10.5 | 17.5 | 35650 | 30400 | 26400 | 3.54 | 2.28 | 34200 | 3.24 | 1.92 | 9 | 7
Live | 215681326 |  | 9.5 | 17.5 | 51175 | 42500 | 33800 | 3.2 | 2.46 | 48500 | 3.5 | 2.06 | 9 | 7.5
Live | 215681325 |  | 9.5 | 17.5 | 51175 | 42500 | 33800 | 3.2 | 2.46 | 48500 | 3.5 | 2.06 | 9 | 7.5
Live | 215675175 |  | 9 | 16 | 51750 | 42500 | 34200 | 3.03 | 2.44 | 48500 | 3.48 | 1.94 | 8.5 | 7
Live | 215675167 |  | 9 | 16 | 51750 | 42000 | 33600 | 3.03 | 2.44 | 48500 | 3.46 | 1.96 | 8.5 | 7
Live | 215936794 |  | 12.5 | 22 | 40940 | 32600 | 28400 | 4.21 | 2.52 | 38000 | 3.58 | 2.06 | 8.5 | 7
Live | 215936784 |  | 12 | 21.5 | 40710 | 32800 | 28600 | 4.04 | 2.5 | 38000 | 3.54 | 2.04 | 8.5 | 7
Live | 215940597 |  | 11.5 | 20.5 | 40480 | 33600 | 29400 | 3.88 | 2.44 | 39000 | 3.46 | 2 | 8.5 | 7
Live | 215940596 |  | 11.5 | 20.5 | 40480 | 33600 | 29400 | 3.88 | 2.44 | 39000 | 3.46 | 2 | 8.5 | 7
Live | 215937338 |  | 11.5 | 21 | 52325 | 43000 | 38000 | 3.87 | 2.16 | 53000 | 3.06 | 1.92 | 8 | 6.5
Live | 215937337 |  | 11.5 | 21 | 52325 | 43000 | 38000 | 3.87 | 2.16 | 53000 | 3.06 | 1.92 | 8 | 6.5
Live | 215677337 |  | 9.5 | 18 | 63250 | 54000 | 43500 | 3.2 | 2.36 | 59500 | 3.36 | 2.1 | 9 | 7
Live | 215677336 |  | 9.5 | 18 | 63250 | 54000 | 43500 | 3.2 | 2.36 | 59500 | 3.36 | 2.1 | 9 | 7
Live | 215941594 |  | 11 | 20 | 51175 | 43500 | 38000 | 3.7 | 2.14 | 52000 | 3.02 | 1.9 | 8.1 | 6.8
Live | 215941584 |  | 11 | 20 | 51175 | 43500 | 38000 | 3.7 | 2.14 | 52000 | 3.02 | 1.9 | 8.1 | 6.8
Live | 215933916 |  | 11 | 19 | 38870 | 29600 | 25600 | 3.71 | 2.42 | 33800 | 3.44 | 1.94 | 9 | 7
Live | 215933908 |  | 10.5 | 17.5 | 37490 | 29400 | 25600 | 3.54 | 2.34 | 33400 | 3.32 | 1.86 | 8.5 | 7
Live | 215675166 |  | 9 | 16 | 51750 | 42000 | 33600 | 3.03 | 2.44 | 48500 | 3.46 | 1.96 | 8.5 | 7
Live | 215675165 |  | 9 | 16 | 51750 | 42000 | 33600 | 3.03 | 2.44 | 48500 | 3.46 | 1.96 | 8.5 | 7
Live | 215588415 |  | 12 | 19.5 | 60950 | 48000 | 46500 | 4.04 | 2.32 | 53500 | 3.36 | 1.95 | 8.5 | 7
Live | 215588413 |  | 12 | 19.5 | 60950 | 48000 | 46500 | 4.04 | 2.32 | 53500 | 3.34 | 1.95 | 8.5 | 7
Live | 215937336 |  | 11.5 | 21 | 52325 | 43000 | 38000 | 3.87 | 2.16 | 53000 | 3.06 | 1.92 | 8 | 6.5
Live | 215937328 |  | 11.5 | 20.5 | 51175 | 43000 | 37600 | 3.88 | 2.16 | 53500 | 3.06 | 1.95 | 8.1 | 6.8
Live | 215936286 |  | 11.5 | 20.5 | 39790 | 31200 | 27600 | 3.87 | 2.42 | 38000 | 3.44 | 2 | 8.5 | 7
Live | 215936278 |  | 11 | 20.5 | 39560 | 31400 | 27600 | 3.7 | 2.42 | 38000 | 3.44 | 2.08 | 8.5 | 7
Live | 215932107 |  | 10.5 | 17.5 | 35650 | 30400 | 26400 | 3.54 | 2.28 | 34200 | 3.24 | 1.92 | 9 | 7
Live | 215932106 |  | 10.5 | 17.5 | 35650 | 30400 | 26400 | 3.54 | 2.28 | 34200 | 3.24 | 1.92 | 9 | 7
Live | 215681317 |  | 9.5 | 17 | 50600 | 42500 | 34200 | 3.2 | 2.44 | 48500 | 3.46 | 2.04 | 9 | 7
Live | 215681316 |  | 9.5 | 17 | 50600 | 42500 | 34200 | 3.2 | 2.44 | 48500 | 3.46 | 2.04 | 9 | 7
Live | 215936774 |  | 12.5 | 22 | 40940 | 32600 | 28400 | 4.21 | 2.52 | 38000 | 3.58 | 2.04 | 8.5 | 7
Live | 215936764 |  | 12.5 | 22 | 40940 | 32800 | 28400 | 4.21 | 2.52 | 38000 | 3.58 | 2.04 | 8.5 | 7
Live | 215940588 |  | 12 | 22 | 40940 | 33000 | 28600 | 4.04 | 2.5 | 38000 | 3.54 | 2.02 | 8.5 | 7
Live | 215940587 |  | 12 | 22 | 40940 | 33000 | 28600 | 4.04 | 2.5 | 38000 | 3.54 | 2.02 | 8.5 | 7
Live | 215677335 |  | 9.5 | 18 | 63250 | 54000 | 43500 | 3.2 | 2.36 | 59500 | 3.36 | 2.1 | 9 | 7
Live | 215677307 |  | 9.5 | 19 | 66125 | 56000 | 44500 | 3.2 | 2.44 | 64000 | 3.44 | 2.1 | 9 | 7
Live | 215941574 |  | 11 | 20 | 51175 | 43500 | 38500 | 3.7 | 2.12 | 52000 | 3.02 | 2 | 8.1 | 7
Live | 215941564 |  | 10.5 | 19.5 | 51175 | 43500 | 38500 | 3.54 | 2.12 | 52000 | 3 | 1.88 | 8 | 6.5
Live | 215675157 |  | 9 | 15.5 | 51750 | 43000 | 34600 | 3.03 | 2.4 | 48500 | 3.4 | 1.94 | 8.5 | 7
Live | 215675156 |  | 9 | 15.5 | 51750 | 43000 | 34600 | 3.03 | 2.4 | 48500 | 3.4 | 1.94 | 8.5 | 7
Live | 215937327 |  | 11.5 | 20.5 | 51175 | 43000 | 37600 | 3.88 | 2.16 | 53500 | 3.06 | 1.95 | 8.1 | 6.8
Live | 215937326 |  | 11.5 | 20.5 | 51175 | 43000 | 37600 | 3.88 | 2.16 | 53500 | 3.06 | 1.95 | 8.1 | 6.8
Live | 215588411 |  | 12 | 19.5 | 60375 | 48000 | 46500 | 4.04 | 2.32 | 53500 | 3.34 | 1.95 | 8.5 | 7
Live | 215588409 |  | 12 | 19.5 | 60950 | 48000 | 46500 | 4.04 | 2.32 | 53500 | 3.34 | 1.95 | 8.5 | 7
Live | 215936277 |  | 11 | 20.5 | 39560 | 31400 | 27600 | 3.7 | 2.42 | 38000 | 3.44 | 2.08 | 8.5 | 7
Live | 215936276 |  | 11 | 20.5 | 39560 | 31400 | 27600 | 3.7 | 2.42 | 38000 | 3.44 | 2.08 | 8.5 | 7
Live | 215681315 |  | 9.5 | 17 | 50600 | 42500 | 34200 | 3.2 | 2.44 | 48500 | 3.46 | 2.04 | 9 | 7
Live | 215681307 |  | 9.5 | 17.5 | 50600 | 42500 | 34000 | 3.2 | 2.44 | 48500 | 3.46 | 2.04 | 9 | 7.5
Live | 215933907 |  | 10.5 | 17.5 | 37490 | 29400 | 25600 | 3.54 | 2.34 | 33400 | 3.32 | 1.86 | 8.5 | 7
Live | 215933906 |  | 10.5 | 17.5 | 37490 | 29400 | 25600 | 3.54 | 2.34 | 33400 | 3.32 | 1.86 | 8.5 | 7
Live | 215932098 |  | 10.5 | 19 | 36800 | 31400 | 27400 | 3.54 | 2.3 | 35600 | 3.26 | 1.98 | 9.5 | 7.5
Live | 215932097 |  | 10.5 | 19 | 36800 | 31400 | 27400 | 3.54 | 2.3 | 35600 | 3.26 | 1.98 | 9.5 | 7.5
Live | 215677306 |  | 9.5 | 19 | 66125 | 56000 | 44500 | 3.2 | 2.44 | 64000 | 3.44 | 2.1 | 9 | 7
Live | 215677305 |  | 9.5 | 19 | 66125 | 56000 | 44500 | 3.2 | 2.44 | 64000 | 3.44 | 2.1 | 9 | 7
Live | 215936754 |  | 12.5 | 22 | 40940 | 32600 | 28400 | 4.21 | 2.52 | 38000 | 3.58 | 2.04 | 8.5 | 7
Live | 215936744 |  | 12 | 21.5 | 40710 | 32800 | 28600 | 4.04 | 2.5 | 38000 | 3.54 | 2.04 | 8.5 | 7
Live | 215940586 |  | 12 | 22 | 40940 | 33000 | 28600 | 4.04 | 2.5 | 38000 | 3.54 | 2.02 | 8.5 | 7
Live | 215940578 |  | 12.5 | 22 | 40940 | 32800 | 28600 | 4.21 | 2.52 | 38000 | 3.58 | 2.04 | 8.5 | 7
Live | 215941554 |  | 10.5 | 19 | 50025 | 44500 | 39000 | 3.54 | 2.08 | 52500 | 2.94 | 1.88 | 8 | 6.5
Live | 215941544 |  | 11 | 20 | 50600 | 43500 | 38500 | 3.71 | 2.12 | 52000 | 3 | 1.88 | 8 | 6.5
Live | 215675155 |  | 9 | 15.5 | 51750 | 43000 | 34600 | 3.03 | 2.4 | 48500 | 3.4 | 1.94 | 8.5 | 7
Live | 215675103 |  | 9.5 | 16.5 | 51750 | 43000 | 34200 | 3.2 | 2.46 | 49000 | 3.5 | 2.06 | 8.5 | 7
Live | 215937318 |  | 11 | 20.5 | 52325 | 43500 | 38500 | 3.7 | 2.12 | 53000 | 3.02 | 1.9 | 8 | 6.5
Live | 215937317 |  | 11 | 20.5 | 52325 | 43500 | 38500 | 3.7 | 2.12 | 53000 | 3.02 | 1.9 | 8 | 6.5
Live | 215936268 |  | 12.5 | 22 | 40940 | 32800 | 28400 | 4.21 | 2.52 | 38000 | 3.58 | 2.04 | 8.5 | 7
Live | 215936267 |  | 12.5 | 22 | 40940 | 32800 | 28400 | 4.21 | 2.52 | 38000 | 3.58 | 2.04 | 8.5 | 7
Live | 215681306 |  | 9.5 | 17.5 | 50600 | 42500 | 34000 | 3.2 | 2.44 | 48500 | 3.46 | 2.04 | 9 | 7.5
Live | 215681305 |  | 9.5 | 17.5 | 50600 | 42500 | 34000 | 3.2 | 2.44 | 48500 | 3.46 | 2.04 | 9 | 7.5
Live | 215588407 |  | 12 | 19.5 | 60375 | 48000 | 45500 | 4.04 | 2.3 | 53500 | 3.32 | 2 | 8.5 | 7
Live | 215588405 |  | 11 | 18.5 | 59225 | 49000 | 46500 | 3.71 | 2.26 | 54500 | 3.24 | 1.86 | 8.1 | 7
Live | 215933898 |  | 11.7 | 19.5 | 39330 | 29800 | 26000 | 3.95 | 2.46 | 34200 | 3.48 | 1.94 | 9 | 7
Live | 215933897 |  | 11.7 | 19.5 | 39330 | 29800 | 26000 | 3.95 | 2.46 | 34200 | 3.48 | 1.94 | 9 | 7
Live | 215677297 |  | 9.5 | 18.5 | 66125 | 56000 | 44500 | 3.2 | 2.42 | 64000 | 3.44 | 2.08 | 9 | 7
Live | 215677296 |  | 9.5 | 18.5 | 66125 | 56000 | 44500 | 3.2 | 2.42 | 64000 | 3.44 | 2.08 | 9 | 7
Live | 215932096 |  | 10.5 | 19 | 36800 | 31400 | 27400 | 3.54 | 2.3 | 35600 | 3.26 | 1.98 | 9.5 | 7.5
Live | 215932088 |  | 10.5 | 19 | 36800 | 30400 | 26600 | 3.54 | 2.34 | 34600 | 3.32 | 2 | 9.5 | 7.5
Live | 215936724 |  | 12.5 | 22 | 40940 | 32600 | 28600 | 4.21 | 2.54 | 38000 | 3.62 | 2.02 | 8.5 | 7
Live | 215936714 |  | 12 | 21.5 | 40710 | 33000 | 28800 | 4.04 | 2.5 | 38000 | 3.56 | 2.02 | 8.5 | 7
Live | 215940577 |  | 12.5 | 22 | 40940 | 32800 | 28600 | 4.21 | 2.52 | 38000 | 3.58 | 2.04 | 8.5 | 7
Live | 215940576 |  | 12.5 | 22 | 40940 | 32800 | 28600 | 4.21 | 2.52 | 38000 | 3.58 | 2.04 | 8.5 | 7
Live | 215941534 |  | 11 | 20 | 51175 | 43500 | 38500 | 3.7 | 2.12 | 52000 | 3.02 | 1.9 | 8 | 6.7
Live | 215941524 |  | 10.5 | 19.5 | 51175 | 43500 | 38500 | 3.54 | 2.12 | 52000 | 3 | 1.9 | 8.1 | 6.85
Live | 215937316 |  | 11 | 20.5 | 52325 | 43500 | 38500 | 3.7 | 2.12 | 53000 | 3.02 | 1.9 | 8 | 6.5
Live | 215937308 |  | 11 | 20 | 51750 | 44000 | 39000 | 3.71 | 2.1 | 53500 | 2.98 | 1.9 | 8 | 6.5
Live | 215675101 |  | 9.5 | 16.5 | 51750 | 43000 | 34200 | 3.2 | 2.46 | 49000 | 3.5 | 2.06 | 8.5 | 7
Live | 215675099 |  | 9.5 | 16.5 | 51750 | 43000 | 34200 | 3.2 | 2.46 | 49000 | 3.5 | 2.06 | 8.5 | 7
Live | 215936266 |  | 12.5 | 22 | 40940 | 32800 | 28400 | 4.21 | 2.52 | 38000 | 3.58 | 2.04 | 8.5 | 7
Live | 215936258 |  | 12.5 | 22 | 40940 | 32800 | 28400 | 4.21 | 2.52 | 38000 | 3.58 | 2.04 | 8.5 | 7
Live | 215681297 |  | 9.5 | 17.5 | 50600 | 42500 | 34200 | 3.2 | 2.44 | 48500 | 3.46 | 2.06 | 9 | 7
Live | 215681296 |  | 9.5 | 17.5 | 50600 | 42500 | 34200 | 3.2 | 2.44 | 48500 | 3.46 | 2.06 | 9 | 7
Live | 215933896 |  | 11.7 | 19.5 | 39330 | 29800 | 26000 | 3.95 | 2.46 | 34200 | 3.48 | 1.94 | 9 | 7
Live | 215933888 |  | 11.7 | 19.5 | 39330 | 30000 | 26000 | 3.95 | 2.44 | 34400 | 3.46 | 1.94 | 9 | 7
Live | 215932087 |  | 10.5 | 19 | 36800 | 30400 | 26600 | 3.54 | 2.34 | 34600 | 3.32 | 2 | 9.5 | 7.5
Live | 215932086 |  | 10.5 | 19 | 36800 | 30400 | 26600 | 3.54 | 2.34 | 34600 | 3.32 | 2 | 9.5 | 7.5
Live | 215677295 |  | 9.5 | 18.5 | 66125 | 56000 | 44500 | 3.2 | 2.42 | 64000 | 3.44 | 2.08 | 9 | 7
Live | 215677287 |  | 9.5 | 18.5 | 66125 | 56000 | 44500 | 3.2 | 2.42 | 64000 | 3.42 | 2.08 | 9 | 7
Live | 215588403 |  | 12 | 19.5 | 60950 | 48000 | 46000 | 4.04 | 2.34 | 53000 | 3.38 | 1.85 | 8.1 | 7
Live | 215588401 |  | 12 | 19 | 60375 | 48000 | 45500 | 4.04 | 2.3 | 53500 | 3.32 | 1.9 | 8.1 | 7
Live | 215936704 |  | 12.5 | 22 | 40940 | 32600 | 28600 | 4.21 | 2.54 | 38000 | 3.62 | 2.02 | 8.5 | 7
Live | 215936694 |  | 12.5 | 21.5 | 40940 | 32800 | 28600 | 4.21 | 2.54 | 38000 | 3.6 | 2.02 | 8.5 | 7
Live | 215675084 |  | 9.5 | 16.5 | 51750 | 43000 | 34200 | 3.2 | 2.46 | 49500 | 3.48 | 2.04 | 8.5 | 7
Live | 215675082 |  | 9.5 | 16.5 | 51750 | 43000 | 34200 | 3.2 | 2.46 | 49500 | 3.48 | 2.04 | 8.5 | 7
Live | 215940568 |  | 12 | 21 | 39560 | 32000 | 28000 | 4.04 | 2.44 | 38500 | 3.46 | 2.06 | 8.5 | 7
Live | 215940567 |  | 12 | 21 | 39560 | 32000 | 28000 | 4.04 | 2.44 | 38500 | 3.46 | 2.06 | 8.5 | 7
Live | 215941514 |  | 11.5 | 21 | 52900 | 43500 | 38000 | 3.88 | 2.16 | 53000 | 3.06 | 1.92 | 8 | 6.5
Live | 215941504 |  | 11.5 | 21 | 52900 | 43500 | 38000 | 3.88 | 2.14 | 53000 | 3.04 | 1.92 | 8 | 6.5
Live | 215937307 |  | 11 | 20 | 51750 | 44000 | 39000 | 3.71 | 2.1 | 53500 | 2.98 | 1.9 | 8 | 6.5
Live | 215937306 |  | 11 | 20 | 51750 | 44000 | 39000 | 3.71 | 2.1 | 53500 | 2.98 | 1.9 | 8 | 6.5
Live | 215936257 |  | 12.5 | 22 | 40940 | 32800 | 28400 | 4.21 | 2.52 | 38000 | 3.58 | 2.04 | 8.5 | 7
Live | 215936256 |  | 12.5 | 22 | 40940 | 32800 | 28400 | 4.21 | 2.52 | 38000 | 3.58 | 2.04 | 8.5 | 7
Live | 215681295 |  | 9.5 | 17.5 | 50600 | 42500 | 34200 | 3.2 | 2.44 | 48500 | 3.46 | 2.06 | 9 | 7
Live | 215676957 |  | 10.5 | 19.5 | 55775 | 46500 | 36600 | 3.54 | 2.52 | 50000 | 3.58 | 2.12 | 9.5 | 7.5
Live | 215933887 |  | 11.7 | 19.5 | 39330 | 30000 | 26000 | 3.95 | 2.44 | 34400 | 3.46 | 1.94 | 9 | 7
Live | 215933886 |  | 11.7 | 19.5 | 39330 | 30000 | 26000 | 3.95 | 2.44 | 34400 | 3.46 | 1.94 | 9 | 7
Live | 215932078 |  | 11 | 19.5 | 37030 | 31000 | 27000 | 3.7 | 2.34 | 35200 | 3.32 | 2 | 9.5 | 7.5
Live | 215932077 |  | 11 | 19.5 | 37030 | 31000 | 27000 | 3.7 | 2.34 | 35200 | 3.32 | 2 | 9.5 | 7.5
Live | 215677286 |  | 9.5 | 18.5 | 66125 | 56000 | 44500 | 3.2 | 2.42 | 64000 | 3.42 | 2.08 | 9 | 7
Live | 215677285 |  | 9.5 | 18.5 | 66125 | 56000 | 44500 | 3.2 | 2.42 | 64000 | 3.42 | 2.08 | 9 | 7
Live | 215588399 |  | 12.5 | 20 | 60950 | 47500 | 46000 | 4.21 | 2.34 | 53000 | 3.38 | 1.95 | 8.5 | 7
Live | 215588397 |  | 12.5 | 20 | 60950 | 48000 | 46000 | 4.21 | 2.34 | 53000 | 3.38 | 1.95 | 8.5 | 7
Live | 215941494 |  | 11.5 | 20.5 | 52900 | 43500 | 38000 | 3.88 | 2.14 | 53500 | 3.04 | 1.9 | 8 | 6.5
Live | 215941484 |  | 11.5 | 20.5 | 52900 | 43500 | 38000 | 3.88 | 2.14 | 53500 | 3.04 | 1.9 | 8 | 6.5
Live | 215675080 |  | 9.5 | 16.5 | 51750 | 43000 | 34200 | 3.2 | 2.46 | 49500 | 3.48 | 2.04 | 8.5 | 7
Live | 215675063 |  | 9 | 16 | 51175 | 43000 | 34200 | 3.04 | 2.42 | 49500 | 3.44 | 1.94 | 8.5 | 7
Live | 215940566 |  | 12 | 21 | 39560 | 32000 | 28000 | 4.04 | 2.44 | 38500 | 3.46 | 2.06 | 8.5 | 7
Live | 215940558 |  | 11.7 | 20.5 | 39560 | 32200 | 28200 | 3.94 | 2.42 | 38500 | 3.44 | 2.04 | 8.5 | 7
Live | 215936684 |  | 12 | 21.5 | 40710 | 33200 | 29000 | 4.04 | 2.48 | 38500 | 3.52 | 2.02 | 8.5 | 7
Live | 215936674 |  | 12 | 21 | 40710 | 33200 | 29000 | 4.04 | 2.5 | 38500 | 3.54 | 2 | 8.5 | 7
Live | 215936248 |  | 12.5 | 22 | 40710 | 32800 | 28400 | 4.22 | 2.5 | 38000 | 3.56 | 2.04 | 8.5 | 7
Live | 215936247 |  | 12.5 | 22 | 40710 | 32800 | 28400 | 4.22 | 2.5 | 38000 | 3.56 | 2.04 | 8.5 | 7
Live | 215676956 |  | 10.5 | 19.5 | 55775 | 46500 | 36600 | 3.54 | 2.52 | 50000 | 3.58 | 2.12 | 9.5 | 7.5
Live | 215676955 |  | 10.5 | 19.5 | 55775 | 46500 | 36600 | 3.54 | 2.52 | 50000 | 3.58 | 2.12 | 9.5 | 7.5
Live | 215933878 |  | 11 | 19 | 39100 | 30400 | 26400 | 3.71 | 2.38 | 34800 | 3.38 | 1.94 | 9 | 7
Live | 215933877 |  | 11 | 19 | 39100 | 30400 | 26400 | 3.71 | 2.38 | 34800 | 3.38 | 1.94 | 9 | 7
Live | 215677277 |  | 9.5 | 18.5 | 66125 | 56000 | 44500 | 3.2 | 2.42 | 64000 | 3.44 | 2.08 | 9 | 7
Live | 215677276 |  | 9.5 | 18.5 | 66125 | 56000 | 44500 | 3.2 | 2.42 | 64000 | 3.44 | 2.08 | 9 | 7
Live | 215588395 |  | 12.5 | 20 | 60950 | 48000 | 46000 | 4.21 | 2.34 | 53000 | 3.38 | 1.95 | 8.5 | 7
Live | 215941474 |  | 11.5 | 20.5 | 52325 | 43000 | 38000 | 3.87 | 2.16 | 52500 | 3.04 | 1.95 | 8.1 | 6.8
Live | 215941464 |  | 11.5 | 20.5 | 52325 | 43500 | 38000 | 3.87 | 2.14 | 52500 | 3.04 | 1.9 | 8.1 | 6.8
Live | 215940557 |  | 11.7 | 20.5 | 39560 | 32200 | 28200 | 3.94 | 2.42 | 38500 | 3.44 | 2.04 | 8.5 | 7
Live | 215940556 |  | 11.7 | 20.5 | 39560 | 32200 | 28200 | 3.94 | 2.42 | 38500 | 3.44 | 2.04 | 8.5 | 7
Live | 215932076 |  | 11 | 19.5 | 37030 | 31000 | 27000 | 3.7 | 2.34 | 35200 | 3.32 | 2 | 9.5 | 7.5
Live | 215932068 |  | 10.5 | 19 | 37030 | 31200 | 27200 | 3.53 | 2.32 | 35400 | 3.3 | 2 | 9.5 | 7.5
Live | 215675061 |  | 9 | 16 | 51175 | 43000 | 34200 | 3.04 | 2.42 | 49500 | 3.44 | 1.94 | 8.5 | 7
Live | 215675059 |  | 9 | 16 | 51175 | 43000 | 34200 | 3.04 | 2.42 | 49500 | 3.44 | 1.94 | 8.5 | 7
Live | 215936664 |  | 12.5 | 22 | 40940 | 32600 | 28400 | 4.21 | 2.56 | 38000 | 3.62 | 2.14 | 9 | 7
Live | 215936654 |  | 12 | 21.5 | 40940 | 32800 | 28600 | 4.04 | 2.52 | 38000 | 3.58 | 2.04 | 8.5 | 7
Live | 215933876 |  | 11 | 19 | 39100 | 30400 | 26400 | 3.71 | 2.38 | 34800 | 3.38 | 1.94 | 9 | 7
Live | 215933868 |  | 11.5 | 19 | 39100 | 30400 | 26400 | 3.87 | 2.4 | 34800 | 3.4 | 1.92 | 9 | 7
Live | 215937278 |  | 11.5 | 20.5 | 52325 | 43500 | 38000 | 3.87 | 2.14 | 53000 | 3.04 | 1.9 | 8 | 6.5
Live | 215936246 |  | 12.5 | 22 | 40710 | 32800 | 28400 | 4.22 | 2.5 | 38000 | 3.56 | 2.04 | 8.5 | 7
Live | 215936238 |  | 12.5 | 22 | 40940 | 32800 | 28400 | 4.21 | 2.52 | 38000 | 3.58 | 2.04 | 8.5 | 7
Live | 215676947 |  | 10.5 | 19.5 | 55775 | 46500 | 36800 | 3.54 | 2.52 | 50000 | 3.58 | 2.12 | 9.5 | 7.5
Live | 215676946 |  | 10.5 | 19.5 | 55775 | 46500 | 36800 | 3.54 | 2.52 | 50000 | 3.58 | 2.12 | 9.5 | 7.5
Live | 215677275 |  | 9.5 | 18.5 | 66125 | 56000 | 44500 | 3.2 | 2.42 | 64000 | 3.44 | 2.08 | 9 | 7
Live | 215677267 |  | 8.5 | 18 | 64975 | 57000 | 45500 | 2.86 | 2.36 | 65000 | 3.34 | 2.06 | 9 | 7
Live | 215588387 |  | 11.7 | 19.5 | 60375 | 48500 | 45500 | 3.94 | 2.3 | 54000 | 3.3 | 2 | 8.5 | 7
Live | 215588385 |  | 12 | 18.5 | 58650 | 47000 | 44500 | 4.04 | 2.34 | 50500 | 3.02 | 1.94 | 8 | 7
Live | 215940548 |  | 11.5 | 20.5 | 39330 | 32600 | 28600 | 3.88 | 2.38 | 39000 | 3.38 | 2.04 | 8.5 | 7
Live | 215940547 |  | 11.5 | 20.5 | 39330 | 32600 | 28600 | 3.88 | 2.38 | 39000 | 3.38 | 2.04 | 8.5 | 7
Live | 215932067 |  | 10.5 | 19 | 37030 | 31200 | 27200 | 3.53 | 2.32 | 35400 | 3.3 | 2 | 9.5 | 7.5
Live | 215932066 |  | 10.5 | 19 | 37030 | 31200 | 27200 | 3.53 | 2.32 | 35400 | 3.3 | 2 | 9.5 | 7.5
Live | 215941454 |  | 11 | 20.5 | 52325 | 43500 | 38000 | 3.7 | 2.14 | 52500 | 3.04 | 1.9 | 8 | 6.5
Live | 215941444 |  | 11 | 20.5 | 52325 | 43500 | 38000 | 3.7 | 2.14 | 52500 | 3.04 | 1.9 | 8 | 6.5
Live | 215675046 |  | 9 | 16.5 | 51175 | 43000 | 34400 | 3.04 | 2.46 | 49500 | 3.48 | 2.04 | 8.5 | 7
Live | 215675044 |  | 9 | 16.5 | 51175 | 43000 | 34400 | 3.04 | 2.46 | 49500 | 3.48 | 2.04 | 8.5 | 7
Live | 215936644 |  | 12 | 21.5 | 40710 | 33400 | 29000 | 4.04 | 2.46 | 38500 | 3.5 | 2.02 | 8.5 | 7
Live | 215936634 |  | 12.5 | 22 | 40940 | 32600 | 28400 | 4.21 | 2.54 | 38000 | 3.62 | 2.02 | 8.5 | 7
Live | 215933867 |  | 11.5 | 19 | 39100 | 30400 | 26400 | 3.87 | 2.4 | 34800 | 3.4 | 1.92 | 9 | 7
Live | 215933866 |  | 11.5 | 19 | 39100 | 30400 | 26400 | 3.87 | 2.4 | 34800 | 3.4 | 1.92 | 9 | 7
Live | 215936237 |  | 12.5 | 22 | 40940 | 32800 | 28400 | 4.21 | 2.52 | 38000 | 3.58 | 2.04 | 8.5 | 7
Live | 215936236 |  | 12.5 | 22 | 40940 | 32800 | 28400 | 4.21 | 2.52 | 38000 | 3.58 | 2.04 | 8.5 | 7
Live | 215676945 |  | 10.5 | 19.5 | 55775 | 46500 | 36800 | 3.54 | 2.52 | 50000 | 3.58 | 2.12 | 9.5 | 7.5
Live | 215676937 |  | 10.5 | 19.5 | 55775 | 46500 | 36800 | 3.54 | 2.52 | 50000 | 3.58 | 2.12 | 9.5 | 7.5
Live | 215937277 |  | 11.5 | 20.5 | 52325 | 43500 | 38000 | 3.87 | 2.14 | 53000 | 3.04 | 1.9 | 8 | 6.5
Live | 215937276 |  | 11.5 | 20.5 | 52325 | 43500 | 38000 | 3.87 | 2.14 | 53000 | 3.04 | 1.9 | 8 | 6.5
Live | 215677266 |  | 8.5 | 18 | 64975 | 57000 | 45500 | 2.86 | 2.36 | 65000 | 3.34 | 2.06 | 9 | 7
Live | 215677265 |  | 8.5 | 18 | 64975 | 57000 | 45500 | 2.86 | 2.36 | 65000 | 3.34 | 2.06 | 9 | 7
Live | 215588383 |  | 11 | 18.5 | 59225 | 49500 | 46500 | 3.71 | 2.26 | 55000 | 3.22 | 1.86 | 8.1 | 7
Live | 215588381 |  | 11.7 | 19 | 60375 | 48500 | 45500 | 3.94 | 2.3 | 53500 | 3.32 | 1.9 | 8.1 | 7
Live | 215932058 |  | 10 | 19 | 36800 | 31800 | 27800 | 3.37 | 2.28 | 36000 | 3.22 | 1.88 | 9 | 7.5
Live | 215932057 |  | 10 | 19 | 36800 | 31800 | 27800 | 3.37 | 2.28 | 36000 | 3.22 | 1.88 | 9 | 7.5
Live | 215941434 |  | 11.5 | 20.5 | 52325 | 43500 | 38000 | 3.87 | 2.14 | 53000 | 3.04 | 1.9 | 8 | 6.5
Live | 215941424 |  | 11 | 20.5 | 52325 | 43500 | 38500 | 3.7 | 2.14 | 53000 | 3.02 | 1.9 | 8 | 6.5
Live | 215936624 |  | 12.5 | 22 | 40940 | 32600 | 28400 | 4.21 | 2.56 | 38000 | 3.62 | 2.02 | 8.5 | 7
Live | 215936614 |  | 12 | 22 | 40940 | 33000 | 28600 | 4.04 | 2.5 | 38000 | 3.54 | 2.02 | 8.5 | 7
Live | 215940546 |  | 11.5 | 20.5 | 39330 | 32600 | 28600 | 3.88 | 2.38 | 39000 | 3.38 | 2.04 | 8.5 | 7
Live | 215940538 |  | 11 | 20 | 39100 | 32800 | 28800 | 3.71 | 2.36 | 39500 | 3.34 | 2.02 | 8.5 | 7
Live | 215933858 |  | 11 | 19 | 38870 | 29600 | 25800 | 3.71 | 2.42 | 33800 | 3.44 | 1.96 | 9 | 7
Live | 215933857 |  | 11 | 19 | 38870 | 29600 | 25800 | 3.71 | 2.42 | 33800 | 3.44 | 1.96 | 9 | 7
Live | 215675041 |  | 9 | 16.5 | 51175 | 43000 | 34400 | 3.04 | 2.46 | 49500 | 3.48 | 2.04 | 8.5 | 7
Live | 215675023 |  | 9.5 | 16.5 | 51750 | 43000 | 34200 | 3.2 | 2.46 | 49500 | 3.48 | 2.04 | 8.5 | 7
Live | 215936228 |  | 12 | 21.5 | 40710 | 32800 | 28400 | 4.04 | 2.5 | 38000 | 3.56 | 2.04 | 8.5 | 7
Live | 215936227 |  | 12 | 21.5 | 40710 | 32800 | 28400 | 4.04 | 2.5 | 38000 | 3.56 | 2.04 | 8.5 | 7
Live | 215676936 |  | 10.5 | 19.5 | 55775 | 46500 | 36800 | 3.54 | 2.52 | 50000 | 3.58 | 2.12 | 9.5 | 7.5
Live | 215676935 |  | 10.5 | 19.5 | 55775 | 46500 | 36800 | 3.54 | 2.52 | 50000 | 3.58 | 2.12 | 9.5 | 7.5
Live | 215937268 |  | 11.5 | 20 | 50600 | 42500 | 37600 | 3.87 | 2.16 | 53500 | 3.06 | 2 | 8.1 | 7
Live | 215937267 |  | 11.5 | 20 | 50600 | 42500 | 37600 | 3.87 | 2.16 | 53500 | 3.06 | 2 | 8.1 | 7
Live | 215677257 |  | 9.5 | 18.5 | 66700 | 56000 | 44500 | 3.2 | 2.44 | 64000 | 3.46 | 2.1 | 9 | 7
Live | 215677256 |  | 9.5 | 18.5 | 66700 | 56000 | 44500 | 3.2 | 2.44 | 64000 | 3.46 | 2.1 | 9 | 7
Live | 215588379 |  | 12 | 18.5 | 58650 | 47000 | 44500 | 4.04 | 2.34 | 50500 | 3.02 | 1.94 | 8 | 7
Live | 215588377 |  | 12.5 | 19 | 58650 | 46500 | 44000 | 4.21 | 2.36 | 49500 | 3.02 | 1.94 | 8 | 7
Live | 215933856 |  | 11 | 19 | 38870 | 29600 | 25800 | 3.71 | 2.42 | 33800 | 3.44 | 1.96 | 9 | 7
Live | 215933848 |  | 11.7 | 19.5 | 39330 | 29800 | 25800 | 3.95 | 2.46 | 34200 | 3.5 | 1.96 | 9 | 7
Live | 215936604 |  | 12 | 21.5 | 40940 | 32800 | 28600 | 4.04 | 2.52 | 38000 | 3.58 | 2.04 | 8.5 | 7
Live | 215936594 |  | 12 | 21.5 | 40710 | 33000 | 28800 | 4.04 | 2.5 | 38000 | 3.56 | 2.02 | 8.5 | 7
Live | 215932056 |  | 10 | 19 | 36800 | 31800 | 27800 | 3.37 | 2.28 | 36000 | 3.22 | 1.88 | 9 | 7.5
Live | 215932028 |  | 10.5 | 19 | 36570 | 30600 | 26600 | 3.54 | 2.32 | 34600 | 3.3 | 2 | 9.5 | 7.5
Live | 215940537 |  | 11 | 20 | 39100 | 32800 | 28800 | 3.71 | 2.36 | 39500 | 3.34 | 2.02 | 8.5 | 7
Live | 215940536 |  | 11 | 20 | 39100 | 32800 | 28800 | 3.71 | 2.36 | 39500 | 3.34 | 2.02 | 8.5 | 7
Live | 215941414 |  | 11 | 19.5 | 51175 | 44500 | 39000 | 3.7 | 2.1 | 53500 | 2.96 | 1.88 | 8 | 6.5
Live | 215941404 |  | 11.5 | 20.5 | 52325 | 43500 | 38500 | 3.87 | 2.14 | 53000 | 3.02 | 1.9 | 8 | 6.5
Live | 215936226 |  | 12 | 21.5 | 40710 | 32800 | 28400 | 4.04 | 2.5 | 38000 | 3.56 | 2.04 | 8.5 | 7
Live | 215936218 |  | 12 | 21 | 40480 | 33200 | 28800 | 4.05 | 2.46 | 38500 | 3.5 | 2.02 | 8.5 | 7
Live | 215675021 |  | 9.5 | 16.5 | 51750 | 43000 | 34200 | 3.2 | 2.46 | 49500 | 3.48 | 2.04 | 8.5 | 7
Live | 215675019 |  | 9.5 | 16.5 | 51750 | 43000 | 34200 | 3.2 | 2.46 | 49500 | 3.48 | 2.04 | 8.5 | 7
Live | 215676927 |  | 10.5 | 19.5 | 55775 | 46500 | 36800 | 3.54 | 2.52 | 50000 | 3.58 | 2.12 | 9.5 | 7.5
Live | 215676926 |  | 10.5 | 19.5 | 55775 | 46500 | 36800 | 3.54 | 2.52 | 50000 | 3.58 | 2.12 | 9.5 | 7.5
Live | 215937266 |  | 11.5 | 20 | 50600 | 42500 | 37600 | 3.87 | 2.16 | 53500 | 3.06 | 2 | 8.1 | 7
Live | 215937258 |  | 11.5 | 20.5 | 52325 | 43500 | 38000 | 3.87 | 2.14 | 53000 | 3.04 | 1.9 | 8 | 6.5
Live | 215677255 |  | 9.5 | 18.5 | 66700 | 56000 | 44500 | 3.2 | 2.44 | 64000 | 3.46 | 2.1 | 9 | 7
Live | 215677247 |  | 9 | 18 | 66125 | 56500 | 45000 | 3.03 | 2.4 | 64000 | 3.42 | 2.08 | 9 | 7
Live | 215588375 |  | 11.5 | 18 | 58075 | 48000 | 45000 | 3.88 | 2.3 | 52000 | 3.04 | 1.92 | 8 | 7
Live | 215588373 |  | 12 | 19 | 59800 | 48000 | 46500 | 4.05 | 2.32 | 52500 | 3.24 | 1.9 | 8.1 | 7
Live | 215933847 |  | 11.7 | 19.5 | 39330 | 29800 | 25800 | 3.95 | 2.46 | 34200 | 3.5 | 1.96 | 9 | 7
Live | 215933846 |  | 11.7 | 19.5 | 39330 | 29800 | 25800 | 3.95 | 2.46 | 34200 | 3.5 | 1.96 | 9 | 7
Live | 215936584 |  | 11.7 | 21 | 40480 | 33600 | 29400 | 3.94 | 2.44 | 39000 | 3.48 | 2 | 8.5 | 7
Live | 215936544 |  | 12.5 | 22 | 40940 | 32800 | 28400 | 4.21 | 2.52 | 38500 | 3.58 | 2.04 | 8.5 | 7
Live | 215932027 |  | 10.5 | 19 | 36570 | 30600 | 26600 | 3.54 | 2.32 | 34600 | 3.3 | 2 | 9.5 | 7.5
Live | 215932026 |  | 10.5 | 19 | 36570 | 30600 | 26600 | 3.54 | 2.32 | 34600 | 3.3 | 2 | 9.5 | 7.5
Live | 215941394 |  | 11.5 | 20.5 | 52325 | 43500 | 38000 | 3.87 | 2.14 | 53000 | 3.04 | 1.9 | 8 | 6.5
Live | 215941384 |  | 11 | 20.5 | 52325 | 43500 | 38500 | 3.7 | 2.14 | 53000 | 3.02 | 1.95 | 8.1 | 6.8
Live | 215940528 |  | 12 | 21 | 39560 | 32000 | 28000 | 4.04 | 2.42 | 38500 | 3.44 | 2.04 | 8.5 | 7
Live | 215940527 |  | 12 | 21 | 39560 | 32000 | 28000 | 4.04 | 2.42 | 38500 | 3.44 | 2.04 | 8.5 | 7
Live | 215936217 |  | 12 | 21 | 40480 | 33200 | 28800 | 4.05 | 2.46 | 38500 | 3.5 | 2.02 | 8.5 | 7
Live | 215936216 |  | 12 | 21 | 40480 | 33200 | 28800 | 4.05 | 2.46 | 38500 | 3.5 | 2.02 | 8.5 | 7
Live | 215675003 |  | 9 | 16.5 | 51750 | 43000 | 34400 | 3.03 | 2.46 | 49500 | 3.48 | 2.04 | 8.5 | 7
Live | 215675001 |  | 9 | 16.5 | 51750 | 43000 | 34400 | 3.03 | 2.46 | 49500 | 3.48 | 2.04 | 8.5 | 7
Live | 215676925 |  | 10.5 | 19.5 | 55775 | 46500 | 36800 | 3.54 | 2.52 | 50000 | 3.58 | 2.12 | 9.5 | 7.5
Live | 215676917 |  | 10.5 | 19 | 55775 | 46500 | 36800 | 3.54 | 2.52 | 50000 | 3.58 | 2.1 | 9.5 | 7.5
Live | 215937257 |  | 11.5 | 20.5 | 52325 | 43500 | 38000 | 3.87 | 2.14 | 53000 | 3.04 | 1.9 | 8 | 6.5
Live | 215937256 |  | 11.5 | 20.5 | 52325 | 43500 | 38000 | 3.87 | 2.14 | 53000 | 3.04 | 1.9 | 8 | 6.5
Live | 215677246 |  | 9 | 18 | 66125 | 56500 | 45000 | 3.03 | 2.4 | 64000 | 3.42 | 2.08 | 9 | 7
Live | 215677245 |  | 9 | 18 | 66125 | 56500 | 45000 | 3.03 | 2.4 | 64000 | 3.42 | 2.08 | 9 | 7
Live | 215588371 |  | 11.5 | 19 | 59800 | 48000 | 46500 | 3.88 | 2.3 | 52500 | 3.22 | 1.85 | 8.1 | 7
Live | 215588369 |  | 11.5 | 19 | 59800 | 48000 | 46500 | 3.88 | 2.3 | 53000 | 3.22 | 1.85 | 8.1 | 7
Live | 215936534 |  | 12.5 | 22 | 40710 | 32800 | 28400 | 4.22 | 2.52 | 38000 | 3.58 | 2.04 | 8.5 | 7
Live | 215936524 |  | 12.5 | 22 | 40710 | 32800 | 28400 | 4.22 | 2.5 | 38000 | 3.56 | 2.04 | 8.5 | 7
Live | 215933838 |  | 11.7 | 19.5 | 39330 | 30000 | 26000 | 3.95 | 2.44 | 34400 | 3.46 | 1.96 | 9 | 7
Live | 215933837 |  | 11.7 | 19.5 | 39330 | 30000 | 26000 | 3.95 | 2.44 | 34400 | 3.46 | 1.96 | 9 | 7
Live | 215932018 |  | 10 | 17.5 | 35420 | 30400 | 26600 | 3.37 | 2.26 | 34400 | 3.22 | 1.9 | 9 | 7
Live | 215932017 |  | 10 | 17.5 | 35420 | 30400 | 26600 | 3.37 | 2.26 | 34400 | 3.22 | 1.9 | 9 | 7
Live | 215936208 |  | 12.5 | 22 | 40940 | 32600 | 28400 | 4.21 | 2.52 | 38000 | 3.58 | 2.06 | 8.5 | 7
Live | 215936207 |  | 12.5 | 22 | 40940 | 32600 | 28400 | 4.21 | 2.52 | 38000 | 3.58 | 2.06 | 8.5 | 7
Live | 215940526 |  | 12 | 21 | 39560 | 32000 | 28000 | 4.04 | 2.42 | 38500 | 3.44 | 2.04 | 8.5 | 7
Live | 215940518 |  | 12 | 21 | 39790 | 32000 | 28000 | 4.05 | 2.44 | 38500 | 3.46 | 2.06 | 8.5 | 7
Live | 215941374 |  | 11.5 | 20.5 | 52325 | 43500 | 38000 | 3.87 | 2.14 | 53000 | 3.04 | 1.9 | 8 | 6.5
Live | 215941364 |  | 11 | 20.5 | 52325 | 43500 | 38500 | 3.7 | 2.14 | 53000 | 3.02 | 1.9 | 8 | 6.5
Live | 215674999 |  | 9 | 16.5 | 51750 | 43000 | 34400 | 3.03 | 2.46 | 49500 | 3.48 | 2.04 | 8.5 | 7
Live | 215674985 |  | 9 | 16 | 51175 | 43500 | 34800 | 3.04 | 2.4 | 49500 | 3.42 | 1.92 | 8.5 | 7
Live | 215676916 |  | 10.5 | 19 | 55775 | 46500 | 36800 | 3.54 | 2.52 | 50000 | 3.58 | 2.1 | 9.5 | 7.5
Live | 215676915 |  | 10.5 | 19 | 55775 | 46500 | 36800 | 3.54 | 2.52 | 50000 | 3.58 | 2.1 | 9.5 | 7.5
Live | 215937248 |  | 11 | 20.5 | 52325 | 43500 | 38500 | 3.7 | 2.14 | 53000 | 3.02 | 1.9 | 8 | 6.5
Live | 215937247 |  | 11 | 20.5 | 52325 | 43500 | 38500 | 3.7 | 2.14 | 53000 | 3.02 | 1.9 | 8 | 6.5
Live | 215677237 |  | 9.5 | 19 | 66700 | 56000 | 44500 | 3.2 | 2.44 | 64000 | 3.46 | 2.08 | 9 | 7
Live | 215677236 |  | 9.5 | 19 | 66700 | 56000 | 44500 | 3.2 | 2.44 | 64000 | 3.46 | 2.08 | 9 | 7
Live | 215933836 |  | 11.7 | 19.5 | 39330 | 30000 | 26000 | 3.95 | 2.44 | 34400 | 3.46 | 1.96 | 9 | 7
Live | 215933828 |  | 11 | 19 | 39100 | 30400 | 26400 | 3.71 | 2.4 | 34800 | 3.4 | 1.92 | 9 | 7
Live | 215588367 |  | 11.5 | 19 | 59800 | 48000 | 46500 | 3.88 | 2.3 | 52500 | 3.22 | 1.85 | 8.1 | 7
Live | 215588365 |  | 11.5 | 19 | 59225 | 48000 | 45500 | 3.87 | 2.3 | 53000 | 3.2 | 1.88 | 8.1 | 7
Live | 215941354 |  | 11 | 19.5 | 51175 | 44500 | 39000 | 3.7 | 2.1 | 53500 | 2.96 | 1.88 | 8 | 6.5
Live | 215941344 |  | 11.5 | 20.5 | 52325 | 43500 | 38500 | 3.87 | 2.14 | 53000 | 3.02 | 1.9 | 8 | 6.5
Live | 215936514 |  | 12.5 | 22 | 40710 | 32800 | 28400 | 4.22 | 2.52 | 38000 | 3.58 | 2.04 | 8.5 | 7
Live | 215936504 |  | 12 | 21.5 | 40710 | 32800 | 28400 | 4.04 | 2.5 | 38000 | 3.56 | 2.04 | 8.5 | 7
Live | 215940517 |  | 12 | 21 | 39790 | 32000 | 28000 | 4.05 | 2.44 | 38500 | 3.46 | 2.06 | 8.5 | 7
Live | 215940516 |  | 12 | 21 | 39790 | 32000 | 28000 | 4.05 | 2.44 | 38500 | 3.46 | 2.06 | 8.5 | 7
Live | 215936206 |  | 12.5 | 22 | 40940 | 32600 | 28400 | 4.21 | 2.52 | 38000 | 3.58 | 2.06 | 8.5 | 7
Live | 215936198 |  | 12 | 21.5 | 40710 | 32800 | 28600 | 4.04 | 2.5 | 38000 | 3.54 | 2.04 | 8.5 | 7
Live | 215932016 |  | 10 | 17.5 | 35420 | 30400 | 26600 | 3.37 | 2.26 | 34400 | 3.22 | 1.9 | 9 | 7
Live | 215932008 |  | 10.5 | 18.5 | 36570 | 30600 | 26600 | 3.54 | 2.32 | 34600 | 3.3 | 1.9 | 9 | 7.5
Live | 215674983 |  | 9 | 16 | 51175 | 43500 | 34800 | 3.04 | 2.4 | 49500 | 3.42 | 1.92 | 8.5 | 7
Live | 215674981 |  | 9 | 16 | 51175 | 43500 | 34800 | 3.04 | 2.4 | 49500 | 3.42 | 1.92 | 8.5 | 7
Live | 215676907 |  | 10 | 19 | 55200 | 47000 | 37200 | 3.37 | 2.48 | 50000 | 3.52 | 1.98 | 9 | 7.5
Live | 215676906 |  | 10 | 19 | 55200 | 47000 | 37200 | 3.37 | 2.48 | 50000 | 3.52 | 1.98 | 9 | 7.5
Live | 215677235 |  | 9.5 | 19 | 66700 | 56000 | 44500 | 3.2 | 2.44 | 64000 | 3.46 | 2.08 | 9 | 7
Live | 215677227 |  | 9 | 18.5 | 65550 | 56500 | 45000 | 3.03 | 2.4 | 64000 | 3.4 | 2.08 | 9 | 7
Live | 215937246 |  | 11 | 20.5 | 52325 | 43500 | 38500 | 3.7 | 2.14 | 53000 | 3.02 | 1.9 | 8 | 6.5
Live | 215937238 |  | 11 | 19.5 | 51175 | 43500 | 38500 | 3.7 | 2.14 | 53500 | 3.02 | 1.9 | 8 | 6.5
Live | 215933827 |  | 11 | 19 | 39100 | 30400 | 26400 | 3.71 | 2.4 | 34800 | 3.4 | 1.92 | 9 | 7
Live | 215933826 |  | 11 | 19 | 39100 | 30400 | 26400 | 3.71 | 2.4 | 34800 | 3.4 | 1.92 | 9 | 7
Live | 215588363 |  | 10.5 | 18.5 | 58650 | 49000 | 46500 | 3.54 | 2.26 | 53500 | 3.12 | 1.86 | 8.1 | 7
Live | 215588361 |  | 12 | 19 | 59800 | 47500 | 46000 | 4.05 | 2.32 | 52500 | 3.26 | 1.85 | 8.1 | 7
Live | 215941334 |  | 11.5 | 20.5 | 52325 | 43500 | 38000 | 3.87 | 2.14 | 53000 | 3.04 | 1.9 | 8 | 6.5
Live | 215941324 |  | 11 | 20.5 | 52325 | 43500 | 38500 | 3.7 | 2.14 | 53000 | 3.02 | 1.95 | 8.1 | 6.8
Live | 215936494 |  | 12 | 21 | 40480 | 33200 | 28800 | 4.05 | 2.46 | 38500 | 3.5 | 2.02 | 8.5 | 7
Live | 215936484 |  | 12.5 | 22 | 40940 | 32600 | 28400 | 4.21 | 2.52 | 38000 | 3.58 | 2.06 | 8.5 | 7
Live | 215932007 |  | 10.5 | 18.5 | 36570 | 30600 | 26600 | 3.54 | 2.32 | 34600 | 3.3 | 1.9 | 9 | 7.5
Live | 215932006 |  | 10.5 | 18.5 | 36570 | 30600 | 26600 | 3.54 | 2.32 | 34600 | 3.3 | 1.9 | 9 | 7.5
Live | 215936197 |  | 12 | 21.5 | 40710 | 32800 | 28600 | 4.04 | 2.5 | 38000 | 3.54 | 2.04 | 8.5 | 7
Live | 215936196 |  | 12 | 21.5 | 40710 | 32800 | 28600 | 4.04 | 2.5 | 38000 | 3.54 | 2.04 | 8.5 | 7
Live | 215940508 |  | 11.7 | 20.5 | 39560 | 32200 | 28200 | 3.94 | 2.42 | 38500 | 3.44 | 2.04 | 8.5 | 7
Live | 215940507 |  | 11.7 | 20.5 | 39560 | 32200 | 28200 | 3.94 | 2.42 | 38500 | 3.44 | 2.04 | 8.5 | 7
Live | 215677226 |  | 9 | 18.5 | 65550 | 56500 | 45000 | 3.03 | 2.4 | 64000 | 3.4 | 2.08 | 9 | 7
Live | 215677225 |  | 9 | 18.5 | 65550 | 56500 | 45000 | 3.03 | 2.4 | 64000 | 3.4 | 2.08 | 9 | 7
Live | 215674963 |  | 9 | 16 | 51175 | 43500 | 34800 | 3.04 | 2.42 | 49500 | 3.42 | 1.92 | 8.5 | 7
Live | 215674961 |  | 9 | 16 | 51175 | 43500 | 34800 | 3.04 | 2.42 | 49500 | 3.42 | 1.92 | 8.5 | 7
Live | 215676905 |  | 10 | 19 | 55200 | 47000 | 37200 | 3.37 | 2.48 | 50000 | 3.52 | 1.98 | 9 | 7.5
Live | 215676897 |  | 10.5 | 19 | 55775 | 46500 | 36600 | 3.54 | 2.54 | 50000 | 3.6 | 2.1 | 9 | 7.5
Live | 215933818 |  | 11.7 | 19.5 | 39330 | 30000 | 26000 | 3.95 | 2.46 | 34400 | 3.5 | 1.96 | 9 | 7
Live | 215933817 |  | 11.7 | 19.5 | 39330 | 30000 | 26000 | 3.95 | 2.46 | 34400 | 3.5 | 1.96 | 9 | 7
Live | 215588359 |  | 12 | 19.5 | 59800 | 47500 | 46000 | 4.05 | 2.32 | 52500 | 3.26 | 1.95 | 8.5 | 7
Live | 215588357 |  | 12 | 19.5 | 59800 | 48000 | 46500 | 4.05 | 2.32 | 52500 | 3.24 | 1.95 | 8.5 | 7
Live | 215941314 |  | 11 | 20 | 51175 | 43500 | 38500 | 3.7 | 2.12 | 52000 | 3.02 | 2 | 8.1 | 7
Live | 215941304 |  | 10.5 | 19.5 | 51175 | 43500 | 38500 | 3.54 | 2.12 | 52000 | 3 | 1.88 | 8 | 6.5
Live | 215937237 |  | 11 | 19.5 | 51175 | 43500 | 38500 | 3.7 | 2.14 | 53500 | 3.02 | 1.9 | 8 | 6.5
Live | 215937236 |  | 11 | 19.5 | 51175 | 43500 | 38500 | 3.7 | 2.14 | 53500 | 3.02 | 1.9 | 8 | 6.5
Live | 215936188 |  | 12.5 | 22 | 40940 | 32600 | 28400 | 4.21 | 2.52 | 38000 | 3.58 | 2.04 | 8.5 | 7
Live | 215936187 |  | 12.5 | 22 | 40940 | 32600 | 28400 | 4.21 | 2.52 | 38000 | 3.58 | 2.04 | 8.5 | 7
Live | 215936474 |  | 12 | 21.5 | 40710 | 32800 | 28600 | 4.04 | 2.5 | 38000 | 3.54 | 2.04 | 8.5 | 7
Live | 215936464 |  | 12.5 | 22 | 40940 | 32600 | 28400 | 4.21 | 2.52 | 38000 | 3.58 | 2.04 | 8.5 | 7
Live | 215931998 |  | 10 | 17 | 35420 | 30400 | 26600 | 3.37 | 2.26 | 34400 | 3.2 | 1.9 | 9 | 7
Live | 215931997 |  | 10 | 17 | 35420 | 30400 | 26600 | 3.37 | 2.26 | 34400 | 3.2 | 1.9 | 9 | 7
Live | 215677207 |  | 9 | 18.5 | 64975 | 55500 | 44500 | 3.03 | 2.4 | 63000 | 3.4 | 2.1 | 9 | 7
Live | 215677206 |  | 9 | 18.5 | 64975 | 55500 | 44500 | 3.03 | 2.4 | 63000 | 3.4 | 2.1 | 9 | 7
Live | 215676896 |  | 10.5 | 19 | 55775 | 46500 | 36600 | 3.54 | 2.54 | 50000 | 3.6 | 2.1 | 9 | 7.5
Live | 215676895 |  | 10.5 | 19 | 55775 | 46500 | 36600 | 3.54 | 2.54 | 50000 | 3.6 | 2.1 | 9 | 7.5
Live | 215940506 |  | 11.7 | 20.5 | 39560 | 32200 | 28200 | 3.94 | 2.42 | 38500 | 3.44 | 2.04 | 8.5 | 7
Live | 215940498 |  | 12.5 | 22 | 40940 | 32800 | 28400 | 4.21 | 2.52 | 38000 | 3.58 | 2.04 | 8.5 | 7
Live | 215674959 |  | 9 | 16 | 51175 | 43500 | 34800 | 3.04 | 2.42 | 49500 | 3.42 | 1.92 | 8.5 | 7
Live | 215674942 |  | 9.5 | 16.5 | 51750 | 43000 | 34200 | 3.2 | 2.48 | 49000 | 3.5 | 2.06 | 8.5 | 7
Live | 215933816 |  | 11.7 | 19.5 | 39330 | 30000 | 26000 | 3.95 | 2.46 | 34400 | 3.5 | 1.96 | 9 | 7
Live | 215933808 |  | 11.7 | 19.5 | 39330 | 30000 | 26000 | 3.95 | 2.46 | 34400 | 3.5 | 1.96 | 9 | 7
Live | 215588355 |  | 12 | 19.5 | 59800 | 47500 | 46000 | 4.05 | 2.32 | 52500 | 3.26 | 1.95 | 8.5 | 7
Live | 215588353 |  | 11.5 | 19 | 59225 | 48500 | 47000 | 3.87 | 2.28 | 53000 | 3.18 | 1.82 | 8.1 | 7
Live | 215936186 |  | 12.5 | 22 | 40940 | 32600 | 28400 | 4.21 | 2.52 | 38000 | 3.58 | 2.04 | 8.5 | 7
Live | 215936178 |  | 12.5 | 22 | 40940 | 32800 | 28400 | 4.21 | 2.52 | 38500 | 3.58 | 2.04 | 8.5 | 7
Live | 215941294 |  | 10.5 | 19 | 50025 | 44500 | 39000 | 3.54 | 2.08 | 52500 | 2.94 | 1.88 | 8 | 6.5
Live | 215941284 |  | 11 | 20 | 50600 | 43500 | 38500 | 3.71 | 2.12 | 52000 | 3 | 1.88 | 8 | 6.5
Live | 215937228 |  | 10.5 | 19.5 | 51750 | 44000 | 39000 | 3.54 | 2.1 | 53500 | 2.98 | 1.9 | 8 | 6.5
Live | 215937227 |  | 10.5 | 19.5 | 51750 | 44000 | 39000 | 3.54 | 2.1 | 53500 | 2.98 | 1.9 | 8 | 6.5
Live | 215931996 |  | 10 | 17 | 35420 | 30400 | 26600 | 3.37 | 2.26 | 34400 | 3.2 | 1.9 | 9 | 7
Live | 215931988 |  | 11 | 19.5 | 38640 | 30200 | 26200 | 3.71 | 2.42 | 34400 | 3.44 | 2.05 | 9.5 | 7.5
Live | 215936454 |  | 12.5 | 22 | 40940 | 32800 | 28400 | 4.21 | 2.52 | 38000 | 3.58 | 2.04 | 8.5 | 7
Live | 215936444 |  | 12.5 | 22 | 40940 | 32600 | 28400 | 4.21 | 2.52 | 38000 | 3.58 | 2.04 | 8.5 | 7
Live | 215677205 |  | 9 | 18.5 | 64975 | 55500 | 44500 | 3.03 | 2.4 | 63000 | 3.4 | 2.1 | 9 | 7
Live | 215677197 |  | 9 | 18.5 | 64975 | 55500 | 44500 | 3.03 | 2.38 | 63000 | 3.38 | 2.08 | 9 | 7
Live | 215676887 |  | 10.5 | 19.5 | 55775 | 46500 | 36600 | 3.54 | 2.54 | 50000 | 3.6 | 2.1 | 9.5 | 7.5
Live | 215676886 |  | 10.5 | 19.5 | 55775 | 46500 | 36600 | 3.54 | 2.54 | 50000 | 3.6 | 2.1 | 9.5 | 7.5
Live | 215940497 |  | 12.5 | 22 | 40940 | 32800 | 28400 | 4.21 | 2.52 | 38000 | 3.58 | 2.04 | 8.5 | 7
Live | 215940496 |  | 12.5 | 22 | 40940 | 32800 | 28400 | 4.21 | 2.52 | 38000 | 3.58 | 2.04 | 8.5 | 7
Live | 215674940 |  | 9.5 | 16.5 | 51750 | 43000 | 34200 | 3.2 | 2.48 | 49000 | 3.5 | 2.06 | 8.5 | 7
Live | 215674938 |  | 9.5 | 16.5 | 51750 | 43000 | 34200 | 3.2 | 2.48 | 49000 | 3.5 | 2.06 | 8.5 | 7
Live | 215933807 |  | 11.7 | 19.5 | 39330 | 30000 | 26000 | 3.95 | 2.46 | 34400 | 3.5 | 1.96 | 9 | 7
Live | 215933806 |  | 11.7 | 19.5 | 39330 | 30000 | 26000 | 3.95 | 2.46 | 34400 | 3.5 | 1.96 | 9 | 7
Live | 215936177 |  | 12.5 | 22 | 40940 | 32800 | 28400 | 4.21 | 2.52 | 38500 | 3.58 | 2.04 | 8.5 | 7
Live | 215936176 |  | 12.5 | 22 | 40940 | 32800 | 28400 | 4.21 | 2.52 | 38500 | 3.58 | 2.04 | 8.5 | 7
Live | 215941274 |  | 11 | 20 | 51175 | 43500 | 38500 | 3.7 | 2.12 | 52000 | 3.02 | 1.9 | 8 | 6.7
Live | 215941264 |  | 10.5 | 19.5 | 51175 | 43500 | 38500 | 3.54 | 2.12 | 52000 | 3 | 1.9 | 8.1 | 6.85
Live | 215937226 |  | 10.5 | 19.5 | 51750 | 44000 | 39000 | 3.54 | 2.1 | 53500 | 2.98 | 1.9 | 8 | 6.5
Live | 215937218 |  | 11.5 | 20.5 | 52325 | 43000 | 38000 | 3.87 | 2.16 | 53000 | 3.06 | 1.92 | 8 | 6.5
Live | 215588347 |  | 12 | 18.5 | 57500 | 46000 | 43000 | 4.04 | 2.34 | 47500 | 2.8 | 1.86 | 7.8 | 6.5
Live | 215588345 |  | 11.5 | 19 | 59800 | 48500 | 45500 | 3.88 | 2.3 | 53500 | 3.24 | 1.9 | 8.1 | 7
Live | 215936434 |  | 12 | 21.5 | 40710 | 32800 | 28600 | 4.04 | 2.5 | 38000 | 3.54 | 2.04 | 8.5 | 7
Live | 215936414 |  | 12 | 21.5 | 40250 | 32600 | 28200 | 4.04 | 2.48 | 38000 | 3.54 | 2.02 | 8.5 | 7
Live | 215677196 |  | 9 | 18.5 | 64975 | 55500 | 44500 | 3.03 | 2.38 | 63000 | 3.38 | 2.08 | 9 | 7
Live | 215677195 |  | 9 | 18.5 | 64975 | 55500 | 44500 | 3.03 | 2.38 | 63000 | 3.38 | 2.08 | 9 | 7
Live | 215931987 |  | 11 | 19.5 | 38640 | 30200 | 26200 | 3.71 | 2.42 | 34400 | 3.44 | 2.05 | 9.5 | 7.5
Live | 215931986 |  | 11 | 19.5 | 38640 | 30200 | 26200 | 3.71 | 2.42 | 34400 | 3.44 | 2.05 | 9.5 | 7.5
Live | 215674923 |  | 9 | 16 | 51175 | 43000 | 34400 | 3.04 | 2.44 | 49500 | 3.46 | 2.04 | 8.5 | 7
Live | 215674921 |  | 9 | 16 | 51175 | 43000 | 34400 | 3.04 | 2.44 | 49500 | 3.46 | 2.04 | 8.5 | 7
Live | 215676885 |  | 10.5 | 19.5 | 55775 | 46500 | 36600 | 3.54 | 2.54 | 50000 | 3.6 | 2.1 | 9.5 | 7.5
Live | 215676877 |  | 10.5 | 19.5 | 55775 | 46500 | 36600 | 3.54 | 2.54 | 50000 | 3.6 | 2.1 | 9.5 | 7.5
Live | 215933798 |  | 12 | 19.5 | 39330 | 29800 | 25800 | 4.04 | 2.46 | 34200 | 3.48 | 1.96 | 9 | 7
Live | 215933797 |  | 12 | 19.5 | 39330 | 29800 | 25800 | 4.04 | 2.46 | 34200 | 3.48 | 1.96 | 9 | 7
Live | 215940488 |  | 12.5 | 22 | 40940 | 32800 | 28400 | 4.21 | 2.52 | 38000 | 3.58 | 2.04 | 8.5 | 7
Live | 215940487 |  | 12.5 | 22 | 40940 | 32800 | 28400 | 4.21 | 2.52 | 38000 | 3.58 | 2.04 | 8.5 | 7
Live | 215936168 |  | 12.5 | 22 | 40940 | 32600 | 28400 | 4.21 | 2.52 | 38000 | 3.58 | 2.04 | 8.5 | 7
Live | 215936167 |  | 12.5 | 22 | 40940 | 32600 | 28400 | 4.21 | 2.52 | 38000 | 3.58 | 2.04 | 8.5 | 7
Live | 215941254 |  | 11 | 20.5 | 51750 | 39500 | 36400 | 3.71 | 2.48 | 48500 | 3.54 | 1.82 | 9 | 7
Live | 215941244 |  | 11 | 20.5 | 51750 | 39500 | 36600 | 3.71 | 2.48 | 48500 | 3.52 | 1.82 | 9 | 7
Live | 215937217 |  | 11.5 | 20.5 | 52325 | 43000 | 38000 | 3.87 | 2.16 | 53000 | 3.06 | 1.92 | 8 | 6.5
Live | 215937216 |  | 11.5 | 20.5 | 52325 | 43000 | 38000 | 3.87 | 2.16 | 53000 | 3.06 | 1.92 | 8 | 6.5
Live | 215588343 |  | 10.5 | 18.5 | 58650 | 49000 | 46500 | 3.54 | 2.24 | 54000 | 3.16 | 1.86 | 8.1 | 7
Live | 215588341 |  | 11.5 | 19 | 59800 | 48500 | 45500 | 3.88 | 2.3 | 53500 | 3.24 | 1.9 | 8.1 | 7
Live | 215674920 |  | 9 | 16 | 51175 | 43000 | 34400 | 3.04 | 2.44 | 49500 | 3.46 | 2.04 | 8.5 | 7
Live | 215674905 |  | 9 | 16 | 51175 | 43500 | 34800 | 3.04 | 2.4 | 49500 | 3.42 | 1.92 | 8.5 | 7
Live | 215677187 |  | 9 | 18.5 | 64975 | 55500 | 44500 | 3.03 | 2.38 | 63000 | 3.38 | 2.08 | 9 | 7
Live | 215677186 |  | 9 | 18.5 | 64975 | 55500 | 44500 | 3.03 | 2.38 | 63000 | 3.38 | 2.08 | 9 | 7
Live | 215931978 |  | 10.5 | 18 | 37260 | 29800 | 26000 | 3.53 | 2.36 | 33800 | 3.34 | 1.96 | 9 | 7
Live | 215931977 |  | 10.5 | 18 | 37260 | 29800 | 26000 | 3.53 | 2.36 | 33800 | 3.34 | 1.96 | 9 | 7
Live | 215936404 |  | 12 | 21.5 | 40250 | 32400 | 28200 | 4.04 | 2.48 | 38000 | 3.54 | 2.02 | 8.5 | 7
Live | 215936394 |  | 12 | 21.5 | 40250 | 32600 | 28400 | 4.04 | 2.48 | 38500 | 3.52 | 2.04 | 8.5 | 7
Live | 215676876 |  | 10.5 | 19.5 | 55775 | 46500 | 36600 | 3.54 | 2.54 | 50000 | 3.6 | 2.1 | 9.5 | 7.5
Live | 215676875 |  | 10.5 | 19.5 | 55775 | 46500 | 36600 | 3.54 | 2.54 | 50000 | 3.6 | 2.1 | 9.5 | 7.5
Live | 215677573 |  | 9.5 | 18 | 63825 | 54500 | 43500 | 3.2 | 2.4 | 60500 | 3.4 | 2.1 | 9 | 7
Live | 215677553 |  | 9 | 18.5 | 64975 | 55500 | 44500 | 3.03 | 2.4 | 63000 | 3.4 | 2.08 | 9 | 7
Live | 215933796 |  | 12 | 19.5 | 39330 | 29800 | 25800 | 4.04 | 2.46 | 34200 | 3.48 | 1.96 | 9 | 7
Live | 215933788 |  | 11.7 | 19.5 | 39330 | 30000 | 26200 | 3.95 | 2.44 | 34400 | 3.44 | 1.94 | 9 | 7
Live | 215936166 |  | 12.5 | 22 | 40940 | 32600 | 28400 | 4.21 | 2.52 | 38000 | 3.58 | 2.04 | 8.5 | 7
Live | 215936158 |  | 12 | 21.5 | 40710 | 32800 | 28600 | 4.04 | 2.5 | 38000 | 3.54 | 2.04 | 8.5 | 7
Live | 215940486 |  | 12.5 | 22 | 40940 | 32800 | 28400 | 4.21 | 2.52 | 38000 | 3.58 | 2.04 | 8.5 | 7
Live | 215940478 |  | 12 | 21.5 | 40710 | 32800 | 28600 | 4.04 | 2.5 | 38000 | 3.56 | 2.04 | 8.5 | 7
Live | 215941234 |  | 11 | 20 | 51750 | 39500 | 36600 | 3.71 | 2.48 | 48500 | 3.5 | 1.82 | 9 | 7
Live | 215941224 |  | 10.5 | 19.5 | 50600 | 40500 | 37400 | 3.54 | 2.4 | 49000 | 3.4 | 1.8 | 9 | 7
Live | 215937208 |  | 11 | 20 | 52325 | 43500 | 38500 | 3.7 | 2.14 | 53000 | 3.02 | 1.9 | 8 | 6.5
Live | 215937207 |  | 11 | 20 | 52325 | 43500 | 38500 | 3.7 | 2.14 | 53000 | 3.02 | 1.9 | 8 | 6.5
Live | 215588339 |  | 11.5 | 18 | 58075 | 47000 | 44000 | 3.88 | 2.34 | 50000 | 2.96 | 1.94 | 8 | 7
Live | 215588337 |  | 12 | 19 | 58075 | 46500 | 43500 | 4.04 | 2.36 | 49000 | 2.94 | 1.94 | 8 | 7
Live | 215674902 |  | 9 | 16 | 51175 | 43500 | 34800 | 3.04 | 2.4 | 49500 | 3.42 | 1.92 | 8.5 | 7
Live | 215674900 |  | 9 | 16 | 51175 | 43500 | 34800 | 3.04 | 2.4 | 49500 | 3.42 | 1.92 | 8.5 | 7
Live | 215931976 |  | 10.5 | 18 | 37260 | 29800 | 26000 | 3.53 | 2.36 | 33800 | 3.34 | 1.96 | 9 | 7
Live | 215931968 |  | 10.5 | 19 | 38410 | 30200 | 26200 | 3.54 | 2.42 | 34400 | 3.42 | 2.04 | 9.5 | 7.5
Live | 215676867 |  | 10.5 | 19 | 55775 | 46500 | 36800 | 3.54 | 2.52 | 50000 | 3.56 | 2 | 9 | 7.5
Live | 215676866 |  | 10.5 | 19 | 55775 | 46500 | 36800 | 3.54 | 2.52 | 50000 | 3.56 | 2 | 9 | 7.5
Live | 215936384 |  | 12 | 21.5 | 40250 | 32400 | 28200 | 4.04 | 2.48 | 38000 | 3.54 | 2.02 | 8.5 | 7
Live | 215936374 |  | 12 | 21 | 40250 | 32600 | 28400 | 4.04 | 2.48 | 38500 | 3.52 | 2.04 | 8.5 | 7
Live | 215677543 |  | 9 | 18.5 | 64975 | 55500 | 44500 | 3.03 | 2.38 | 63000 | 3.38 | 2.08 | 9 | 7
Live | 215677533 |  | 9 | 18.5 | 64975 | 55500 | 44500 | 3.03 | 2.38 | 63000 | 3.38 | 2.08 | 9 | 7
Live | 215677185 |  | 9 | 18.5 | 64975 | 55500 | 44500 | 3.03 | 2.38 | 63000 | 3.38 | 2.08 | 9 | 7
Live | 215677177 |  | 9 | 18.5 | 64975 | 55500 | 44500 | 3.03 | 2.38 | 63000 | 3.38 | 2.08 | 9 | 7
Live | 215933787 |  | 11.7 | 19.5 | 39330 | 30000 | 26200 | 3.95 | 2.44 | 34400 | 3.44 | 1.94 | 9 | 7
Live | 215933786 |  | 11.7 | 19.5 | 39330 | 30000 | 26200 | 3.95 | 2.44 | 34400 | 3.44 | 1.94 | 9 | 7
Live | 215936157 |  | 12 | 21.5 | 40710 | 32800 | 28600 | 4.04 | 2.5 | 38000 | 3.54 | 2.04 | 8.5 | 7
Live | 215936156 |  | 12 | 21.5 | 40710 | 32800 | 28600 | 4.04 | 2.5 | 38000 | 3.54 | 2.04 | 8.5 | 7
Live | 215937206 |  | 11 | 20 | 52325 | 43500 | 38500 | 3.7 | 2.14 | 53000 | 3.02 | 1.9 | 8 | 6.5
Live | 215937198 |  | 11 | 19.5 | 51175 | 43500 | 38000 | 3.7 | 2.14 | 53500 | 3.02 | 1.9 | 8 | 6.5
Live | 215940477 |  | 12 | 21.5 | 40710 | 32800 | 28600 | 4.04 | 2.5 | 38000 | 3.56 | 2.04 | 8.5 | 7
Live | 215940476 |  | 12 | 21.5 | 40710 | 32800 | 28600 | 4.04 | 2.5 | 38000 | 3.56 | 2.04 | 8.5 | 7
Live | 215941214 |  | 11.5 | 20.5 | 51750 | 39500 | 36600 | 3.88 | 2.46 | 48500 | 3.5 | 1.82 | 9 | 7
Live | 215941204 |  | 11 | 20 | 51750 | 39500 | 36600 | 3.71 | 2.48 | 48500 | 3.5 | 1.82 | 9 | 7
Live | 215588335 |  | 11 | 18 | 57500 | 48000 | 45000 | 3.7 | 2.3 | 51500 | 2.96 | 1.9 | 8 | 7
Live | 215588333 |  | 12 | 19 | 59800 | 48000 | 46500 | 4.05 | 2.32 | 52500 | 3.24 | 1.9 | 8.1 | 7
Live | 215674886 |  | 9.5 | 16.5 | 51750 | 43000 | 34200 | 3.2 | 2.46 | 49000 | 3.5 | 2.06 | 8.5 | 7
Live | 215674884 |  | 9.5 | 16.5 | 51750 | 43000 | 34200 | 3.2 | 2.46 | 49000 | 3.5 | 2.06 | 8.5 | 7
Live | 215936364 |  | 11.7 | 21 | 40020 | 33000 | 28800 | 3.95 | 2.44 | 38500 | 3.46 | 2.02 | 8.5 | 7
Live | 215936354 |  | 12 | 21.5 | 40480 | 32400 | 28200 | 4.05 | 2.5 | 38000 | 3.54 | 2.04 | 8.5 | 7
Live | 215677176 |  | 9 | 18.5 | 64975 | 55500 | 44500 | 3.03 | 2.38 | 63000 | 3.38 | 2.08 | 9 | 7
Live | 215677175 |  | 9 | 18.5 | 64975 | 55500 | 44500 | 3.03 | 2.38 | 63000 | 3.38 | 2.08 | 9 | 7
Live | 215931967 |  | 10.5 | 19 | 38410 | 30200 | 26200 | 3.54 | 2.42 | 34400 | 3.42 | 2.04 | 9.5 | 7.5
Live | 215931966 |  | 10.5 | 19 | 38410 | 30200 | 26200 | 3.54 | 2.42 | 34400 | 3.42 | 2.04 | 9.5 | 7.5
Live | 215676865 |  | 10.5 | 19 | 55775 | 46500 | 36800 | 3.54 | 2.52 | 50000 | 3.56 | 2 | 9 | 7.5
Live | 215676837 |  | 10.5 | 19.5 | 55775 | 46500 | 36800 | 3.54 | 2.52 | 50000 | 3.58 | 2.12 | 9.5 | 7.5
Live | 215677523 |  | 9 | 18.5 | 64975 | 55500 | 44500 | 3.03 | 2.38 | 63000 | 3.38 | 2.08 | 9 | 7
Live | 215677513 |  | 9 | 18 | 64975 | 56000 | 44500 | 3.03 | 2.38 | 63500 | 3.36 | 2.08 | 9 | 7
Live | 215933778 |  | 11.7 | 19.5 | 39330 | 30000 | 26000 | 3.95 | 2.44 | 34400 | 3.46 | 1.96 | 9 | 7
Live | 215933777 |  | 11.7 | 19.5 | 39330 | 30000 | 26000 | 3.95 | 2.44 | 34400 | 3.46 | 1.96 | 9 | 7
Live | 215936138 |  | 12 | 21 | 39560 | 32000 | 28000 | 4.04 | 2.44 | 38500 | 3.46 | 2.06 | 8.5 | 7
Live | 215936137 |  | 12 | 21 | 39560 | 32000 | 28000 | 4.04 | 2.44 | 38500 | 3.46 | 2.06 | 8.5 | 7
Live | 215937197 |  | 11 | 19.5 | 51175 | 43500 | 38000 | 3.7 | 2.14 | 53500 | 3.02 | 1.9 | 8 | 6.5
Live | 215937196 |  | 11 | 19.5 | 51175 | 43500 | 38000 | 3.7 | 2.14 | 53500 | 3.02 | 1.9 | 8 | 6.5
Live | 215940468 |  | 12 | 21.5 | 40710 | 32800 | 28600 | 4.04 | 2.5 | 38000 | 3.56 | 2.04 | 8.5 | 7
Live | 215940467 |  | 12 | 21.5 | 40710 | 32800 | 28600 | 4.04 | 2.5 | 38000 | 3.56 | 2.04 | 8.5 | 7
Live | 215674883 |  | 9.5 | 16.5 | 51750 | 43000 | 34200 | 3.2 | 2.46 | 49000 | 3.5 | 2.06 | 8.5 | 7
Live | 215674869 |  | 9.5 | 16.5 | 51750 | 43000 | 34200 | 3.2 | 2.46 | 49000 | 3.5 | 2.06 | 8.5 | 7
Live | 215588331 |  | 11.5 | 19 | 59800 | 48000 | 46500 | 3.88 | 2.3 | 52500 | 3.22 | 1.85 | 8.1 | 7
Live | 215588329 |  | 11.5 | 19 | 59225 | 48000 | 46500 | 3.87 | 2.3 | 53000 | 3.22 | 1.85 | 8.1 | 7
Live | 215677167 |  | 8.5 | 17.5 | 63825 | 57000 | 45500 | 2.86 | 2.32 | 64000 | 3.3 | 1.94 | 8.5 | 7
Live | 215677166 |  | 8.5 | 17.5 | 63825 | 57000 | 45500 | 2.86 | 2.32 | 64000 | 3.3 | 1.94 | 8.5 | 7
Live | 215941194 |  | 10.5 | 20 | 51175 | 39500 | 36400 | 3.54 | 2.46 | 48500 | 3.48 | 1.82 | 9 | 7
Live | 215941184 |  | 10.5 | 20 | 50600 | 39500 | 36400 | 3.54 | 2.46 | 48500 | 3.48 | 1.82 | 9 | 7
Live | 215931958 |  | 10 | 18.5 | 36110 | 30800 | 26800 | 3.37 | 2.34 | 35000 | 3.32 | 2 | 9.5 | 7.5
Live | 215931957 |  | 10 | 18.5 | 36110 | 30800 | 26800 | 3.37 | 2.34 | 35000 | 3.32 | 2 | 9.5 | 7.5
Live | 215677503 |  | 8.5 | 17.5 | 63825 | 57000 | 45500 | 2.86 | 2.32 | 64000 | 3.3 | 1.94 | 8.5 | 7
Live | 215677493 |  | 9.5 | 18 | 65550 | 55500 | 44000 | 3.2 | 2.4 | 63000 | 3.42 | 2.08 | 9 | 7
Live | 215933776 |  | 11.7 | 19.5 | 39330 | 30000 | 26000 | 3.95 | 2.44 | 34400 | 3.46 | 1.96 | 9 | 7
Live | 215933768 |  | 11.5 | 19.5 | 39100 | 30200 | 26400 | 3.87 | 2.4 | 34600 | 3.41 | 1.94 | 9 | 7
Live | 215936344 |  | 12 | 21 | 40250 | 32600 | 28400 | 4.04 | 2.48 | 38500 | 3.5 | 2.04 | 8.5 | 7
Live | 215936334 |  | 12 | 21.5 | 40480 | 32400 | 28200 | 4.05 | 2.5 | 38000 | 3.54 | 2.04 | 8.5 | 7
Live | 215676836 |  | 10.5 | 19.5 | 55775 | 46500 | 36800 | 3.54 | 2.52 | 50000 | 3.58 | 2.12 | 9.5 | 7.5
Live | 215676835 |  | 10.5 | 19.5 | 55775 | 46500 | 36800 | 3.54 | 2.52 | 50000 | 3.58 | 2.12 | 9.5 | 7.5
Live | 215936136 |  | 12 | 21 | 39560 | 32000 | 28000 | 4.04 | 2.44 | 38500 | 3.46 | 2.06 | 8.5 | 7
Live | 215936128 |  | 11.5 | 20.5 | 39330 | 32400 | 28400 | 3.88 | 2.4 | 39000 | 3.4 | 2.02 | 8.5 | 7
Live | 215937188 |  | 11.5 | 21 | 52325 | 43500 | 38000 | 3.87 | 2.14 | 53000 | 3.04 | 1.92 | 8 | 6.5
Live | 215937187 |  | 11.5 | 21 | 52325 | 43500 | 38000 | 3.87 | 2.14 | 53000 | 3.04 | 1.92 | 8 | 6.5
Live | 215940466 |  | 12 | 21.5 | 40710 | 32800 | 28600 | 4.04 | 2.5 | 38000 | 3.56 | 2.04 | 8.5 | 7
Live | 215940458 |  | 12.5 | 22 | 40940 | 32600 | 28600 | 4.21 | 2.54 | 38000 | 3.6 | 2.02 | 8.5 | 7
Live | 215674867 |  | 9.5 | 16.5 | 51750 | 43000 | 34200 | 3.2 | 2.46 | 49000 | 3.5 | 2.06 | 8.5 | 7
Live | 215674865 |  | 9.5 | 16.5 | 51750 | 43000 | 34200 | 3.2 | 2.46 | 49000 | 3.5 | 2.06 | 8.5 | 7
Live | 215677165 |  | 8.5 | 17.5 | 63825 | 57000 | 45500 | 2.86 | 2.32 | 64000 | 3.3 | 1.94 | 8.5 | 7
Live | 215677157 |  | 9 | 18 | 65550 | 55500 | 44000 | 3.03 | 2.4 | 63000 | 3.42 | 2.08 | 9 | 7
Live | 215588327 |  | 11.5 | 19 | 59800 | 48000 | 46500 | 3.88 | 2.3 | 52500 | 3.22 | 1.85 | 8.1 | 7
Live | 215588325 |  | 11.5 | 19 | 59225 | 48000 | 45500 | 3.87 | 2.3 | 53000 | 3.2 | 1.88 | 8.1 | 7
Live | 215941174 |  | 10.5 | 20 | 50600 | 39500 | 36600 | 3.54 | 2.44 | 48500 | 3.46 | 1.8 | 9 | 7
Live | 215941164 |  | 10.5 | 19 | 50025 | 40500 | 37400 | 3.54 | 2.36 | 49000 | 3.36 | 1.8 | 9 | 7
Live | 215677483 |  | 9 | 18 | 64975 | 56000 | 44500 | 3.03 | 2.38 | 63500 | 3.38 | 2.08 | 9 | 7
Live | 215677473 |  | 9.5 | 18.5 | 65550 | 55500 | 44000 | 3.2 | 2.42 | 63000 | 3.42 | 2.08 | 9 | 7
Live | 215676827 |  | 10 | 19 | 55200 | 46000 | 36400 | 3.37 | 2.5 | 50000 | 3.54 | 2.02 | 9 | 7.5
Live | 215676826 |  | 10 | 19 | 55200 | 46000 | 36400 | 3.37 | 2.5 | 50000 | 3.54 | 2.02 | 9 | 7.5
Live | 215933767 |  | 11.5 | 19.5 | 39100 | 30200 | 26400 | 3.87 | 2.4 | 34600 | 3.41 | 1.94 | 9 | 7
Live | 215933766 |  | 11.5 | 19.5 | 39100 | 30200 | 26400 | 3.87 | 2.4 | 34600 | 3.41 | 1.94 | 9 | 7
Live | 215936127 |  | 11.5 | 20.5 | 39330 | 32400 | 28400 | 3.88 | 2.4 | 39000 | 3.4 | 2.02 | 8.5 | 7
Live | 215936126 |  | 11.5 | 20.5 | 39330 | 32400 | 28400 | 3.88 | 2.4 | 39000 | 3.4 | 2.02 | 8.5 | 7
Live | 215936324 |  | 12 | 21.5 | 40480 | 32400 | 28200 | 4.05 | 2.5 | 38000 | 3.54 | 2.04 | 8.5 | 7
Live | 215936314 |  | 12 | 21.5 | 40480 | 32400 | 28200 | 4.05 | 2.5 | 38000 | 3.54 | 2.04 | 8.5 | 7
Live | 215931956 |  | 10 | 18.5 | 36110 | 30800 | 26800 | 3.37 | 2.34 | 35000 | 3.32 | 2 | 9.5 | 7.5
Live | 215931948 |  | 10 | 17 | 35190 | 30800 | 26800 | 3.37 | 2.28 | 34800 | 3.24 | 1.9 | 9 | 7.5
Live | 215937186 |  | 11.5 | 21 | 52325 | 43500 | 38000 | 3.87 | 2.14 | 53000 | 3.04 | 1.92 | 8 | 6.5
Live | 215937178 |  | 11.5 | 21 | 52325 | 43000 | 38000 | 3.87 | 2.16 | 53000 | 3.06 | 1.92 | 8 | 6.5
Live | 215674848 |  | 9.5 | 16.5 | 51750 | 43000 | 34200 | 3.2 | 2.46 | 49000 | 3.5 | 2.06 | 8.5 | 7
Live | 215674846 |  | 9.5 | 16.5 | 51750 | 43000 | 34200 | 3.2 | 2.46 | 49000 | 3.5 | 2.06 | 8.5 | 7
Live | 215940457 |  | 12.5 | 22 | 40940 | 32600 | 28600 | 4.21 | 2.54 | 38000 | 3.6 | 2.02 | 8.5 | 7
Live | 215940456 |  | 12.5 | 22 | 40940 | 32600 | 28600 | 4.21 | 2.54 | 38000 | 3.6 | 2.02 | 8.5 | 7
Live | 215677156 |  | 9 | 18 | 65550 | 55500 | 44000 | 3.03 | 2.4 | 63000 | 3.42 | 2.08 | 9 | 7
Live | 215677155 |  | 9 | 18 | 65550 | 55500 | 44000 | 3.03 | 2.4 | 63000 | 3.42 | 2.08 | 9 | 7
Live | 215677463 |  | 9.5 | 18.5 | 65550 | 55500 | 44000 | 3.2 | 2.4 | 63000 | 3.4 | 2.08 | 9 | 7
Live | 215677453 |  | 9.5 | 18.5 | 65550 | 55500 | 44000 | 3.2 | 2.4 | 63000 | 3.42 | 2.08 | 9 | 7
Live | 215588323 |  | 12 | 19 | 59800 | 47500 | 46000 | 4.05 | 2.32 | 52500 | 3.26 | 1.85 | 8.1 | 7
Live | 215588321 |  | 11.5 | 19 | 59225 | 48000 | 45500 | 3.87 | 2.3 | 53000 | 3.2 | 1.88 | 8 | 7
Live | 215676825 |  | 10 | 19 | 55200 | 46000 | 36400 | 3.37 | 2.5 | 50000 | 3.54 | 2.02 | 9 | 7.5
Live | 215676817 |  | 10.5 | 19.5 | 55775 | 46500 | 36800 | 3.54 | 2.52 | 50000 | 3.58 | 2.12 | 9.5 | 7.5
Live | 215931947 |  | 10 | 17 | 35190 | 30800 | 26800 | 3.37 | 2.28 | 34800 | 3.24 | 1.9 | 9 | 7.5
Live | 215931946 |  | 10 | 17 | 35190 | 30800 | 26800 | 3.37 | 2.28 | 34800 | 3.24 | 1.9 | 9 | 7.5
Live | 215941154 |  | 11 | 20 | 50600 | 39500 | 36600 | 3.71 | 2.44 | 48500 | 3.46 | 1.8 | 9 | 7
Live | 215941144 |  | 11 | 20 | 50600 | 39500 | 36600 | 3.71 | 2.44 | 48500 | 3.48 | 1.82 | 9 | 7
Live | 215933758 |  | 11 | 19.5 | 39100 | 30400 | 26400 | 3.71 | 2.4 | 34800 | 3.4 | 1.92 | 9 | 7
Live | 215933757 |  | 11 | 19.5 | 39100 | 30400 | 26400 | 3.71 | 2.4 | 34800 | 3.4 | 1.92 | 9 | 7
Live | 215936304 |  | 12 | 21.5 | 40250 | 32600 | 28400 | 4.04 | 2.48 | 38500 | 3.5 | 2.04 | 8.5 | 7
Live | 215936284 |  | 11.5 | 20.5 | 39790 | 31200 | 27600 | 3.87 | 2.42 | 38000 | 3.44 | 2 | 8.5 | 7
Live | 215936118 |  | 11 | 20.5 | 39330 | 30400 | 27000 | 3.71 | 2.38 | 38000 | 3.36 | 2 | 8.1 | 7
Live | 215936117 |  | 11 | 20.5 | 39330 | 30400 | 27000 | 3.71 | 2.38 | 38000 | 3.36 | 2 | 8.1 | 7
Live | 215937177 |  | 11.5 | 21 | 52325 | 43000 | 38000 | 3.87 | 2.16 | 53000 | 3.06 | 1.92 | 8 | 6.5
Live | 215937176 |  | 11.5 | 21 | 52325 | 43000 | 38000 | 3.87 | 2.16 | 53000 | 3.06 | 1.92 | 8 | 6.5
Live | 215674843 |  | 9.5 | 16.5 | 51750 | 43000 | 34200 | 3.2 | 2.46 | 49000 | 3.5 | 2.06 | 8.5 | 7
Live | 215674828 |  | 9 | 16.5 | 51175 | 43000 | 34400 | 3.04 | 2.44 | 49500 | 3.46 | 2.04 | 8.5 | 7
Live | 215677443 |  | 9 | 18 | 64400 | 56000 | 45000 | 3.03 | 2.36 | 63500 | 3.36 | 2.06 | 9 | 7
Live | 215677413 |  | 9 | 18.5 | 64975 | 56000 | 44500 | 3.03 | 2.4 | 64000 | 3.4 | 2.08 | 9 | 7
Live | 215940448 |  | 12 | 21.5 | 40940 | 32800 | 28600 | 4.04 | 2.54 | 38000 | 3.58 | 2.04 | 8.5 | 7
Live | 215940447 |  | 12 | 21.5 | 40940 | 32800 | 28600 | 4.04 | 2.54 | 38000 | 3.58 | 2.04 | 8.5 | 7
Live | 215676816 |  | 10.5 | 19.5 | 55775 | 46500 | 36800 | 3.54 | 2.52 | 50000 | 3.58 | 2.12 | 9.5 | 7.5
Live | 215676815 |  | 10.5 | 19.5 | 55775 | 46500 | 36800 | 3.54 | 2.52 | 50000 | 3.58 | 2.12 | 9.5 | 7.5
Live | 215677147 |  | 9 | 18 | 64975 | 56000 | 44500 | 3.03 | 2.38 | 63500 | 3.36 | 2.08 | 9 | 7
Live | 215677146 |  | 9 | 18 | 64975 | 56000 | 44500 | 3.03 | 2.38 | 63500 | 3.36 | 2.08 | 9 | 7
Live | 215931938 |  | 10 | 18.5 | 36110 | 31000 | 27000 | 3.37 | 2.34 | 35000 | 3.32 | 1.98 | 9.5 | 7.5
Live | 215931937 |  | 10 | 18.5 | 36110 | 31000 | 27000 | 3.37 | 2.34 | 35000 | 3.32 | 1.98 | 9.5 | 7.5
Live | 215933756 |  | 11 | 19.5 | 39100 | 30400 | 26400 | 3.71 | 2.4 | 34800 | 3.4 | 1.92 | 9 | 7
Live | 215933748 |  | 11 | 19 | 38870 | 30800 | 26800 | 3.71 | 2.36 | 35200 | 3.34 | 1.92 | 9 | 7
Live | 215936274 |  | 11 | 20.5 | 39560 | 31400 | 27600 | 3.7 | 2.42 | 38000 | 3.44 | 2.08 | 8.5 | 7
Live | 215936264 |  | 12.5 | 22 | 40940 | 32800 | 28400 | 4.21 | 2.52 | 38000 | 3.58 | 2.04 | 8.5 | 7
Live | 215941134 |  | 10.5 | 20 | 50600 | 39500 | 36600 | 3.54 | 2.44 | 48500 | 3.46 | 1.8 | 9 | 7
Live | 215941124 |  | 11.5 | 21.5 | 52325 | 39500 | 36600 | 3.87 | 2.48 | 48500 | 3.5 | 2 | 9.5 | 7.5
Live | 215936116 |  | 11 | 20.5 | 39330 | 30400 | 27000 | 3.71 | 2.38 | 38000 | 3.36 | 2 | 8.1 | 7
Live | 215936108 |  | 12 | 21 | 39560 | 32000 | 28000 | 4.04 | 2.44 | 38500 | 3.46 | 2.06 | 8.5 | 7
Live | 215588319 |  | 12 | 19.5 | 59800 | 47500 | 46000 | 4.05 | 2.32 | 52500 | 3.26 | 1.95 | 8.5 | 7
Live | 215588317 |  | 12 | 19.5 | 59800 | 48000 | 46500 | 4.05 | 2.32 | 52500 | 3.24 | 1.95 | 8.5 | 7
Live | 215937168 |  | 11.5 | 20.5 | 51175 | 43000 | 37600 | 3.88 | 2.16 | 53500 | 3.06 | 1.95 | 8.1 | 6.8
Live | 215937167 |  | 11.5 | 20.5 | 51175 | 43000 | 37600 | 3.88 | 2.16 | 53500 | 3.06 | 1.95 | 8.1 | 6.8
Live | 215674826 |  | 9 | 16.5 | 51175 | 43000 | 34400 | 3.04 | 2.44 | 49500 | 3.46 | 2.04 | 8.5 | 7
Live | 215674824 |  | 9 | 16.5 | 51175 | 43000 | 34400 | 3.04 | 2.44 | 49500 | 3.46 | 2.04 | 8.5 | 7
Live | 215677403 |  | 9 | 18.5 | 64975 | 56000 | 44500 | 3.03 | 2.4 | 64000 | 3.4 | 2.08 | 9 | 7
Live | 215677393 |  | 8.5 | 17.5 | 63825 | 57000 | 46000 | 2.86 | 2.32 | 64000 | 3.3 | 1.94 | 8.5 | 7
Live | 215931936 |  | 10 | 18.5 | 36110 | 31000 | 27000 | 3.37 | 2.34 | 35000 | 3.32 | 1.98 | 9.5 | 7.5
Live | 215931928 |  | 10 | 17 | 34960 | 30800 | 26800 | 3.37 | 2.28 | 35000 | 3.24 | 1.9 | 9 | 7.5
Live | 215940446 |  | 12 | 21.5 | 40940 | 32800 | 28600 | 4.04 | 2.54 | 38000 | 3.58 | 2.04 | 8.5 | 7
Live | 215940438 |  | 12 | 21 | 40710 | 33200 | 29000 | 4.04 | 2.48 | 38500 | 3.52 | 2.02 | 8.5 | 7
Live | 215677145 |  | 9 | 18 | 64975 | 56000 | 44500 | 3.03 | 2.38 | 63500 | 3.36 | 2.08 | 9 | 7
Live | 215677137 |  | 9.5 | 18.5 | 65550 | 55500 | 44000 | 3.2 | 2.4 | 63000 | 3.42 | 2.08 | 9 | 7
Live | 215676807 |  | 10 | 18.5 | 55200 | 47500 | 37400 | 3.37 | 2.46 | 50000 | 3.5 | 1.98 | 9 | 7.5
Live | 215676806 |  | 10 | 18.5 | 55200 | 47500 | 37400 | 3.37 | 2.46 | 50000 | 3.5 | 1.98 | 9 | 7.5
Live | 215936254 |  | 12.5 | 22 | 40940 | 32800 | 28400 | 4.21 | 2.52 | 38000 | 3.58 | 2.04 | 8.5 | 7
Live | 215936244 |  | 12.5 | 22 | 40710 | 32800 | 28400 | 4.22 | 2.5 | 38000 | 3.56 | 2.04 | 8.5 | 7
Live | 215933747 |  | 11 | 19 | 38870 | 30800 | 26800 | 3.71 | 2.36 | 35200 | 3.34 | 1.92 | 9 | 7
Live | 215933746 |  | 11 | 19 | 38870 | 30800 | 26800 | 3.71 | 2.36 | 35200 | 3.34 | 1.92 | 9 | 7
Live | 215941114 |  | 11 | 21.5 | 52325 | 39500 | 36800 | 3.7 | 2.46 | 48500 | 3.5 | 2 | 9.5 | 7.5
Live | 215941104 |  | 11 | 21 | 52325 | 40000 | 37000 | 3.7 | 2.46 | 48500 | 3.48 | 2 | 9.5 | 7.5
Live | 215936107 |  | 12 | 21 | 39560 | 32000 | 28000 | 4.04 | 2.44 | 38500 | 3.46 | 2.06 | 8.5 | 7
Live | 215936106 |  | 12 | 21 | 39560 | 32000 | 28000 | 4.04 | 2.44 | 38500 | 3.46 | 2.06 | 8.5 | 7
Live | 215940437 |  | 12 | 21 | 40710 | 33200 | 29000 | 4.04 | 2.48 | 38500 | 3.52 | 2.02 | 8.5 | 7
Live | 215940436 |  | 12 | 21 | 40710 | 33200 | 29000 | 4.04 | 2.48 | 38500 | 3.52 | 2.02 | 8.5 | 7
Live | 215588315 |  | 12 | 19.5 | 59800 | 47500 | 46000 | 4.05 | 2.32 | 52500 | 3.26 | 1.95 | 8.5 | 7
Live | 215588313 |  | 11.5 | 19 | 59225 | 48500 | 47000 | 3.87 | 2.28 | 53000 | 3.2 | 1.82 | 8.1 | 7
Live | 215937166 |  | 11.5 | 20.5 | 51175 | 43000 | 37600 | 3.88 | 2.16 | 53500 | 3.06 | 1.95 | 8.1 | 6.8
Live | 215937158 |  | 11 | 20.5 | 52325 | 43500 | 38500 | 3.7 | 2.12 | 53000 | 3.02 | 1.9 | 8 | 6.5
Live | 215674805 |  | 9 | 16.5 | 51175 | 43000 | 34400 | 3.04 | 2.44 | 49500 | 3.46 | 2.04 | 8.5 | 7
Live | 215674802 |  | 9 | 16.5 | 51175 | 43000 | 34400 | 3.04 | 2.44 | 49500 | 3.46 | 2.04 | 8.5 | 7
Live | 215677383 |  | 9 | 18 | 65550 | 55500 | 44500 | 3.03 | 2.42 | 63500 | 3.42 | 2.08 | 9 | 7
Live | 215677373 |  | 9 | 18 | 64975 | 56000 | 45000 | 3.03 | 2.38 | 64000 | 3.38 | 2.08 | 9 | 7
Live | 215931927 |  | 10 | 17 | 34960 | 30800 | 26800 | 3.37 | 2.28 | 35000 | 3.24 | 1.9 | 9 | 7.5
Live | 215931926 |  | 10 | 17 | 34960 | 30800 | 26800 | 3.37 | 2.28 | 35000 | 3.24 | 1.9 | 9 | 7.5
Live | 215676805 |  | 10 | 18.5 | 55200 | 47500 | 37400 | 3.37 | 2.46 | 50000 | 3.5 | 1.98 | 9 | 7.5
Live | 215676797 |  | 10 | 18.5 | 55200 | 47000 | 37400 | 3.37 | 2.48 | 50000 | 3.52 | 2 | 9 | 7.5
Live | 215933708 |  | 11.7 | 19.5 | 38870 | 30400 | 26400 | 3.94 | 2.44 | 34600 | 3.46 | 1.92 | 9 | 7
Live | 215933707 |  | 11.7 | 19.5 | 38870 | 30400 | 26400 | 3.94 | 2.44 | 34600 | 3.46 | 1.92 | 9 | 7
Live | 215936234 |  | 12.5 | 22 | 40940 | 32800 | 28400 | 4.21 | 2.52 | 38000 | 3.58 | 2.04 | 8.5 | 7
Live | 215936224 |  | 12 | 21.5 | 40710 | 32800 | 28400 | 4.04 | 2.5 | 38000 | 3.56 | 2.04 | 8.5 | 7
Live | 215941094 |  | 11 | 21 | 52325 | 40000 | 37000 | 3.7 | 2.46 | 48500 | 3.48 | 2 | 9.5 | 7.5
Live | 215941084 |  | 11 | 21 | 52325 | 40000 | 36800 | 3.7 | 2.46 | 48500 | 3.48 | 2 | 9.5 | 7.5
Live | 215936098 |  | 11.7 | 20.5 | 39560 | 32200 | 28200 | 3.94 | 2.42 | 38500 | 3.44 | 2.04 | 8.5 | 7
Live | 215936097 |  | 11.7 | 20.5 | 39560 | 32200 | 28200 | 3.94 | 2.42 | 38500 | 3.44 | 2.04 | 8.5 | 7
Live | 215940428 |  | 11.7 | 21 | 40480 | 33800 | 29400 | 3.94 | 2.44 | 38500 | 3.46 | 2.02 | 8.5 | 7
Live | 215940427 |  | 11.7 | 21 | 40480 | 33800 | 29400 | 3.94 | 2.44 | 38500 | 3.46 | 2.02 | 8.5 | 7
Live | 215937157 |  | 11 | 20.5 | 52325 | 43500 | 38500 | 3.7 | 2.12 | 53000 | 3.02 | 1.9 | 8 | 6.5
Live | 215937156 |  | 11 | 20.5 | 52325 | 43500 | 38500 | 3.7 | 2.12 | 53000 | 3.02 | 1.9 | 8 | 6.5
Live | 215677136 |  | 9.5 | 18.5 | 65550 | 55500 | 44000 | 3.2 | 2.4 | 63000 | 3.42 | 2.08 | 9 | 7
Live | 215677135 |  | 9.5 | 18.5 | 65550 | 55500 | 44000 | 3.2 | 2.4 | 63000 | 3.42 | 2.08 | 9 | 7
Live | 215588307 |  | 11 | 18.5 | 58650 | 48000 | 45500 | 3.7 | 2.28 | 52500 | 3.1 | 1.88 | 8.1 | 7
Live | 215588305 |  | 10.5 | 18 | 57500 | 49000 | 46000 | 3.54 | 2.24 | 53000 | 3.02 | 1.88 | 8.1 | 7
Live | 215674800 |  | 9 | 16.5 | 51175 | 43000 | 34400 | 3.04 | 2.44 | 49500 | 3.46 | 2.04 | 8.5 | 7
Live | 215674784 |  | 9 | 16 | 51175 | 43500 | 34600 | 3.04 | 2.42 | 49500 | 3.44 | 1.94 | 8.5 | 7
Live | 215933706 |  | 11.7 | 19.5 | 38870 | 30400 | 26400 | 3.94 | 2.44 | 34600 | 3.46 | 1.92 | 9 | 7
Live | 215933698 |  | 11 | 19 | 38410 | 30000 | 26000 | 3.7 | 2.42 | 34200 | 3.44 | 1.94 | 9 | 7
Live | 215677363 |  | 9.5 | 18.5 | 65550 | 56000 | 44500 | 3.2 | 2.4 | 63500 | 3.42 | 2.08 | 9 | 7
Live | 215677353 |  | 9.5 | 18.5 | 65550 | 55500 | 44500 | 3.2 | 2.4 | 63500 | 3.42 | 2.08 | 9 | 7
Live | 215936214 |  | 12 | 21 | 40480 | 33200 | 28800 | 4.05 | 2.46 | 38500 | 3.5 | 2.02 | 8.5 | 7
Live | 215936204 |  | 12.5 | 22 | 40940 | 32600 | 28400 | 4.21 | 2.52 | 38000 | 3.58 | 2.06 | 8.5 | 7
Live | 215931499 |  | 12.5 | 21.5 | 39560 | 29800 | 25800 | 4.22 | 2.5 | 34200 | 3.54 | 2.06 | 9.5 | 7.5
Live | 215931498 |  | 12.5 | 21.5 | 39560 | 29800 | 25800 | 4.22 | 2.5 | 34200 | 3.54 | 2.06 | 9.5 | 7.5
Live | 215676796 |  | 10 | 18.5 | 55200 | 47000 | 37400 | 3.37 | 2.48 | 50000 | 3.52 | 2 | 9 | 7.5
Live | 215676795 |  | 10 | 18.5 | 55200 | 47000 | 37400 | 3.37 | 2.48 | 50000 | 3.52 | 2 | 9 | 7.5
Live | 215940426 |  | 11.7 | 21 | 40480 | 33800 | 29400 | 3.94 | 2.44 | 38500 | 3.46 | 2.02 | 8.5 | 7
Live | 215940418 |  | 12.5 | 22 | 40940 | 32600 | 28600 | 4.21 | 2.54 | 38000 | 3.6 | 2.02 | 8.5 | 7
Live | 215941074 |  | 11 | 21 | 51750 | 40000 | 37000 | 3.71 | 2.44 | 48500 | 3.46 | 2 | 9.5 | 7.5
Live | 215941064 |  | 11 | 20 | 51175 | 40500 | 37600 | 3.7 | 2.38 | 49000 | 3.36 | 2 | 9 | 7
Live | 215936096 |  | 11.7 | 20.5 | 39560 | 32200 | 28200 | 3.94 | 2.42 | 38500 | 3.44 | 2.04 | 8.5 | 7
Live | 215936088 |  | 11.5 | 20.5 | 39330 | 32600 | 28600 | 3.88 | 2.38 | 39000 | 3.36 | 2.02 | 8.5 | 7
Live | 215937148 |  | 11 | 20 | 51750 | 44000 | 39000 | 3.71 | 2.1 | 53500 | 2.98 | 1.9 | 8 | 6.5
Live | 215937147 |  | 11 | 20 | 51750 | 44000 | 39000 | 3.71 | 2.1 | 53500 | 2.98 | 1.9 | 8 | 6.5
Live | 215677127 |  | 9.5 | 18.5 | 65550 | 55500 | 44000 | 3.2 | 2.4 | 63000 | 3.4 | 2.08 | 9 | 7
Live | 215677126 |  | 9.5 | 18.5 | 65550 | 55500 | 44000 | 3.2 | 2.4 | 63000 | 3.4 | 2.08 | 9 | 7
Live | 215588303 |  | 11 | 18.5 | 58650 | 48000 | 45500 | 3.7 | 2.28 | 52500 | 3.1 | 1.88 | 8 | 7
Live | 215588301 |  | 11 | 18 | 58075 | 48500 | 45500 | 3.71 | 2.26 | 52500 | 3.06 | 1.88 | 8.1 | 7
Live | 215677125 |  | 9.5 | 18.5 | 65550 | 55500 | 44000 | 3.2 | 2.4 | 63000 | 3.4 | 2.08 | 9 | 7
Live | 215677117 |  | 9.5 | 18.5 | 65550 | 55500 | 44000 | 3.2 | 2.4 | 63000 | 3.42 | 2.08 | 9 | 7
Live | 215674783 |  | 9 | 16 | 51175 | 43500 | 34600 | 3.04 | 2.42 | 49500 | 3.44 | 1.94 | 8.5 | 7
Live | 215674780 |  | 9 | 16 | 51175 | 43500 | 34600 | 3.04 | 2.42 | 49500 | 3.44 | 1.94 | 8.5 | 7
Live | 215933697 |  | 11 | 19 | 38410 | 30000 | 26000 | 3.7 | 2.42 | 34200 | 3.44 | 1.94 | 9 | 7
Live | 215933696 |  | 11 | 19 | 38410 | 30000 | 26000 | 3.7 | 2.42 | 34200 | 3.44 | 1.94 | 9 | 7
Live | 215677343 |  | 9 | 18 | 64975 | 56500 | 45000 | 3.03 | 2.36 | 64000 | 3.36 | 2.06 | 9 | 7
Live | 215677333 |  | 9.5 | 18 | 63250 | 54000 | 43500 | 3.2 | 2.36 | 59500 | 3.36 | 2.1 | 9 | 7
Live | 215936194 |  | 12 | 21.5 | 40710 | 32800 | 28600 | 4.04 | 2.5 | 38000 | 3.54 | 2.04 | 8.5 | 7
Live | 215936184 |  | 12.5 | 22 | 40940 | 32600 | 28400 | 4.21 | 2.52 | 38000 | 3.58 | 2.04 | 8.5 | 7
Live | 215931497 |  | 12.5 | 21.5 | 39560 | 29800 | 25800 | 4.22 | 2.5 | 34200 | 3.54 | 2.06 | 9.5 | 7.5
Live | 215683237 |  | 9.5 | 19 | 66125 | 56000 | 44500 | 3.2 | 2.42 | 64000 | 3.44 | 2.1 | 9 | 7
Live | 215676787 |  | 10.5 | 19 | 55775 | 46500 | 36600 | 3.54 | 2.52 | 50000 | 3.58 | 2.12 | 9 | 7.5
Live | 215676786 |  | 10.5 | 19 | 55775 | 46500 | 36600 | 3.54 | 2.52 | 50000 | 3.58 | 2.12 | 9 | 7.5
Live | 215936087 |  | 11.5 | 20.5 | 39330 | 32600 | 28600 | 3.88 | 2.38 | 39000 | 3.36 | 2.02 | 8.5 | 7
Live | 215936086 |  | 11.5 | 20.5 | 39330 | 32600 | 28600 | 3.88 | 2.38 | 39000 | 3.36 | 2.02 | 8.5 | 7
Live | 215941054 |  | 11.5 | 21 | 51750 | 40000 | 37000 | 3.88 | 2.44 | 48500 | 3.46 | 2 | 9.5 | 7.5
Live | 215941044 |  | 11.5 | 21.5 | 52325 | 40000 | 36800 | 3.87 | 2.46 | 48500 | 3.48 | 2 | 9.5 | 7.5
Live | 215937146 |  | 11 | 20 | 51750 | 44000 | 39000 | 3.71 | 2.1 | 53500 | 2.98 | 1.9 | 8 | 6.5
Live | 215677116 |  | 9.5 | 18.5 | 65550 | 55500 | 44000 | 3.2 | 2.4 | 63000 | 3.42 | 2.08 | 9 | 7
Live | 215677115 |  | 9.5 | 18.5 | 65550 | 55500 | 44000 | 3.2 | 2.4 | 63000 | 3.42 | 2.08 | 9 | 7
Live | 215588297 |  | 11 | 18 | 58075 | 48500 | 45500 | 3.71 | 2.26 | 52500 | 3.06 | 1.88 | 8 | 7
Live | 215933688 |  | 10.5 | 17.5 | 37030 | 29800 | 26000 | 3.53 | 2.36 | 33800 | 3.34 | 1.94 | 9 | 7
Live | 215933687 |  | 10.5 | 17.5 | 37030 | 29800 | 26000 | 3.53 | 2.36 | 33800 | 3.34 | 1.94 | 9 | 7
Live | 215677303 |  | 9.5 | 19 | 66125 | 56000 | 44500 | 3.2 | 2.44 | 64000 | 3.44 | 2.1 | 9 | 7
Live | 215677293 |  | 9.5 | 18.5 | 66125 | 56000 | 44500 | 3.2 | 2.42 | 64000 | 3.44 | 2.08 | 9 | 7
Live | 215940417 |  | 12.5 | 22 | 40940 | 32600 | 28600 | 4.21 | 2.54 | 38000 | 3.6 | 2.02 | 8.5 | 7
Live | 215940416 |  | 12.5 | 22 | 40940 | 32600 | 28600 | 4.21 | 2.54 | 38000 | 3.6 | 2.02 | 8.5 | 7
Live | 215683236 |  | 9.5 | 19 | 66125 | 56000 | 44500 | 3.2 | 2.42 | 64000 | 3.44 | 2.1 | 9 | 7
Live | 215683235 |  | 9.5 | 19 | 66125 | 56000 | 44500 | 3.2 | 2.42 | 64000 | 3.44 | 2.1 | 9 | 7
Live | 215674763 |  | 9 | 16 | 51175 | 43000 | 34200 | 3.04 | 2.42 | 49500 | 3.44 | 1.94 | 8.5 | 7
Live | 215674761 |  | 9 | 16 | 51175 | 43000 | 34200 | 3.04 | 2.42 | 49500 | 3.44 | 1.94 | 8.5 | 7
Live | 215936078 |  | 11.5 | 20.5 | 39330 | 32600 | 28600 | 3.88 | 2.38 | 39000 | 3.38 | 2.04 | 8.5 | 7
Live | 215936077 |  | 11.5 | 20.5 | 39330 | 32600 | 28600 | 3.88 | 2.38 | 39000 | 3.38 | 2.04 | 8.5 | 7
Live | 215936174 |  | 12.5 | 22 | 40940 | 32800 | 28400 | 4.21 | 2.52 | 38500 | 3.58 | 2.04 | 8.5 | 7
Live | 215936164 |  | 12.5 | 22 | 40940 | 32600 | 28400 | 4.21 | 2.52 | 38000 | 3.58 | 2.04 | 8.5 | 7
Live | 215676785 |  | 10.5 | 19 | 55775 | 46500 | 36600 | 3.54 | 2.52 | 50000 | 3.58 | 2.12 | 9 | 7.5
Live | 215676777 |  | 10 | 18.5 | 55775 | 47000 | 37000 | 3.37 | 2.5 | 50000 | 3.56 | 2 | 9 | 7.5
Live | 215677107 |  | 9 | 18 | 64400 | 56000 | 45000 | 3.03 | 2.36 | 63500 | 3.36 | 2.06 | 9 | 7
Live | 215677106 |  | 9 | 18 | 64400 | 56000 | 45000 | 3.03 | 2.36 | 63500 | 3.36 | 2.06 | 9 | 7
Live | 215683227 |  | 9.5 | 18.5 | 66125 | 56000 | 44500 | 3.2 | 2.42 | 64000 | 3.42 | 2.08 | 9 | 7
Live | 215683226 |  | 9.5 | 18.5 | 66125 | 56000 | 44500 | 3.2 | 2.42 | 64000 | 3.42 | 2.08 | 9 | 7
Live | 215941034 |  | 11 | 21 | 51750 | 40000 | 37000 | 3.71 | 2.44 | 48500 | 3.46 | 2 | 9.5 | 7.5
Live | 215941024 |  | 11 | 21 | 51175 | 39000 | 36400 | 3.7 | 2.46 | 48000 | 3.5 | 2 | 9.5 | 7.5
Live | 215677283 |  | 9.5 | 18.5 | 66125 | 56000 | 44500 | 3.2 | 2.42 | 64000 | 3.42 | 2.08 | 9 | 7
Live | 215677273 |  | 9.5 | 18.5 | 66125 | 56000 | 44500 | 3.2 | 2.42 | 64000 | 3.44 | 2.08 | 9 | 7
Live | 215936154 |  | 12 | 21.5 | 40710 | 32800 | 28600 | 4.04 | 2.5 | 38000 | 3.54 | 2.04 | 8.5 | 7
Live | 215936134 |  | 12 | 21 | 39560 | 32000 | 28000 | 4.04 | 2.44 | 38500 | 3.46 | 2.06 | 8.5 | 7
Live | 215940408 |  | 12.5 | 22 | 40940 | 32600 | 28600 | 4.21 | 2.54 | 38000 | 3.6 | 2.02 | 8.5 | 7
Live | 215940407 |  | 12.5 | 22 | 40940 | 32600 | 28600 | 4.21 | 2.54 | 38000 | 3.6 | 2.02 | 8.5 | 7
Live | 215933686 |  | 10.5 | 17.5 | 37030 | 29800 | 26000 | 3.53 | 2.36 | 33800 | 3.34 | 1.94 | 9 | 7
Live | 215933678 |  | 11.5 | 19.5 | 38870 | 30600 | 26600 | 3.87 | 2.44 | 35000 | 3.47 | 1.92 | 9 | 7
Live | 215674758 |  | 9 | 16 | 51175 | 43000 | 34200 | 3.04 | 2.42 | 49500 | 3.44 | 1.94 | 8.5 | 7
Live | 215674741 |  | 9 | 15.5 | 50600 | 44000 | 35200 | 3.03 | 2.38 | 50000 | 3.36 | 1.92 | 8.5 | 7
Live | 215936076 |  | 11.5 | 20.5 | 39330 | 32600 | 28600 | 3.88 | 2.38 | 39000 | 3.38 | 2.04 | 8.5 | 7
Live | 215936068 |  | 11 | 20 | 39100 | 30600 | 27000 | 3.71 | 2.36 | 38000 | 3.36 | 2 | 8.1 | 7
Live | 215937118 |  | 11 | 20 | 51175 | 43500 | 38500 | 3.7 | 2.12 | 52000 | 3.02 | 2 | 8.1 | 7
Live | 215937117 |  | 11 | 20 | 51175 | 43500 | 38500 | 3.7 | 2.12 | 52000 | 3.02 | 2 | 8.1 | 7
Live | 215676776 |  | 10 | 18.5 | 55775 | 47000 | 37000 | 3.37 | 2.5 | 50000 | 3.56 | 2 | 9 | 7.5
Live | 215676775 |  | 10 | 18.5 | 55775 | 47000 | 37000 | 3.37 | 2.5 | 50000 | 3.56 | 2 | 9 | 7.5
Live | 215677105 |  | 9 | 18 | 64400 | 56000 | 45000 | 3.03 | 2.36 | 63500 | 3.36 | 2.06 | 9 | 7
Live | 215677077 |  | 9 | 18.5 | 64975 | 56000 | 45000 | 3.03 | 2.38 | 64000 | 3.38 | 2.08 | 9 | 7
Live | 215940406 |  | 12.5 | 22 | 40940 | 32600 | 28600 | 4.21 | 2.54 | 38000 | 3.6 | 2.02 | 8.5 | 7
Live | 215940398 |  | 12 | 21.5 | 40940 | 32800 | 28600 | 4.04 | 2.54 | 38000 | 3.58 | 2.04 | 8.5 | 7
Live | 215588289 |  | 12 | 19.5 | 60950 | 48000 | 46500 | 4.04 | 2.32 | 53500 | 3.36 | 1.95 | 8.5 | 7
Live | 215683225 |  | 9.5 | 18.5 | 66125 | 56000 | 44500 | 3.2 | 2.42 | 64000 | 3.42 | 2.08 | 9 | 7
Live | 215683217 |  | 9 | 18.5 | 66125 | 56500 | 45000 | 3.03 | 2.4 | 64000 | 3.42 | 2.08 | 9 | 7
Live | 215941014 |  | 11 | 21 | 51175 | 39000 | 36400 | 3.7 | 2.46 | 48000 | 3.48 | 2 | 9.5 | 7.5
Live | 215941004 |  | 11 | 21 | 51175 | 39500 | 36600 | 3.7 | 2.44 | 48500 | 3.46 | 2 | 9.5 | 7.5
Live | 215677263 |  | 8.5 | 18 | 64975 | 57000 | 45500 | 2.86 | 2.36 | 65000 | 3.34 | 2.06 | 9 | 7
Live | 215677253 |  | 9.5 | 18.5 | 66700 | 56000 | 44500 | 3.2 | 2.44 | 64000 | 3.46 | 2.1 | 9 | 7
Live | 215936124 |  | 11.5 | 20.5 | 39330 | 32400 | 28400 | 3.88 | 2.4 | 39000 | 3.4 | 2.02 | 8.5 | 7
Live | 215936114 |  | 11 | 20.5 | 39330 | 30400 | 27000 | 3.71 | 2.38 | 38000 | 3.36 | 2 | 8.1 | 7
Live | 215674738 |  | 9 | 15.5 | 50600 | 44000 | 35200 | 3.03 | 2.38 | 50000 | 3.36 | 1.92 | 8.5 | 7
Live | 215674736 |  | 9 | 15.5 | 50600 | 44000 | 35200 | 3.03 | 2.38 | 50000 | 3.36 | 1.92 | 8.5 | 7
Live | 215933677 |  | 11.5 | 19.5 | 38870 | 30600 | 26600 | 3.87 | 2.44 | 35000 | 3.47 | 1.92 | 9 | 7
Live | 215933676 |  | 11.5 | 19.5 | 38870 | 30600 | 26600 | 3.87 | 2.44 | 35000 | 3.47 | 1.92 | 9 | 7
Live | 215936067 |  | 11 | 20 | 39100 | 30600 | 27000 | 3.71 | 2.36 | 38000 | 3.36 | 2 | 8.1 | 7
Live | 215936066 |  | 11 | 20 | 39100 | 30600 | 27000 | 3.71 | 2.36 | 38000 | 3.36 | 2 | 8.1 | 7
Live | 215937116 |  | 11 | 20 | 51175 | 43500 | 38500 | 3.7 | 2.12 | 52000 | 3.02 | 2 | 8.1 | 7
Live | 215937108 |  | 11 | 19 | 49450 | 42500 | 37600 | 3.71 | 2.14 | 53000 | 3.04 | 2 | 8.1 | 7
Live | 215676767 |  | 10 | 18.5 | 55200 | 47000 | 37400 | 3.37 | 2.48 | 50000 | 3.5 | 2 | 9 | 7.5
Live | 215676766 |  | 10 | 18.5 | 55200 | 47000 | 37400 | 3.37 | 2.48 | 50000 | 3.5 | 2 | 9 | 7.5
Live | 215677076 |  | 9 | 18.5 | 64975 | 56000 | 45000 | 3.03 | 2.38 | 64000 | 3.38 | 2.08 | 9 | 7
Live | 215677075 |  | 9 | 18.5 | 64975 | 56000 | 45000 | 3.03 | 2.38 | 64000 | 3.38 | 2.08 | 9 | 7
Live | 215683216 |  | 9 | 18.5 | 66125 | 56500 | 45000 | 3.03 | 2.4 | 64000 | 3.42 | 2.08 | 9 | 7
Live | 215683215 |  | 9 | 18.5 | 66125 | 56500 | 45000 | 3.03 | 2.4 | 64000 | 3.42 | 2.08 | 9 | 7
Live | 215940994 |  | 11 | 21 | 51175 | 39500 | 36600 | 3.7 | 2.44 | 48500 | 3.46 | 2 | 9.5 | 7.5
Live | 215940984 |  | 10.5 | 21 | 50025 | 39500 | 36400 | 3.54 | 2.44 | 48000 | 3.48 | 2 | 9.5 | 7.5
Live | 215677243 |  | 9 | 18 | 66125 | 56500 | 45000 | 3.03 | 2.4 | 64000 | 3.42 | 2.08 | 9 | 7
Live | 215677233 |  | 9.5 | 19 | 66700 | 56000 | 44500 | 3.2 | 2.44 | 64000 | 3.46 | 2.08 | 9 | 7
Live | 215940397 |  | 12 | 21.5 | 40940 | 32800 | 28600 | 4.04 | 2.54 | 38000 | 3.58 | 2.04 | 8.5 | 7
Live | 215940396 |  | 12 | 21.5 | 40940 | 32800 | 28600 | 4.04 | 2.54 | 38000 | 3.58 | 2.04 | 8.5 | 7
Live | 215588287 |  | 12 | 19.5 | 60375 | 48000 | 46500 | 4.04 | 2.32 | 53500 | 3.36 | 1.95 | 8.5 | 7
Live | 215588285 |  | 12 | 19.5 | 60375 | 48000 | 46500 | 4.04 | 2.32 | 53500 | 3.34 | 1.95 | 8.5 | 7
Live | 215674667 |  | 10 | 18.5 | 52900 | 42000 | 33600 | 3.37 | 2.48 | 47500 | 3.52 | 2.06 | 9 | 7
Live | 215674665 |  | 10 | 18.5 | 52900 | 42000 | 33600 | 3.37 | 2.48 | 47500 | 3.52 | 2.06 | 9 | 7
Live | 215936104 |  | 12 | 21 | 39560 | 32000 | 28000 | 4.04 | 2.44 | 38500 | 3.46 | 2.06 | 8.5 | 7
Live | 215936094 |  | 11.7 | 20.5 | 39560 | 32200 | 28200 | 3.94 | 2.42 | 38500 | 3.44 | 2.04 | 8.5 | 7
Live | 215937107 |  | 11 | 19 | 49450 | 42500 | 37600 | 3.71 | 2.14 | 53000 | 3.04 | 2 | 8.1 | 7
Live | 215937106 |  | 11 | 19 | 49450 | 42500 | 37600 | 3.71 | 2.14 | 53000 | 3.04 | 2 | 8.1 | 7
Live | 215676765 |  | 10 | 18.5 | 55200 | 47000 | 37400 | 3.37 | 2.48 | 50000 | 3.5 | 2 | 9 | 7.5
Live | 215676757 |  | 10.5 | 19.5 | 55775 | 46500 | 36600 | 3.54 | 2.52 | 50000 | 3.58 | 2.12 | 9.5 | 7.5
Live | 215933668 |  | 11.5 | 19.5 | 38870 | 30400 | 26600 | 3.87 | 2.44 | 34800 | 3.46 | 1.94 | 9 | 7
Live | 215933667 |  | 11.5 | 19.5 | 38870 | 30400 | 26600 | 3.87 | 2.44 | 34800 | 3.46 | 1.94 | 9 | 7
Live | 215936058 |  | 12 | 21 | 39790 | 32000 | 28000 | 4.05 | 2.44 | 38500 | 3.46 | 2.04 | 8.5 | 7
Live | 215936057 |  | 12 | 21 | 39790 | 32000 | 28000 | 4.05 | 2.44 | 38500 | 3.46 | 2.04 | 8.5 | 7
Live | 215677067 |  | 9 | 18.5 | 64975 | 56000 | 45000 | 3.03 | 2.38 | 64000 | 3.38 | 2.08 | 9 | 7
Live | 215677066 |  | 9 | 18.5 | 64975 | 56000 | 45000 | 3.03 | 2.38 | 64000 | 3.38 | 2.08 | 9 | 7
Live | 215683207 |  | 9 | 18 | 66700 | 56000 | 44500 | 3.04 | 2.44 | 64000 | 3.46 | 2.1 | 9 | 7
Live | 215683206 |  | 9 | 18 | 66700 | 56000 | 44500 | 3.04 | 2.44 | 64000 | 3.46 | 2.1 | 9 | 7
Live | 215677223 |  | 9 | 18.5 | 65550 | 56500 | 45000 | 3.03 | 2.4 | 64000 | 3.4 | 2.08 | 9 | 7
Live | 215677203 |  | 9 | 18.5 | 64975 | 55500 | 44500 | 3.03 | 2.4 | 63000 | 3.4 | 2.1 | 9 | 7
Live | 215670616 |  | 11.5 | 19.5 | 40710 | 29400 | 24400 | 3.87 | 2.34 | 34000 | 3.32 | 2.04 | 9.5 | 7
Live | 215940974 |  | 10.5 | 20.5 | 50025 | 39500 | 36600 | 3.54 | 2.44 | 48000 | 3.46 | 1.92 | 9.5 | 7.5
Live | 215940964 |  | 10.5 | 20 | 49450 | 40000 | 37400 | 3.53 | 2.36 | 48500 | 3.34 | 2 | 9.5 | 7.5
Live | 215674663 |  | 10 | 18.5 | 52900 | 42000 | 33600 | 3.37 | 2.48 | 47500 | 3.52 | 2.06 | 9 | 7
Live | 215674644 |  | 10 | 18.5 | 52900 | 42000 | 33600 | 3.37 | 2.48 | 47500 | 3.52 | 2.06 | 9 | 7
Live | 215936084 |  | 11.5 | 20.5 | 39330 | 32600 | 28600 | 3.88 | 2.38 | 39000 | 3.36 | 2.02 | 8.5 | 7
Live | 215936074 |  | 11.5 | 20.5 | 39330 | 32600 | 28600 | 3.88 | 2.38 | 39000 | 3.38 | 2.04 | 8.5 | 7
Live | 215588283 |  | 12 | 19.5 | 60375 | 48000 | 46500 | 4.04 | 2.32 | 53500 | 3.36 | 1.95 | 8.5 | 7
Live | 215588281 |  | 12 | 19.5 | 60375 | 48000 | 45500 | 4.04 | 2.32 | 53500 | 3.34 | 2 | 8.5 | 7
Live | 215677065 |  | 9 | 18.5 | 64975 | 56000 | 45000 | 3.03 | 2.38 | 64000 | 3.38 | 2.08 | 9 | 7
Live | 215677057 |  | 9 | 18 | 64975 | 56500 | 45000 | 3.03 | 2.38 | 64000 | 3.36 | 2.06 | 9 | 7
Live | 215940388 |  | 12.5 | 22 | 40940 | 32600 | 28600 | 4.21 | 2.54 | 38000 | 3.6 | 2.02 | 8.5 | 7
Live | 215940387 |  | 12.5 | 22 | 40940 | 32600 | 28600 | 4.21 | 2.54 | 38000 | 3.6 | 2.02 | 8.5 | 7
Live | 215676756 |  | 10.5 | 19.5 | 55775 | 46500 | 36600 | 3.54 | 2.52 | 50000 | 3.58 | 2.12 | 9.5 | 7.5
Live | 215676755 |  | 10.5 | 19.5 | 55775 | 46500 | 36600 | 3.54 | 2.52 | 50000 | 3.58 | 2.12 | 9.5 | 7.5
Live | 215933666 |  | 11.5 | 19.5 | 38870 | 30400 | 26600 | 3.87 | 2.44 | 34800 | 3.46 | 1.94 | 9 | 7
Live | 215933658 |  | 11 | 19 | 38410 | 31000 | 27000 | 3.7 | 2.38 | 35200 | 3.38 | 1.92 | 9 | 7
Live | 215936056 |  | 12 | 21 | 39790 | 32000 | 28000 | 4.05 | 2.44 | 38500 | 3.46 | 2.04 | 8.5 | 7
Live | 215936048 |  | 11.7 | 20.5 | 39560 | 32200 | 28200 | 3.94 | 2.42 | 38500 | 3.42 | 2.04 | 8.5 | 7
Live | 215677193 |  | 9 | 18.5 | 64975 | 55500 | 44500 | 3.03 | 2.38 | 63000 | 3.38 | 2.08 | 9 | 7
Live | 215677183 |  | 9 | 18.5 | 64975 | 55500 | 44500 | 3.03 | 2.38 | 63000 | 3.38 | 2.08 | 9 | 7
Live | 215670606 |  | 10 | 18.5 | 38410 | 31000 | 25600 | 3.37 | 2.16 | 35800 | 3.06 | 1.86 | 9 | 7
Live | 215670596 |  | 10 | 17 | 39790 | 30000 | 24800 | 3.37 | 2.28 | 34600 | 3.22 | 1.92 | 8.5 | 7
Live | 215940954 |  | 11 | 21 | 50025 | 39500 | 36600 | 3.71 | 2.44 | 48000 | 3.44 | 1.9 | 9.5 | 7.5
Live | 215940944 |  | 11 | 21 | 50025 | 39500 | 36400 | 3.71 | 2.44 | 48000 | 3.46 | 1.92 | 9.5 | 7.5
Live | 215683205 |  | 9 | 18 | 66700 | 56000 | 44500 | 3.04 | 2.44 | 64000 | 3.46 | 2.1 | 9 | 7
Live | 215683197 |  | 9.5 | 18.5 | 66700 | 55500 | 44000 | 3.2 | 2.46 | 64000 | 3.48 | 2.1 | 9 | 7
Live | 215674642 |  | 10 | 18.5 | 52900 | 42000 | 33600 | 3.37 | 2.48 | 47500 | 3.52 | 2.06 | 9 | 7
Live | 215674640 |  | 10 | 18.5 | 52900 | 42000 | 33600 | 3.37 | 2.48 | 47500 | 3.52 | 2.06 | 9 | 7
Live | 215936064 |  | 11 | 20 | 39100 | 30600 | 27000 | 3.71 | 2.36 | 38000 | 3.36 | 2 | 8.1 | 7
Live | 215936054 |  | 12 | 21 | 39790 | 32000 | 28000 | 4.05 | 2.44 | 38500 | 3.46 | 2.04 | 8.5 | 7
Live | 215588279 |  | 11 | 18.5 | 59225 | 49000 | 46500 | 3.71 | 2.26 | 54500 | 3.24 | 1.86 | 8.1 | 7
Live | 215588277 |  | 12.5 | 19.5 | 60950 | 47500 | 46000 | 4.21 | 2.34 | 53000 | 3.38 | 1.85 | 8.1 | 7
Live | 215677056 |  | 9 | 18 | 64975 | 56500 | 45000 | 3.03 | 2.38 | 64000 | 3.36 | 2.06 | 9 | 7
Live | 215677055 |  | 9 | 18 | 64975 | 56500 | 45000 | 3.03 | 2.38 | 64000 | 3.36 | 2.06 | 9 | 7
Live | 215940386 |  | 12.5 | 22 | 40940 | 32600 | 28600 | 4.21 | 2.54 | 38000 | 3.6 | 2.02 | 8.5 | 7
Live | 215940378 |  | 12 | 21.5 | 40940 | 33000 | 28600 | 4.04 | 2.5 | 38000 | 3.56 | 2.04 | 8.5 | 7
Live | 215670586 |  | 10 | 17 | 39790 | 30000 | 24800 | 3.37 | 2.28 | 34600 | 3.22 | 1.92 | 8.5 | 7
Live | 215670576 |  | 9.5 | 17 | 39560 | 30200 | 25000 | 3.2 | 2.26 | 34800 | 3.2 | 1.78 | 8.5 | 7
Live | 215937098 |  | 11 | 20 | 51175 | 43500 | 38500 | 3.7 | 2.12 | 52000 | 3.02 | 2 | 8.1 | 7
Live | 215937097 |  | 11 | 20 | 51175 | 43500 | 38500 | 3.7 | 2.12 | 52000 | 3.02 | 2 | 8.1 | 7
Live | 215676747 |  | 10.5 | 19.5 | 55775 | 46500 | 36600 | 3.54 | 2.52 | 50000 | 3.58 | 2.12 | 9.5 | 7.5
Live | 215676746 |  | 10.5 | 19.5 | 55775 | 46500 | 36600 | 3.54 | 2.52 | 50000 | 3.58 | 2.12 | 9.5 | 7.5
Live | 215674624 |  | 10 | 18 | 52900 | 42000 | 33800 | 3.37 | 2.48 | 48000 | 3.5 | 2.08 | 9 | 7
Live | 215674621 |  | 10 | 18 | 52900 | 42000 | 33800 | 3.37 | 2.48 | 48000 | 3.5 | 2.08 | 9 | 7
Live | 215933657 |  | 11 | 19 | 38410 | 31000 | 27000 | 3.7 | 2.38 | 35200 | 3.38 | 1.92 | 9 | 7
Live | 215933656 |  | 11 | 19 | 38410 | 31000 | 27000 | 3.7 | 2.38 | 35200 | 3.38 | 1.92 | 9 | 7
Live | 215677173 |  | 9 | 18.5 | 64975 | 55500 | 44500 | 3.03 | 2.38 | 63000 | 3.38 | 2.08 | 9 | 7
Live | 215677163 |  | 8.5 | 17.5 | 63825 | 57000 | 45500 | 2.86 | 2.32 | 64000 | 3.3 | 1.94 | 8.5 | 7
Live | 215936047 |  | 11.7 | 20.5 | 39560 | 32200 | 28200 | 3.94 | 2.42 | 38500 | 3.42 | 2.04 | 8.5 | 7
Live | 215936046 |  | 11.7 | 20.5 | 39560 | 32200 | 28200 | 3.94 | 2.42 | 38500 | 3.42 | 2.04 | 8.5 | 7
Live | 215683196 |  | 9.5 | 18.5 | 66700 | 55500 | 44000 | 3.2 | 2.46 | 64000 | 3.48 | 2.1 | 9 | 7
Live | 215683195 |  | 9.5 | 18.5 | 66700 | 55500 | 44000 | 3.2 | 2.46 | 64000 | 3.48 | 2.1 | 9 | 7
Live | 215940377 |  | 12 | 21.5 | 40940 | 33000 | 28600 | 4.04 | 2.5 | 38000 | 3.56 | 2.04 | 8.5 | 7
Live | 215940376 |  | 12 | 21.5 | 40940 | 33000 | 28600 | 4.04 | 2.5 | 38000 | 3.56 | 2.04 | 8.5 | 7
Live | 215588275 |  | 12 | 19.5 | 60375 | 48000 | 45500 | 4.04 | 2.32 | 53500 | 3.34 | 1.9 | 8.1 | 7
Live | 215588273 |  | 12.5 | 20 | 60950 | 47500 | 46000 | 4.21 | 2.34 | 53000 | 3.38 | 1.95 | 8.5 | 7
Live | 215677047 |  | 8.5 | 17.5 | 63825 | 57000 | 46000 | 2.86 | 2.32 | 65000 | 3.3 | 1.94 | 8.5 | 7
Live | 215677046 |  | 8.5 | 17.5 | 63825 | 57000 | 46000 | 2.86 | 2.32 | 65000 | 3.3 | 1.94 | 8.5 | 7
Live | 215670566 |  | 9.5 | 16.5 | 39330 | 30200 | 25200 | 3.2 | 2.24 | 34800 | 3.18 | 1.78 | 8.5 | 7
Live | 215670556 |  | 9 | 15.5 | 37950 | 30200 | 25200 | 3.03 | 2.16 | 35000 | 3.06 | 1.78 | 8.5 | 6.5
Live | 215940934 |  | 10.5 | 20.5 | 50025 | 39500 | 36600 | 3.54 | 2.44 | 48000 | 3.46 | 2 | 9.5 | 7.5
Live | 215938674 |  | 11.5 | 21 | 52900 | 43500 | 38000 | 3.88 | 2.16 | 53000 | 3.06 | 1.92 | 8 | 6.5
Live | 215936044 |  | 11.7 | 20.5 | 39560 | 32200 | 28200 | 3.94 | 2.42 | 38500 | 3.42 | 2.04 | 8.5 | 7
Live | 215936034 |  | 11.5 | 20.5 | 39330 | 32600 | 28600 | 3.88 | 2.38 | 39000 | 3.38 | 2.04 | 8.5 | 7
Live | 215937096 |  | 11 | 20 | 51175 | 43500 | 38500 | 3.7 | 2.12 | 52000 | 3.02 | 2 | 8.1 | 7
Live | 215937088 |  | 10.5 | 19.5 | 51175 | 43500 | 38500 | 3.54 | 2.12 | 52000 | 3 | 1.88 | 8 | 6.5
Live | 215674620 |  | 10 | 18 | 52900 | 42000 | 33800 | 3.37 | 2.48 | 48000 | 3.5 | 2.08 | 9 | 7
Live | 215674602 |  | 10 | 18.5 | 52900 | 42000 | 33600 | 3.37 | 2.48 | 47500 | 3.52 | 2.06 | 9 | 7
Live | 215676745 |  | 10.5 | 19.5 | 55775 | 46500 | 36600 | 3.54 | 2.52 | 50000 | 3.58 | 2.12 | 9.5 | 7.5
Live | 215676737 |  | 10 | 19 | 55775 | 47000 | 37000 | 3.37 | 2.5 | 50000 | 3.56 | 2 | 9 | 7.5
Live | 215933648 |  | 11 | 19 | 38640 | 30800 | 27000 | 3.71 | 2.38 | 35200 | 3.38 | 1.92 | 9 | 7
Live | 215933647 |  | 11 | 19 | 38640 | 30800 | 27000 | 3.71 | 2.38 | 35200 | 3.38 | 1.92 | 9 | 7
Live | 215677153 |  | 9 | 18 | 65550 | 55500 | 44000 | 3.03 | 2.4 | 63000 | 3.42 | 2.08 | 9 | 7
Live | 215677143 |  | 9 | 18 | 64975 | 56000 | 44500 | 3.03 | 2.38 | 63500 | 3.36 | 2.08 | 9 | 7
Live | 215940368 |  | 12 | 21 | 40710 | 33400 | 29000 | 4.04 | 2.46 | 38500 | 3.5 | 2.02 | 8.5 | 7
Live | 215940367 |  | 12 | 21 | 40710 | 33400 | 29000 | 4.04 | 2.46 | 38500 | 3.5 | 2.02 | 8.5 | 7
Live | 215683187 |  | 9 | 18.5 | 66125 | 56500 | 45000 | 3.03 | 2.4 | 64000 | 3.42 | 2.08 | 9 | 7
Live | 215683186 |  | 9 | 18.5 | 66125 | 56500 | 45000 | 3.03 | 2.4 | 64000 | 3.42 | 2.08 | 9 | 7
Live | 215936038 |  | 11.5 | 20.5 | 39330 | 32600 | 28600 | 3.88 | 2.38 | 39000 | 3.38 | 2.04 | 8.5 | 7
Live | 215936037 |  | 11.5 | 20.5 | 39330 | 32600 | 28600 | 3.88 | 2.38 | 39000 | 3.38 | 2.04 | 8.5 | 7
Live | 215677045 |  | 8.5 | 17.5 | 63825 | 57000 | 46000 | 2.86 | 2.32 | 65000 | 3.3 | 1.94 | 8.5 | 7
Live | 215677037 |  | 9 | 18 | 65550 | 55500 | 44500 | 3.03 | 2.4 | 63500 | 3.42 | 2.08 | 9 | 7
Live | 215670546 |  | 10 | 17 | 39790 | 30000 | 24800 | 3.37 | 2.28 | 34600 | 3.22 | 1.8 | 8.5 | 7
Live | 215670536 |  | 10 | 17 | 39790 | 30000 | 24800 | 3.37 | 2.28 | 34600 | 3.22 | 1.92 | 8.5 | 7
Live | 215588271 |  | 12.5 | 20 | 60950 | 48000 | 46000 | 4.21 | 2.34 | 53000 | 3.38 | 1.95 | 8.5 | 7
Live | 215588269 |  | 12.5 | 20 | 60950 | 47500 | 46000 | 4.21 | 2.34 | 53000 | 3.38 | 1.95 | 8.5 | 7
Live | 215938664 |  | 11.5 | 21 | 52900 | 43500 | 38000 | 3.88 | 2.14 | 53000 | 3.04 | 1.92 | 8 | 6.5
Live | 215938654 |  | 11.5 | 21 | 52900 | 43500 | 38000 | 3.88 | 2.14 | 53500 | 3.04 | 1.92 | 8 | 6.5
Live | 215937087 |  | 10.5 | 19.5 | 51175 | 43500 | 38500 | 3.54 | 2.12 | 52000 | 3 | 1.88 | 8 | 6.5
Live | 215937086 |  | 10.5 | 19.5 | 51175 | 43500 | 38500 | 3.54 | 2.12 | 52000 | 3 | 1.88 | 8 | 6.5
Live | 215936024 |  | 12 | 21 | 39560 | 32000 | 28000 | 4.04 | 2.44 | 38500 | 3.46 | 2.04 | 8.5 | 7
Live | 215936014 |  | 12 | 21 | 39560 | 32000 | 28000 | 4.04 | 2.44 | 38500 | 3.46 | 2.04 | 8.5 | 7
Live | 215674599 |  | 10 | 18.5 | 52900 | 42000 | 33600 | 3.37 | 2.48 | 47500 | 3.52 | 2.06 | 9 | 7
Live | 215674597 |  | 10 | 18.5 | 52900 | 42000 | 33600 | 3.37 | 2.48 | 47500 | 3.52 | 2.06 | 9 | 7
Live | 215676736 |  | 10 | 19 | 55775 | 47000 | 37000 | 3.37 | 2.5 | 50000 | 3.56 | 2 | 9 | 7.5
Live | 215676735 |  | 10 | 19 | 55775 | 47000 | 37000 | 3.37 | 2.5 | 50000 | 3.56 | 2 | 9 | 7.5
Live | 215940366 |  | 12 | 21 | 40710 | 33400 | 29000 | 4.04 | 2.46 | 38500 | 3.5 | 2.02 | 8.5 | 7
Live | 215940358 |  | 11.7 | 21 | 40480 | 33800 | 29400 | 3.94 | 2.44 | 38500 | 3.46 | 2.02 | 8.5 | 7
Live | 215936036 |  | 11.5 | 20.5 | 39330 | 32600 | 28600 | 3.88 | 2.38 | 39000 | 3.38 | 2.04 | 8.5 | 7
Live | 215936028 |  | 12 | 21 | 39560 | 32000 | 28000 | 4.04 | 2.44 | 38500 | 3.46 | 2.04 | 8.5 | 7
Live | 215677133 |  | 9.5 | 18.5 | 65550 | 55500 | 44000 | 3.2 | 2.4 | 63000 | 3.42 | 2.08 | 9 | 7
Live | 215677123 |  | 9.5 | 18.5 | 65550 | 55500 | 44000 | 3.2 | 2.4 | 63000 | 3.4 | 2.08 | 9 | 7
Live | 215933646 |  | 11 | 19 | 38640 | 30800 | 27000 | 3.71 | 2.38 | 35200 | 3.38 | 1.92 | 9 | 7
Live | 215933638 |  | 10.5 | 19 | 38410 | 30000 | 26200 | 3.54 | 2.42 | 34200 | 3.44 | 1.96 | 9 | 7
Live | 215683185 |  | 9 | 18.5 | 66125 | 56500 | 45000 | 3.03 | 2.4 | 64000 | 3.42 | 2.08 | 9 | 7
Live | 215683177 |  | 9 | 18.5 | 66125 | 56500 | 45000 | 3.03 | 2.4 | 64000 | 3.42 | 2.06 | 9 | 7
Live | 215670526 |  | 10 | 17 | 39790 | 30000 | 24800 | 3.37 | 2.26 | 34600 | 3.22 | 1.8 | 8.5 | 7
Live | 215670516 |  | 9.5 | 16.5 | 39560 | 30200 | 25000 | 3.2 | 2.24 | 34800 | 3.18 | 1.78 | 8.5 | 7
Live | 215938644 |  | 11.5 | 21 | 52900 | 43500 | 38000 | 3.88 | 2.14 | 53000 | 3.04 | 1.92 | 8 | 6.5
Live | 215938634 |  | 11.5 | 20.5 | 52900 | 43500 | 38000 | 3.88 | 2.14 | 53500 | 3.04 | 1.9 | 8 | 6.5
Live | 215937078 |  | 10.5 | 19 | 50025 | 43500 | 38000 | 3.54 | 2.12 | 53000 | 3 | 1.88 | 8 | 6.5
Live | 215937077 |  | 10.5 | 19 | 50025 | 43500 | 38000 | 3.54 | 2.12 | 53000 | 3 | 1.88 | 8 | 6.5
Live | 215677036 |  | 9 | 18 | 65550 | 55500 | 44500 | 3.03 | 2.4 | 63500 | 3.42 | 2.08 | 9 | 7
Live | 215677035 |  | 9 | 18 | 65550 | 55500 | 44500 | 3.03 | 2.4 | 63500 | 3.42 | 2.08 | 9 | 7
Live | 215588263 |  | 11.5 | 19 | 59800 | 48000 | 46500 | 3.88 | 2.3 | 53000 | 3.22 | 1.85 | 8.1 | 7
Live | 215588261 |  | 11.5 | 19 | 59225 | 48000 | 46500 | 3.87 | 2.3 | 53000 | 3.22 | 1.85 | 8.1 | 7
Live | 215937076 |  | 10.5 | 19 | 50025 | 43500 | 38000 | 3.54 | 2.12 | 53000 | 3 | 1.88 | 8 | 6.5
Live | 215937068 |  | 10 | 19 | 50025 | 44000 | 39000 | 3.37 | 2.08 | 52500 | 2.96 | 1.88 | 8 | 6.5
Live | 215936027 |  | 12 | 21 | 39560 | 32000 | 28000 | 4.04 | 2.44 | 38500 | 3.46 | 2.04 | 8.5 | 7
Live | 215936026 |  | 12 | 21 | 39560 | 32000 | 28000 | 4.04 | 2.44 | 38500 | 3.46 | 2.04 | 8.5 | 7
Live | 215674583 |  | 10 | 18 | 52900 | 42000 | 33800 | 3.37 | 2.46 | 48000 | 3.5 | 2.08 | 9 | 7
Live | 215674581 |  | 10 | 18 | 52900 | 42000 | 33800 | 3.37 | 2.46 | 48000 | 3.5 | 2.08 | 9 | 7
Live | 215677113 |  | 9.5 | 18.5 | 65550 | 55500 | 44000 | 3.2 | 2.4 | 63000 | 3.42 | 2.08 | 9 | 7
Live | 215677103 |  | 9 | 18 | 64400 | 56000 | 45000 | 3.03 | 2.36 | 63500 | 3.36 | 2.06 | 9 | 7
Live | 215676727 |  | 10.5 | 19 | 55775 | 47000 | 37000 | 3.54 | 2.5 | 50000 | 3.56 | 2 | 9 | 7.5
Live | 215676726 |  | 10.5 | 19 | 55775 | 47000 | 37000 | 3.54 | 2.5 | 50000 | 3.56 | 2 | 9 | 7.5
Live | 215683176 |  | 9 | 18.5 | 66125 | 56500 | 45000 | 3.03 | 2.4 | 64000 | 3.42 | 2.06 | 9 | 7
Live | 215683175 |  | 9 | 18.5 | 66125 | 56500 | 45000 | 3.03 | 2.4 | 64000 | 3.42 | 2.06 | 9 | 7
Live | 215940357 |  | 11.7 | 21 | 40480 | 33800 | 29400 | 3.94 | 2.44 | 38500 | 3.46 | 2.02 | 8.5 | 7
Live | 215940356 |  | 11.7 | 21 | 40480 | 33800 | 29400 | 3.94 | 2.44 | 38500 | 3.46 | 2.02 | 8.5 | 7
Live | 215933637 |  | 10.5 | 19 | 38410 | 30000 | 26200 | 3.54 | 2.42 | 34200 | 3.44 | 1.96 | 9 | 7
Live | 215933636 |  | 10.5 | 19 | 38410 | 30000 | 26200 | 3.54 | 2.42 | 34200 | 3.44 | 1.96 | 9 | 7
Live | 215936004 |  | 11.7 | 21 | 39560 | 32200 | 28200 | 3.94 | 2.42 | 38500 | 3.42 | 2.04 | 8.5 | 7
Live | 215935994 |  | 11.7 | 21 | 39560 | 32200 | 28200 | 3.94 | 2.42 | 38500 | 3.42 | 2.04 | 8.5 | 7
Live | 215670506 |  | 9.5 | 16 | 39560 | 30200 | 25000 | 3.2 | 2.24 | 34800 | 3.2 | 1.78 | 8.5 | 7
Live | 215670496 |  | 9.5 | 16.5 | 39330 | 30200 | 25200 | 3.2 | 2.24 | 34800 | 3.16 | 1.8 | 8.5 | 7
Live | 215938624 |  | 10.5 | 20 | 52325 | 44000 | 39000 | 3.54 | 2.1 | 53500 | 3 | 1.9 | 8 | 6.5
Live | 215938614 |  | 12 | 21 | 53475 | 43500 | 38000 | 4.04 | 2.16 | 53000 | 3.06 | 1.92 | 8 | 6.5
Live | 215677027 |  | 9 | 18 | 64975 | 56000 | 45000 | 3.03 | 2.38 | 64000 | 3.38 | 2.06 | 9 | 7
Live | 215677026 |  | 9 | 18 | 64975 | 56000 | 45000 | 3.03 | 2.38 | 64000 | 3.38 | 2.06 | 9 | 7
Live | 215588259 |  | 11.5 | 19 | 59800 | 48000 | 46500 | 3.88 | 2.3 | 53000 | 3.22 | 1.85 | 8.1 | 7
Live | 215588257 |  | 11.5 | 19 | 59225 | 48000 | 45500 | 3.87 | 2.3 | 53000 | 3.2 | 1.88 | 8.1 | 7
Live | 215677073 |  | 9 | 18.5 | 64975 | 56000 | 45000 | 3.03 | 2.38 | 64000 | 3.38 | 2.08 | 9 | 7
Live | 215677063 |  | 9 | 18.5 | 64975 | 56000 | 45000 | 3.03 | 2.38 | 64000 | 3.38 | 2.08 | 9 | 7
Live | 215936018 |  | 12 | 21 | 39560 | 32000 | 28000 | 4.04 | 2.44 | 38500 | 3.46 | 2.04 | 8.5 | 7
Live | 215936017 |  | 12 | 21 | 39560 | 32000 | 28000 | 4.04 | 2.44 | 38500 | 3.46 | 2.04 | 8.5 | 7
Live | 215937067 |  | 10 | 19 | 50025 | 44000 | 39000 | 3.37 | 2.08 | 52500 | 2.96 | 1.88 | 8 | 6.5
Live | 215937066 |  | 10 | 19 | 50025 | 44000 | 39000 | 3.37 | 2.08 | 52500 | 2.96 | 1.88 | 8 | 6.5
Live | 215683167 |  | 9 | 18.5 | 65550 | 56500 | 45000 | 3.03 | 2.4 | 64000 | 3.4 | 2.08 | 9 | 7
Live | 215683166 |  | 9 | 18.5 | 65550 | 56500 | 45000 | 3.03 | 2.4 | 64000 | 3.4 | 2.08 | 9 | 7
Live | 215940348 |  | 12.5 | 22 | 40940 | 32600 | 28600 | 4.21 | 2.54 | 38000 | 3.6 | 2.02 | 8.5 | 7
Live | 215940347 |  | 12.5 | 22 | 40940 | 32600 | 28600 | 4.21 | 2.54 | 38000 | 3.6 | 2.02 | 8.5 | 7
Live | 215674579 |  | 10 | 18 | 52900 | 42000 | 33800 | 3.37 | 2.46 | 48000 | 3.5 | 2.08 | 9 | 7
Live | 215674563 |  | 9.5 | 17.5 | 52325 | 42500 | 34200 | 3.2 | 2.42 | 48000 | 3.44 | 2.06 | 9 | 7
Live | 215933628 |  | 11.7 | 19.5 | 38870 | 30200 | 26400 | 3.94 | 2.46 | 34600 | 3.48 | 1.94 | 9 | 7
Live | 215933627 |  | 11.7 | 19.5 | 38870 | 30200 | 26400 | 3.94 | 2.46 | 34600 | 3.48 | 1.94 | 9 | 7
Live | 215935984 |  | 11.5 | 20.5 | 39330 | 32400 | 28400 | 3.88 | 2.4 | 39000 | 3.4 | 2.02 | 8.5 | 7
Live | 215935974 |  | 11 | 20 | 39100 | 33000 | 29000 | 3.71 | 2.34 | 39500 | 3.32 | 2.02 | 8.5 | 7
Live | 215676725 |  | 10.5 | 19 | 55775 | 47000 | 37000 | 3.54 | 2.5 | 50000 | 3.56 | 2 | 9 | 7.5
Live | 215676717 |  | 10 | 19 | 55775 | 47000 | 37200 | 3.37 | 2.48 | 50000 | 3.52 | 1.98 | 9 | 7.5
Live | 215670486 |  | 10 | 17 | 39790 | 29800 | 24800 | 3.37 | 2.28 | 34600 | 3.24 | 1.92 | 8.5 | 7
Live | 215670476 |  | 9.5 | 16.5 | 39560 | 30200 | 25000 | 3.2 | 2.24 | 34800 | 3.18 | 1.78 | 8.5 | 7
Live | 215938604 |  | 11.5 | 20.5 | 52900 | 43500 | 38000 | 3.88 | 2.14 | 53500 | 3.04 | 1.9 | 8 | 6.5
Live | 215938594 |  | 12 | 21 | 53475 | 43500 | 38000 | 4.04 | 2.16 | 53000 | 3.06 | 1.92 | 8 | 6.5
Live | 215937058 |  | 11 | 20 | 51175 | 43500 | 38000 | 3.7 | 2.14 | 52000 | 3.04 | 1.9 | 8 | 6.7
Live | 215937057 |  | 11 | 20 | 51175 | 43500 | 38000 | 3.7 | 2.14 | 52000 | 3.04 | 1.9 | 8 | 6.7
Live | 215677025 |  | 9 | 18 | 64975 | 56000 | 45000 | 3.03 | 2.38 | 64000 | 3.38 | 2.06 | 9 | 7
Live | 215677017 |  | 9.5 | 18.5 | 65550 | 56000 | 44500 | 3.2 | 2.4 | 63500 | 3.4 | 2.08 | 9 | 7
Live | 215588255 |  | 10.5 | 18.5 | 58650 | 49000 | 46500 | 3.54 | 2.26 | 54000 | 3.12 | 1.86 | 8.1 | 7
Live | 215588253 |  | 12 | 19 | 59800 | 47500 | 46000 | 4.05 | 2.32 | 52500 | 3.26 | 1.85 | 8.1 | 7
Live | 215940346 |  | 12.5 | 22 | 40940 | 32600 | 28600 | 4.21 | 2.54 | 38000 | 3.6 | 2.02 | 8.5 | 7
Live | 215940338 |  | 12.5 | 22 | 40940 | 33000 | 28600 | 4.21 | 2.52 | 38000 | 3.58 | 2.04 | 8.5 | 7
Live | 215683165 |  | 9 | 18.5 | 65550 | 56500 | 45000 | 3.03 | 2.4 | 64000 | 3.4 | 2.08 | 9 | 7
Live | 215683157 |  | 9 | 18 | 66125 | 56000 | 44500 | 3.03 | 2.42 | 64000 | 3.44 | 2.08 | 9 | 7
Live | 215677053 |  | 9 | 18 | 64975 | 56500 | 45000 | 3.03 | 2.38 | 64000 | 3.36 | 2.06 | 9 | 7
Live | 215677043 |  | 8.5 | 17.5 | 63825 | 57000 | 46000 | 2.86 | 2.32 | 65000 | 3.3 | 1.94 | 8.5 | 7
Live | 215936016 |  | 12 | 21 | 39560 | 32000 | 28000 | 4.04 | 2.44 | 38500 | 3.46 | 2.04 | 8.5 | 7
Live | 215936008 |  | 11.7 | 21 | 39560 | 32200 | 28200 | 3.94 | 2.42 | 38500 | 3.42 | 2.04 | 8.5 | 7
Live | 215933626 |  | 11.7 | 19.5 | 38870 | 30200 | 26400 | 3.94 | 2.46 | 34600 | 3.48 | 1.94 | 9 | 7
Live | 215933618 |  | 11.5 | 19 | 38640 | 30600 | 26600 | 3.88 | 2.42 | 34800 | 3.45 | 1.94 | 9 | 7
Live | 215935934 |  | 11 | 20.5 | 39330 | 31000 | 27400 | 3.71 | 2.4 | 38000 | 3.4 | 2 | 8.5 | 7
Live | 215674560 |  | 9.5 | 17.5 | 52325 | 42500 | 34200 | 3.2 | 2.42 | 48000 | 3.44 | 2.06 | 9 | 7
Live | 215674558 |  | 9.5 | 17.5 | 52325 | 42500 | 34200 | 3.2 | 2.42 | 48000 | 3.44 | 2.06 | 9 | 7
Live | 215676716 |  | 10 | 19 | 55775 | 47000 | 37200 | 3.37 | 2.48 | 50000 | 3.52 | 1.98 | 9 | 7.5
Live | 215676715 |  | 10 | 19 | 55775 | 47000 | 37200 | 3.37 | 2.48 | 50000 | 3.52 | 1.98 | 9 | 7.5
Live | 215670466 |  | 10 | 17 | 39790 | 29800 | 24800 | 3.37 | 2.28 | 34600 | 3.24 | 1.92 | 8.5 | 7
Live | 215670456 |  | 10 | 17 | 39790 | 29800 | 24800 | 3.37 | 2.28 | 34600 | 3.24 | 1.92 | 8.5 | 7
Live | 215938584 |  | 11.5 | 21 | 53475 | 43500 | 38000 | 3.88 | 2.16 | 53000 | 3.06 | 1.92 | 8 | 6.5
Live | 215938574 |  | 12 | 21 | 53475 | 43500 | 38000 | 4.04 | 2.16 | 53000 | 3.06 | 1.92 | 8 | 6.5
Live | 215937056 |  | 11 | 20 | 51175 | 43500 | 38000 | 3.7 | 2.14 | 52000 | 3.04 | 1.9 | 8 | 6.7
Live | 215937048 |  | 10.5 | 19.5 | 51175 | 43500 | 38500 | 3.54 | 2.12 | 52000 | 3 | 1.88 | 8 | 6.5
Live | 215933617 |  | 11.5 | 19 | 38640 | 30600 | 26600 | 3.88 | 2.42 | 34800 | 3.45 | 1.94 | 9 | 7
Live | 215933616 |  | 11.5 | 19 | 38640 | 30600 | 26600 | 3.88 | 2.42 | 34800 | 3.45 | 1.94 | 9 | 7
Live | 215588251 |  | 11.5 | 19 | 59225 | 48000 | 45500 | 3.87 | 2.3 | 53000 | 3.2 | 1.88 | 8 | 7
Live | 215588249 |  | 12 | 19.5 | 59800 | 47500 | 46000 | 4.05 | 2.32 | 52500 | 3.26 | 1.95 | 8.5 | 7
Live | 215940337 |  | 12.5 | 22 | 40940 | 33000 | 28600 | 4.21 | 2.52 | 38000 | 3.58 | 2.04 | 8.5 | 7
Live | 215940336 |  | 12.5 | 22 | 40940 | 33000 | 28600 | 4.21 | 2.52 | 38000 | 3.58 | 2.04 | 8.5 | 7
Live | 215937047 |  | 10.5 | 19.5 | 51175 | 43500 | 38500 | 3.54 | 2.12 | 52000 | 3 | 1.88 | 8 | 6.5
Live | 215937046 |  | 10.5 | 19.5 | 51175 | 43500 | 38500 | 3.54 | 2.12 | 52000 | 3 | 1.88 | 8 | 6.5
Live | 215677016 |  | 9.5 | 18.5 | 65550 | 56000 | 44500 | 3.2 | 2.4 | 63500 | 3.4 | 2.08 | 9 | 7
Live | 215677015 |  | 9.5 | 18.5 | 65550 | 56000 | 44500 | 3.2 | 2.4 | 63500 | 3.4 | 2.08 | 9 | 7
Live | 215935914 |  | 11 | 20 | 39330 | 31000 | 27400 | 3.71 | 2.38 | 38000 | 3.37 | 2.08 | 8.5 | 7
Live | 215935904 |  | 12 | 21.5 | 40710 | 33200 | 29000 | 4.04 | 2.48 | 38500 | 3.52 | 2.02 | 8.5 | 7
Live | 215683156 |  | 9 | 18 | 66125 | 56000 | 44500 | 3.03 | 2.42 | 64000 | 3.44 | 2.08 | 9 | 7
Live | 215683155 |  | 9 | 18 | 66125 | 56000 | 44500 | 3.03 | 2.42 | 64000 | 3.44 | 2.08 | 9 | 7
Live | 215936007 |  | 11.7 | 21 | 39560 | 32200 | 28200 | 3.94 | 2.42 | 38500 | 3.42 | 2.04 | 8.5 | 7
Live | 215936006 |  | 11.7 | 21 | 39560 | 32200 | 28200 | 3.94 | 2.42 | 38500 | 3.42 | 2.04 | 8.5 | 7
Live | 215670446 |  | 10 | 17 | 39790 | 29800 | 24800 | 3.37 | 2.28 | 34600 | 3.24 | 1.92 | 8.5 | 7
Live | 215670436 |  | 9.5 | 17 | 39790 | 30000 | 24800 | 3.2 | 2.26 | 34600 | 3.22 | 1.8 | 8.5 | 7
Live | 215938564 |  | 11.5 | 20.5 | 52900 | 43500 | 38500 | 3.88 | 2.14 | 53500 | 3.02 | 1.9 | 8 | 6.5
Live | 215938544 |  | 11.5 | 21 | 52900 | 43500 | 38000 | 3.88 | 2.14 | 53500 | 3.04 | 1.9 | 8 | 6.5
Live | 215676707 |  | 9.5 | 18.5 | 55200 | 47500 | 37600 | 3.2 | 2.44 | 50000 | 3.46 | 1.98 | 9 | 7
Live | 215676706 |  | 9.5 | 18.5 | 55200 | 47500 | 37600 | 3.2 | 2.44 | 50000 | 3.46 | 1.98 | 9 | 7
Live | 215588247 |  | 12 | 19.5 | 59800 | 48000 | 46500 | 4.05 | 2.32 | 52500 | 3.24 | 1.95 | 8.5 | 7
Live | 215588245 |  | 12 | 19.5 | 59800 | 47500 | 46000 | 4.05 | 2.32 | 52500 | 3.26 | 1.95 | 8.5 | 7
Live | 215677033 |  | 9 | 18 | 65550 | 55500 | 44500 | 3.03 | 2.4 | 63500 | 3.42 | 2.08 | 9 | 7
Live | 215677023 |  | 9 | 18 | 64975 | 56000 | 45000 | 3.03 | 2.38 | 64000 | 3.38 | 2.06 | 9 | 7
Live | 215940328 |  | 12 | 21.5 | 40940 | 33000 | 28600 | 4.04 | 2.5 | 38000 | 3.56 | 2.04 | 8.5 | 7
Live | 215940327 |  | 12 | 21.5 | 40940 | 33000 | 28600 | 4.04 | 2.5 | 38000 | 3.56 | 2.04 | 8.5 | 7
Live | 215937038 |  | 11 | 19 | 50025 | 43500 | 38000 | 3.71 | 2.12 | 53000 | 3 | 1.88 | 8 | 6.5
Live | 215937037 |  | 11 | 19 | 50025 | 43500 | 38000 | 3.71 | 2.12 | 53000 | 3 | 1.88 | 8 | 6.5
Live | 215933608 |  | 11 | 19 | 38640 | 30800 | 27000 | 3.71 | 2.38 | 35200 | 3.38 | 1.92 | 9 | 7
Live | 215933607 |  | 11 | 19 | 38640 | 30800 | 27000 | 3.71 | 2.38 | 35200 | 3.38 | 1.92 | 9 | 7
Live | 215674540 |  | 10 | 18 | 52900 | 42000 | 33600 | 3.37 | 2.48 | 47500 | 3.52 | 2.08 | 9 | 7
Live | 215674538 |  | 10 | 18 | 52900 | 42000 | 33600 | 3.37 | 2.48 | 47500 | 3.52 | 2.08 | 9 | 7
Live | 215935894 |  | 11.7 | 21 | 40480 | 32000 | 28000 | 3.94 | 2.5 | 38000 | 3.54 | 2 | 8.5 | 7
Live | 215935884 |  | 11.7 | 21 | 40480 | 33600 | 29200 | 3.94 | 2.44 | 38500 | 3.46 | 2 | 8.5 | 7
Live | 215677007 |  | 9.5 | 18.5 | 65550 | 56000 | 44500 | 3.2 | 2.4 | 63500 | 3.42 | 2.08 | 9 | 7
Live | 215677006 |  | 9.5 | 18.5 | 65550 | 56000 | 44500 | 3.2 | 2.4 | 63500 | 3.42 | 2.08 | 9 | 7
Live | 215683147 |  | 9.5 | 18.5 | 66700 | 55500 | 44000 | 3.2 | 2.44 | 64000 | 3.48 | 2.08 | 9 | 7
Live | 215683146 |  | 9.5 | 18.5 | 66700 | 55500 | 44000 | 3.2 | 2.44 | 64000 | 3.48 | 2.08 | 9 | 7
Live | 215935998 |  | 11.7 | 21 | 39560 | 32200 | 28200 | 3.94 | 2.42 | 38500 | 3.42 | 2.04 | 8.5 | 7
Live | 215935997 |  | 11.7 | 21 | 39560 | 32200 | 28200 | 3.94 | 2.42 | 38500 | 3.42 | 2.04 | 8.5 | 7
Live | 215676705 |  | 9.5 | 18.5 | 55200 | 47500 | 37600 | 3.2 | 2.44 | 50000 | 3.46 | 1.98 | 9 | 7
Live | 215676677 |  | 10.5 | 19 | 55200 | 46000 | 36600 | 3.54 | 2.5 | 50000 | 3.54 | 2 | 9 | 7.5
Live | 215938534 |  | 11.5 | 21 | 52900 | 43500 | 38000 | 3.88 | 2.14 | 53500 | 3.04 | 1.9 | 8 | 6.5
Live | 215938524 |  | 11.5 | 20.5 | 52900 | 43500 | 38500 | 3.88 | 2.14 | 53500 | 3.02 | 1.92 | 8 | 6.5
Live | 215677013 |  | 9.5 | 18.5 | 65550 | 56000 | 44500 | 3.2 | 2.4 | 63500 | 3.4 | 2.08 | 9 | 7
Live | 215677003 |  | 9.5 | 18.5 | 65550 | 56000 | 44500 | 3.2 | 2.4 | 63500 | 3.42 | 2.08 | 9 | 7
Live | 215940326 |  | 12 | 21.5 | 40940 | 33000 | 28600 | 4.04 | 2.5 | 38000 | 3.56 | 2.04 | 8.5 | 7
Live | 215940318 |  | 12.5 | 22 | 40940 | 32600 | 28600 | 4.21 | 2.54 | 38000 | 3.6 | 2.02 | 8.5 | 7
Live | 215670426 |  | 9.5 | 17 | 39790 | 30000 | 24800 | 3.2 | 2.26 | 34600 | 3.22 | 1.8 | 8.5 | 7
Live | 215670416 |  | 9.5 | 17 | 39560 | 30000 | 25000 | 3.2 | 2.26 | 34800 | 3.2 | 1.8 | 8.5 | 7
Live | 215588243 |  | 11.5 | 19 | 59225 | 48500 | 47000 | 3.87 | 2.28 | 53000 | 3.18 | 1.82 | 8.1 | 7
Live | 215933606 |  | 11 | 19 | 38640 | 30800 | 27000 | 3.71 | 2.38 | 35200 | 3.38 | 1.92 | 9 | 7
Live | 215933598 |  | 11.7 | 19.5 | 38870 | 30400 | 26400 | 3.94 | 2.46 | 34600 | 3.48 | 1.94 | 9 | 7
Live | 215674536 |  | 10 | 18 | 52900 | 42000 | 33600 | 3.37 | 2.48 | 47500 | 3.52 | 2.08 | 9 | 7
Live | 215674519 |  | 10 | 17.5 | 52900 | 42000 | 33800 | 3.37 | 2.46 | 48000 | 3.5 | 2.08 | 9 | 7
Live | 215937036 |  | 11 | 19 | 50025 | 43500 | 38000 | 3.71 | 2.12 | 53000 | 3 | 1.88 | 8 | 6.5
Live | 215937028 |  | 11 | 20 | 51175 | 43500 | 38000 | 3.7 | 2.14 | 52000 | 3.02 | 1.9 | 8.1 | 6.8
Live | 215935874 |  | 11.5 | 21 | 40480 | 32200 | 28000 | 3.88 | 2.48 | 38000 | 3.52 | 2.06 | 8.5 | 7
Live | 215935864 |  | 11.7 | 21 | 40480 | 33400 | 29200 | 3.94 | 2.46 | 38500 | 3.5 | 2.02 | 8.5 | 7
Live | 215935996 |  | 11.7 | 21 | 39560 | 32200 | 28200 | 3.94 | 2.42 | 38500 | 3.42 | 2.04 | 8.5 | 7
Live | 215935988 |  | 11.5 | 20.5 | 39330 | 32400 | 28400 | 3.88 | 2.4 | 39000 | 3.4 | 2.02 | 8.5 | 7
Live | 215683145 |  | 9.5 | 18.5 | 66700 | 55500 | 44000 | 3.2 | 2.44 | 64000 | 3.48 | 2.08 | 9 | 7
Live | 215683137 |  | 9.5 | 18 | 64975 | 54500 | 43500 | 3.2 | 2.42 | 61000 | 3.44 | 2.1 | 9 | 7
Live | 215677005 |  | 9.5 | 18.5 | 65550 | 56000 | 44500 | 3.2 | 2.4 | 63500 | 3.42 | 2.08 | 9 | 7
Live | 215676997 |  | 9 | 18 | 64975 | 56500 | 45000 | 3.03 | 2.36 | 64000 | 3.36 | 2.06 | 9 | 7
Live | 215676676 |  | 10.5 | 19 | 55200 | 46000 | 36600 | 3.54 | 2.5 | 50000 | 3.54 | 2 | 9 | 7.5
Live | 215676675 |  | 10.5 | 19 | 55200 | 46000 | 36600 | 3.54 | 2.5 | 50000 | 3.54 | 2 | 9 | 7.5
Live | 215670406 |  | 9.5 | 16.5 | 39560 | 30200 | 25000 | 3.2 | 2.24 | 34800 | 3.18 | 1.78 | 8.5 | 7
Live | 215670396 |  | 9 | 16.5 | 39330 | 30400 | 25200 | 3.03 | 2.22 | 35000 | 3.16 | 1.78 | 8.5 | 7
Live | 215938514 |  | 11.5 | 20 | 51750 | 43500 | 38500 | 3.88 | 2.14 | 54000 | 3.02 | 1.9 | 8 | 6.5
Live | 215938504 |  | 10.5 | 20 | 52325 | 44500 | 39000 | 3.54 | 2.1 | 54000 | 2.98 | 1.9 | 8 | 6.5
Live | 215676993 |  | 9 | 18 | 64975 | 56500 | 45000 | 3.03 | 2.36 | 64000 | 3.36 | 2.06 | 9 | 7
Live | 215676983 |  | 9.5 | 18 | 63250 | 54000 | 43500 | 3.2 | 2.36 | 59500 | 3.36 | 2.1 | 9 | 7
Live | 215588235 |  | 11.5 | 19 | 59800 | 48500 | 45500 | 3.88 | 2.3 | 53500 | 3.24 | 1.9 | 8.1 | 7
Live | 215588233 |  | 11.5 | 18 | 58075 | 47000 | 44500 | 3.88 | 2.32 | 50000 | 2.94 | 1.92 | 8 | 7
Live | 215940317 |  | 12.5 | 22 | 40940 | 32600 | 28600 | 4.21 | 2.54 | 38000 | 3.6 | 2.02 | 8.5 | 7
Live | 215940316 |  | 12.5 | 22 | 40940 | 32600 | 28600 | 4.21 | 2.54 | 38000 | 3.6 | 2.02 | 8.5 | 7
Live | 215935854 |  | 12 | 21.5 | 40710 | 33000 | 28800 | 4.04 | 2.5 | 38000 | 3.54 | 2.02 | 8.5 | 7
Live | 215935844 |  | 12 | 21.5 | 40710 | 33400 | 29000 | 4.04 | 2.46 | 38500 | 3.5 | 2.02 | 8.5 | 7
Live | 215683136 |  | 9.5 | 18 | 64975 | 54500 | 43500 | 3.2 | 2.42 | 61000 | 3.44 | 2.1 | 9 | 7
Live | 215683135 |  | 9.5 | 18 | 64975 | 54500 | 43500 | 3.2 | 2.42 | 61000 | 3.44 | 2.1 | 9 | 7
Live | 215937027 |  | 11 | 20 | 51175 | 43500 | 38000 | 3.7 | 2.14 | 52000 | 3.02 | 1.9 | 8.1 | 6.8
Live | 215937026 |  | 11 | 20 | 51175 | 43500 | 38000 | 3.7 | 2.14 | 52000 | 3.02 | 1.9 | 8.1 | 6.8
Live | 215933597 |  | 11.7 | 19.5 | 38870 | 30400 | 26400 | 3.94 | 2.46 | 34600 | 3.48 | 1.94 | 9 | 7
Live | 215933596 |  | 11.7 | 19.5 | 38870 | 30400 | 26400 | 3.94 | 2.46 | 34600 | 3.48 | 1.94 | 9 | 7
Live | 215674517 |  | 10 | 17.5 | 52900 | 42000 | 33800 | 3.37 | 2.46 | 48000 | 3.5 | 2.08 | 9 | 7
Live | 215674516 |  | 10 | 17.5 | 52900 | 42000 | 33800 | 3.37 | 2.46 | 48000 | 3.5 | 2.08 | 9 | 7
Live | 215676996 |  | 9 | 18 | 64975 | 56500 | 45000 | 3.03 | 2.36 | 64000 | 3.36 | 2.06 | 9 | 7
Live | 215676995 |  | 9 | 18 | 64975 | 56500 | 45000 | 3.03 | 2.36 | 64000 | 3.36 | 2.06 | 9 | 7
Live | 215935987 |  | 11.5 | 20.5 | 39330 | 32400 | 28400 | 3.88 | 2.4 | 39000 | 3.4 | 2.02 | 8.5 | 7
Live | 215935986 |  | 11.5 | 20.5 | 39330 | 32400 | 28400 | 3.88 | 2.4 | 39000 | 3.4 | 2.02 | 8.5 | 7
Live | 215670366 |  | 9.5 | 17 | 39330 | 30400 | 25200 | 3.2 | 2.26 | 35400 | 3.2 | 1.9 | 8.5 | 7
Live | 215670356 |  | 9.5 | 17 | 39330 | 30400 | 25200 | 3.2 | 2.26 | 35400 | 3.2 | 1.9 | 8.5 | 7
Live | 215676667 |  | 10 | 19 | 55200 | 46000 | 36600 | 3.37 | 2.5 | 50000 | 3.54 | 2 | 9 | 7.5
Live | 215676666 |  | 10 | 19 | 55200 | 46000 | 36600 | 3.37 | 2.5 | 50000 | 3.54 | 2 | 9 | 7.5
Live | 215938494 |  | 11.5 | 21 | 52900 | 43500 | 38000 | 3.88 | 2.16 | 53000 | 3.06 | 1.92 | 8 | 6.5
Live | 215938484 |  | 11 | 20.5 | 52900 | 44000 | 38500 | 3.71 | 2.14 | 53500 | 3.02 | 1.92 | 8 | 6.5
Live | 215662628 |  | 10 | 20 | 66125 | 50000 | 40500 | 3.37 | 2.38 | 58500 | 3.36 | 2.12 | 9 | 7
Live | 215682563 |  | 10.5 | 19.5 | 55775 | 46500 | 36600 | 3.54 | 2.52 | 50000 | 3.58 | 2.12 | 9.5 | 7.5
Live | 215588231 |  | 10.5 | 18.5 | 58650 | 49500 | 46500 | 3.54 | 2.24 | 54000 | 3.14 | 1.86 | 8.1 | 7
Live | 215588229 |  | 11.5 | 19 | 59800 | 48500 | 45500 | 3.88 | 2.3 | 53500 | 3.24 | 1.9 | 8.1 | 7
Live | 215935834 |  | 11.7 | 21.5 | 40480 | 33400 | 29000 | 3.94 | 2.46 | 38500 | 3.5 | 2.02 | 8.5 | 7
Live | 215935824 |  | 11.5 | 21 | 40250 | 33800 | 29600 | 3.88 | 2.42 | 39000 | 3.44 | 2 | 8.5 | 7
Live | 215933588 |  | 11.7 | 19.5 | 38870 | 30400 | 26400 | 3.94 | 2.46 | 34600 | 3.48 | 1.94 | 9 | 7
Live | 215933587 |  | 11.7 | 19.5 | 38870 | 30400 | 26400 | 3.94 | 2.46 | 34600 | 3.48 | 1.94 | 9 | 7
Live | 215940308 |  | 12 | 21.5 | 40940 | 32800 | 28600 | 4.04 | 2.54 | 38000 | 3.58 | 2.04 | 8.5 | 7
Live | 215940307 |  | 12 | 21.5 | 40940 | 32800 | 28600 | 4.04 | 2.54 | 38000 | 3.58 | 2.04 | 8.5 | 7
Live | 215683127 |  | 9.5 | 18 | 64975 | 54500 | 43500 | 3.2 | 2.44 | 61500 | 3.44 | 2.12 | 9 | 7
Live | 215683126 |  | 9.5 | 18 | 64975 | 54500 | 43500 | 3.2 | 2.44 | 61500 | 3.44 | 2.12 | 9 | 7
Live | 215674508 |  | 10 | 18.5 | 52900 | 42000 | 33600 | 3.37 | 2.48 | 47500 | 3.52 | 2.08 | 9 | 7
Live | 215674507 |  | 10 | 18.5 | 52900 | 42000 | 33600 | 3.37 | 2.48 | 47500 | 3.52 | 2.08 | 9 | 7
Live | 215670346 |  | 9.5 | 16.5 | 39100 | 30600 | 25400 | 3.2 | 2.24 | 35600 | 3.18 | 1.78 | 8.5 | 7
Live | 215670336 |  | 9 | 16 | 38870 | 30800 | 25400 | 3.03 | 2.22 | 35600 | 3.16 | 1.78 | 8.5 | 7
Live | 215676987 |  | 9.5 | 18 | 63250 | 54000 | 43500 | 3.2 | 2.36 | 59500 | 3.36 | 2.1 | 9 | 7
Live | 215676986 |  | 9.5 | 18 | 63250 | 54000 | 43500 | 3.2 | 2.36 | 59500 | 3.36 | 2.1 | 9 | 7
Live | 215937018 |  | 11 | 20 | 51175 | 43500 | 38000 | 3.7 | 2.14 | 52000 | 3.04 | 1.9 | 8.1 | 6.8
Live | 215937017 |  | 11 | 20 | 51175 | 43500 | 38000 | 3.7 | 2.14 | 52000 | 3.04 | 1.9 | 8.1 | 6.8
Live | 215676665 |  | 10 | 19 | 55200 | 46000 | 36600 | 3.37 | 2.5 | 50000 | 3.54 | 2 | 9 | 7.5
Live | 215676657 |  | 10 | 18.5 | 54625 | 46500 | 37000 | 3.37 | 2.46 | 50000 | 3.48 | 1.98 | 9 | 7
Live | 215938474 |  | 11.5 | 20 | 51750 | 43500 | 38000 | 3.88 | 2.14 | 54000 | 3.04 | 1.9 | 8 | 6.5
Live | 215938464 |  | 11.5 | 21 | 52900 | 43500 | 38000 | 3.88 | 2.14 | 53000 | 3.04 | 1.92 | 8 | 6.5
Live | 215588227 |  | 11.5 | 18.5 | 58650 | 47500 | 44500 | 3.88 | 2.32 | 51000 | 3.04 | 1.9 | 8 | 7
Live | 215588225 |  | 11 | 18 | 57500 | 48000 | 45000 | 3.7 | 2.3 | 51500 | 2.96 | 1.9 | 8 | 7
Live | 215682553 |  | 10.5 | 19.5 | 55775 | 46500 | 36600 | 3.54 | 2.52 | 50000 | 3.58 | 2.12 | 9.5 | 7.5
Live | 215682543 |  | 10.5 | 19 | 55775 | 46500 | 36800 | 3.54 | 2.52 | 50000 | 3.58 | 2.1 | 9.5 | 7.5
Live | 215933586 |  | 11.7 | 19.5 | 38870 | 30400 | 26400 | 3.94 | 2.46 | 34600 | 3.48 | 1.94 | 9 | 7
Live | 215933578 |  | 11.5 | 19.5 | 38640 | 30600 | 26600 | 3.88 | 2.42 | 34800 | 3.45 | 1.94 | 9 | 7
Live | 215683125 |  | 9.5 | 18 | 64975 | 54500 | 43500 | 3.2 | 2.44 | 61500 | 3.44 | 2.12 | 9 | 7
Live | 215683117 |  | 9 | 18.5 | 65550 | 56500 | 45000 | 3.03 | 2.4 | 64000 | 3.4 | 2.08 | 9 | 7
Live | 215940306 |  | 12 | 21.5 | 40940 | 32800 | 28600 | 4.04 | 2.54 | 38000 | 3.58 | 2.04 | 8.5 | 7
Live | 215940298 |  | 12 | 21 | 40710 | 33200 | 29000 | 4.04 | 2.48 | 38500 | 3.52 | 2.02 | 8.5 | 7
Live | 215935978 |  | 11 | 20 | 39100 | 33000 | 29000 | 3.71 | 2.34 | 39500 | 3.32 | 2.02 | 8.5 | 7
Live | 215935977 |  | 11 | 20 | 39100 | 33000 | 29000 | 3.71 | 2.34 | 39500 | 3.32 | 2.02 | 8.5 | 7
Live | 215670326 |  | 9 | 15.5 | 37490 | 30800 | 25600 | 3.04 | 2.16 | 36000 | 3.06 | 1.78 | 8.5 | 6.5
Live | 215670316 |  | 9.5 | 17 | 39330 | 30400 | 25200 | 3.2 | 2.26 | 35400 | 3.2 | 1.88 | 8.5 | 7
Live | 215937016 |  | 11 | 20 | 51175 | 43500 | 38000 | 3.7 | 2.14 | 52000 | 3.04 | 1.9 | 8.1 | 6.8
Live | 215937008 |  | 11.5 | 20 | 50025 | 43000 | 37600 | 3.88 | 2.14 | 52500 | 3.04 | 2 | 8.1 | 7
Live | 215935794 |  | 11.5 | 20.5 | 39790 | 31200 | 27600 | 3.87 | 2.42 | 38000 | 3.44 | 2.06 | 8.5 | 7
Live | 215935784 |  | 11 | 20.5 | 39560 | 31400 | 27600 | 3.7 | 2.42 | 38000 | 3.44 | 2.08 | 8.5 | 7
Live | 215676985 |  | 9.5 | 18 | 63250 | 54000 | 43500 | 3.2 | 2.36 | 59500 | 3.36 | 2.1 | 9 | 7
Live | 215662890 |  | 10 | 20 | 66125 | 50000 | 40500 | 3.37 | 2.38 | 58500 | 3.36 | 2.12 | 9 | 7
Live | 215674506 |  | 10 | 18.5 | 52900 | 42000 | 33600 | 3.37 | 2.48 | 47500 | 3.52 | 2.08 | 9 | 7
Live | 215674498 |  | 10 | 18.5 | 52900 | 42000 | 33600 | 3.37 | 2.48 | 47500 | 3.52 | 2.08 | 9 | 7
Live | 215676656 |  | 10 | 18.5 | 54625 | 46500 | 37000 | 3.37 | 2.46 | 50000 | 3.48 | 1.98 | 9 | 7
Live | 215676655 |  | 10 | 18.5 | 54625 | 46500 | 37000 | 3.37 | 2.46 | 50000 | 3.48 | 1.98 | 9 | 7
Live | 215938454 |  | 11.5 | 21 | 52900 | 43500 | 38000 | 3.88 | 2.16 | 53000 | 3.06 | 1.92 | 8 | 6.5
Live | 215938444 |  | 12 | 21 | 51750 | 43000 | 37600 | 4.04 | 2.16 | 53500 | 3.06 | 1.95 | 8.1 | 6.8
Live | 215682533 |  | 10 | 19 | 55775 | 46500 | 36600 | 3.37 | 2.52 | 50000 | 3.58 | 2.12 | 9 | 7.5
Live | 215682523 |  | 10.5 | 19 | 56350 | 46500 | 36400 | 3.54 | 2.54 | 50000 | 3.62 | 2.12 | 9 | 7.5
Live | 215933577 |  | 11.5 | 19.5 | 38640 | 30600 | 26600 | 3.88 | 2.42 | 34800 | 3.45 | 1.94 | 9 | 7
Live | 215933576 |  | 11.5 | 19.5 | 38640 | 30600 | 26600 | 3.88 | 2.42 | 34800 | 3.45 | 1.94 | 9 | 7
Live | 215683116 |  | 9 | 18.5 | 65550 | 56500 | 45000 | 3.03 | 2.4 | 64000 | 3.4 | 2.08 | 9 | 7
Live | 215683115 |  | 9 | 18.5 | 65550 | 56500 | 45000 | 3.03 | 2.4 | 64000 | 3.4 | 2.08 | 9 | 7
Live | 215588221 |  | 11.5 | 19 | 59800 | 48500 | 45500 | 3.88 | 2.3 | 53500 | 3.24 | 1.9 | 8.1 | 7
Live | 215940297 |  | 12 | 21 | 40710 | 33200 | 29000 | 4.04 | 2.48 | 38500 | 3.52 | 2.02 | 8.5 | 7
Live | 215940296 |  | 12 | 21 | 40710 | 33200 | 29000 | 4.04 | 2.48 | 38500 | 3.52 | 2.02 | 8.5 | 7
Live | 215935976 |  | 11 | 20 | 39100 | 33000 | 29000 | 3.71 | 2.34 | 39500 | 3.32 | 2.02 | 8.5 | 7
Live | 215935938 |  | 11 | 20.5 | 39330 | 31000 | 27400 | 3.71 | 2.4 | 38000 | 3.4 | 2 | 8.5 | 7
Live | 215670306 |  | 9.5 | 17 | 39330 | 30400 | 25200 | 3.2 | 2.26 | 35400 | 3.2 | 1.9 | 8.5 | 7
Live | 215670296 |  | 9.5 | 16.5 | 39330 | 30400 | 25200 | 3.2 | 2.26 | 35400 | 3.2 | 1.88 | 8.5 | 7
Live | 215662887 |  | 10 | 20 | 66125 | 50000 | 40500 | 3.37 | 2.38 | 58500 | 3.36 | 2.12 | 9 | 7
Live | 215662885 |  | 10 | 20 | 66125 | 50000 | 40500 | 3.37 | 2.38 | 58500 | 3.36 | 2.12 | 9 | 7
Live | 215935774 |  | 12 | 21 | 39560 | 32000 | 28000 | 4.04 | 2.44 | 38500 | 3.46 | 2.06 | 8.5 | 7
Live | 215935764 |  | 11.5 | 20.5 | 39330 | 32400 | 28400 | 3.88 | 2.4 | 39000 | 3.4 | 2.02 | 8.5 | 7
Live | 215937007 |  | 11.5 | 20 | 50025 | 43000 | 37600 | 3.88 | 2.14 | 52500 | 3.04 | 2 | 8.1 | 7
Live | 215937006 |  | 11.5 | 20 | 50025 | 43000 | 37600 | 3.88 | 2.14 | 52500 | 3.04 | 2 | 8.1 | 7
Live | 215938434 |  | 11 | 20.5 | 52900 | 44000 | 38500 | 3.71 | 2.12 | 53500 | 3.02 | 1.92 | 8 | 6.5
Live | 215938424 |  | 11.5 | 20 | 51750 | 44500 | 39000 | 3.88 | 2.1 | 54000 | 2.98 | 1.9 | 8 | 6.5
Live | 215674497 |  | 10 | 18.5 | 52900 | 42000 | 33600 | 3.37 | 2.48 | 47500 | 3.52 | 2.08 | 9 | 7
Live | 215674496 |  | 10 | 18.5 | 52900 | 42000 | 33600 | 3.37 | 2.48 | 47500 | 3.52 | 2.08 | 9 | 7
Live | 215682513 |  | 10.5 | 19 | 55775 | 46500 | 36800 | 3.54 | 2.52 | 50000 | 3.58 | 2.1 | 9.5 | 7.5
Live | 215682503 |  | 10.5 | 19.5 | 55775 | 46500 | 36800 | 3.54 | 2.52 | 50000 | 3.58 | 2.12 | 9.5 | 7.5
Live | 215933568 |  | 11.5 | 19.5 | 38640 | 30600 | 26600 | 3.88 | 2.42 | 34800 | 3.45 | 1.94 | 9 | 7
Live | 215933567 |  | 11.5 | 19.5 | 38640 | 30600 | 26600 | 3.88 | 2.42 | 34800 | 3.45 | 1.94 | 9 | 7
Live | 215588219 |  | 11.5 | 18 | 58075 | 47000 | 44500 | 3.88 | 2.32 | 50000 | 2.94 | 1.92 | 8 | 7
Live | 215588217 |  | 10.5 | 18.5 | 58650 | 49500 | 46500 | 3.54 | 2.24 | 54000 | 3.14 | 1.86 | 8.1 | 7
Live | 215682567 |  | 10.5 | 19.5 | 55775 | 46500 | 36600 | 3.54 | 2.52 | 50000 | 3.58 | 2.12 | 9.5 | 7.5
Live | 215682566 |  | 10.5 | 19.5 | 55775 | 46500 | 36600 | 3.54 | 2.52 | 50000 | 3.58 | 2.12 | 9.5 | 7.5
Live | 215682493 |  | 10.5 | 19 | 55775 | 46500 | 36800 | 3.54 | 2.52 | 50000 | 3.56 | 2 | 9 | 7.5
Live | 215682483 |  | 10 | 18.5 | 55200 | 47000 | 37400 | 3.37 | 2.48 | 50000 | 3.5 | 2 | 9 | 7.5
Live | 215683107 |  | 9 | 18.5 | 64975 | 55500 | 44500 | 3.03 | 2.4 | 63000 | 3.4 | 2.1 | 9 | 7
Live | 215683106 |  | 9 | 18.5 | 64975 | 55500 | 44500 | 3.03 | 2.4 | 63000 | 3.4 | 2.1 | 9 | 7
Live | 215670286 |  | 9 | 16.5 | 39100 | 30600 | 25400 | 3.03 | 2.24 | 35600 | 3.16 | 1.76 | 8.5 | 7
Live | 215670276 |  | 9.5 | 16.5 | 39100 | 30600 | 25400 | 3.2 | 2.24 | 35600 | 3.16 | 1.76 | 8.5 | 7
Live | 215676647 |  | 10 | 19 | 55200 | 46000 | 36400 | 3.37 | 2.5 | 50000 | 3.56 | 2.02 | 9 | 7.5
Live | 215676646 |  | 10 | 19 | 55200 | 46000 | 36400 | 3.37 | 2.5 | 50000 | 3.56 | 2.02 | 9 | 7.5
Live | 215935937 |  | 11 | 20.5 | 39330 | 31000 | 27400 | 3.71 | 2.4 | 38000 | 3.4 | 2 | 8.5 | 7
Live | 215935936 |  | 11 | 20.5 | 39330 | 31000 | 27400 | 3.71 | 2.4 | 38000 | 3.4 | 2 | 8.5 | 7
Live | 215935754 |  | 11 | 20.5 | 39100 | 30400 | 27000 | 3.71 | 2.38 | 38000 | 3.36 | 1.95 | 8.1 | 6.75
Live | 215935744 |  | 12 | 21 | 39560 | 32000 | 28000 | 4.04 | 2.44 | 38500 | 3.46 | 2.06 | 8.5 | 7
Live | 215936998 |  | 10.5 | 19.5 | 50600 | 43500 | 38500 | 3.54 | 2.12 | 52000 | 3 | 1.9 | 8 | 6.75
Live | 215936997 |  | 10.5 | 19.5 | 50600 | 43500 | 38500 | 3.54 | 2.12 | 52000 | 3 | 1.9 | 8 | 6.75
Live | 215938394 |  | 11.5 | 20.5 | 52325 | 43000 | 38000 | 3.87 | 2.16 | 52500 | 3.06 | 1.95 | 8.1 | 6.8
Live | 215940288 |  | 11.7 | 21 | 40480 | 33400 | 29400 | 3.94 | 2.46 | 38500 | 3.48 | 2 | 8.5 | 7
Live | 215940287 |  | 11.7 | 21 | 40480 | 33400 | 29400 | 3.94 | 2.46 | 38500 | 3.48 | 2 | 8.5 | 7
Live | 215588215 |  | 11.5 | 19 | 59800 | 48500 | 45500 | 3.88 | 2.3 | 53500 | 3.24 | 1.9 | 8.1 | 7
Live | 215588213 |  | 11.7 | 18 | 58075 | 47000 | 44000 | 3.94 | 2.32 | 50000 | 2.96 | 1.92 | 8 | 7
Live | 215674488 |  | 10 | 18.5 | 52900 | 42000 | 33600 | 3.37 | 2.48 | 48000 | 3.52 | 2.08 | 9 | 7
Live | 215674487 |  | 10 | 18.5 | 52900 | 42000 | 33600 | 3.37 | 2.48 | 48000 | 3.52 | 2.08 | 9 | 7
Live | 215682565 |  | 10.5 | 19.5 | 55775 | 46500 | 36600 | 3.54 | 2.52 | 50000 | 3.58 | 2.12 | 9.5 | 7.5
Live | 215682557 |  | 10.5 | 19.5 | 55775 | 46500 | 36600 | 3.54 | 2.52 | 50000 | 3.58 | 2.12 | 9.5 | 7.5
Live | 215683105 |  | 9 | 18.5 | 64975 | 55500 | 44500 | 3.03 | 2.4 | 63000 | 3.4 | 2.1 | 9 | 7
Live | 215683097 |  | 9 | 18.5 | 64975 | 55500 | 44500 | 3.03 | 2.38 | 63000 | 3.38 | 2.08 | 9 | 7
Live | 215933566 |  | 11.5 | 19.5 | 38640 | 30600 | 26600 | 3.88 | 2.42 | 34800 | 3.45 | 1.94 | 9 | 7
Live | 215933558 |  | 11 | 19 | 38640 | 30800 | 26800 | 3.71 | 2.4 | 35000 | 3.4 | 1.92 | 9 | 7
Live | 215682473 |  | 10 | 19 | 55775 | 46500 | 36800 | 3.37 | 2.52 | 50000 | 3.58 | 2.12 | 9 | 7.5
Live | 215682463 |  | 10 | 19 | 56350 | 46500 | 36600 | 3.37 | 2.54 | 50000 | 3.6 | 2.12 | 9 | 7.5
Live | 215670266 |  | 9 | 16.5 | 38870 | 30800 | 25400 | 3.03 | 2.22 | 35600 | 3.14 | 1.78 | 8.5 | 7
Live | 215670256 |  | 9.5 | 16.5 | 39330 | 30400 | 25200 | 3.2 | 2.26 | 35400 | 3.22 | 1.9 | 8.5 | 7
Live | 215676645 |  | 10 | 19 | 55200 | 46000 | 36400 | 3.37 | 2.5 | 50000 | 3.56 | 2.02 | 9 | 7.5
Live | 215676637 |  | 10 | 18.5 | 54625 | 46500 | 36600 | 3.37 | 2.48 | 50000 | 3.52 | 2 | 9 | 7.5
Live | 215935734 |  | 11.7 | 20.5 | 39560 | 32200 | 28200 | 3.94 | 2.42 | 38500 | 3.44 | 2.04 | 8.5 | 7
Live | 215935724 |  | 11.5 | 20.5 | 39330 | 32600 | 28600 | 3.88 | 2.38 | 39000 | 3.36 | 2.02 | 8.5 | 7
Live | 215938384 |  | 11.5 | 20.5 | 52325 | 43500 | 38000 | 3.87 | 2.14 | 52500 | 3.04 | 1.9 | 8.1 | 6.8
Live | 215938374 |  | 11.5 | 20.5 | 52325 | 43500 | 38000 | 3.87 | 2.14 | 52500 | 3.04 | 1.9 | 8 | 6.5
Live | 215940286 |  | 11.7 | 21 | 40480 | 33400 | 29400 | 3.94 | 2.46 | 38500 | 3.48 | 2 | 8.5 | 7
Live | 215940278 |  | 12.5 | 22 | 40940 | 32600 | 28600 | 4.21 | 2.54 | 38000 | 3.6 | 2.02 | 8.5 | 7
Live | 215588211 |  | 12 | 19 | 58075 | 46500 | 43500 | 4.04 | 2.36 | 49000 | 2.94 | 1.94 | 8 | 7
Live | 215588209 |  | 11.5 | 18.5 | 58650 | 47500 | 44500 | 3.88 | 2.32 | 51000 | 3.04 | 1.9 | 8 | 7
Live | 215674486 |  | 10 | 18.5 | 52900 | 42000 | 33600 | 3.37 | 2.48 | 48000 | 3.52 | 2.08 | 9 | 7
Live | 215674478 |  | 10 | 18 | 52900 | 42000 | 33800 | 3.37 | 2.46 | 48000 | 3.5 | 2.08 | 9 | 7
Live | 215936996 |  | 10.5 | 19.5 | 50600 | 43500 | 38500 | 3.54 | 2.12 | 52000 | 3 | 1.9 | 8 | 6.75
Live | 215936988 |  | 10.5 | 19.5 | 50025 | 44000 | 39000 | 3.54 | 2.08 | 52500 | 2.96 | 1.88 | 8 | 6.5
Live | 215682556 |  | 10.5 | 19.5 | 55775 | 46500 | 36600 | 3.54 | 2.52 | 50000 | 3.58 | 2.12 | 9.5 | 7.5
Live | 215682555 |  | 10.5 | 19.5 | 55775 | 46500 | 36600 | 3.54 | 2.52 | 50000 | 3.58 | 2.12 | 9.5 | 7.5
Live | 215676636 |  | 10 | 18.5 | 54625 | 46500 | 36600 | 3.37 | 2.48 | 50000 | 3.52 | 2 | 9 | 7.5
Live | 215676635 |  | 10 | 18.5 | 54625 | 46500 | 36600 | 3.37 | 2.48 | 50000 | 3.52 | 2 | 9 | 7.5
Live | 215682453 |  | 10 | 19 | 55775 | 46500 | 36800 | 3.37 | 2.52 | 50000 | 3.58 | 2.1 | 9 | 7.5
Live | 215682443 |  | 10 | 19 | 55775 | 46500 | 36800 | 3.37 | 2.52 | 50000 | 3.58 | 2.12 | 9 | 7.5
Live | 215670246 |  | 9.5 | 16.5 | 39330 | 30400 | 25200 | 3.2 | 2.26 | 35400 | 3.2 | 1.88 | 8.5 | 7
Live | 215670236 |  | 9.5 | 16.5 | 39100 | 30600 | 25400 | 3.2 | 2.24 | 35600 | 3.16 | 1.76 | 8.5 | 7
Live | 215933557 |  | 11 | 19 | 38640 | 30800 | 26800 | 3.71 | 2.4 | 35000 | 3.4 | 1.92 | 9 | 7
Live | 215933556 |  | 11 | 19 | 38640 | 30800 | 26800 | 3.71 | 2.4 | 35000 | 3.4 | 1.92 | 9 | 7
Live | 215683096 |  | 9 | 18.5 | 64975 | 55500 | 44500 | 3.03 | 2.38 | 63000 | 3.38 | 2.08 | 9 | 7
Live | 215683095 |  | 9 | 18.5 | 64975 | 55500 | 44500 | 3.03 | 2.38 | 63000 | 3.38 | 2.08 | 9 | 7
Live | 215935714 |  | 11.5 | 20.5 | 39330 | 32600 | 28600 | 3.88 | 2.38 | 39000 | 3.38 | 2.04 | 8.5 | 7
Live | 215935704 |  | 11 | 20 | 39100 | 30600 | 27000 | 3.71 | 2.36 | 38000 | 3.36 | 2 | 8.1 | 7
Live | 215935918 |  | 11 | 20 | 39330 | 31000 | 27400 | 3.71 | 2.38 | 38000 | 3.37 | 2.08 | 8.5 | 7
Live | 215940277 |  | 12.5 | 22 | 40940 | 32600 | 28600 | 4.21 | 2.54 | 38000 | 3.6 | 2.02 | 8.5 | 7
Live | 215940276 |  | 12.5 | 22 | 40940 | 32600 | 28600 | 4.21 | 2.54 | 38000 | 3.6 | 2.02 | 8.5 | 7
Live | 215588207 |  | 11 | 18 | 57500 | 48000 | 45000 | 3.7 | 2.3 | 51500 | 2.96 | 1.9 | 8 | 7
Live | 215936987 |  | 10.5 | 19.5 | 50025 | 44000 | 39000 | 3.54 | 2.08 | 52500 | 2.96 | 1.88 | 8 | 6.5
Live | 215936986 |  | 10.5 | 19.5 | 50025 | 44000 | 39000 | 3.54 | 2.08 | 52500 | 2.96 | 1.88 | 8 | 6.5
Live | 215682547 |  | 10.5 | 19 | 55775 | 46500 | 36800 | 3.54 | 2.52 | 50000 | 3.58 | 2.1 | 9.5 | 7.5
Live | 215682546 |  | 10.5 | 19 | 55775 | 46500 | 36800 | 3.54 | 2.52 | 50000 | 3.58 | 2.1 | 9.5 | 7.5
Live | 215938364 |  | 11.5 | 20.5 | 52325 | 43500 | 38000 | 3.87 | 2.14 | 52500 | 3.04 | 1.9 | 8.1 | 6.8
Live | 215938354 |  | 11 | 20.5 | 52325 | 43500 | 38000 | 3.7 | 2.14 | 52500 | 3.04 | 1.9 | 8 | 6.5
Live | 215674477 |  | 10 | 18 | 52900 | 42000 | 33800 | 3.37 | 2.46 | 48000 | 3.5 | 2.08 | 9 | 7
Live | 215674476 |  | 10 | 18 | 52900 | 42000 | 33800 | 3.37 | 2.46 | 48000 | 3.5 | 2.08 | 9 | 7
Live | 215670226 |  | 9.5 | 17 | 39330 | 30400 | 25200 | 3.2 | 2.26 | 35400 | 3.22 | 1.9 | 8.5 | 7
Live | 215670216 |  | 9.5 | 17 | 39330 | 30400 | 25200 | 3.2 | 2.26 | 35400 | 3.2 | 1.9 | 8.5 | 7
Live | 215676627 |  | 10.5 | 19 | 55200 | 46000 | 36400 | 3.54 | 2.5 | 50000 | 3.56 | 2 | 9 | 7.5
Live | 215676626 |  | 10.5 | 19 | 55200 | 46000 | 36400 | 3.54 | 2.5 | 50000 | 3.56 | 2 | 9 | 7.5
Live | 215682433 |  | 10.5 | 19 | 55775 | 46500 | 36800 | 3.54 | 2.52 | 50000 | 3.56 | 2 | 9 | 7.5
Live | 215682423 |  | 10.5 | 19 | 55200 | 46000 | 36600 | 3.54 | 2.5 | 50000 | 3.54 | 2 | 9 | 7.5
Live | 215933548 |  | 11 | 19 | 38640 | 30800 | 27000 | 3.71 | 2.4 | 35200 | 3.4 | 1.9 | 9 | 7
Live | 215933547 |  | 11 | 19 | 38640 | 30800 | 27000 | 3.71 | 2.4 | 35200 | 3.4 | 1.9 | 9 | 7
Live | 215683087 |  | 9 | 18 | 64975 | 56000 | 44500 | 3.03 | 2.38 | 63500 | 3.38 | 2.08 | 9 | 7
Live | 215683086 |  | 9 | 18 | 64975 | 56000 | 44500 | 3.03 | 2.38 | 63500 | 3.38 | 2.08 | 9 | 7
Live | 215935694 |  | 12 | 21 | 39560 | 32000 | 28000 | 4.04 | 2.44 | 38500 | 3.46 | 2.04 | 8.5 | 7
Live | 215935684 |  | 11.7 | 20.5 | 39560 | 32200 | 28200 | 3.94 | 2.42 | 38500 | 3.44 | 2.04 | 8.5 | 7
Live | 215940268 |  | 12.5 | 22 | 40940 | 32600 | 28600 | 4.21 | 2.54 | 38000 | 3.6 | 2.02 | 8.5 | 7
Live | 215940267 |  | 12.5 | 22 | 40940 | 32600 | 28600 | 4.21 | 2.54 | 38000 | 3.6 | 2.02 | 8.5 | 7
Live | 215935917 |  | 11 | 20 | 39330 | 31000 | 27400 | 3.71 | 2.38 | 38000 | 3.37 | 2.08 | 8.5 | 7
Live | 215935916 |  | 11 | 20 | 39330 | 31000 | 27400 | 3.71 | 2.38 | 38000 | 3.37 | 2.08 | 8.5 | 7
Live | 215588203 |  | 11 | 18 | 58075 | 48500 | 45500 | 3.71 | 2.26 | 52500 | 3.04 | 1.88 | 8.1 | 7
Live | 215938344 |  | 10.5 | 19.5 | 51175 | 44000 | 39000 | 3.54 | 2.1 | 53000 | 3 | 1.9 | 8 | 6.5
Live | 215938334 |  | 11.5 | 20.5 | 52325 | 43000 | 38000 | 3.87 | 2.16 | 52500 | 3.06 | 1.9 | 8 | 6.7
Live | 215682545 |  | 10.5 | 19 | 55775 | 46500 | 36800 | 3.54 | 2.52 | 50000 | 3.58 | 2.1 | 9.5 | 7.5
Live | 215682537 |  | 10 | 19 | 55775 | 46500 | 36600 | 3.37 | 2.52 | 50000 | 3.58 | 2.12 | 9 | 7.5
Live | 215670206 |  | 9.5 | 17 | 39330 | 30400 | 25200 | 3.2 | 2.26 | 35400 | 3.22 | 1.9 | 8.5 | 7
Live | 215670196 |  | 9.5 | 17 | 39330 | 30400 | 25200 | 3.2 | 2.26 | 35400 | 3.2 | 1.88 | 8.5 | 7
Live | 215682413 |  | 10 | 19 | 55200 | 46000 | 36600 | 3.37 | 2.5 | 50000 | 3.54 | 2 | 9 | 7.5
Live | 215682403 |  | 10 | 19 | 55200 | 46000 | 36600 | 3.37 | 2.48 | 50000 | 3.52 | 2 | 9 | 7.5
Live | 215674448 |  | 10 | 18 | 52900 | 42000 | 33800 | 3.37 | 2.48 | 47500 | 3.5 | 2.08 | 9 | 7
Live | 215674447 |  | 10 | 18 | 52900 | 42000 | 33800 | 3.37 | 2.48 | 47500 | 3.5 | 2.08 | 9 | 7
Live | 215676625 |  | 10.5 | 19 | 55200 | 46000 | 36400 | 3.54 | 2.5 | 50000 | 3.56 | 2 | 9 | 7.5
Live | 215676617 |  | 10.5 | 19 | 55200 | 46000 | 36400 | 3.54 | 2.5 | 50000 | 3.56 | 2 | 9 | 7.5
Live | 215933546 |  | 11 | 19 | 38640 | 30800 | 27000 | 3.71 | 2.4 | 35200 | 3.4 | 1.9 | 9 | 7
Live | 215933538 |  | 10.5 | 18.5 | 38410 | 31200 | 27400 | 3.54 | 2.34 | 35600 | 3.32 | 1.9 | 9 | 7
Live | 215683085 |  | 9 | 18 | 64975 | 56000 | 44500 | 3.03 | 2.38 | 63500 | 3.38 | 2.08 | 9 | 7
Live | 215683077 |  | 9 | 18 | 65550 | 55500 | 44000 | 3.03 | 2.4 | 63000 | 3.4 | 2.08 | 9 | 7
Live | 215935908 |  | 12 | 21.5 | 40710 | 33200 | 29000 | 4.04 | 2.48 | 38500 | 3.52 | 2.02 | 8.5 | 7
Live | 215935907 |  | 12 | 21.5 | 40710 | 33200 | 29000 | 4.04 | 2.48 | 38500 | 3.52 | 2.02 | 8.5 | 7
Live | 215940266 |  | 12.5 | 22 | 40940 | 32600 | 28600 | 4.21 | 2.54 | 38000 | 3.6 | 2.02 | 8.5 | 7
Live | 215940258 |  | 12 | 21.5 | 40940 | 32800 | 28600 | 4.04 | 2.54 | 38000 | 3.58 | 2.04 | 8.5 | 7
Live | 215938324 |  | 11 | 20.5 | 51750 | 43500 | 38000 | 3.71 | 2.14 | 53000 | 3.04 | 1.9 | 8 | 6.5
Live | 215938314 |  | 11.5 | 21 | 52325 | 43000 | 38000 | 3.87 | 2.16 | 52500 | 3.06 | 1.95 | 8.1 | 6.8
Live | 215588199 |  | 11 | 18 | 58075 | 48500 | 45500 | 3.71 | 2.26 | 52500 | 3.06 | 1.88 | 8 | 7
Live | 215682536 |  | 10 | 19 | 55775 | 46500 | 36600 | 3.37 | 2.52 | 50000 | 3.58 | 2.12 | 9 | 7.5
Live | 215682535 |  | 10 | 19 | 55775 | 46500 | 36600 | 3.37 | 2.52 | 50000 | 3.58 | 2.12 | 9 | 7.5
Live | 215935674 |  | 11.5 | 20.5 | 39330 | 32600 | 28600 | 3.88 | 2.38 | 39000 | 3.38 | 2.04 | 8.5 | 7
Live | 215935664 |  | 12 | 21 | 39560 | 32000 | 28000 | 4.04 | 2.44 | 38500 | 3.46 | 2.04 | 8.5 | 7
Live | 215670186 |  | 9.5 | 17 | 39330 | 30400 | 25200 | 3.2 | 2.26 | 35400 | 3.2 | 1.88 | 8.5 | 7
Live | 215670176 |  | 9.5 | 16.5 | 39100 | 30600 | 25400 | 3.2 | 2.24 | 35600 | 3.18 | 1.78 | 8.5 | 7
Live | 215682393 |  | 10 | 18.5 | 55200 | 46000 | 36600 | 3.37 | 2.5 | 50000 | 3.54 | 2 | 9 | 7.5
Live | 215682383 |  | 10 | 19 | 55200 | 46000 | 36200 | 3.37 | 2.52 | 50000 | 3.58 | 2.12 | 9 | 7.5
Live | 215676616 |  | 10.5 | 19 | 55200 | 46000 | 36400 | 3.54 | 2.5 | 50000 | 3.56 | 2 | 9 | 7.5
Live | 215676615 |  | 10.5 | 19 | 55200 | 46000 | 36400 | 3.54 | 2.5 | 50000 | 3.56 | 2 | 9 | 7.5
Live | 215933537 |  | 10.5 | 18.5 | 38410 | 31200 | 27400 | 3.54 | 2.34 | 35600 | 3.32 | 1.9 | 9 | 7
Live | 215933536 |  | 10.5 | 18.5 | 38410 | 31200 | 27400 | 3.54 | 2.34 | 35600 | 3.32 | 1.9 | 9 | 7
Live | 215674446 |  | 10 | 18 | 52900 | 42000 | 33800 | 3.37 | 2.48 | 47500 | 3.5 | 2.08 | 9 | 7
Live | 215674438 |  | 9.5 | 17.5 | 52325 | 41500 | 33600 | 3.2 | 2.44 | 48000 | 3.46 | 2.08 | 9 | 7
Live | 215683076 |  | 9 | 18 | 65550 | 55500 | 44000 | 3.03 | 2.4 | 63000 | 3.4 | 2.08 | 9 | 7
Live | 215683075 |  | 9 | 18 | 65550 | 55500 | 44000 | 3.03 | 2.4 | 63000 | 3.4 | 2.08 | 9 | 7
Live | 215940257 |  | 12 | 21.5 | 40940 | 32800 | 28600 | 4.04 | 2.54 | 38000 | 3.58 | 2.04 | 8.5 | 7
Live | 215940256 |  | 12 | 21.5 | 40940 | 32800 | 28600 | 4.04 | 2.54 | 38000 | 3.58 | 2.04 | 8.5 | 7
Live | 215938304 |  | 11.5 | 21 | 52325 | 43000 | 38000 | 3.87 | 2.16 | 52500 | 3.06 | 1.95 | 8.1 | 6.8
Live | 215938294 |  | 11.5 | 21 | 52325 | 43000 | 38000 | 3.87 | 2.16 | 52500 | 3.06 | 1.95 | 8.1 | 6.8
Live | 215940248 |  | 11.7 | 19.5 | 39330 | 29800 | 26000 | 3.95 | 2.46 | 34200 | 3.48 | 1.94 | 9 | 7
Live | 215940247 |  | 11.7 | 19.5 | 39330 | 29800 | 26000 | 3.95 | 2.46 | 34200 | 3.48 | 1.94 | 9 | 7
Live | 215935906 |  | 12 | 21.5 | 40710 | 33200 | 29000 | 4.04 | 2.48 | 38500 | 3.52 | 2.02 | 8.5 | 7
Live | 215935898 |  | 11.7 | 21 | 40480 | 32000 | 28000 | 3.94 | 2.5 | 38000 | 3.54 | 2 | 8.5 | 7
Live | 215670166 |  | 9.5 | 16.5 | 39100 | 30600 | 25400 | 3.2 | 2.24 | 35600 | 3.16 | 1.76 | 8.5 | 7
Live | 215670156 |  | 9 | 16.5 | 38870 | 30800 | 25600 | 3.03 | 2.22 | 35600 | 3.14 | 1.78 | 8.5 | 7
Live | 215935654 |  | 12 | 21 | 39560 | 32000 | 28000 | 4.04 | 2.44 | 38500 | 3.46 | 2.04 | 8.5 | 7
Live | 215935644 |  | 11.7 | 21 | 39560 | 32200 | 28200 | 3.94 | 2.42 | 38500 | 3.42 | 2.04 | 8.5 | 7
Live | 215682527 |  | 10.5 | 19 | 56350 | 46500 | 36400 | 3.54 | 2.54 | 50000 | 3.62 | 2.12 | 9 | 7.5
Live | 215682526 |  | 10.5 | 19 | 56350 | 46500 | 36400 | 3.54 | 2.54 | 50000 | 3.62 | 2.12 | 9 | 7.5
Live | 215934618 |  | 12 | 22 | 52325 | 39000 | 36000 | 4.05 | 2.52 | 48500 | 3.58 | 1.96 | 9.5 | 7.5
Live | 215676607 |  | 10 | 19 | 54625 | 46500 | 36800 | 3.37 | 2.48 | 50000 | 3.52 | 2 | 9 | 7.5
Live | 215676606 |  | 10 | 19 | 54625 | 46500 | 36800 | 3.37 | 2.48 | 50000 | 3.52 | 2 | 9 | 7.5
Live | 215933498 |  | 11.5 | 19 | 38640 | 30400 | 26600 | 3.88 | 2.44 | 34600 | 3.46 | 1.94 | 9 | 7
Live | 215933497 |  | 11.5 | 19 | 38640 | 30400 | 26600 | 3.88 | 2.44 | 34600 | 3.46 | 1.94 | 9 | 7
Live | 215682373 |  | 10 | 19 | 55200 | 46000 | 36600 | 3.37 | 2.48 | 50000 | 3.52 | 2 | 9 | 7.5
Live | 215682363 |  | 10.5 | 19 | 55200 | 46500 | 36600 | 3.54 | 2.5 | 50000 | 3.56 | 2 | 9 | 7.5
Live | 215674437 |  | 9.5 | 17.5 | 52325 | 41500 | 33600 | 3.2 | 2.44 | 48000 | 3.46 | 2.08 | 9 | 7
Live | 215674436 |  | 9.5 | 17.5 | 52325 | 41500 | 33600 | 3.2 | 2.44 | 48000 | 3.46 | 2.08 | 9 | 7
Live | 215683067 |  | 9.5 | 18 | 65550 | 55000 | 44000 | 3.2 | 2.42 | 62500 | 3.44 | 2.1 | 9 | 7
Live | 215683066 |  | 9.5 | 18 | 65550 | 55000 | 44000 | 3.2 | 2.42 | 62500 | 3.44 | 2.1 | 9 | 7
Live | 215588191 |  | 12.5 | 20 | 57500 | 50000 | 52000 | 4.21 | 2.38 | 52000 | 3.1 | 1.96 | 11 | 8.5
Live | 215588189 |  | 11.5 | 18.5 | 57500 | 50500 | 53000 | 3.87 | 2.36 | 52500 | 3.06 | 1.94 | 10.5 | 8
Live | 215940246 |  | 11.7 | 19.5 | 39330 | 29800 | 26000 | 3.95 | 2.46 | 34200 | 3.48 | 1.94 | 9 | 7
Live | 215940238 |  | 11.7 | 19.5 | 39330 | 29800 | 26000 | 3.95 | 2.46 | 34200 | 3.48 | 1.94 | 9 | 7
Live | 215933496 |  | 11.5 | 19 | 38640 | 30400 | 26600 | 3.88 | 2.44 | 34600 | 3.46 | 1.94 | 9 | 7
Live | 215933488 |  | 11.5 | 19 | 38640 | 30400 | 26600 | 3.88 | 2.44 | 34600 | 3.46 | 1.94 | 9 | 7
Live | 215938284 |  | 11 | 20.5 | 51750 | 43500 | 38500 | 3.71 | 2.14 | 53000 | 3.02 | 1.9 | 8 | 6.5
Live | 215938264 |  | 11.5 | 20.5 | 52325 | 43500 | 38000 | 3.87 | 2.14 | 53000 | 3.04 | 1.9 | 8 | 6.5
Live | 215935897 |  | 11.7 | 21 | 40480 | 32000 | 28000 | 3.94 | 2.5 | 38000 | 3.54 | 2 | 8.5 | 7
Live | 215935896 |  | 11.7 | 21 | 40480 | 32000 | 28000 | 3.94 | 2.5 | 38000 | 3.54 | 2 | 8.5 | 7
Live | 215669732 |  | 10.5 | 18.5 | 40250 | 29800 | 24800 | 3.54 | 2.26 | 34400 | 3.22 | 1.92 | 9 | 7
Live | 215669722 |  | 10.5 | 18.5 | 40250 | 29800 | 24800 | 3.54 | 2.26 | 34400 | 3.22 | 1.92 | 9 | 7
Live | 215682525 |  | 10.5 | 19 | 56350 | 46500 | 36400 | 3.54 | 2.54 | 50000 | 3.62 | 2.12 | 9 | 7.5
Live | 215682517 |  | 10.5 | 19 | 55775 | 46500 | 36800 | 3.54 | 2.52 | 50000 | 3.58 | 2.1 | 9.5 | 7.5
Live | 215676605 |  | 10 | 19 | 54625 | 46500 | 36800 | 3.37 | 2.48 | 50000 | 3.52 | 2 | 9 | 7.5
Live | 215676577 |  | 10 | 19 | 55200 | 46500 | 36600 | 3.37 | 2.5 | 50000 | 3.56 | 2 | 9 | 7.5
Live | 215935634 |  | 11.7 | 21 | 39560 | 32200 | 28200 | 3.94 | 2.42 | 38500 | 3.42 | 2.04 | 8.5 | 7
Live | 215935624 |  | 11.5 | 20.5 | 39330 | 32400 | 28400 | 3.88 | 2.4 | 39000 | 3.4 | 2.02 | 8.5 | 7
Live | 215934617 |  | 12 | 22 | 52325 | 39000 | 36000 | 4.05 | 2.52 | 48500 | 3.58 | 1.96 | 9.5 | 7.5
Live | 215934616 |  | 12 | 22 | 52325 | 39000 | 36000 | 4.05 | 2.52 | 48500 | 3.58 | 1.96 | 9.5 | 7.5
Live | 215683065 |  | 9.5 | 18 | 65550 | 55000 | 44000 | 3.2 | 2.42 | 62500 | 3.44 | 2.1 | 9 | 7
Live | 215683057 |  | 9 | 18 | 64975 | 56000 | 44500 | 3.03 | 2.38 | 63500 | 3.38 | 2.08 | 9 | 7
Live | 215588187 |  | 11 | 18.5 | 56925 | 50500 | 53500 | 3.71 | 2.34 | 52500 | 3.06 | 1.92 | 10.5 | 8
Live | 215588185 |  | 12 | 18 | 55200 | 49000 | 50000 | 4.04 | 2.44 | 50500 | 2.54 | 1.96 | 9 | 7.5
Live | 215933487 |  | 11.5 | 19 | 38640 | 30400 | 26600 | 3.88 | 2.44 | 34600 | 3.46 | 1.94 | 9 | 7
Live | 215933486 |  | 11.5 | 19 | 38640 | 30400 | 26600 | 3.88 | 2.44 | 34600 | 3.46 | 1.94 | 9 | 7
Live | 215674428 |  | 10 | 18 | 52900 | 42000 | 33800 | 3.37 | 2.48 | 47500 | 3.5 | 2.08 | 9 | 7
Live | 215674427 |  | 10 | 18 | 52900 | 42000 | 33800 | 3.37 | 2.48 | 47500 | 3.5 | 2.08 | 9 | 7
Live | 215935888 |  | 11.7 | 21 | 40480 | 33600 | 29200 | 3.94 | 2.44 | 38500 | 3.46 | 2 | 8.5 | 7
Live | 215935887 |  | 11.7 | 21 | 40480 | 33600 | 29200 | 3.94 | 2.44 | 38500 | 3.46 | 2 | 8.5 | 7
Live | 215669712 |  | 10.5 | 18.5 | 40020 | 29800 | 24800 | 3.54 | 2.26 | 34400 | 3.22 | 1.92 | 9 | 7
Live | 215669702 |  | 10.5 | 18.5 | 40250 | 29800 | 24800 | 3.54 | 2.26 | 34400 | 3.22 | 1.92 | 9 | 7
Live | 215682353 |  | 10 | 19 | 55200 | 46500 | 36800 | 3.37 | 2.5 | 50000 | 3.54 | 2 | 9 | 7.5
Live | 215682343 |  | 10 | 18.5 | 54625 | 47000 | 37200 | 3.37 | 2.46 | 50000 | 3.48 | 1.98 | 9 | 7.5
Live | 215682516 |  | 10.5 | 19 | 55775 | 46500 | 36800 | 3.54 | 2.52 | 50000 | 3.58 | 2.1 | 9.5 | 7.5
Live | 215682515 |  | 10.5 | 19 | 55775 | 46500 | 36800 | 3.54 | 2.52 | 50000 | 3.58 | 2.1 | 9.5 | 7.5
Live | 215938254 |  | 11.5 | 20 | 50600 | 42500 | 37600 | 3.87 | 2.16 | 53500 | 3.06 | 2 | 8.1 | 7
Live | 215938244 |  | 11.5 | 20.5 | 52325 | 43500 | 38000 | 3.87 | 2.14 | 53000 | 3.04 | 1.9 | 8 | 6.5
Live | 215940237 |  | 11.7 | 19.5 | 39330 | 29800 | 26000 | 3.95 | 2.46 | 34200 | 3.48 | 1.94 | 9 | 7
Live | 215940236 |  | 11.7 | 19.5 | 39330 | 29800 | 26000 | 3.95 | 2.46 | 34200 | 3.48 | 1.94 | 9 | 7
Live | 215676576 |  | 10 | 19 | 55200 | 46500 | 36600 | 3.37 | 2.5 | 50000 | 3.56 | 2 | 9 | 7.5
Live | 215676575 |  | 10 | 19 | 55200 | 46500 | 36600 | 3.37 | 2.5 | 50000 | 3.56 | 2 | 9 | 7.5
Live | 215935614 |  | 11 | 20 | 39100 | 33000 | 29000 | 3.71 | 2.34 | 39500 | 3.32 | 2.02 | 8.5 | 7
Live | 215935574 |  | 11 | 20 | 39100 | 30600 | 27200 | 3.71 | 2.36 | 38000 | 3.34 | 2 | 8.1 | 6.75
Live | 215683056 |  | 9 | 18 | 64975 | 56000 | 44500 | 3.03 | 2.38 | 63500 | 3.38 | 2.08 | 9 | 7
Live | 215683055 |  | 9 | 18 | 64975 | 56000 | 44500 | 3.03 | 2.38 | 63500 | 3.38 | 2.08 | 9 | 7
Live | 215588183 |  | 11 | 18.5 | 56925 | 50500 | 53500 | 3.71 | 2.34 | 52500 | 3.04 | 1.9 | 10.5 | 8
Live | 215588181 |  | 11 | 18.5 | 56925 | 50500 | 53500 | 3.71 | 2.34 | 52500 | 3.06 | 1.92 | 10.5 | 8
Live | 215933478 |  | 11 | 19 | 38410 | 30800 | 26800 | 3.7 | 2.4 | 35000 | 3.4 | 1.9 | 9 | 7
Live | 215933477 |  | 11 | 19 | 38410 | 30800 | 26800 | 3.7 | 2.4 | 35000 | 3.4 | 1.9 | 9 | 7
Live | 215935886 |  | 11.7 | 21 | 40480 | 33600 | 29200 | 3.94 | 2.44 | 38500 | 3.46 | 2 | 8.5 | 7
Live | 215935878 |  | 11.5 | 21 | 40480 | 32200 | 28000 | 3.88 | 2.48 | 38000 | 3.52 | 2.06 | 8.5 | 7
Live | 215934608 |  | 11.5 | 19.5 | 50025 | 37200 | 35600 | 3.88 | 2.42 | 49000 | 3.42 | 1.92 | 9 | 7
Live | 215934607 |  | 11.5 | 19.5 | 50025 | 37200 | 35600 | 3.88 | 2.42 | 49000 | 3.42 | 1.92 | 9 | 7
Live | 215682333 |  | 10 | 18.5 | 55200 | 46500 | 36600 | 3.37 | 2.5 | 50000 | 3.56 | 2 | 9 | 7.5
Live | 215682323 |  | 10 | 19 | 55775 | 46000 | 36400 | 3.37 | 2.52 | 50000 | 3.58 | 2.12 | 9 | 7.5
Live | 215669692 |  | 10.5 | 18 | 40020 | 29800 | 24800 | 3.54 | 2.26 | 34400 | 3.2 | 1.92 | 9 | 7
Live | 215669682 |  | 10 | 18 | 39790 | 30000 | 25000 | 3.37 | 2.24 | 34600 | 3.18 | 1.9 | 9 | 7
Live | 215938234 |  | 11 | 20.5 | 52325 | 43500 | 38500 | 3.7 | 2.14 | 53000 | 3.04 | 1.9 | 8 | 6.5
Live | 215938224 |  | 10.5 | 19.5 | 51750 | 44000 | 39000 | 3.54 | 2.1 | 53500 | 2.98 | 1.9 | 8 | 6.5
Live | 215674426 |  | 10 | 18 | 52900 | 42000 | 33800 | 3.37 | 2.48 | 47500 | 3.5 | 2.08 | 9 | 7
Live | 215674418 |  | 10 | 18 | 52900 | 42000 | 33800 | 3.37 | 2.46 | 48000 | 3.5 | 2.08 | 9 | 7
Live | 215682507 |  | 10.5 | 19.5 | 55775 | 46500 | 36800 | 3.54 | 2.52 | 50000 | 3.58 | 2.12 | 9.5 | 7.5
Live | 215682506 |  | 10.5 | 19.5 | 55775 | 46500 | 36800 | 3.54 | 2.52 | 50000 | 3.58 | 2.12 | 9.5 | 7.5
Live | 215940228 |  | 11.7 | 19.5 | 39330 | 30000 | 26000 | 3.95 | 2.44 | 34200 | 3.46 | 1.96 | 9 | 7
Live | 215940227 |  | 11.7 | 19.5 | 39330 | 30000 | 26000 | 3.95 | 2.44 | 34200 | 3.46 | 1.96 | 9 | 7
Live | 215935564 |  | 11 | 20 | 39100 | 30600 | 27200 | 3.71 | 2.36 | 38000 | 3.34 | 2 | 8.1 | 6.5
Live | 215935554 |  | 11 | 21 | 40020 | 31800 | 27800 | 3.71 | 2.46 | 38000 | 3.5 | 2.06 | 8.5 | 7
Live | 215676567 |  | 10 | 18.5 | 54625 | 45500 | 36200 | 3.37 | 2.48 | 50000 | 3.52 | 2.02 | 9 | 7
Live | 215676566 |  | 10 | 18.5 | 54625 | 45500 | 36200 | 3.37 | 2.48 | 50000 | 3.52 | 2.02 | 9 | 7
Live | 215683047 |  | 9 | 18.5 | 64975 | 56000 | 44500 | 3.03 | 2.4 | 64000 | 3.4 | 2.08 | 9 | 7
Live | 215683046 |  | 9 | 18.5 | 64975 | 56000 | 44500 | 3.03 | 2.4 | 64000 | 3.4 | 2.08 | 9 | 7
Live | 215588179 |  | 11 | 18.5 | 56925 | 50500 | 52500 | 3.71 | 2.34 | 52500 | 3.04 | 1.94 | 10.5 | 8
Live | 215588177 |  | 11.5 | 17.5 | 55775 | 49500 | 51000 | 3.87 | 2.4 | 51500 | 2.68 | 1.96 | 9.5 | 8
Live | 215934606 |  | 11.5 | 19.5 | 50025 | 37200 | 35600 | 3.88 | 2.42 | 49000 | 3.42 | 1.92 | 9 | 7
Live | 215934598 |  | 11 | 19.5 | 50600 | 39000 | 36400 | 3.71 | 2.44 | 49000 | 3.46 | 1.84 | 9 | 7
Live | 215933476 |  | 11 | 19 | 38410 | 30800 | 26800 | 3.7 | 2.4 | 35000 | 3.4 | 1.9 | 9 | 7
Live | 215933468 |  | 10.5 | 18.5 | 38180 | 30000 | 26200 | 3.54 | 2.42 | 34200 | 3.42 | 1.94 | 9 | 7
Live | 215682313 |  | 10 | 18.5 | 55200 | 46500 | 36800 | 3.37 | 2.5 | 50000 | 3.54 | 2 | 9 | 7.5
Live | 215682303 |  | 10 | 18.5 | 55200 | 46500 | 36600 | 3.37 | 2.5 | 50000 | 3.56 | 2 | 9 | 7.5
Live | 215935877 |  | 11.5 | 21 | 40480 | 32200 | 28000 | 3.88 | 2.48 | 38000 | 3.52 | 2.06 | 8.5 | 7
Live | 215935876 |  | 11.5 | 21 | 40480 | 32200 | 28000 | 3.88 | 2.48 | 38000 | 3.52 | 2.06 | 8.5 | 7
Live | 215669672 |  | 10 | 18.5 | 40250 | 29800 | 24600 | 3.37 | 2.28 | 34400 | 3.22 | 1.92 | 9 | 7
Live | 215669662 |  | 10 | 18 | 40020 | 29800 | 24800 | 3.37 | 2.26 | 34400 | 3.2 | 1.92 | 9 | 7
Live | 215938214 |  | 11.5 | 20.5 | 52900 | 43000 | 38000 | 3.88 | 2.16 | 53000 | 3.06 | 1.92 | 8 | 6.5
Live | 215938204 |  | 11 | 20.5 | 52325 | 43500 | 38500 | 3.7 | 2.14 | 53000 | 3.02 | 1.9 | 8 | 6.5
Live | 215682505 |  | 10.5 | 19.5 | 55775 | 46500 | 36800 | 3.54 | 2.52 | 50000 | 3.58 | 2.12 | 9.5 | 7.5
Live | 215682497 |  | 10.5 | 19 | 55775 | 46500 | 36800 | 3.54 | 2.52 | 50000 | 3.56 | 2 | 9 | 7.5
Live | 215674417 |  | 10 | 18 | 52900 | 42000 | 33800 | 3.37 | 2.46 | 48000 | 3.5 | 2.08 | 9 | 7
Live | 215674416 |  | 10 | 18 | 52900 | 42000 | 33800 | 3.37 | 2.46 | 48000 | 3.5 | 2.08 | 9 | 7
Live | 215676565 |  | 10 | 18.5 | 54625 | 45500 | 36200 | 3.37 | 2.48 | 50000 | 3.52 | 2.02 | 9 | 7
Live | 215676557 |  | 10 | 19 | 55200 | 46500 | 36600 | 3.37 | 2.5 | 50000 | 3.56 | 2 | 9 | 7.5
Live | 215940226 |  | 11.7 | 19.5 | 39330 | 30000 | 26000 | 3.95 | 2.44 | 34200 | 3.46 | 1.96 | 9 | 7
Live | 215940218 |  | 11 | 19 | 39100 | 30400 | 26400 | 3.71 | 2.4 | 34800 | 3.4 | 1.92 | 9 | 7
Live | 215935544 |  | 11.5 | 20.5 | 40020 | 31800 | 27800 | 3.87 | 2.46 | 38000 | 3.48 | 2.08 | 8.5 | 7
Live | 215935534 |  | 11 | 20 | 39100 | 30600 | 27200 | 3.71 | 2.36 | 38000 | 3.34 | 2 | 8.1 | 6.75
Live | 215683045 |  | 9 | 18.5 | 64975 | 56000 | 44500 | 3.03 | 2.4 | 64000 | 3.4 | 2.08 | 9 | 7
Live | 215683037 |  | 9 | 18 | 64975 | 56000 | 45000 | 3.03 | 2.38 | 64000 | 3.38 | 2.08 | 9 | 7
Live | 215934597 |  | 11 | 19.5 | 50600 | 39000 | 36400 | 3.71 | 2.44 | 49000 | 3.46 | 1.84 | 9 | 7
Live | 215934596 |  | 11 | 19.5 | 50600 | 39000 | 36400 | 3.71 | 2.44 | 49000 | 3.46 | 1.84 | 9 | 7
Live | 215933467 |  | 10.5 | 18.5 | 38180 | 30000 | 26200 | 3.54 | 2.42 | 34200 | 3.42 | 1.94 | 9 | 7
Live | 215933466 |  | 10.5 | 18.5 | 38180 | 30000 | 26200 | 3.54 | 2.42 | 34200 | 3.42 | 1.94 | 9 | 7
Live | 215669652 |  | 10.5 | 18.5 | 40250 | 29800 | 24600 | 3.54 | 2.28 | 34400 | 3.22 | 1.92 | 9 | 7
Live | 215669642 |  | 10.5 | 18.5 | 40250 | 29800 | 24600 | 3.54 | 2.28 | 34400 | 3.22 | 1.92 | 9 | 7
Live | 215682293 |  | 10 | 19 | 55200 | 46500 | 36800 | 3.37 | 2.5 | 50000 | 3.54 | 2 | 9 | 7.5
Live | 215682283 |  | 10.5 | 19 | 55200 | 46000 | 36600 | 3.54 | 2.5 | 50000 | 3.54 | 2 | 9 | 7.5
Live | 215938194 |  | 11 | 20 | 51175 | 43500 | 38000 | 3.7 | 2.14 | 53500 | 3.04 | 1.9 | 8 | 6.5
Live | 215938184 |  | 11.5 | 21 | 52325 | 43500 | 38000 | 3.87 | 2.16 | 53000 | 3.06 | 1.92 | 8 | 6.5
Live | 215588175 |  | 10 | 17.5 | 55775 | 51500 | 53000 | 3.37 | 2.28 | 53500 | 2.94 | 1.88 | 10.5 | 8.5
Live | 215588173 |  | 11.5 | 18.5 | 57500 | 50500 | 53000 | 3.87 | 2.36 | 52000 | 3.08 | 1.84 | 10 | 8
Live | 215935868 |  | 11.7 | 21 | 40480 | 33400 | 29200 | 3.94 | 2.46 | 38500 | 3.5 | 2.02 | 8.5 | 7
Live | 215935867 |  | 11.7 | 21 | 40480 | 33400 | 29200 | 3.94 | 2.46 | 38500 | 3.5 | 2.02 | 8.5 | 7
Live | 215682496 |  | 10.5 | 19 | 55775 | 46500 | 36800 | 3.54 | 2.52 | 50000 | 3.56 | 2 | 9 | 7.5
Live | 215682495 |  | 10.5 | 19 | 55775 | 46500 | 36800 | 3.54 | 2.52 | 50000 | 3.56 | 2 | 9 | 7.5
Live | 215940217 |  | 11 | 19 | 39100 | 30400 | 26400 | 3.71 | 2.4 | 34800 | 3.4 | 1.92 | 9 | 7
Live | 215940216 |  | 11 | 19 | 39100 | 30400 | 26400 | 3.71 | 2.4 | 34800 | 3.4 | 1.92 | 9 | 7
Live | 215674408 |  | 9.5 | 17.5 | 52325 | 42500 | 34200 | 3.2 | 2.42 | 48000 | 3.44 | 2.06 | 9 | 7
Live | 215674407 |  | 9.5 | 17.5 | 52325 | 42500 | 34200 | 3.2 | 2.42 | 48000 | 3.44 | 2.06 | 9 | 7
Live | 215935524 |  | 11 | 20 | 39100 | 30600 | 27200 | 3.71 | 2.36 | 38000 | 3.34 | 2 | 8.1 | 6.5
Live | 215935514 |  | 11 | 20 | 39100 | 30600 | 27200 | 3.71 | 2.36 | 38000 | 3.34 | 2 | 8.1 | 6.75
Live | 215676556 |  | 10 | 19 | 55200 | 46500 | 36600 | 3.37 | 2.5 | 50000 | 3.56 | 2 | 9 | 7.5
Live | 215676555 |  | 10 | 19 | 55200 | 46500 | 36600 | 3.37 | 2.5 | 50000 | 3.56 | 2 | 9 | 7.5
Live | 215933458 |  | 10.5 | 17 | 36800 | 30000 | 26000 | 3.54 | 2.34 | 33800 | 3.32 | 1.96 | 9 | 7
Live | 215933457 |  | 10.5 | 17 | 36800 | 30000 | 26000 | 3.54 | 2.34 | 33800 | 3.32 | 1.96 | 9 | 7
Live | 215683036 |  | 9 | 18 | 64975 | 56000 | 45000 | 3.03 | 2.38 | 64000 | 3.38 | 2.08 | 9 | 7
Live | 215683035 |  | 9 | 18 | 64975 | 56000 | 45000 | 3.03 | 2.38 | 64000 | 3.38 | 2.08 | 9 | 7
Live | 215934588 |  | 11.5 | 20.5 | 51750 | 39500 | 36400 | 3.88 | 2.5 | 48500 | 3.54 | 1.84 | 9 | 7
Live | 215934587 |  | 11.5 | 20.5 | 51750 | 39500 | 36400 | 3.88 | 2.5 | 48500 | 3.54 | 1.84 | 9 | 7
Live | 215682273 |  | 10.5 | 19 | 55200 | 46000 | 36600 | 3.54 | 2.5 | 50000 | 3.54 | 2 | 9 | 7.5
Live | 215682263 |  | 10 | 19 | 55200 | 46000 | 36600 | 3.37 | 2.48 | 50000 | 3.52 | 2 | 9 | 7.5
Live | 215669632 |  | 10.5 | 18.5 | 40250 | 29800 | 24600 | 3.54 | 2.28 | 34400 | 3.22 | 1.92 | 9 | 7
Live | 215669622 |  | 10 | 18.5 | 40020 | 29800 | 24800 | 3.37 | 2.26 | 34400 | 3.2 | 1.92 | 9 | 7
Live | 215588171 |  | 11 | 18 | 56925 | 50500 | 52500 | 3.71 | 2.34 | 52500 | 3.04 | 1.96 | 10.5 | 8
Live | 215588169 |  | 11.5 | 17.5 | 55775 | 49500 | 51000 | 3.87 | 2.4 | 51500 | 2.68 | 1.96 | 9.5 | 8
Live | 215935866 |  | 11.7 | 21 | 40480 | 33400 | 29200 | 3.94 | 2.46 | 38500 | 3.5 | 2.02 | 8.5 | 7
Live | 215935858 |  | 12 | 21.5 | 40710 | 33000 | 28800 | 4.04 | 2.5 | 38000 | 3.54 | 2.02 | 8.5 | 7
Live | 215938174 |  | 11.5 | 21 | 52900 | 43000 | 38000 | 3.88 | 2.16 | 53000 | 3.06 | 1.92 | 8 | 6.5
Live | 215938164 |  | 11.5 | 20.5 | 51175 | 43000 | 37600 | 3.88 | 2.16 | 53500 | 3.06 | 1.95 | 8.1 | 6.8
Live | 215682487 |  | 10 | 18.5 | 55200 | 47000 | 37400 | 3.37 | 2.48 | 50000 | 3.5 | 2 | 9 | 7.5
Live | 215682486 |  | 10 | 18.5 | 55200 | 47000 | 37400 | 3.37 | 2.48 | 50000 | 3.5 | 2 | 9 | 7.5
Live | 215674406 |  | 9.5 | 17.5 | 52325 | 42500 | 34200 | 3.2 | 2.42 | 48000 | 3.44 | 2.06 | 9 | 7
Live | 215674398 |  | 10 | 18 | 52900 | 42000 | 33600 | 3.37 | 2.48 | 48000 | 3.52 | 2.08 | 9 | 7
Live | 215940208 |  | 11 | 18.5 | 38870 | 30600 | 26800 | 3.71 | 2.36 | 35000 | 3.36 | 1.92 | 9 | 7
Live | 215940207 |  | 11 | 18.5 | 38870 | 30600 | 26800 | 3.71 | 2.36 | 35000 | 3.36 | 1.92 | 9 | 7
Live | 215933456 |  | 10.5 | 17 | 36800 | 30000 | 26000 | 3.54 | 2.34 | 33800 | 3.32 | 1.96 | 9 | 7
Live | 215933448 |  | 11.5 | 19 | 38640 | 30600 | 26600 | 3.88 | 2.42 | 34800 | 3.45 | 1.94 | 9 | 7
Live | 215935504 |  | 11 | 20 | 39100 | 30600 | 27200 | 3.71 | 2.36 | 38000 | 3.34 | 2 | 8.1 | 6.5
Live | 215935494 |  | 12 | 21.5 | 41170 | 32800 | 28600 | 4.05 | 2.44 | 38000 | 3.46 | 2.06 | 8.5 | 7
Live | 215683027 |  | 9 | 18 | 65550 | 56000 | 44500 | 3.03 | 2.4 | 63500 | 3.42 | 2.08 | 9 | 7
Live | 215683026 |  | 9 | 18 | 65550 | 56000 | 44500 | 3.03 | 2.4 | 63500 | 3.42 | 2.08 | 9 | 7
Live | 215676547 |  | 10 | 19 | 55200 | 46500 | 36800 | 3.37 | 2.5 | 50000 | 3.54 | 2 | 9 | 7.5
Live | 215676546 |  | 10 | 19 | 55200 | 46500 | 36800 | 3.37 | 2.5 | 50000 | 3.54 | 2 | 9 | 7.5
Live | 215682253 |  | 10 | 18.5 | 55200 | 46000 | 36600 | 3.37 | 2.5 | 50000 | 3.54 | 2 | 9 | 7.5
Live | 215682243 |  | 10 | 19 | 55200 | 46000 | 36200 | 3.37 | 2.52 | 50000 | 3.58 | 2.12 | 9 | 7.5
Live | 215934586 |  | 11.5 | 20.5 | 51750 | 39500 | 36400 | 3.88 | 2.5 | 48500 | 3.54 | 1.84 | 9 | 7
Live | 215934578 |  | 11 | 19.5 | 50600 | 39000 | 36400 | 3.71 | 2.44 | 49000 | 3.46 | 1.84 | 9 | 7
Live | 215669602 |  | 10.5 | 18.5 | 40020 | 29800 | 24800 | 3.54 | 2.26 | 34400 | 3.22 | 1.92 | 9 | 7
Live | 215669592 |  | 10 | 18 | 39790 | 30000 | 25000 | 3.37 | 2.24 | 34600 | 3.18 | 1.9 | 9 | 7
Live | 215935857 |  | 12 | 21.5 | 40710 | 33000 | 28800 | 4.04 | 2.5 | 38000 | 3.54 | 2.02 | 8.5 | 7
Live | 215935856 |  | 12 | 21.5 | 40710 | 33000 | 28800 | 4.04 | 2.5 | 38000 | 3.54 | 2.02 | 8.5 | 7
Live | 215588167 |  | 11.5 | 18.5 | 57500 | 50000 | 53000 | 3.87 | 2.36 | 52000 | 3.08 | 1.84 | 10 | 8
Live | 215588165 |  | 11.5 | 18.5 | 57500 | 50500 | 53000 | 3.87 | 2.36 | 52500 | 3.08 | 1.94 | 10.5 | 8
Live | 215940206 |  | 11 | 18.5 | 38870 | 30600 | 26800 | 3.71 | 2.36 | 35000 | 3.36 | 1.92 | 9 | 7
Live | 215940198 |  | 11.7 | 19.5 | 39330 | 30000 | 26000 | 3.95 | 2.44 | 34200 | 3.48 | 1.94 | 9 | 7
Live | 215938154 |  | 11 | 20.5 | 52325 | 43500 | 38500 | 3.7 | 2.14 | 53000 | 3.02 | 1.9 | 8 | 6.5
Live | 215938144 |  | 11 | 20 | 51750 | 44000 | 39000 | 3.71 | 2.1 | 53500 | 2.98 | 1.9 | 8 | 6.5
Live | 215933447 |  | 11.5 | 19 | 38640 | 30600 | 26600 | 3.88 | 2.42 | 34800 | 3.45 | 1.94 | 9 | 7
Live | 215933446 |  | 11.5 | 19 | 38640 | 30600 | 26600 | 3.88 | 2.42 | 34800 | 3.45 | 1.94 | 9 | 7
Live | 215674397 |  | 10 | 18 | 52900 | 42000 | 33600 | 3.37 | 2.48 | 48000 | 3.52 | 2.08 | 9 | 7
Live | 215674396 |  | 10 | 18 | 52900 | 42000 | 33600 | 3.37 | 2.48 | 48000 | 3.52 | 2.08 | 9 | 7
Live | 215682485 |  | 10 | 18.5 | 55200 | 47000 | 37400 | 3.37 | 2.48 | 50000 | 3.5 | 2 | 9 | 7.5
Live | 215682477 |  | 10 | 19 | 55775 | 46500 | 36800 | 3.37 | 2.52 | 50000 | 3.58 | 2.12 | 9 | 7.5
Live | 215676545 |  | 10 | 19 | 55200 | 46500 | 36800 | 3.37 | 2.5 | 50000 | 3.54 | 2 | 9 | 7.5
Live | 215676537 |  | 10 | 18.5 | 54625 | 47000 | 37400 | 3.37 | 2.46 | 50000 | 3.48 | 1.98 | 9 | 7
Live | 215683025 |  | 9 | 18 | 65550 | 56000 | 44500 | 3.03 | 2.4 | 63500 | 3.42 | 2.08 | 9 | 7
Live | 215683017 |  | 9 | 18 | 66125 | 55500 | 44000 | 3.03 | 2.44 | 63500 | 3.44 | 2.1 | 9 | 7
Live | 215934577 |  | 11 | 19.5 | 50600 | 39000 | 36400 | 3.71 | 2.44 | 49000 | 3.46 | 1.84 | 9 | 7
Live | 215934576 |  | 11 | 19.5 | 50600 | 39000 | 36400 | 3.71 | 2.44 | 49000 | 3.46 | 1.84 | 9 | 7
Live | 215935484 |  | 12.5 | 22.5 | 41400 | 32200 | 28200 | 4.21 | 2.5 | 37600 | 3.54 | 2.06 | 8.5 | 7
Live | 215935474 |  | 12.5 | 22.5 | 41400 | 32200 | 28200 | 4.21 | 2.5 | 37600 | 3.54 | 2.04 | 8.5 | 7
Live | 215682233 |  | 10 | 19 | 55200 | 46000 | 36600 | 3.37 | 2.48 | 50000 | 3.52 | 2 | 9 | 7.5
Live | 215682223 |  | 10 | 18.5 | 54050 | 45500 | 36400 | 3.37 | 2.46 | 50000 | 3.5 | 2 | 9 | 7
Live | 215669582 |  | 10 | 18 | 39790 | 30200 | 25000 | 3.37 | 2.22 | 34600 | 3.16 | 1.9 | 9 | 7
Live | 215669572 |  | 10.5 | 18.5 | 40020 | 29800 | 24800 | 3.54 | 2.26 | 34400 | 3.22 | 1.92 | 9 | 7
Live | 215935848 |  | 12 | 21.5 | 40710 | 33400 | 29000 | 4.04 | 2.46 | 38500 | 3.5 | 2.02 | 8.5 | 7
Live | 215935847 |  | 12 | 21.5 | 40710 | 33400 | 29000 | 4.04 | 2.46 | 38500 | 3.5 | 2.02 | 8.5 | 7
Live | 215588163 |  | 12 | 18.5 | 55775 | 49000 | 50000 | 4.05 | 2.42 | 51000 | 2.68 | 1.98 | 9.5 | 8
Live | 215588161 |  | 11 | 18 | 56925 | 51000 | 54000 | 3.71 | 2.32 | 52500 | 3.02 | 1.88 | 10.5 | 8
Live | 215940197 |  | 11.7 | 19.5 | 39330 | 30000 | 26000 | 3.95 | 2.44 | 34200 | 3.48 | 1.94 | 9 | 7
Live | 215940196 |  | 11.7 | 19.5 | 39330 | 30000 | 26000 | 3.95 | 2.44 | 34200 | 3.48 | 1.94 | 9 | 7
Live | 215933438 |  | 11.5 | 19 | 38640 | 30400 | 26600 | 3.88 | 2.44 | 34600 | 3.46 | 1.94 | 9 | 7
Live | 215933437 |  | 11.5 | 19 | 38640 | 30400 | 26600 | 3.88 | 2.44 | 34600 | 3.46 | 1.94 | 9 | 7
Live | 215938114 |  | 11.5 | 20.5 | 52325 | 43000 | 38000 | 3.87 | 2.16 | 52500 | 3.06 | 1.95 | 8.1 | 6.8
Live | 215682476 |  | 10 | 19 | 55775 | 46500 | 36800 | 3.37 | 2.52 | 50000 | 3.58 | 2.12 | 9 | 7.5
Live | 215682475 |  | 10 | 19 | 55775 | 46500 | 36800 | 3.37 | 2.52 | 50000 | 3.58 | 2.12 | 9 | 7.5
Live | 215676536 |  | 10 | 18.5 | 54625 | 47000 | 37400 | 3.37 | 2.46 | 50000 | 3.48 | 1.98 | 9 | 7
Live | 215676535 |  | 10 | 18.5 | 54625 | 47000 | 37400 | 3.37 | 2.46 | 50000 | 3.48 | 1.98 | 9 | 7
Live | 215674388 |  | 9.5 | 17.5 | 52325 | 42500 | 34200 | 3.2 | 2.42 | 48000 | 3.42 | 2.06 | 9 | 7
Live | 215674387 |  | 9.5 | 17.5 | 52325 | 42500 | 34200 | 3.2 | 2.42 | 48000 | 3.42 | 2.06 | 9 | 7
Live | 215683016 |  | 9 | 18 | 66125 | 55500 | 44000 | 3.03 | 2.44 | 63500 | 3.44 | 2.1 | 9 | 7
Live | 215683015 |  | 9 | 18 | 66125 | 55500 | 44000 | 3.03 | 2.44 | 63500 | 3.44 | 2.1 | 9 | 7
Live | 215934568 |  | 11.5 | 20.5 | 50600 | 38500 | 35800 | 3.87 | 2.48 | 49000 | 3.5 | 1.86 | 9 | 7
Live | 215934567 |  | 11.5 | 20.5 | 50600 | 38500 | 35800 | 3.87 | 2.48 | 49000 | 3.5 | 1.86 | 9 | 7
Live | 215669562 |  | 10 | 18 | 40020 | 29800 | 24800 | 3.37 | 2.26 | 34400 | 3.2 | 1.92 | 9 | 7
Live | 215669552 |  | 10 | 18 | 39790 | 30000 | 25000 | 3.37 | 2.24 | 34600 | 3.16 | 1.9 | 9 | 7
Live | 215935464 |  | 12.5 | 22.5 | 41400 | 32200 | 28200 | 4.21 | 2.5 | 37600 | 3.54 | 2.06 | 8.5 | 7
Live | 215935454 |  | 12.5 | 22.5 | 41400 | 32200 | 28200 | 4.21 | 2.5 | 37600 | 3.54 | 2.06 | 8.5 | 7
Live | 215935846 |  | 12 | 21.5 | 40710 | 33400 | 29000 | 4.04 | 2.46 | 38500 | 3.5 | 2.02 | 8.5 | 7
Live | 215935838 |  | 11.7 | 21.5 | 40480 | 33400 | 29000 | 3.94 | 2.46 | 38500 | 3.5 | 2.02 | 8.5 | 7
Live | 215940188 |  | 11.7 | 19.5 | 39330 | 29800 | 26000 | 3.95 | 2.46 | 34200 | 3.48 | 1.94 | 9 | 7
Live | 215940187 |  | 11.7 | 19.5 | 39330 | 29800 | 26000 | 3.95 | 2.46 | 34200 | 3.48 | 1.94 | 9 | 7
Live | 215588159 |  | 11.5 | 18 | 55775 | 50000 | 51000 | 3.87 | 2.38 | 52000 | 2.78 | 1.9 | 9.5 | 8
Live | 215588157 |  | 11.7 | 17.5 | 55200 | 49000 | 50000 | 3.95 | 2.42 | 50500 | 2.52 | 1.96 | 9 | 7.5
Live | 215682213 |  | 10 | 19 | 54050 | 45500 | 36400 | 3.37 | 2.46 | 50000 | 3.5 | 1.98 | 9 | 7.5
Live | 215682203 |  | 10 | 18.5 | 54050 | 46000 | 36400 | 3.37 | 2.46 | 50000 | 3.48 | 2 | 9 | 7
Live | 215933436 |  | 11.5 | 19 | 38640 | 30400 | 26600 | 3.88 | 2.44 | 34600 | 3.46 | 1.94 | 9 | 7
Live | 215933428 |  | 11.5 | 19 | 38640 | 30600 | 26600 | 3.88 | 2.42 | 34800 | 3.45 | 1.94 | 9 | 7
Live | 215682467 |  | 10 | 19 | 56350 | 46500 | 36600 | 3.37 | 2.54 | 50000 | 3.6 | 2.12 | 9 | 7.5
Live | 215682466 |  | 10 | 19 | 56350 | 46500 | 36600 | 3.37 | 2.54 | 50000 | 3.6 | 2.12 | 9 | 7.5
Live | 215938104 |  | 11.5 | 20.5 | 52325 | 43500 | 38000 | 3.87 | 2.14 | 52500 | 3.04 | 1.9 | 8.1 | 6.8
Live | 215938094 |  | 11 | 20.5 | 52325 | 43500 | 38000 | 3.7 | 2.14 | 52500 | 3.04 | 1.9 | 8 | 6.5
Live | 215683007 |  | 9.5 | 18.5 | 64400 | 54000 | 43000 | 3.2 | 2.4 | 60000 | 3.4 | 2.12 | 8.5 | 7
Live | 215683006 |  | 9.5 | 18.5 | 64400 | 54000 | 43000 | 3.2 | 2.4 | 60000 | 3.4 | 2.12 | 8.5 | 7
Live | 215674386 |  | 9.5 | 17.5 | 52325 | 42500 | 34200 | 3.2 | 2.42 | 48000 | 3.42 | 2.06 | 9 | 7
Live | 215674378 |  | 10 | 18.5 | 52900 | 42000 | 33600 | 3.37 | 2.48 | 47500 | 3.52 | 2.06 | 9 | 7
Live | 215676527 |  | 10 | 18.5 | 54625 | 47000 | 37200 | 3.37 | 2.46 | 50000 | 3.48 | 1.98 | 9 | 7.5
Live | 215676526 |  | 10 | 18.5 | 54625 | 47000 | 37200 | 3.37 | 2.46 | 50000 | 3.48 | 1.98 | 9 | 7.5
Live | 215669542 |  | 10 | 18 | 39790 | 30000 | 25000 | 3.37 | 2.24 | 34600 | 3.18 | 1.9 | 9 | 7
Live | 215669532 |  | 10 | 18 | 39560 | 30200 | 25200 | 3.37 | 2.22 | 34600 | 3.16 | 1.9 | 9 | 7
Live | 215934566 |  | 11.5 | 20.5 | 50600 | 38500 | 35800 | 3.87 | 2.48 | 49000 | 3.5 | 1.86 | 9 | 7
Live | 215934558 |  | 11 | 19.5 | 50025 | 37200 | 35600 | 3.71 | 2.4 | 49500 | 3.4 | 1.9 | 9 | 7
Live | 215935444 |  | 12.5 | 22 | 40940 | 32800 | 28400 | 4.21 | 2.52 | 38000 | 3.58 | 2.04 | 8.5 | 7
Live | 215935434 |  | 12.5 | 22 | 40940 | 32800 | 28400 | 4.21 | 2.52 | 38000 | 3.58 | 2.04 | 8.5 | 7
Live | 215940186 |  | 11.7 | 19.5 | 39330 | 29800 | 26000 | 3.95 | 2.46 | 34200 | 3.48 | 1.94 | 9 | 7
Live | 215940178 |  | 11.7 | 19.5 | 39330 | 30000 | 26000 | 3.95 | 2.44 | 34200 | 3.46 | 1.96 | 9 | 7
Live | 215683005 |  | 9.5 | 18.5 | 64400 | 54000 | 43000 | 3.2 | 2.4 | 60000 | 3.4 | 2.12 | 8.5 | 7
Live | 215682997 |  | 9.5 | 18 | 64400 | 54000 | 43500 | 3.2 | 2.4 | 60500 | 3.42 | 2.12 | 8.5 | 7
Live | 215588155 |  | 11 | 17 | 55200 | 50500 | 51500 | 3.71 | 2.34 | 52500 | 2.7 | 1.9 | 9.5 | 8
Live | 215588149 |  | 11.5 | 17.5 | 54050 | 49000 | 50000 | 3.87 | 2.42 | 50500 | 2.48 | 1.96 | 8.5 | 8
Live | 215682465 |  | 10 | 19 | 56350 | 46500 | 36600 | 3.37 | 2.54 | 50000 | 3.6 | 2.12 | 9 | 7.5
Live | 215682457 |  | 10 | 19 | 55775 | 46500 | 36800 | 3.37 | 2.52 | 50000 | 3.58 | 2.1 | 9 | 7.5
Live | 215669522 |  | 10 | 18 | 40250 | 29800 | 24800 | 3.37 | 2.26 | 34400 | 3.22 | 1.92 | 9 | 7
Live | 215669512 |  | 10 | 18 | 40020 | 29800 | 24800 | 3.37 | 2.26 | 34400 | 3.2 | 1.92 | 9 | 7
Live | 215938084 |  | 11.5 | 20.5 | 52325 | 43500 | 38000 | 3.87 | 2.14 | 52500 | 3.04 | 1.9 | 8.1 | 6.8
Live | 215938074 |  | 11 | 20.5 | 51750 | 43500 | 38000 | 3.71 | 2.14 | 52500 | 3.04 | 1.9 | 8 | 6.5
Live | 215682193 |  | 9.5 | 18 | 54050 | 45500 | 36400 | 3.2 | 2.46 | 50000 | 3.5 | 2 | 9 | 7
Live | 215682183 |  | 10 | 18.5 | 54625 | 45500 | 36000 | 3.37 | 2.48 | 50000 | 3.52 | 2.02 | 9 | 7.5
Live | 215935837 |  | 11.7 | 21.5 | 40480 | 33400 | 29000 | 3.94 | 2.46 | 38500 | 3.5 | 2.02 | 8.5 | 7
Live | 215935836 |  | 11.7 | 21.5 | 40480 | 33400 | 29000 | 3.94 | 2.46 | 38500 | 3.5 | 2.02 | 8.5 | 7
Live | 215933427 |  | 11.5 | 19 | 38640 | 30600 | 26600 | 3.88 | 2.42 | 34800 | 3.45 | 1.94 | 9 | 7
Live | 215933426 |  | 11.5 | 19 | 38640 | 30600 | 26600 | 3.88 | 2.42 | 34800 | 3.45 | 1.94 | 9 | 7
Live | 215674377 |  | 10 | 18.5 | 52900 | 42000 | 33600 | 3.37 | 2.48 | 47500 | 3.52 | 2.06 | 9 | 7
Live | 215674376 |  | 10 | 18.5 | 52900 | 42000 | 33600 | 3.37 | 2.48 | 47500 | 3.52 | 2.06 | 9 | 7
Live | 215676525 |  | 10 | 18.5 | 54625 | 47000 | 37200 | 3.37 | 2.46 | 50000 | 3.48 | 1.98 | 9 | 7.5
Live | 215676517 |  | 10 | 19 | 55200 | 46500 | 36600 | 3.37 | 2.52 | 50000 | 3.56 | 2.12 | 9 | 7.5
Live | 215934557 |  | 11 | 19.5 | 50025 | 37200 | 35600 | 3.71 | 2.4 | 49500 | 3.4 | 1.9 | 9 | 7
Live | 215934556 |  | 11 | 19.5 | 50025 | 37200 | 35600 | 3.71 | 2.4 | 49500 | 3.4 | 1.9 | 9 | 7
Live | 215940177 |  | 11.7 | 19.5 | 39330 | 30000 | 26000 | 3.95 | 2.44 | 34200 | 3.46 | 1.96 | 9 | 7
Live | 215940176 |  | 11.7 | 19.5 | 39330 | 30000 | 26000 | 3.95 | 2.44 | 34200 | 3.46 | 1.96 | 9 | 7
Live | 215935424 |  | 12.5 | 22 | 40710 | 32800 | 28400 | 4.22 | 2.5 | 38000 | 3.56 | 2.04 | 8.5 | 7
Live | 215935414 |  | 12.5 | 22 | 40940 | 32800 | 28400 | 4.21 | 2.52 | 38000 | 3.58 | 2.04 | 8.5 | 7
Live | 215682996 |  | 9.5 | 18 | 64400 | 54000 | 43500 | 3.2 | 2.4 | 60500 | 3.42 | 2.12 | 8.5 | 7
Live | 215682995 |  | 9.5 | 18 | 64400 | 54000 | 43500 | 3.2 | 2.4 | 60500 | 3.42 | 2.12 | 8.5 | 7
Live | 215588147 |  | 10.5 | 18 | 55775 | 50500 | 52000 | 3.54 | 2.32 | 52500 | 2.92 | 1.94 | 10.5 | 8.5
Live | 215588145 |  | 11 | 17 | 54625 | 49500 | 51000 | 3.71 | 2.38 | 51500 | 2.6 | 1.98 | 12.5 | 9.5
Live | 215933418 |  | 11 | 18.5 | 38410 | 31000 | 27000 | 3.7 | 2.38 | 35400 | 3.36 | 1.92 | 9 | 7
Live | 215933417 |  | 11 | 18.5 | 38410 | 31000 | 27000 | 3.7 | 2.38 | 35400 | 3.36 | 1.92 | 9 | 7
Live | 215938064 |  | 10.5 | 19.5 | 51175 | 44000 | 39000 | 3.54 | 2.1 | 53000 | 3 | 1.9 | 8 | 6.5
Live | 215938054 |  | 11.5 | 20.5 | 52325 | 43000 | 38000 | 3.87 | 2.16 | 52500 | 3.06 | 1.9 | 8 | 6.7
Live | 215682456 |  | 10 | 19 | 55775 | 46500 | 36800 | 3.37 | 2.52 | 50000 | 3.58 | 2.1 | 9 | 7.5
Live | 215682455 |  | 10 | 19 | 55775 | 46500 | 36800 | 3.37 | 2.52 | 50000 | 3.58 | 2.1 | 9 | 7.5
Live | 215935828 |  | 11.5 | 21 | 40250 | 33800 | 29600 | 3.88 | 2.42 | 39000 | 3.44 | 2 | 8.5 | 7
Live | 215935827 |  | 11.5 | 21 | 40250 | 33800 | 29600 | 3.88 | 2.42 | 39000 | 3.44 | 2 | 8.5 | 7
Live | 215669502 |  | 10 | 17.5 | 39790 | 30000 | 25000 | 3.37 | 2.24 | 34600 | 3.18 | 1.9 | 9 | 7
Live | 215669492 |  | 10.5 | 18.5 | 40250 | 29800 | 24800 | 3.54 | 2.26 | 34400 | 3.22 | 1.92 | 9 | 7
Live | 215682173 |  | 10 | 18.5 | 54050 | 46000 | 36400 | 3.37 | 2.46 | 50000 | 3.48 | 2 | 9 | 7
Live | 215682163 |  | 10 | 18.5 | 54050 | 45500 | 36400 | 3.37 | 2.44 | 50000 | 3.46 | 2 | 9 | 7
Live | 215674368 |  | 10 | 18.5 | 52900 | 42000 | 33600 | 3.37 | 2.48 | 47500 | 3.52 | 2.06 | 9 | 7
Live | 215674367 |  | 10 | 18.5 | 52900 | 42000 | 33600 | 3.37 | 2.48 | 47500 | 3.52 | 2.06 | 9 | 7
Live | 215934538 |  | 10.5 | 20 | 51175 | 39500 | 36400 | 3.54 | 2.46 | 48500 | 3.48 | 1.82 | 9 | 7
Live | 215934537 |  | 10.5 | 20 | 51175 | 39500 | 36400 | 3.54 | 2.46 | 48500 | 3.48 | 1.82 | 9 | 7
Live | 215940168 |  | 11.7 | 19.5 | 38870 | 30400 | 26400 | 3.94 | 2.44 | 34600 | 3.46 | 1.92 | 9 | 7
Live | 215940167 |  | 11.7 | 19.5 | 38870 | 30400 | 26400 | 3.94 | 2.44 | 34600 | 3.46 | 1.92 | 9 | 7
Live | 215682987 |  | 9 | 18 | 64975 | 56000 | 45000 | 3.03 | 2.38 | 64000 | 3.38 | 2.08 | 9 | 7
Live | 215682986 |  | 9 | 18 | 64975 | 56000 | 45000 | 3.03 | 2.38 | 64000 | 3.38 | 2.08 | 9 | 7
Live | 215676516 |  | 10 | 19 | 55200 | 46500 | 36600 | 3.37 | 2.52 | 50000 | 3.56 | 2.12 | 9 | 7.5
Live | 215676515 |  | 10 | 19 | 55200 | 46500 | 36600 | 3.37 | 2.52 | 50000 | 3.56 | 2.12 | 9 | 7.5
Live | 215588143 |  | 10 | 17 | 54625 | 51500 | 53000 | 3.37 | 2.28 | 53500 | 2.84 | 1.9 | 8.5 | 8
Live | 215588141 |  | 10.5 | 17.5 | 55775 | 50500 | 52000 | 3.54 | 2.32 | 52500 | 2.92 | 1.92 | 10.5 | 8.5
Live | 215935404 |  | 12.5 | 21.5 | 40710 | 32800 | 28400 | 4.22 | 2.5 | 38000 | 3.56 | 2.04 | 8.5 | 7
Live | 215935394 |  | 12 | 21 | 40480 | 33200 | 28800 | 4.05 | 2.46 | 38500 | 3.5 | 2.02 | 8.5 | 7
Live | 215933416 |  | 11 | 18.5 | 38410 | 31000 | 27000 | 3.7 | 2.38 | 35400 | 3.36 | 1.92 | 9 | 7
Live | 215933408 |  | 11 | 18.5 | 38410 | 31000 | 27000 | 3.7 | 2.38 | 35200 | 3.38 | 1.92 | 9 | 7
Live | 215938044 |  | 11 | 20.5 | 51750 | 43500 | 38000 | 3.71 | 2.14 | 53000 | 3.04 | 1.9 | 8 | 6.5
Live | 215938034 |  | 11.5 | 21 | 52325 | 43000 | 38000 | 3.87 | 2.16 | 52500 | 3.06 | 1.95 | 8.1 | 6.8
Live | 215682447 |  | 10 | 19 | 55775 | 46500 | 36800 | 3.37 | 2.52 | 50000 | 3.58 | 2.12 | 9 | 7.5
Live | 215682446 |  | 10 | 19 | 55775 | 46500 | 36800 | 3.37 | 2.52 | 50000 | 3.58 | 2.12 | 9 | 7.5
Live | 215669482 |  | 10 | 18.5 | 40020 | 29800 | 24800 | 3.37 | 2.26 | 34400 | 3.2 | 1.92 | 9 | 7
Live | 215669472 |  | 10 | 18.5 | 40020 | 29800 | 24800 | 3.37 | 2.26 | 34400 | 3.2 | 1.92 | 9 | 7
Live | 215682153 |  | 10 | 18.5 | 54050 | 46000 | 36600 | 3.37 | 2.44 | 50000 | 3.46 | 1.98 | 9 | 7
Live | 215682143 |  | 9.5 | 18 | 53475 | 46500 | 37000 | 3.2 | 2.4 | 50000 | 3.4 | 1.98 | 9 | 7
Live | 215674366 |  | 10 | 18.5 | 52900 | 42000 | 33600 | 3.37 | 2.48 | 47500 | 3.52 | 2.06 | 9 | 7
Live | 215674358 |  | 10 | 18 | 52900 | 42000 | 33800 | 3.37 | 2.46 | 48000 | 3.48 | 2.06 | 9 | 7
Live | 215934536 |  | 10.5 | 20 | 51175 | 39500 | 36400 | 3.54 | 2.46 | 48500 | 3.48 | 1.82 | 9 | 7
Live | 215934528 |  | 10.5 | 20 | 50600 | 39500 | 36400 | 3.54 | 2.46 | 48500 | 3.48 | 1.82 | 9 | 7
Live | 215935826 |  | 11.5 | 21 | 40250 | 33800 | 29600 | 3.88 | 2.42 | 39000 | 3.44 | 2 | 8.5 | 7
Live | 215935798 |  | 11.5 | 20.5 | 39790 | 31200 | 27600 | 3.87 | 2.42 | 38000 | 3.44 | 2.06 | 8.5 | 7
Live | 215676507 |  | 10 | 18.5 | 55200 | 46500 | 36800 | 3.37 | 2.5 | 50000 | 3.54 | 2 | 9 | 7.5
Live | 215676506 |  | 10 | 18.5 | 55200 | 46500 | 36800 | 3.37 | 2.5 | 50000 | 3.54 | 2 | 9 | 7.5
Live | 215940166 |  | 11.7 | 19.5 | 38870 | 30400 | 26400 | 3.94 | 2.44 | 34600 | 3.46 | 1.92 | 9 | 7
Live | 215940158 |  | 11.7 | 19.5 | 38870 | 30400 | 26400 | 3.94 | 2.44 | 34600 | 3.48 | 1.92 | 9 | 7
Live | 215588139 |  | 11 | 17 | 54625 | 49500 | 50500 | 3.71 | 2.38 | 51500 | 2.62 | 1.94 | 12.5 | 9.5
Live | 215588137 |  | 11 | 17.5 | 55200 | 49500 | 51000 | 3.71 | 2.38 | 52000 | 2.7 | 1.92 | 11.5 | 9
Live | 215682985 |  | 9 | 18 | 64975 | 56000 | 45000 | 3.03 | 2.38 | 64000 | 3.38 | 2.08 | 9 | 7
Live | 215682977 |  | 9.5 | 19 | 66700 | 56000 | 44500 | 3.2 | 2.42 | 64000 | 3.44 | 2.1 | 9 | 7
Live | 215935384 |  | 12.5 | 22 | 40940 | 32600 | 28400 | 4.21 | 2.52 | 38000 | 3.58 | 2.06 | 8.5 | 7
Live | 215935374 |  | 12 | 21.5 | 40710 | 32800 | 28600 | 4.04 | 2.5 | 38000 | 3.54 | 2.04 | 8.5 | 7
Live | 215933407 |  | 11 | 18.5 | 38410 | 31000 | 27000 | 3.7 | 2.38 | 35200 | 3.38 | 1.92 | 9 | 7
Live | 215933406 |  | 11 | 18.5 | 38410 | 31000 | 27000 | 3.7 | 2.38 | 35200 | 3.38 | 1.92 | 9 | 7
Live | 215669462 |  | 10 | 18 | 39790 | 30000 | 25000 | 3.37 | 2.24 | 34600 | 3.18 | 1.9 | 9 | 7
Live | 215669452 |  | 9.5 | 17.5 | 39560 | 30200 | 25200 | 3.2 | 2.22 | 34600 | 3.14 | 1.9 | 9 | 7
Live | 215938024 |  | 11.5 | 21 | 52325 | 43000 | 38000 | 3.87 | 2.16 | 52500 | 3.06 | 1.95 | 8.1 | 6.8
Live | 215938014 |  | 11.5 | 21 | 52325 | 43000 | 38000 | 3.87 | 2.16 | 52500 | 3.06 | 1.95 | 8.1 | 6.8
Live | 215682133 |  | 9.5 | 18 | 54050 | 45500 | 36400 | 3.2 | 2.44 | 50000 | 3.48 | 2.02 | 9 | 7
Live | 215682123 |  | 10 | 18.5 | 54050 | 45500 | 36200 | 3.37 | 2.46 | 50000 | 3.5 | 2.02 | 9 | 7
Live | 215674357 |  | 10 | 18 | 52900 | 42000 | 33800 | 3.37 | 2.46 | 48000 | 3.48 | 2.06 | 9 | 7
Live | 215674356 |  | 10 | 18 | 52900 | 42000 | 33800 | 3.37 | 2.46 | 48000 | 3.48 | 2.06 | 9 | 7
Live | 215934527 |  | 10.5 | 20 | 50600 | 39500 | 36400 | 3.54 | 2.46 | 48500 | 3.48 | 1.82 | 9 | 7
Live | 215934526 |  | 10.5 | 20 | 50600 | 39500 | 36400 | 3.54 | 2.46 | 48500 | 3.48 | 1.82 | 9 | 7
Live | 215676505 |  | 10 | 18.5 | 55200 | 46500 | 36800 | 3.37 | 2.5 | 50000 | 3.54 | 2 | 9 | 7.5
Live | 215676497 |  | 10 | 18 | 54625 | 47000 | 37200 | 3.37 | 2.46 | 50000 | 3.48 | 1.98 | 9 | 7.5
Live | 215935797 |  | 11.5 | 20.5 | 39790 | 31200 | 27600 | 3.87 | 2.42 | 38000 | 3.44 | 2.06 | 8.5 | 7
Live | 215935796 |  | 11.5 | 20.5 | 39790 | 31200 | 27600 | 3.87 | 2.42 | 38000 | 3.44 | 2.06 | 8.5 | 7
Live | 215940157 |  | 11.7 | 19.5 | 38870 | 30400 | 26400 | 3.94 | 2.44 | 34600 | 3.48 | 1.92 | 9 | 7
Live | 215940156 |  | 11.7 | 19.5 | 38870 | 30400 | 26400 | 3.94 | 2.44 | 34600 | 3.48 | 1.92 | 9 | 7
Live | 215682445 |  | 10 | 19 | 55775 | 46500 | 36800 | 3.37 | 2.52 | 50000 | 3.58 | 2.12 | 9 | 7.5
Live | 215682437 |  | 10.5 | 19 | 55775 | 46500 | 36800 | 3.54 | 2.52 | 50000 | 3.56 | 2 | 9 | 7.5
Live | 215588135 |  | 11.5 | 17.5 | 54050 | 49000 | 50000 | 3.87 | 2.42 | 50500 | 2.46 | 1.92 | 8.5 | 8
Live | 215588133 |  | 10.5 | 17 | 54050 | 50000 | 51500 | 3.54 | 2.34 | 52000 | 2.62 | 1.9 | 11.5 | 9
Live | 215938004 |  | 11 | 20.5 | 51750 | 43500 | 38500 | 3.71 | 2.14 | 53000 | 3.02 | 1.9 | 8 | 6.5
Live | 215937984 |  | 11 | 20.5 | 51750 | 43000 | 38000 | 3.71 | 2.14 | 52000 | 3.04 | 1.9 | 8.1 | 6.8
Live | 215935364 |  | 12.5 | 22 | 40940 | 32600 | 28400 | 4.21 | 2.52 | 38000 | 3.58 | 2.04 | 8.5 | 7
Live | 215935354 |  | 12.5 | 22 | 40940 | 32800 | 28400 | 4.21 | 2.52 | 38000 | 3.58 | 2.04 | 8.5 | 7
Live | 215682113 |  | 9.5 | 18 | 54050 | 45500 | 36400 | 3.2 | 2.44 | 50000 | 3.46 | 2 | 9 | 7
Live | 215682103 |  | 9.5 | 18 | 54050 | 45500 | 36400 | 3.2 | 2.44 | 50000 | 3.46 | 2.02 | 9 | 7
Live | 215682976 |  | 9.5 | 19 | 66700 | 56000 | 44500 | 3.2 | 2.42 | 64000 | 3.44 | 2.1 | 9 | 7
Live | 215682975 |  | 9.5 | 19 | 66700 | 56000 | 44500 | 3.2 | 2.42 | 64000 | 3.44 | 2.1 | 9 | 7
Live | 215669412 |  | 10.5 | 18.5 | 39560 | 29800 | 24800 | 3.53 | 2.24 | 34200 | 3.18 | 1.9 | 9 | 7
Live | 215669402 |  | 10.5 | 18 | 39560 | 29800 | 24800 | 3.53 | 2.24 | 34200 | 3.18 | 1.9 | 9 | 7
Live | 215933398 |  | 10.5 | 18.5 | 38180 | 30200 | 26200 | 3.54 | 2.42 | 34200 | 3.42 | 1.94 | 9 | 7
Live | 215933397 |  | 10.5 | 18.5 | 38180 | 30200 | 26200 | 3.54 | 2.42 | 34200 | 3.42 | 1.94 | 9 | 7
Live | 215676496 |  | 10 | 18 | 54625 | 47000 | 37200 | 3.37 | 2.46 | 50000 | 3.48 | 1.98 | 9 | 7.5
Live | 215676495 |  | 10 | 18 | 54625 | 47000 | 37200 | 3.37 | 2.46 | 50000 | 3.48 | 1.98 | 9 | 7.5
Live | 215674348 |  | 10 | 18 | 52900 | 42000 | 33800 | 3.37 | 2.46 | 48000 | 3.48 | 2.06 | 9 | 7
Live | 215674347 |  | 10 | 18 | 52900 | 42000 | 33800 | 3.37 | 2.46 | 48000 | 3.48 | 2.06 | 9 | 7
Live | 215934518 |  | 11 | 19.5 | 49450 | 36400 | 35400 | 3.71 | 2.36 | 49000 | 3.36 | 1.8 | 8.5 | 7
Live | 215934517 |  | 11 | 19.5 | 49450 | 36400 | 35400 | 3.71 | 2.36 | 49000 | 3.36 | 1.8 | 8.5 | 7
Live | 215940148 |  | 11.5 | 19.5 | 38870 | 30400 | 26600 | 3.87 | 2.44 | 34800 | 3.46 | 1.94 | 9 | 7
Live | 215940147 |  | 11.5 | 19.5 | 38870 | 30400 | 26600 | 3.87 | 2.44 | 34800 | 3.46 | 1.94 | 9 | 7
Live | 215588131 |  | 11 | 19 | 57500 | 51000 | 52500 | 3.7 | 2.32 | 53000 | 3.08 | 1.92 | 10.5 | 8.5
Live | 215588129 |  | 10.5 | 18.5 | 56350 | 52000 | 53500 | 3.54 | 2.26 | 53500 | 3 | 1.9 | 11 | 8.5
Live | 215935788 |  | 11 | 20.5 | 39560 | 31400 | 27600 | 3.7 | 2.42 | 38000 | 3.44 | 2.08 | 8.5 | 7
Live | 215935787 |  | 11 | 20.5 | 39560 | 31400 | 27600 | 3.7 | 2.42 | 38000 | 3.44 | 2.08 | 8.5 | 7
Live | 215682436 |  | 10.5 | 19 | 55775 | 46500 | 36800 | 3.54 | 2.52 | 50000 | 3.56 | 2 | 9 | 7.5
Live | 215682435 |  | 10.5 | 19 | 55775 | 46500 | 36800 | 3.54 | 2.52 | 50000 | 3.56 | 2 | 9 | 7.5
Live | 215682967 |  | 9.5 | 18.5 | 66125 | 56000 | 44500 | 3.2 | 2.42 | 64000 | 3.44 | 2.08 | 9 | 7
Live | 215682966 |  | 9.5 | 18.5 | 66125 | 56000 | 44500 | 3.2 | 2.42 | 64000 | 3.44 | 2.08 | 9 | 7
Live | 215682093 |  | 10 | 18.5 | 54050 | 46000 | 36600 | 3.37 | 2.44 | 50000 | 3.46 | 1.98 | 9 | 7
Live | 215682083 |  | 10.5 | 19.5 | 55775 | 46500 | 36600 | 3.54 | 2.52 | 50000 | 3.58 | 2.12 | 9.5 | 7.5
Live | 215937974 |  | 11 | 20 | 51175 | 43500 | 38000 | 3.7 | 2.14 | 52000 | 3.04 | 1.9 | 8.1 | 6.8
Live | 215937964 |  | 11 | 20 | 51175 | 43500 | 38000 | 3.7 | 2.14 | 52000 | 3.04 | 1.9 | 8.1 | 6.8
Live | 215935344 |  | 12.5 | 22 | 40940 | 32600 | 28400 | 4.21 | 2.52 | 38000 | 3.58 | 2.04 | 8.5 | 7
Live | 215935334 |  | 12 | 21.5 | 40710 | 33000 | 28600 | 4.04 | 2.5 | 38000 | 3.54 | 2.04 | 8.5 | 7
Live | 215669392 |  | 10 | 18.5 | 39560 | 29800 | 24800 | 3.37 | 2.24 | 34200 | 3.18 | 1.9 | 9 | 7
Live | 215669382 |  | 10.5 | 18 | 39560 | 29800 | 24800 | 3.53 | 2.24 | 34200 | 3.18 | 1.9 | 9 | 7
Live | 215676487 |  | 10.5 | 19 | 55200 | 46500 | 36600 | 3.54 | 2.5 | 50000 | 3.56 | 2.1 | 9.5 | 7.5
Live | 215676486 |  | 10.5 | 19 | 55200 | 46500 | 36600 | 3.54 | 2.5 | 50000 | 3.56 | 2.1 | 9.5 | 7.5
Live | 215933396 |  | 10.5 | 18.5 | 38180 | 30200 | 26200 | 3.54 | 2.42 | 34200 | 3.42 | 1.94 | 9 | 7
Live | 215933388 |  | 11.7 | 19.5 | 38640 | 30400 | 26400 | 3.95 | 2.44 | 34600 | 3.46 | 1.92 | 9 | 7
Live | 215934516 |  | 11 | 19.5 | 49450 | 36400 | 35400 | 3.71 | 2.36 | 49000 | 3.36 | 1.8 | 8.5 | 7
Live | 215934508 |  | 10.5 | 20 | 50600 | 39500 | 36600 | 3.54 | 2.44 | 48500 | 3.48 | 1.82 | 9 | 7
Live | 215674346 |  | 10 | 18 | 52900 | 42000 | 33800 | 3.37 | 2.46 | 48000 | 3.48 | 2.06 | 9 | 7
Live | 215674338 |  | 9.5 | 17.5 | 52325 | 42500 | 34000 | 3.2 | 2.44 | 48000 | 3.44 | 2.06 | 9 | 7
Live | 215940146 |  | 11.5 | 19.5 | 38870 | 30400 | 26600 | 3.87 | 2.44 | 34800 | 3.46 | 1.94 | 9 | 7
Live | 215940138 |  | 11 | 19 | 38410 | 30800 | 27000 | 3.7 | 2.38 | 35200 | 3.38 | 1.92 | 9 | 7
Live | 215588127 |  | 11 | 19 | 57500 | 51000 | 52500 | 3.7 | 2.32 | 53000 | 3.08 | 1.94 | 10.5 | 8.5
Live | 215588125 |  | 12 | 18.5 | 55775 | 49500 | 50500 | 4.05 | 2.42 | 51000 | 2.58 | 1.98 | 9 | 8
Live | 215682965 |  | 9.5 | 18.5 | 66125 | 56000 | 44500 | 3.2 | 2.42 | 64000 | 3.44 | 2.08 | 9 | 7
Live | 215682957 |  | 9 | 18.5 | 66125 | 56000 | 45000 | 3.03 | 2.42 | 64000 | 3.42 | 2.08 | 9 | 7
Live | 215935786 |  | 11 | 20.5 | 39560 | 31400 | 27600 | 3.7 | 2.42 | 38000 | 3.44 | 2.08 | 8.5 | 7
Live | 215935778 |  | 12 | 21 | 39560 | 32000 | 28000 | 4.04 | 2.44 | 38500 | 3.46 | 2.06 | 8.5 | 7
Live | 215682427 |  | 10.5 | 19 | 55200 | 46000 | 36600 | 3.54 | 2.5 | 50000 | 3.54 | 2 | 9 | 7.5
Live | 215682426 |  | 10.5 | 19 | 55200 | 46000 | 36600 | 3.54 | 2.5 | 50000 | 3.54 | 2 | 9 | 7.5
Live | 215682073 |  | 10.5 | 19.5 | 55775 | 46500 | 36600 | 3.54 | 2.52 | 50000 | 3.58 | 2.12 | 9.5 | 7.5
Live | 215682063 |  | 10.5 | 19 | 55775 | 46500 | 36800 | 3.54 | 2.52 | 50000 | 3.58 | 2.1 | 9.5 | 7.5
Live | 215935314 |  | 12.5 | 22 | 40940 | 32600 | 28600 | 4.21 | 2.54 | 38000 | 3.6 | 2.02 | 8.5 | 7
Live | 215935304 |  | 12 | 21.5 | 40710 | 33000 | 28800 | 4.04 | 2.5 | 38000 | 3.54 | 2.02 | 8.5 | 7
Live | 215676485 |  | 10.5 | 19 | 55200 | 46500 | 36600 | 3.54 | 2.5 | 50000 | 3.56 | 2.1 | 9.5 | 7.5
Live | 215676477 |  | 10.5 | 19 | 55200 | 46500 | 36600 | 3.54 | 2.52 | 50000 | 3.56 | 2.12 | 9.5 | 7.5
Live | 215669372 |  | 10 | 18 | 39560 | 29800 | 24800 | 3.37 | 2.24 | 34200 | 3.18 | 1.9 | 9 | 7
Live | 215669362 |  | 10 | 18 | 39330 | 30000 | 25000 | 3.37 | 2.22 | 34400 | 3.14 | 1.9 | 9 | 7
Live | 215937954 |  | 11 | 20 | 51175 | 43500 | 38000 | 3.7 | 2.14 | 52000 | 3.04 | 1.9 | 8.1 | 6.8
Live | 215937944 |  | 11 | 20 | 51175 | 43500 | 38000 | 3.7 | 2.14 | 52000 | 3.02 | 1.9 | 8.1 | 6.8
Live | 215934507 |  | 10.5 | 20 | 50600 | 39500 | 36600 | 3.54 | 2.44 | 48500 | 3.48 | 1.82 | 9 | 7
Live | 215934506 |  | 10.5 | 20 | 50600 | 39500 | 36600 | 3.54 | 2.44 | 48500 | 3.48 | 1.82 | 9 | 7
Live | 215933387 |  | 11.7 | 19.5 | 38640 | 30400 | 26400 | 3.95 | 2.44 | 34600 | 3.46 | 1.92 | 9 | 7
Live | 215933386 |  | 11.7 | 19.5 | 38640 | 30400 | 26400 | 3.95 | 2.44 | 34600 | 3.46 | 1.92 | 9 | 7
Live | 215940137 |  | 11 | 19 | 38410 | 30800 | 27000 | 3.7 | 2.38 | 35200 | 3.38 | 1.92 | 9 | 7
Live | 215940136 |  | 11 | 19 | 38410 | 30800 | 27000 | 3.7 | 2.38 | 35200 | 3.38 | 1.92 | 9 | 7
Live | 215682956 |  | 9 | 18.5 | 66125 | 56000 | 45000 | 3.03 | 2.42 | 64000 | 3.42 | 2.08 | 9 | 7
Live | 215682955 |  | 9 | 18.5 | 66125 | 56000 | 45000 | 3.03 | 2.42 | 64000 | 3.42 | 2.08 | 9 | 7
Live | 215674337 |  | 9.5 | 17.5 | 52325 | 42500 | 34000 | 3.2 | 2.44 | 48000 | 3.44 | 2.06 | 9 | 7
Live | 215674336 |  | 9.5 | 17.5 | 52325 | 42500 | 34000 | 3.2 | 2.44 | 48000 | 3.44 | 2.06 | 9 | 7
Live | 215588123 |  | 11 | 19 | 57500 | 51000 | 53000 | 3.7 | 2.3 | 53000 | 3.06 | 1.92 | 10.5 | 8.5
Live | 215588121 |  | 11.5 | 18 | 56350 | 50000 | 51000 | 3.88 | 2.36 | 52000 | 2.7 | 1.98 | 9.5 | 8
Live | 215682425 |  | 10.5 | 19 | 55200 | 46000 | 36600 | 3.54 | 2.5 | 50000 | 3.54 | 2 | 9 | 7.5
Live | 215682417 |  | 10 | 19 | 55200 | 46000 | 36600 | 3.37 | 2.5 | 50000 | 3.54 | 2 | 9 | 7.5
Live | 215935777 |  | 12 | 21 | 39560 | 32000 | 28000 | 4.04 | 2.44 | 38500 | 3.46 | 2.06 | 8.5 | 7
Live | 215935776 |  | 12 | 21 | 39560 | 32000 | 28000 | 4.04 | 2.44 | 38500 | 3.46 | 2.06 | 8.5 | 7
Live | 215676476 |  | 10.5 | 19 | 55200 | 46500 | 36600 | 3.54 | 2.52 | 50000 | 3.56 | 2.12 | 9.5 | 7.5
Live | 215676475 |  | 10.5 | 19 | 55200 | 46500 | 36600 | 3.54 | 2.52 | 50000 | 3.56 | 2.12 | 9.5 | 7.5
Live | 215682053 |  | 10 | 19 | 55775 | 46500 | 36600 | 3.37 | 2.54 | 50000 | 3.58 | 2.12 | 9 | 7.5
Live | 215682043 |  | 10.5 | 19 | 56350 | 46500 | 36400 | 3.54 | 2.54 | 50000 | 3.62 | 2.12 | 9 | 7.5
Live | 215669352 |  | 10 | 18 | 39560 | 29600 | 24600 | 3.37 | 2.24 | 34200 | 3.18 | 1.92 | 9 | 7
Live | 215669342 |  | 10 | 18 | 39560 | 29800 | 24800 | 3.37 | 2.24 | 34200 | 3.18 | 1.9 | 9 | 7
Live | 215937934 |  | 10 | 19.5 | 50600 | 44000 | 39000 | 3.37 | 2.1 | 52500 | 2.98 | 1.88 | 8 | 6.5
Live | 215937924 |  | 11.5 | 20.5 | 51750 | 43000 | 38000 | 3.88 | 2.14 | 52000 | 3.04 | 1.9 | 8 | 6.7
Live | 215935294 |  | 12.5 | 22 | 40940 | 32600 | 28600 | 4.21 | 2.54 | 38000 | 3.6 | 2.02 | 8.5 | 7
Live | 215935284 |  | 12 | 21.5 | 40940 | 32800 | 28600 | 4.04 | 2.54 | 38000 | 3.6 | 2.02 | 8.5 | 7
Live | 215934498 |  | 10.5 | 20 | 50600 | 39500 | 36400 | 3.54 | 2.46 | 48500 | 3.48 | 1.82 | 9 | 7
Live | 215934497 |  | 10.5 | 20 | 50600 | 39500 | 36400 | 3.54 | 2.46 | 48500 | 3.48 | 1.82 | 9 | 7
Live | 215933378 |  | 11 | 19 | 38640 | 30600 | 26600 | 3.71 | 2.42 | 34800 | 3.45 | 1.92 | 9 | 7
Live | 215933377 |  | 11 | 19 | 38640 | 30600 | 26600 | 3.71 | 2.42 | 34800 | 3.45 | 1.92 | 9 | 7
Live | 215940128 |  | 10.5 | 18.5 | 38410 | 31200 | 27200 | 3.54 | 2.36 | 35400 | 3.34 | 1.92 | 9 | 7
Live | 215940127 |  | 10.5 | 18.5 | 38410 | 31200 | 27200 | 3.54 | 2.36 | 35400 | 3.34 | 1.92 | 9 | 7
Live | 215674328 |  | 9.5 | 17 | 52325 | 43000 | 34600 | 3.2 | 2.38 | 48500 | 3.38 | 2.06 | 9 | 7
Live | 215674327 |  | 9.5 | 17 | 52325 | 43000 | 34600 | 3.2 | 2.38 | 48500 | 3.38 | 2.06 | 9 | 7
Live | 215588119 |  | 10 | 18.5 | 56350 | 52000 | 53500 | 3.37 | 2.26 | 54000 | 2.98 | 1.88 | 10.5 | 8.5
Live | 215588117 |  | 12 | 19 | 56350 | 49500 | 50500 | 4.05 | 2.4 | 51500 | 2.7 | 2.02 | 9.5 | 8
Live | 215682416 |  | 10 | 19 | 55200 | 46000 | 36600 | 3.37 | 2.5 | 50000 | 3.54 | 2 | 9 | 7.5
Live | 215682415 |  | 10 | 19 | 55200 | 46000 | 36600 | 3.37 | 2.5 | 50000 | 3.54 | 2 | 9 | 7.5
Live | 215935768 |  | 11.5 | 20.5 | 39330 | 32400 | 28400 | 3.88 | 2.4 | 39000 | 3.4 | 2.02 | 8.5 | 7
Live | 215935767 |  | 11.5 | 20.5 | 39330 | 32400 | 28400 | 3.88 | 2.4 | 39000 | 3.4 | 2.02 | 8.5 | 7
Live | 215682947 |  | 9 | 18 | 66700 | 56000 | 44500 | 3.04 | 2.44 | 64000 | 3.46 | 2.1 | 9 | 7
Live | 215682946 |  | 9 | 18 | 66700 | 56000 | 44500 | 3.04 | 2.44 | 64000 | 3.46 | 2.1 | 9 | 7
Live | 215682033 |  | 10.5 | 19 | 55775 | 46500 | 36800 | 3.54 | 2.52 | 50000 | 3.58 | 2.1 | 9.5 | 7.5
Live | 215682023 |  | 10.5 | 19 | 55200 | 46000 | 36600 | 3.54 | 2.5 | 50000 | 3.54 | 2 | 9 | 7.5
Live | 215935274 |  | 12 | 21.5 | 40710 | 33200 | 29000 | 4.04 | 2.48 | 38500 | 3.52 | 2.02 | 8.5 | 7
Live | 215935264 |  | 12 | 21 | 40710 | 33200 | 29000 | 4.04 | 2.48 | 38500 | 3.54 | 2.02 | 8.5 | 7
Live | 215676467 |  | 10 | 19 | 55200 | 46500 | 36800 | 3.37 | 2.48 | 50000 | 3.52 | 1.98 | 9 | 7.5
Live | 215676466 |  | 10 | 19 | 55200 | 46500 | 36800 | 3.37 | 2.48 | 50000 | 3.52 | 1.98 | 9 | 7.5
Live | 215669332 |  | 10.5 | 18.5 | 39560 | 29600 | 24600 | 3.53 | 2.24 | 34200 | 3.18 | 1.92 | 9 | 7
Live | 215669322 |  | 10.5 | 18.5 | 39560 | 29600 | 24600 | 3.53 | 2.24 | 34200 | 3.18 | 1.92 | 9 | 7
Live | 215934496 |  | 10.5 | 20 | 50600 | 39500 | 36400 | 3.54 | 2.46 | 48500 | 3.48 | 1.82 | 9 | 7
Live | 215934488 |  | 10.5 | 20 | 50600 | 39500 | 36600 | 3.54 | 2.44 | 48500 | 3.46 | 1.8 | 9 | 7
Live | 215937914 |  | 11 | 20 | 51175 | 43500 | 38000 | 3.7 | 2.14 | 52000 | 3.02 | 1.9 | 8 | 6.5
Live | 215937904 |  | 11.5 | 20.5 | 51750 | 43000 | 38000 | 3.88 | 2.14 | 52000 | 3.04 | 1.95 | 8.1 | 6.8
Live | 215940126 |  | 10.5 | 18.5 | 38410 | 31200 | 27200 | 3.54 | 2.36 | 35400 | 3.34 | 1.92 | 9 | 7
Live | 215940118 |  | 11.7 | 19.5 | 38870 | 30400 | 26400 | 3.94 | 2.44 | 34600 | 3.46 | 1.92 | 9 | 7
Live | 215674326 |  | 9.5 | 17 | 52325 | 43000 | 34600 | 3.2 | 2.38 | 48500 | 3.38 | 2.06 | 9 | 7
Live | 215674288 |  | 10 | 18 | 51750 | 41500 | 33600 | 3.37 | 2.44 | 47500 | 3.46 | 2.06 | 9 | 7
Live | 215588115 |  | 11.5 | 18.5 | 56350 | 50500 | 52000 | 3.88 | 2.36 | 52000 | 2.8 | 2 | 10 | 8
Live | 215588113 |  | 11 | 18 | 55775 | 51000 | 52000 | 3.71 | 2.32 | 52500 | 2.72 | 2 | 10 | 8
Live | 215682407 |  | 10 | 19 | 55200 | 46000 | 36600 | 3.37 | 2.48 | 50000 | 3.52 | 2 | 9 | 7.5
Live | 215682406 |  | 10 | 19 | 55200 | 46000 | 36600 | 3.37 | 2.48 | 50000 | 3.52 | 2 | 9 | 7.5
Live | 215935254 |  | 12.5 | 22 | 40940 | 32600 | 28400 | 4.21 | 2.56 | 38000 | 3.62 | 2.02 | 8.5 | 7
Live | 215935244 |  | 12 | 21.5 | 40940 | 32800 | 28600 | 4.04 | 2.52 | 38000 | 3.58 | 2.04 | 8.5 | 7
Live | 215933376 |  | 11 | 19 | 38640 | 30600 | 26600 | 3.71 | 2.42 | 34800 | 3.45 | 1.92 | 9 | 7
Live | 215933368 |  | 11 | 18.5 | 38410 | 31000 | 27000 | 3.7 | 2.38 | 35200 | 3.38 | 1.92 | 9 | 7
Live | 215669312 |  | 10.5 | 18.5 | 39560 | 29600 | 24600 | 3.53 | 2.24 | 34200 | 3.2 | 1.92 | 9 | 7
Live | 215669302 |  | 10 | 18 | 39560 | 29800 | 24800 | 3.37 | 2.24 | 34200 | 3.18 | 1.9 | 9 | 7
Live | 215935766 |  | 11.5 | 20.5 | 39330 | 32400 | 28400 | 3.88 | 2.4 | 39000 | 3.4 | 2.02 | 8.5 | 7
Live | 215935758 |  | 11 | 20.5 | 39100 | 30400 | 27000 | 3.71 | 2.38 | 38000 | 3.36 | 1.95 | 8.1 | 6.75
Live | 215682013 |  | 10 | 19 | 55200 | 46000 | 36600 | 3.37 | 2.5 | 50000 | 3.54 | 2 | 9 | 7.5
Live | 215682003 |  | 10 | 19 | 55200 | 46000 | 36600 | 3.37 | 2.48 | 50000 | 3.52 | 2 | 9 | 7.5
Live | 215682945 |  | 9 | 18 | 66700 | 56000 | 44500 | 3.04 | 2.44 | 64000 | 3.46 | 2.1 | 9 | 7
Live | 215682937 |  | 9.5 | 18.5 | 66700 | 55500 | 44000 | 3.2 | 2.46 | 64000 | 3.48 | 2.1 | 9 | 7.5
Live | 215676465 |  | 10 | 19 | 55200 | 46500 | 36800 | 3.37 | 2.48 | 50000 | 3.52 | 1.98 | 9 | 7.5
Live | 215676457 |  | 10 | 19 | 55200 | 46500 | 36800 | 3.37 | 2.48 | 50000 | 3.54 | 2 | 9 | 7.5
Live | 215937894 |  | 11 | 20.5 | 51750 | 43000 | 38000 | 3.71 | 2.14 | 52000 | 3.04 | 1.9 | 8.1 | 6.8
Live | 215937884 |  | 11.5 | 20.5 | 51750 | 43000 | 38000 | 3.88 | 2.14 | 52000 | 3.04 | 1.95 | 8.1 | 6.8
Live | 215934487 |  | 10.5 | 20 | 50600 | 39500 | 36600 | 3.54 | 2.44 | 48500 | 3.46 | 1.8 | 9 | 7
Live | 215934486 |  | 10.5 | 20 | 50600 | 39500 | 36600 | 3.54 | 2.44 | 48500 | 3.46 | 1.8 | 9 | 7
Live | 215674287 |  | 10 | 18 | 51750 | 41500 | 33600 | 3.37 | 2.44 | 47500 | 3.46 | 2.06 | 9 | 7
Live | 215674286 |  | 10 | 18 | 51750 | 41500 | 33600 | 3.37 | 2.44 | 47500 | 3.46 | 2.06 | 9 | 7
Live | 215588111 |  | 11.5 | 19 | 56925 | 50500 | 53500 | 3.88 | 2.34 | 52500 | 2.96 | 1.96 | 10.5 | 8.5
Live | 215588109 |  | 11 | 19 | 56350 | 50500 | 53500 | 3.71 | 2.34 | 52500 | 2.96 | 1.96 | 10.5 | 8.5
Live | 215682405 |  | 10 | 19 | 55200 | 46000 | 36600 | 3.37 | 2.48 | 50000 | 3.52 | 2 | 9 | 7.5
Live | 215682397 |  | 10 | 18.5 | 55200 | 46000 | 36600 | 3.37 | 2.5 | 50000 | 3.54 | 2 | 9 | 7.5
Live | 215669282 |  | 10 | 18 | 38870 | 30200 | 25000 | 3.37 | 2.26 | 35000 | 3.2 | 1.9 | 9 | 7
Live | 215669272 |  | 9.5 | 18 | 38640 | 30400 | 25200 | 3.2 | 2.22 | 35200 | 3.16 | 1.88 | 9 | 7
Live | 215935757 |  | 11 | 20.5 | 39100 | 30400 | 27000 | 3.71 | 2.38 | 38000 | 3.36 | 1.95 | 8.1 | 6.75
Live | 215935756 |  | 11 | 20.5 | 39100 | 30400 | 27000 | 3.71 | 2.38 | 38000 | 3.36 | 1.95 | 8.1 | 6.75
Live | 215674278 |  | 10 | 18 | 51750 | 41500 | 33600 | 3.37 | 2.44 | 47500 | 3.46 | 2.06 | 9 | 7
Live | 215674277 |  | 10 | 18 | 51750 | 41500 | 33600 | 3.37 | 2.44 | 47500 | 3.46 | 2.06 | 9 | 7
Live | 215940117 |  | 11.7 | 19.5 | 38870 | 30400 | 26400 | 3.94 | 2.44 | 34600 | 3.46 | 1.92 | 9 | 7
Live | 215940116 |  | 11.7 | 19.5 | 38870 | 30400 | 26400 | 3.94 | 2.44 | 34600 | 3.46 | 1.92 | 9 | 7
Live | 215935234 |  | 12 | 21.5 | 40710 | 33200 | 29000 | 4.04 | 2.48 | 38500 | 3.52 | 2.02 | 8.5 | 7
Live | 215935224 |  | 12.5 | 22 | 40940 | 32600 | 28400 | 4.21 | 2.54 | 38000 | 3.62 | 2.02 | 8.5 | 7
Live | 215933367 |  | 11 | 18.5 | 38410 | 31000 | 27000 | 3.7 | 2.38 | 35200 | 3.38 | 1.92 | 9 | 7
Live | 215933366 |  | 11 | 18.5 | 38410 | 31000 | 27000 | 3.7 | 2.38 | 35200 | 3.38 | 1.92 | 9 | 7
Live | 215681993 |  | 10 | 18.5 | 55200 | 46000 | 36600 | 3.37 | 2.5 | 50000 | 3.54 | 2 | 9 | 7.5
Live | 215681983 |  | 10 | 19 | 55200 | 46000 | 36200 | 3.37 | 2.52 | 50000 | 3.58 | 2.12 | 9 | 7.5
Live | 215676456 |  | 10 | 19 | 55200 | 46500 | 36800 | 3.37 | 2.48 | 50000 | 3.54 | 2 | 9 | 7.5
Live | 215676455 |  | 10 | 19 | 55200 | 46500 | 36800 | 3.37 | 2.48 | 50000 | 3.54 | 2 | 9 | 7.5
Live | 215934478 |  | 11 | 20.5 | 51175 | 39500 | 36400 | 3.7 | 2.46 | 48500 | 3.5 | 1.82 | 9 | 7
Live | 215934477 |  | 11 | 20.5 | 51175 | 39500 | 36400 | 3.7 | 2.46 | 48500 | 3.5 | 1.82 | 9 | 7
Live | 215588107 |  | 11 | 19 | 56350 | 50500 | 53500 | 3.71 | 2.34 | 52500 | 2.94 | 1.96 | 10.5 | 8.5
Live | 215588105 |  | 11 | 19 | 56350 | 50500 | 53500 | 3.71 | 2.34 | 52500 | 2.96 | 1.96 | 10.5 | 8.5
Live | 215669262 |  | 9.5 | 17.5 | 38640 | 30600 | 25400 | 3.2 | 2.22 | 35200 | 3.14 | 1.88 | 9 | 7
Live | 215669252 |  | 10 | 18 | 38870 | 30200 | 25000 | 3.37 | 2.26 | 35000 | 3.2 | 1.9 | 9 | 7
Live | 215937874 |  | 11 | 20 | 51175 | 43500 | 38500 | 3.7 | 2.12 | 52500 | 3.02 | 1.9 | 8.1 | 6.8
Live | 215937854 |  | 11 | 20 | 51175 | 43500 | 38500 | 3.7 | 2.12 | 52000 | 3.02 | 2 | 8.1 | 7
Live | 215935748 |  | 12 | 21 | 39560 | 32000 | 28000 | 4.04 | 2.44 | 38500 | 3.46 | 2.06 | 8.5 | 7
Live | 215935747 |  | 12 | 21 | 39560 | 32000 | 28000 | 4.04 | 2.44 | 38500 | 3.46 | 2.06 | 8.5 | 7
Live | 215933358 |  | 11.7 | 19.5 | 38640 | 30400 | 26400 | 3.95 | 2.44 | 34600 | 3.46 | 1.92 | 9 | 7
Live | 215933357 |  | 11.7 | 19.5 | 38640 | 30400 | 26400 | 3.95 | 2.44 | 34600 | 3.46 | 1.92 | 9 | 7
Live | 215940108 |  | 11.7 | 19.5 | 38870 | 30400 | 26400 | 3.94 | 2.44 | 34600 | 3.48 | 1.92 | 9 | 7
Live | 215940107 |  | 11.7 | 19.5 | 38870 | 30400 | 26400 | 3.94 | 2.44 | 34600 | 3.48 | 1.92 | 9 | 7
Live | 215682396 |  | 10 | 18.5 | 55200 | 46000 | 36600 | 3.37 | 2.5 | 50000 | 3.54 | 2 | 9 | 7.5
Live | 215682395 |  | 10 | 18.5 | 55200 | 46000 | 36600 | 3.37 | 2.5 | 50000 | 3.54 | 2 | 9 | 7.5
Live | 215682936 |  | 9.5 | 18.5 | 66700 | 55500 | 44000 | 3.2 | 2.46 | 64000 | 3.48 | 2.1 | 9 | 7.5
Live | 215682935 |  | 9.5 | 18.5 | 66700 | 55500 | 44000 | 3.2 | 2.46 | 64000 | 3.48 | 2.1 | 9 | 7.5
Live | 215674276 |  | 10 | 18 | 51750 | 41500 | 33600 | 3.37 | 2.44 | 47500 | 3.46 | 2.06 | 9 | 7
Live | 215674268 |  | 10 | 18 | 51750 | 42000 | 33600 | 3.37 | 2.44 | 47500 | 3.46 | 2.06 | 9 | 7
Live | 215676447 |  | 10 | 18.5 | 55200 | 47000 | 37200 | 3.37 | 2.46 | 50000 | 3.5 | 2 | 9 | 7.5
Live | 215676446 |  | 10 | 18.5 | 55200 | 47000 | 37200 | 3.37 | 2.46 | 50000 | 3.5 | 2 | 9 | 7.5
Live | 215681973 |  | 10 | 19 | 55200 | 46000 | 36600 | 3.37 | 2.48 | 50000 | 3.52 | 2 | 9 | 7.5
Live | 215681963 |  | 10.5 | 19 | 55200 | 46500 | 36800 | 3.54 | 2.5 | 50000 | 3.54 | 2 | 9 | 7.5
Live | 215935214 |  | 12.5 | 22 | 40940 | 32600 | 28400 | 4.21 | 2.54 | 38000 | 3.62 | 2.02 | 8.5 | 7
Live | 215935204 |  | 12 | 22 | 40940 | 33200 | 28600 | 4.04 | 2.5 | 38000 | 3.54 | 2.02 | 8.5 | 7
Live | 215934476 |  | 11 | 20.5 | 51175 | 39500 | 36400 | 3.7 | 2.46 | 48500 | 3.5 | 1.82 | 9 | 7
Live | 215934468 |  | 11 | 20.5 | 51175 | 39500 | 36400 | 3.7 | 2.46 | 48500 | 3.5 | 1.82 | 9 | 7
Live | 215588103 |  | 11 | 19 | 56350 | 51000 | 52500 | 3.71 | 2.32 | 52500 | 2.94 | 2 | 10.5 | 8.5
Live | 215588101 |  | 10 | 18 | 55200 | 51500 | 53500 | 3.37 | 2.28 | 53500 | 2.86 | 1.92 | 10.5 | 8.5
Live | 215682387 |  | 10 | 19 | 55200 | 46000 | 36200 | 3.37 | 2.52 | 50000 | 3.58 | 2.12 | 9 | 7.5
Live | 215682386 |  | 10 | 19 | 55200 | 46000 | 36200 | 3.37 | 2.52 | 50000 | 3.58 | 2.12 | 9 | 7.5
Live | 215937844 |  | 11 | 19 | 49450 | 42500 | 37600 | 3.71 | 2.14 | 53000 | 3.04 | 2 | 8.1 | 7
Live | 215937834 |  | 11 | 20 | 51175 | 43500 | 38500 | 3.7 | 2.12 | 52000 | 3.02 | 2 | 8.1 | 7
Live | 215940106 |  | 11.7 | 19.5 | 38870 | 30400 | 26400 | 3.94 | 2.44 | 34600 | 3.48 | 1.92 | 9 | 7
Live | 215940098 |  | 11.5 | 19.5 | 38870 | 30400 | 26600 | 3.87 | 2.44 | 34800 | 3.46 | 1.94 | 9 | 7
Live | 215933356 |  | 11.7 | 19.5 | 38640 | 30400 | 26400 | 3.95 | 2.44 | 34600 | 3.46 | 1.92 | 9 | 7
Live | 215933348 |  | 11.7 | 19 | 38640 | 30400 | 26400 | 3.95 | 2.44 | 34600 | 3.46 | 1.92 | 9 | 7
Live | 215935746 |  | 12 | 21 | 39560 | 32000 | 28000 | 4.04 | 2.44 | 38500 | 3.46 | 2.06 | 8.5 | 7
Live | 215935738 |  | 11.7 | 20.5 | 39560 | 32200 | 28200 | 3.94 | 2.42 | 38500 | 3.44 | 2.04 | 8.5 | 7
Live | 215669242 |  | 10 | 18 | 38870 | 30200 | 25000 | 3.37 | 2.24 | 35000 | 3.18 | 1.88 | 9 | 7
Live | 215669232 |  | 9.5 | 17.5 | 38640 | 30400 | 25200 | 3.2 | 2.22 | 35200 | 3.16 | 1.88 | 9 | 7
Live | 215674267 |  | 10 | 18 | 51750 | 42000 | 33600 | 3.37 | 2.44 | 47500 | 3.46 | 2.06 | 9 | 7
Live | 215674266 |  | 10 | 18 | 51750 | 42000 | 33600 | 3.37 | 2.44 | 47500 | 3.46 | 2.06 | 9 | 7
Live | 215682927 |  | 9 | 18.5 | 66125 | 56000 | 45000 | 3.03 | 2.42 | 64000 | 3.42 | 2.08 | 9 | 7
Live | 215682926 |  | 9 | 18.5 | 66125 | 56000 | 45000 | 3.03 | 2.42 | 64000 | 3.42 | 2.08 | 9 | 7
Live | 215681953 |  | 10 | 19 | 55200 | 46500 | 36800 | 3.37 | 2.5 | 50000 | 3.54 | 2 | 9 | 7.5
Live | 215681943 |  | 10 | 18.5 | 54625 | 47000 | 37200 | 3.37 | 2.46 | 50000 | 3.48 | 1.98 | 9 | 7
Live | 215676445 |  | 10 | 18.5 | 55200 | 47000 | 37200 | 3.37 | 2.46 | 50000 | 3.5 | 2 | 9 | 7.5
Live | 215676437 |  | 9.5 | 18 | 54625 | 47500 | 37600 | 3.2 | 2.42 | 50000 | 3.44 | 1.98 | 9 | 7
Live | 215588099 |  | 11.5 | 19 | 56925 | 50500 | 53000 | 3.88 | 2.36 | 52000 | 2.98 | 1.98 | 10.5 | 8.5
Live | 215588097 |  | 11.5 | 19.5 | 56925 | 50500 | 53000 | 3.88 | 2.36 | 52000 | 2.98 | 1.98 | 10.5 | 8.5
Live | 215937824 |  | 10.5 | 19.5 | 51175 | 43500 | 38500 | 3.54 | 2.12 | 52000 | 3 | 1.88 | 8 | 6.5
Live | 215937814 |  | 10.5 | 19 | 50025 | 43500 | 38000 | 3.54 | 2.12 | 53000 | 3 | 1.88 | 8 | 6.5
Live | 215682385 |  | 10 | 19 | 55200 | 46000 | 36200 | 3.37 | 2.52 | 50000 | 3.58 | 2.12 | 9 | 7.5
Live | 215682377 |  | 10 | 19 | 55200 | 46000 | 36600 | 3.37 | 2.48 | 50000 | 3.52 | 2 | 9 | 7.5
Live | 215933347 |  | 11.7 | 19 | 38640 | 30400 | 26400 | 3.95 | 2.44 | 34600 | 3.46 | 1.92 | 9 | 7
Live | 215933346 |  | 11.7 | 19 | 38640 | 30400 | 26400 | 3.95 | 2.44 | 34600 | 3.46 | 1.92 | 9 | 7
Live | 215934467 |  | 11 | 20.5 | 51175 | 39500 | 36400 | 3.7 | 2.46 | 48500 | 3.5 | 1.82 | 9 | 7
Live | 215934466 |  | 11 | 20.5 | 51175 | 39500 | 36400 | 3.7 | 2.46 | 48500 | 3.5 | 1.82 | 9 | 7
Live | 215940097 |  | 11.5 | 19.5 | 38870 | 30400 | 26600 | 3.87 | 2.44 | 34800 | 3.46 | 1.94 | 9 | 7
Live | 215940096 |  | 11.5 | 19.5 | 38870 | 30400 | 26600 | 3.87 | 2.44 | 34800 | 3.46 | 1.94 | 9 | 7
Live | 215935194 |  | 12 | 21.5 | 40940 | 33200 | 28600 | 4.04 | 2.5 | 38000 | 3.54 | 2.02 | 8.5 | 7
Live | 215935184 |  | 12 | 21.5 | 40710 | 33000 | 29000 | 4.04 | 2.5 | 38500 | 3.54 | 2.02 | 8.5 | 7
Live | 215669222 |  | 9.5 | 17.5 | 38640 | 30400 | 25200 | 3.2 | 2.22 | 35200 | 3.16 | 1.9 | 9 | 7
Live | 215669212 |  | 9.5 | 17.5 | 38410 | 30600 | 25400 | 3.2 | 2.22 | 35200 | 3.14 | 1.88 | 9 | 7
Live | 215674258 |  | 10 | 18 | 51750 | 41500 | 33600 | 3.37 | 2.44 | 47500 | 3.46 | 2.06 | 9 | 7
Live | 215674257 |  | 10 | 18 | 51750 | 41500 | 33600 | 3.37 | 2.44 | 47500 | 3.46 | 2.06 | 9 | 7
Live | 215681933 |  | 10 | 18.5 | 55200 | 46500 | 36600 | 3.37 | 2.5 | 50000 | 3.56 | 2 | 9 | 7.5
Live | 215681923 |  | 10 | 19 | 55775 | 46000 | 36400 | 3.37 | 2.52 | 50000 | 3.58 | 2.12 | 9 | 7.5
Live | 215935737 |  | 11.7 | 20.5 | 39560 | 32200 | 28200 | 3.94 | 2.42 | 38500 | 3.44 | 2.04 | 8.5 | 7
Live | 215935736 |  | 11.7 | 20.5 | 39560 | 32200 | 28200 | 3.94 | 2.42 | 38500 | 3.44 | 2.04 | 8.5 | 7
Live | 215682925 |  | 9 | 18.5 | 66125 | 56000 | 45000 | 3.03 | 2.42 | 64000 | 3.42 | 2.08 | 9 | 7
Live | 215682917 |  | 9 | 18.5 | 64975 | 55500 | 44500 | 3.03 | 2.4 | 63000 | 3.4 | 2.1 | 9 | 7
Live | 215676436 |  | 9.5 | 18 | 54625 | 47500 | 37600 | 3.2 | 2.42 | 50000 | 3.44 | 1.98 | 9 | 7
Live | 215676435 |  | 9.5 | 18 | 54625 | 47500 | 37600 | 3.2 | 2.42 | 50000 | 3.44 | 1.98 | 9 | 7
Live | 215588095 |  | 11.5 | 19.5 | 56925 | 50500 | 53000 | 3.88 | 2.34 | 52500 | 2.98 | 1.96 | 10.5 | 8.5
Live | 215588093 |  | 11.5 | 19.5 | 56925 | 50500 | 53000 | 3.88 | 2.36 | 52000 | 2.98 | 1.96 | 10.5 | 8.5
Live | 215934458 |  | 11 | 20.5 | 51175 | 39500 | 36400 | 3.7 | 2.48 | 48500 | 3.5 | 1.82 | 9 | 7
Live | 215934457 |  | 11 | 20.5 | 51175 | 39500 | 36400 | 3.7 | 2.48 | 48500 | 3.5 | 1.82 | 9 | 7
Live | 215933338 |  | 11 | 19 | 38640 | 30600 | 26600 | 3.71 | 2.42 | 34800 | 3.42 | 1.92 | 9 | 7
Live | 215933337 |  | 11 | 19 | 38640 | 30600 | 26600 | 3.71 | 2.42 | 34800 | 3.42 | 1.92 | 9 | 7
Live | 215940088 |  | 11.5 | 19 | 38640 | 30400 | 26600 | 3.88 | 2.44 | 34600 | 3.46 | 1.94 | 9 | 7
Live | 215940087 |  | 11.5 | 19 | 38640 | 30400 | 26600 | 3.88 | 2.44 | 34600 | 3.46 | 1.94 | 9 | 7
Live | 215682376 |  | 10 | 19 | 55200 | 46000 | 36600 | 3.37 | 2.48 | 50000 | 3.52 | 2 | 9 | 7.5
Live | 215682375 |  | 10 | 19 | 55200 | 46000 | 36600 | 3.37 | 2.48 | 50000 | 3.52 | 2 | 9 | 7.5
Live | 215937804 |  | 10 | 19 | 50025 | 44000 | 39000 | 3.37 | 2.08 | 52500 | 2.96 | 1.88 | 8 | 6.5
Live | 215937794 |  | 11 | 20 | 51175 | 43500 | 38000 | 3.7 | 2.14 | 52000 | 3.04 | 1.9 | 8 | 6.7
Live | 215935174 |  | 11.7 | 21 | 40480 | 33600 | 29400 | 3.94 | 2.44 | 39000 | 3.48 | 2 | 8.5 | 7
Live | 215935134 |  | 12.5 | 22 | 40940 | 32600 | 28600 | 4.21 | 2.54 | 38000 | 3.6 | 2.02 | 8.5 | 7
Live | 215669202 |  | 10 | 18 | 38870 | 30200 | 25000 | 3.37 | 2.26 | 35000 | 3.2 | 1.9 | 9 | 7
Live | 215669192 |  | 9.5 | 17.5 | 38870 | 30200 | 25000 | 3.2 | 2.24 | 35000 | 3.18 | 1.88 | 9 | 7
Live | 215681913 |  | 10 | 18.5 | 55200 | 46500 | 36800 | 3.37 | 2.5 | 50000 | 3.54 | 2 | 9 | 7.5
Live | 215681903 |  | 10 | 18.5 | 55200 | 46500 | 36600 | 3.37 | 2.5 | 50000 | 3.54 | 2 | 9 | 7.5
Live | 215674256 |  | 10 | 18 | 51750 | 41500 | 33600 | 3.37 | 2.44 | 47500 | 3.46 | 2.06 | 9 | 7
Live | 215674248 |  | 10 | 18 | 51750 | 42000 | 33600 | 3.37 | 2.44 | 47500 | 3.46 | 2.06 | 9 | 7
Live | 215935728 |  | 11.5 | 20.5 | 39330 | 32600 | 28600 | 3.88 | 2.38 | 39000 | 3.36 | 2.02 | 8.5 | 7
Live | 215935727 |  | 11.5 | 20.5 | 39330 | 32600 | 28600 | 3.88 | 2.38 | 39000 | 3.36 | 2.02 | 8.5 | 7
Live | 215682916 |  | 9 | 18.5 | 64975 | 55500 | 44500 | 3.03 | 2.4 | 63000 | 3.4 | 2.1 | 9 | 7
Live | 215682915 |  | 9 | 18.5 | 64975 | 55500 | 44500 | 3.03 | 2.4 | 63000 | 3.4 | 2.1 | 9 | 7
Live | 215676397 |  | 10.5 | 19 | 55200 | 46000 | 36600 | 3.54 | 2.5 | 50000 | 3.54 | 2 | 9 | 7.5
Live | 215676396 |  | 10.5 | 19 | 55200 | 46000 | 36600 | 3.54 | 2.5 | 50000 | 3.54 | 2 | 9 | 7.5
Live | 215588091 |  | 11 | 19 | 56350 | 51000 | 54000 | 3.71 | 2.32 | 53000 | 2.92 | 1.92 | 10.5 | 8.5
Live | 215588085 |  | 11.5 | 18 | 53475 | 48500 | 50000 | 3.88 | 2.42 | 50000 | 2.4 | 2.06 | 10 | 8.5
Live | 215934456 |  | 11 | 20.5 | 51175 | 39500 | 36400 | 3.7 | 2.48 | 48500 | 3.5 | 1.82 | 9 | 7
Live | 215934448 |  | 11 | 20 | 50025 | 38000 | 35800 | 3.71 | 2.44 | 48500 | 3.46 | 1.86 | 9 | 7
Live | 215940086 |  | 11.5 | 19 | 38640 | 30400 | 26600 | 3.88 | 2.44 | 34600 | 3.46 | 1.94 | 9 | 7
Live | 215940078 |  | 11.5 | 19 | 38640 | 30400 | 26600 | 3.88 | 2.44 | 34600 | 3.46 | 1.94 | 9 | 7
Live | 215937784 |  | 10.5 | 19.5 | 51175 | 43500 | 38500 | 3.54 | 2.12 | 52000 | 3 | 1.88 | 8 | 6.5
Live | 215937774 |  | 11 | 19 | 50025 | 43500 | 38000 | 3.71 | 2.12 | 53000 | 3 | 1.88 | 8 | 6.5
Live | 215681893 |  | 10 | 19 | 55200 | 46500 | 36800 | 3.37 | 2.5 | 50000 | 3.54 | 2 | 9 | 7.5
Live | 215681883 |  | 10.5 | 19 | 55200 | 46500 | 36800 | 3.54 | 2.5 | 50000 | 3.54 | 2 | 9 | 7.5
Live | 215933336 |  | 11 | 19 | 38640 | 30600 | 26600 | 3.71 | 2.42 | 34800 | 3.42 | 1.92 | 9 | 7
Live | 215933328 |  | 11 | 19 | 38640 | 30600 | 26600 | 3.71 | 2.42 | 34800 | 3.42 | 1.92 | 9 | 7
Live | 215682367 |  | 10.5 | 19 | 55200 | 46500 | 36600 | 3.54 | 2.5 | 50000 | 3.56 | 2 | 9 | 7.5
Live | 215682366 |  | 10.5 | 19 | 55200 | 46500 | 36600 | 3.54 | 2.5 | 50000 | 3.56 | 2 | 9 | 7.5
Live | 215669182 |  | 9.5 | 17.5 | 38640 | 30400 | 25200 | 3.2 | 2.22 | 35200 | 3.16 | 1.88 | 9 | 7
Live | 215669172 |  | 10 | 18 | 38870 | 30200 | 25000 | 3.37 | 2.26 | 35000 | 3.2 | 1.9 | 9 | 7
Live | 215935124 |  | 12 | 21.5 | 40710 | 33000 | 28800 | 4.04 | 2.5 | 38500 | 3.54 | 2.02 | 8.5 | 7
Live | 215935114 |  | 12.5 | 22 | 40940 | 32600 | 28600 | 4.21 | 2.54 | 38000 | 3.6 | 2.02 | 8.5 | 7
Live | 215678973 |  | 10.5 | 18.5 | 27830 | 19500 | 16100 | 3.55 | 2.26 | 27600 | 3.38 | 1.84 | 8 | 6.5
Live | 215674247 |  | 10 | 18 | 51750 | 42000 | 33600 | 3.37 | 2.44 | 47500 | 3.46 | 2.06 | 9 | 7
Live | 215674246 |  | 10 | 18 | 51750 | 42000 | 33600 | 3.37 | 2.44 | 47500 | 3.46 | 2.06 | 9 | 7
Live | 215935726 |  | 11.5 | 20.5 | 39330 | 32600 | 28600 | 3.88 | 2.38 | 39000 | 3.36 | 2.02 | 8.5 | 7
Live | 215935718 |  | 11.5 | 20.5 | 39330 | 32600 | 28600 | 3.88 | 2.38 | 39000 | 3.38 | 2.04 | 8.5 | 7
Live | 215682907 |  | 9 | 18.5 | 64975 | 55500 | 44500 | 3.03 | 2.38 | 63000 | 3.38 | 2.08 | 9 | 7
Live | 215682906 |  | 9 | 18.5 | 64975 | 55500 | 44500 | 3.03 | 2.38 | 63000 | 3.38 | 2.08 | 9 | 7
Live | 215676395 |  | 10.5 | 19 | 55200 | 46000 | 36600 | 3.54 | 2.5 | 50000 | 3.54 | 2 | 9 | 7.5
Live | 215676387 |  | 10 | 19 | 55200 | 46000 | 36600 | 3.37 | 2.5 | 50000 | 3.54 | 2 | 9 | 7.5
Live | 215934447 |  | 11 | 20 | 50025 | 38000 | 35800 | 3.71 | 2.44 | 48500 | 3.46 | 1.86 | 9 | 7
Live | 215934446 |  | 11 | 20 | 50025 | 38000 | 35800 | 3.71 | 2.44 | 48500 | 3.46 | 1.86 | 9 | 7
Live | 215588083 |  | 10.5 | 18.5 | 55200 | 50500 | 52000 | 3.54 | 2.32 | 52500 | 2.82 | 2.02 | 12 | 8.5
Live | 215588081 |  | 11 | 17.5 | 54050 | 49500 | 51000 | 3.71 | 2.38 | 51500 | 2.52 | 2.04 | 10.5 | 8.5
Live | 215681873 |  | 10 | 19 | 55200 | 46500 | 36800 | 3.37 | 2.5 | 50000 | 3.54 | 2 | 9 | 7.5
Live | 215681863 |  | 10 | 18.5 | 54625 | 47000 | 37200 | 3.37 | 2.46 | 50000 | 3.48 | 1.98 | 9 | 7
Live | 215940077 |  | 11.5 | 19 | 38640 | 30400 | 26600 | 3.88 | 2.44 | 34600 | 3.46 | 1.94 | 9 | 7
Live | 215940076 |  | 11.5 | 19 | 38640 | 30400 | 26600 | 3.88 | 2.44 | 34600 | 3.46 | 1.94 | 9 | 7
Live | 215935104 |  | 12 | 21.5 | 40940 | 33000 | 28600 | 4.04 | 2.5 | 38000 | 3.56 | 2.04 | 8.5 | 7
Live | 215935094 |  | 12 | 21.5 | 40710 | 33400 | 29000 | 4.04 | 2.46 | 38500 | 3.48 | 2.02 | 8.5 | 7
Live | 215937764 |  | 11 | 20 | 51175 | 43500 | 38000 | 3.7 | 2.14 | 52000 | 3.02 | 1.9 | 8.1 | 6.8
Live | 215937754 |  | 11 | 20 | 51175 | 43500 | 38000 | 3.7 | 2.14 | 52000 | 3.04 | 1.9 | 8.1 | 6.8
Live | 215682365 |  | 10.5 | 19 | 55200 | 46500 | 36600 | 3.54 | 2.5 | 50000 | 3.56 | 2 | 9 | 7.5
Live | 215682357 |  | 10 | 19 | 55200 | 46500 | 36800 | 3.37 | 2.5 | 50000 | 3.54 | 2 | 9 | 7.5
Live | 215933327 |  | 11 | 19 | 38640 | 30600 | 26600 | 3.71 | 2.42 | 34800 | 3.42 | 1.92 | 9 | 7
Live | 215933326 |  | 11 | 19 | 38640 | 30600 | 26600 | 3.71 | 2.42 | 34800 | 3.42 | 1.92 | 9 | 7
Live | 215669162 |  | 10 | 18 | 38870 | 30200 | 25000 | 3.37 | 2.26 | 35000 | 3.2 | 1.9 | 9 | 7
Live | 215669152 |  | 10 | 18 | 38870 | 30200 | 25000 | 3.37 | 2.24 | 35000 | 3.18 | 1.88 | 9 | 7
Live | 215674238 |  | 9.5 | 17.5 | 51750 | 42000 | 34000 | 3.2 | 2.4 | 47500 | 3.4 | 2.06 | 9 | 7
Live | 215674237 |  | 9.5 | 17.5 | 51750 | 42000 | 34000 | 3.2 | 2.4 | 47500 | 3.4 | 2.06 | 9 | 7
Live | 215682905 |  | 9 | 18.5 | 64975 | 55500 | 44500 | 3.03 | 2.38 | 63000 | 3.38 | 2.08 | 9 | 7
Live | 215682897 |  | 9 | 18 | 64975 | 56000 | 44500 | 3.03 | 2.38 | 63500 | 3.38 | 2.08 | 9 | 7
Live | 215935717 |  | 11.5 | 20.5 | 39330 | 32600 | 28600 | 3.88 | 2.38 | 39000 | 3.38 | 2.04 | 8.5 | 7
Live | 215935716 |  | 11.5 | 20.5 | 39330 | 32600 | 28600 | 3.88 | 2.38 | 39000 | 3.38 | 2.04 | 8.5 | 7
Live | 215678963 |  | 10.5 | 18 | 27140 | 19400 | 16200 | 3.54 | 2.2 | 27200 | 3.18 | 1.76 | 8.1 | 6.5
Live | 215678953 |  | 10 | 17.5 | 27140 | 19400 | 16200 | 3.37 | 2.18 | 27200 | 3.18 | 1.76 | 8.1 | 6.5
Live | 215934438 |  | 11 | 19.5 | 49450 | 36200 | 35400 | 3.71 | 2.36 | 49000 | 3.34 | 1.8 | 8.5 | 7
Live | 215934437 |  | 11 | 19.5 | 49450 | 36200 | 35400 | 3.71 | 2.36 | 49000 | 3.34 | 1.8 | 8.5 | 7
Live | 215588079 |  | 11 | 17.5 | 54050 | 49500 | 50500 | 3.71 | 2.38 | 51500 | 2.54 | 2.04 | 10.5 | 8.5
Live | 215588077 |  | 11.5 | 18.5 | 54050 | 49000 | 50000 | 3.87 | 2.42 | 51000 | 2.54 | 2.08 | 10.5 | 8.5
Live | 215681853 |  | 10 | 18.5 | 55200 | 46500 | 36600 | 3.37 | 2.5 | 50000 | 3.56 | 2 | 9 | 7.5
Live | 215681843 |  | 10 | 19 | 55775 | 46000 | 36400 | 3.37 | 2.52 | 50000 | 3.58 | 2.12 | 9 | 7.5
Live | 215676386 |  | 10 | 19 | 55200 | 46000 | 36600 | 3.37 | 2.5 | 50000 | 3.54 | 2 | 9 | 7.5
Live | 215676385 |  | 10 | 19 | 55200 | 46000 | 36600 | 3.37 | 2.5 | 50000 | 3.54 | 2 | 9 | 7.5
Live | 215940068 |  | 11.5 | 19 | 38640 | 30600 | 26600 | 3.88 | 2.42 | 34800 | 3.45 | 1.92 | 9 | 7
Live | 215940067 |  | 11.5 | 19 | 38640 | 30600 | 26600 | 3.88 | 2.42 | 34800 | 3.45 | 1.92 | 9 | 7
Live | 215682896 |  | 9 | 18 | 64975 | 56000 | 44500 | 3.03 | 2.38 | 63500 | 3.38 | 2.08 | 9 | 7
Live | 215682895 |  | 9 | 18 | 64975 | 56000 | 44500 | 3.03 | 2.38 | 63500 | 3.38 | 2.08 | 9 | 7
Live | 215937744 |  | 11.5 | 20 | 50025 | 43000 | 37600 | 3.88 | 2.14 | 52500 | 3.04 | 2 | 8.1 | 7
Live | 215937734 |  | 10.5 | 19.5 | 50600 | 43500 | 38500 | 3.54 | 2.12 | 52000 | 3 | 1.88 | 8 | 6.5
Live | 215682356 |  | 10 | 19 | 55200 | 46500 | 36800 | 3.37 | 2.5 | 50000 | 3.54 | 2 | 9 | 7.5
Live | 215682355 |  | 10 | 19 | 55200 | 46500 | 36800 | 3.37 | 2.5 | 50000 | 3.54 | 2 | 9 | 7.5
Live | 215935084 |  | 12 | 21 | 40710 | 33400 | 29000 | 4.04 | 2.46 | 38500 | 3.5 | 2.02 | 8.5 | 7
Live | 215935074 |  | 12.5 | 22 | 40940 | 32800 | 28400 | 4.21 | 2.52 | 38000 | 3.58 | 2.04 | 8.5 | 7
Live | 215933318 |  | 11 | 19 | 38410 | 30800 | 26800 | 3.7 | 2.4 | 35200 | 3.4 | 1.9 | 9 | 7
Live | 215933317 |  | 11 | 19 | 38410 | 30800 | 26800 | 3.7 | 2.4 | 35200 | 3.4 | 1.9 | 9 | 7
Live | 215669142 |  | 10 | 18 | 38870 | 30200 | 25000 | 3.37 | 2.24 | 35000 | 3.18 | 1.88 | 9 | 7
Live | 215669132 |  | 10 | 18 | 38640 | 30400 | 25200 | 3.37 | 2.24 | 35200 | 3.16 | 1.88 | 9 | 7
Live | 215678943 |  | 10 | 18 | 27370 | 19200 | 16100 | 3.37 | 2.22 | 27000 | 3.22 | 1.78 | 8 | 6.5
Live | 215678933 |  | 10 | 18 | 27370 | 19200 | 16000 | 3.37 | 2.22 | 27000 | 3.22 | 1.78 | 8 | 6.5
Live | 215674236 |  | 9.5 | 17.5 | 51750 | 42000 | 34000 | 3.2 | 2.4 | 47500 | 3.4 | 2.06 | 9 | 7
Live | 215674228 |  | 10 | 18 | 51750 | 41500 | 33400 | 3.37 | 2.46 | 47500 | 3.48 | 2.08 | 9 | 7
Live | 215935708 |  | 11 | 20 | 39100 | 30600 | 27000 | 3.71 | 2.36 | 38000 | 3.36 | 2 | 8.1 | 7
Live | 215935707 |  | 11 | 20 | 39100 | 30600 | 27000 | 3.71 | 2.36 | 38000 | 3.36 | 2 | 8.1 | 7
Live | 215934436 |  | 11 | 19.5 | 49450 | 36200 | 35400 | 3.71 | 2.36 | 49000 | 3.34 | 1.8 | 8.5 | 7
Live | 215681833 |  | 10 | 18.5 | 55200 | 46500 | 36800 | 3.37 | 2.5 | 50000 | 3.54 | 2 | 9 | 7.5
Live | 215681823 |  | 10 | 18.5 | 55200 | 46500 | 36600 | 3.37 | 2.5 | 50000 | 3.54 | 2 | 9 | 7.5
Live | 215588075 |  | 11 | 18 | 54050 | 49500 | 51000 | 3.71 | 2.38 | 51500 | 2.62 | 2 | 10.5 | 8.5
Live | 215588073 |  | 10.5 | 17.5 | 53475 | 50000 | 51500 | 3.54 | 2.34 | 52000 | 2.54 | 1.98 | 10.5 | 8.5
Live | 215940066 |  | 11.5 | 19 | 38640 | 30600 | 26600 | 3.88 | 2.42 | 34800 | 3.45 | 1.92 | 9 | 7
Live | 215940058 |  | 11 | 18.5 | 38410 | 31000 | 27000 | 3.7 | 2.38 | 35200 | 3.38 | 1.92 | 9 | 7
Live | 215682347 |  | 10 | 18.5 | 54625 | 47000 | 37200 | 3.37 | 2.46 | 50000 | 3.48 | 1.98 | 9 | 7.5
Live | 215682346 |  | 10 | 18.5 | 54625 | 47000 | 37200 | 3.37 | 2.46 | 50000 | 3.48 | 1.98 | 9 | 7.5
Live | 215682887 |  | 9 | 18 | 65550 | 55500 | 44500 | 3.03 | 2.4 | 63000 | 3.4 | 2.08 | 9 | 7
Live | 215682886 |  | 9 | 18 | 65550 | 55500 | 44500 | 3.03 | 2.4 | 63000 | 3.4 | 2.08 | 9 | 7
Live | 215935064 |  | 12 | 21.5 | 40940 | 32800 | 28600 | 4.04 | 2.52 | 38000 | 3.58 | 2.02 | 8.5 | 7
Live | 215935054 |  | 12 | 21.5 | 40710 | 33400 | 29000 | 4.04 | 2.46 | 38500 | 3.5 | 2.02 | 8.5 | 7
Live | 215676377 |  | 10 | 19 | 55200 | 46000 | 36600 | 3.37 | 2.5 | 50000 | 3.54 | 2 | 9 | 7.5
Live | 215676376 |  | 10 | 19 | 55200 | 46000 | 36600 | 3.37 | 2.5 | 50000 | 3.54 | 2 | 9 | 7.5
Live | 215937724 |  | 10.5 | 19.5 | 50025 | 44000 | 39000 | 3.54 | 2.08 | 52500 | 2.96 | 1.88 | 8 | 6.5
Live | 215678923 |  | 10.5 | 18 | 27140 | 19400 | 16200 | 3.54 | 2.2 | 27200 | 3.18 | 1.76 | 8.1 | 6.5
Live | 215678913 |  | 10 | 17.5 | 27140 | 19400 | 16200 | 3.37 | 2.18 | 27200 | 3.18 | 1.76 | 8.1 | 6.5
Live | 215933316 |  | 11 | 19 | 38410 | 30800 | 26800 | 3.7 | 2.4 | 35200 | 3.4 | 1.9 | 9 | 7
Live | 215933308 |  | 11 | 19 | 38410 | 31000 | 27000 | 3.7 | 2.38 | 35200 | 3.38 | 1.92 | 9 | 7
Live | 215669122 |  | 9.5 | 17.5 | 38410 | 30600 | 25400 | 3.2 | 2.2 | 35200 | 3.14 | 1.88 | 9 | 7
Live | 215662626 |  | 11 | 19 | 40020 | 29800 | 24600 | 3.71 | 2.3 | 34600 | 3.26 | 1.96 | 9 | 7
Live | 215674227 |  | 10 | 18 | 51750 | 41500 | 33400 | 3.37 | 2.46 | 47500 | 3.48 | 2.08 | 9 | 7
Live | 215674226 |  | 10 | 18 | 51750 | 41500 | 33400 | 3.37 | 2.46 | 47500 | 3.48 | 2.08 | 9 | 7
Live | 215681813 |  | 10 | 19 | 55200 | 46500 | 36800 | 3.37 | 2.5 | 50000 | 3.54 | 2 | 9 | 7.5
Live | 215681803 |  | 10 | 18.5 | 54050 | 45500 | 36400 | 3.37 | 2.44 | 50000 | 3.46 | 2 | 9 | 7
Live | 215935706 |  | 11 | 20 | 39100 | 30600 | 27000 | 3.71 | 2.36 | 38000 | 3.36 | 2 | 8.1 | 7
Live | 215935698 |  | 12 | 21 | 39560 | 32000 | 28000 | 4.04 | 2.44 | 38500 | 3.46 | 2.04 | 8.5 | 7
Live | 215587917 |  | 13 | 21 | 59225 | 50000 | 52000 | 4.38 | 2.4 | 51000 | 3.36 | 2.1 | 10.5 | 8.5
Live | 215683233 |  | 9.5 | 19 | 66125 | 56000 | 44500 | 3.2 | 2.42 | 64000 | 3.44 | 2.1 | 9 | 7
Live | 215940057 |  | 11 | 18.5 | 38410 | 31000 | 27000 | 3.7 | 2.38 | 35200 | 3.38 | 1.92 | 9 | 7
Live | 215940056 |  | 11 | 18.5 | 38410 | 31000 | 27000 | 3.7 | 2.38 | 35200 | 3.38 | 1.92 | 9 | 7
Live | 215937694 |  | 11.5 | 21 | 52900 | 43500 | 38000 | 3.88 | 2.16 | 53000 | 3.06 | 1.92 | 8 | 6.5
Live | 215937684 |  | 11.5 | 21 | 52900 | 43500 | 38000 | 3.88 | 2.14 | 53000 | 3.04 | 1.92 | 8 | 6.5
Live | 215682885 |  | 9 | 18 | 65550 | 55500 | 44500 | 3.03 | 2.4 | 63000 | 3.4 | 2.08 | 9 | 7
Live | 215682877 |  | 9.5 | 18 | 65550 | 55000 | 44000 | 3.2 | 2.42 | 62500 | 3.44 | 2.1 | 9 | 7
Live | 215935044 |  | 12.5 | 22 | 40940 | 32600 | 28400 | 4.21 | 2.54 | 38000 | 3.62 | 2.02 | 8.5 | 7
Live | 215935034 |  | 12.5 | 22 | 40940 | 32800 | 28400 | 4.21 | 2.52 | 38000 | 3.58 | 2.04 | 8.5 | 7
Live | 215933307 |  | 11 | 19 | 38410 | 31000 | 27000 | 3.7 | 2.38 | 35200 | 3.38 | 1.92 | 9 | 7
Live | 215933306 |  | 11 | 19 | 38410 | 31000 | 27000 | 3.7 | 2.38 | 35200 | 3.38 | 1.92 | 9 | 7
Live | 215682345 |  | 10 | 18.5 | 54625 | 47000 | 37200 | 3.37 | 2.46 | 50000 | 3.48 | 1.98 | 9 | 7.5
Live | 215682337 |  | 10 | 18.5 | 55200 | 46500 | 36600 | 3.37 | 2.5 | 50000 | 3.56 | 2 | 9 | 7.5
Live | 215676375 |  | 10 | 19 | 55200 | 46000 | 36600 | 3.37 | 2.5 | 50000 | 3.54 | 2 | 9 | 7.5
Live | 215676367 |  | 10 | 19 | 55200 | 46000 | 36600 | 3.37 | 2.5 | 50000 | 3.54 | 2 | 9 | 7.5
Live | 215678903 |  | 10 | 18 | 27370 | 19200 | 16100 | 3.37 | 2.22 | 27000 | 3.22 | 1.78 | 8 | 6.5
Live | 215678893 |  | 10 | 18 | 27370 | 19200 | 16000 | 3.37 | 2.22 | 27000 | 3.22 | 1.78 | 8 | 6.5
Live | 215683843 |  | 10 | 16 | 27140 | 19800 | 16500 | 3.37 | 2.4 | 24000 | 3.06 | 1.88 | 8.5 | 7
Live | 215683841 |  | 10 | 16 | 27140 | 19800 | 16400 | 3.37 | 2.4 | 24000 | 3.06 | 1.88 | 8.5 | 7
Live | 215681793 |  | 9.5 | 18 | 53475 | 46500 | 37000 | 3.2 | 2.4 | 50000 | 3.4 | 2 | 9 | 7
Live | 215681783 |  | 9.5 | 18 | 54050 | 45500 | 36400 | 3.2 | 2.44 | 50000 | 3.48 | 2 | 9 | 7
Live | 215674218 |  | 9.5 | 17.5 | 51750 | 42000 | 33600 | 3.2 | 2.44 | 47500 | 3.44 | 2.08 | 9 | 7
Live | 215674217 |  | 9.5 | 17.5 | 51750 | 42000 | 33600 | 3.2 | 2.44 | 47500 | 3.44 | 2.08 | 9 | 7
Live | 215940048 |  | 10.5 | 18.5 | 38180 | 31200 | 27200 | 3.54 | 2.34 | 35600 | 3.34 | 1.92 | 9 | 7
Live | 215940047 |  | 10.5 | 18.5 | 38180 | 31200 | 27200 | 3.54 | 2.34 | 35600 | 3.34 | 1.92 | 9 | 7
Live | 215683223 |  | 9.5 | 18.5 | 66125 | 56000 | 44500 | 3.2 | 2.42 | 64000 | 3.42 | 2.08 | 9 | 7
Live | 215683213 |  | 9 | 18.5 | 66125 | 56500 | 45000 | 3.03 | 2.4 | 64000 | 3.42 | 2.08 | 9 | 7
Live | 215935697 |  | 12 | 21 | 39560 | 32000 | 28000 | 4.04 | 2.44 | 38500 | 3.46 | 2.04 | 8.5 | 7
Live | 215935696 |  | 12 | 21 | 39560 | 32000 | 28000 | 4.04 | 2.44 | 38500 | 3.46 | 2.04 | 8.5 | 7
Live | 215935024 |  | 12 | 22 | 40940 | 33200 | 28600 | 4.04 | 2.5 | 38000 | 3.54 | 2.02 | 8.5 | 7
Live | 215935014 |  | 12 | 21.5 | 40940 | 32800 | 28600 | 4.04 | 2.52 | 38000 | 3.58 | 2.02 | 8.5 | 7
Live | 215682336 |  | 10 | 18.5 | 55200 | 46500 | 36600 | 3.37 | 2.5 | 50000 | 3.56 | 2 | 9 | 7.5
Live | 215682335 |  | 10 | 18.5 | 55200 | 46500 | 36600 | 3.37 | 2.5 | 50000 | 3.56 | 2 | 9 | 7.5
Live | 215937674 |  | 11.5 | 21 | 52900 | 43500 | 38000 | 3.88 | 2.14 | 53500 | 3.04 | 1.92 | 8 | 6.5
Live | 215937664 |  | 11.5 | 21 | 52900 | 43500 | 38000 | 3.88 | 2.14 | 53000 | 3.04 | 1.92 | 8 | 6.5
Live | 215682876 |  | 9.5 | 18 | 65550 | 55000 | 44000 | 3.2 | 2.42 | 62500 | 3.44 | 2.1 | 9 | 7
Live | 215682875 |  | 9.5 | 18 | 65550 | 55000 | 44000 | 3.2 | 2.42 | 62500 | 3.44 | 2.1 | 9 | 7
Live | 215933298 |  | 10.5 | 18.5 | 38180 | 31400 | 27400 | 3.54 | 2.34 | 35600 | 3.32 | 1.9 | 9 | 7
Live | 215933297 |  | 10.5 | 18.5 | 38180 | 31400 | 27400 | 3.54 | 2.34 | 35600 | 3.32 | 1.9 | 9 | 7
Live | 215681773 |  | 10 | 18.5 | 54050 | 45500 | 36200 | 3.37 | 2.46 | 50000 | 3.5 | 2 | 9 | 7.5
Live | 215681763 |  | 9.5 | 18 | 54050 | 45500 | 36400 | 3.2 | 2.44 | 50000 | 3.46 | 2 | 9 | 7
Live | 215674216 |  | 9.5 | 17.5 | 51750 | 42000 | 33600 | 3.2 | 2.44 | 47500 | 3.44 | 2.08 | 9 | 7
Live | 215674208 |  | 10 | 18 | 51750 | 41500 | 33400 | 3.37 | 2.46 | 47500 | 3.48 | 2.08 | 9 | 7
Live | 215676366 |  | 10 | 19 | 55200 | 46000 | 36600 | 3.37 | 2.5 | 50000 | 3.54 | 2 | 9 | 7.5
Live | 215676365 |  | 10 | 19 | 55200 | 46000 | 36600 | 3.37 | 2.5 | 50000 | 3.54 | 2 | 9 | 7.5
Live | 215940046 |  | 10.5 | 18.5 | 38180 | 31200 | 27200 | 3.54 | 2.34 | 35600 | 3.34 | 1.92 | 9 | 7
Live | 215940038 |  | 11.7 | 19.5 | 38640 | 30400 | 26600 | 3.95 | 2.44 | 34800 | 3.45 | 1.94 | 9 | 7
Live | 215935004 |  | 12 | 21.5 | 40710 | 33000 | 29000 | 4.04 | 2.5 | 38500 | 3.54 | 2.02 | 8.5 | 7
Live | 215934994 |  | 11.7 | 21 | 40480 | 33600 | 29400 | 3.94 | 2.44 | 39000 | 3.48 | 2 | 8.5 | 7
Live | 215683203 |  | 9 | 18 | 66700 | 56000 | 44500 | 3.04 | 2.44 | 64000 | 3.46 | 2.1 | 9 | 7
Live | 215683193 |  | 9.5 | 18.5 | 66700 | 55500 | 44000 | 3.2 | 2.46 | 64000 | 3.48 | 2.1 | 9 | 7
Live | 215683839 |  | 10 | 16 | 27140 | 19900 | 16500 | 3.37 | 2.4 | 24000 | 3.06 | 1.9 | 8.5 | 6.75
Live | 215683837 |  | 10 | 16 | 27140 | 19900 | 16600 | 3.37 | 2.38 | 24000 | 3.04 | 1.88 | 8.5 | 7
Live | 215682327 |  | 10 | 19 | 55775 | 46000 | 36400 | 3.37 | 2.52 | 50000 | 3.58 | 2.12 | 9 | 7.5
Live | 215682326 |  | 10 | 19 | 55775 | 46000 | 36400 | 3.37 | 2.52 | 50000 | 3.58 | 2.12 | 9 | 7.5
Live | 215935688 |  | 11.7 | 20.5 | 39560 | 32200 | 28200 | 3.94 | 2.42 | 38500 | 3.44 | 2.04 | 8.5 | 7
Live | 215935687 |  | 11.7 | 20.5 | 39560 | 32200 | 28200 | 3.94 | 2.42 | 38500 | 3.44 | 2.04 | 8.5 | 7
Live | 215681753 |  | 9.5 | 18 | 54050 | 45500 | 36400 | 3.2 | 2.44 | 50000 | 3.46 | 2 | 9 | 7
Live | 215681743 |  | 9.5 | 16.5 | 52325 | 42000 | 33800 | 3.2 | 2.48 | 48000 | 3.52 | 2.08 | 8.5 | 7
Live | 215937654 |  | 11.5 | 20.5 | 52900 | 43500 | 38000 | 3.88 | 2.14 | 53500 | 3.04 | 1.9 | 8 | 6.5
Live | 215937644 |  | 10.5 | 20 | 52325 | 44000 | 39000 | 3.54 | 2.1 | 53500 | 3 | 1.9 | 8 | 6.5
Live | 215933296 |  | 10.5 | 18.5 | 38180 | 31400 | 27400 | 3.54 | 2.34 | 35600 | 3.32 | 1.9 | 9 | 7
Live | 215933268 |  | 11 | 19 | 38410 | 30600 | 26600 | 3.7 | 2.42 | 34800 | 3.42 | 1.92 | 9 | 7
Live | 215682867 |  | 9 | 18 | 64975 | 56000 | 44500 | 3.03 | 2.38 | 63500 | 3.38 | 2.08 | 9 | 7
Live | 215682866 |  | 9 | 18 | 64975 | 56000 | 44500 | 3.03 | 2.38 | 63500 | 3.38 | 2.08 | 9 | 7
Live | 215676357 |  | 10 | 19 | 55200 | 46000 | 36600 | 3.37 | 2.48 | 50000 | 3.52 | 2 | 9 | 7.5
Live | 215676356 |  | 10 | 19 | 55200 | 46000 | 36600 | 3.37 | 2.48 | 50000 | 3.52 | 2 | 9 | 7.5
Live | 215940037 |  | 11.7 | 19.5 | 38640 | 30400 | 26600 | 3.95 | 2.44 | 34800 | 3.45 | 1.94 | 9 | 7
Live | 215940036 |  | 11.7 | 19.5 | 38640 | 30400 | 26600 | 3.95 | 2.44 | 34800 | 3.45 | 1.94 | 9 | 7
Live | 215683183 |  | 9 | 18.5 | 66125 | 56500 | 45000 | 3.03 | 2.4 | 64000 | 3.42 | 2.08 | 9 | 7
Live | 215683173 |  | 9 | 18.5 | 66125 | 56500 | 45000 | 3.03 | 2.4 | 64000 | 3.42 | 2.06 | 9 | 7
Live | 215674207 |  | 10 | 18 | 51750 | 41500 | 33400 | 3.37 | 2.46 | 47500 | 3.48 | 2.08 | 9 | 7
Live | 215674206 |  | 10 | 18 | 51750 | 41500 | 33400 | 3.37 | 2.46 | 47500 | 3.48 | 2.08 | 9 | 7
Live | 215678843 |  | 10.5 | 18 | 27140 | 19400 | 16200 | 3.54 | 2.2 | 27000 | 3.18 | 1.76 | 8.5 | 6.5
Live | 215678833 |  | 10 | 17.5 | 27140 | 19400 | 16200 | 3.37 | 2.18 | 27200 | 3.18 | 1.76 | 8.1 | 6.5
Live | 215682325 |  | 10 | 19 | 55775 | 46000 | 36400 | 3.37 | 2.52 | 50000 | 3.58 | 2.12 | 9 | 7.5
Live | 215682317 |  | 10 | 18.5 | 55200 | 46500 | 36800 | 3.37 | 2.5 | 50000 | 3.54 | 2 | 9 | 7.5
Live | 215934964 |  | 11.5 | 20.5 | 39790 | 31200 | 27600 | 3.87 | 2.42 | 38000 | 3.44 | 2.05 | 8.5 | 7
Live | 215934954 |  | 11 | 20.5 | 39560 | 31400 | 27600 | 3.7 | 2.42 | 38000 | 3.44 | 2.08 | 8.5 | 7
Live | 215683835 |  | 9 | 14.5 | 26680 | 20200 | 16900 | 3.03 | 2.32 | 24400 | 2.95 | 1.86 | 8.5 | 7
Live | 215683833 |  | 10 | 16 | 27140 | 19800 | 16400 | 3.37 | 2.4 | 24000 | 3.06 | 1.88 | 8.5 | 7
Live | 215681733 |  | 9.5 | 16.5 | 52325 | 42000 | 33800 | 3.2 | 2.48 | 48000 | 3.52 | 2.08 | 8.5 | 7
Live | 215681723 |  | 9.5 | 16.5 | 52325 | 42000 | 33800 | 3.2 | 2.48 | 48000 | 3.52 | 2.06 | 8.5 | 7
Live | 215935686 |  | 11.7 | 20.5 | 39560 | 32200 | 28200 | 3.94 | 2.42 | 38500 | 3.44 | 2.04 | 8.5 | 7
Live | 215935678 |  | 11.5 | 20.5 | 39330 | 32600 | 28600 | 3.88 | 2.38 | 39000 | 3.38 | 2.04 | 8.5 | 7
Live | 215933267 |  | 11 | 19 | 38410 | 30600 | 26600 | 3.7 | 2.42 | 34800 | 3.42 | 1.92 | 9 | 7
Live | 215933266 |  | 11 | 19 | 38410 | 30600 | 26600 | 3.7 | 2.42 | 34800 | 3.42 | 1.92 | 9 | 7
Live | 215937634 |  | 12 | 21 | 53475 | 43500 | 38000 | 4.04 | 2.16 | 53000 | 3.06 | 1.92 | 8 | 6.5
Live | 215937624 |  | 11.5 | 20.5 | 52900 | 43500 | 38000 | 3.88 | 2.14 | 53500 | 3.04 | 1.9 | 8 | 6.5
Live | 215682865 |  | 9 | 18 | 64975 | 56000 | 44500 | 3.03 | 2.38 | 63500 | 3.38 | 2.08 | 9 | 7
Live | 215682857 |  | 9 | 18.5 | 64975 | 56000 | 45000 | 3.03 | 2.38 | 64000 | 3.38 | 2.08 | 9 | 7
Live | 215676355 |  | 10 | 19 | 55200 | 46000 | 36600 | 3.37 | 2.48 | 50000 | 3.52 | 2 | 9 | 7.5
Live | 215676347 |  | 10 | 18.5 | 54625 | 46500 | 37000 | 3.37 | 2.46 | 50000 | 3.48 | 1.98 | 9 | 7
Live | 215940028 |  | 11.7 | 19.5 | 38640 | 30400 | 26600 | 3.95 | 2.44 | 34600 | 3.46 | 1.92 | 9 | 7
Live | 215940027 |  | 11.7 | 19.5 | 38640 | 30400 | 26600 | 3.95 | 2.44 | 34600 | 3.46 | 1.92 | 9 | 7
Live | 215683163 |  | 9 | 18.5 | 65550 | 56500 | 45000 | 3.03 | 2.4 | 64000 | 3.4 | 2.08 | 9 | 7
Live | 215683153 |  | 9 | 18 | 66125 | 56000 | 44500 | 3.03 | 2.42 | 64000 | 3.44 | 2.08 | 9 | 7
Live | 215934944 |  | 12.5 | 22 | 40940 | 32600 | 28600 | 4.21 | 2.54 | 38000 | 3.6 | 2.02 | 8.5 | 7
Live | 215934934 |  | 12 | 21.5 | 40710 | 33000 | 28800 | 4.04 | 2.5 | 38500 | 3.54 | 2.02 | 8.5 | 7
Live | 215682316 |  | 10 | 18.5 | 55200 | 46500 | 36800 | 3.37 | 2.5 | 50000 | 3.54 | 2 | 9 | 7.5
Live | 215682315 |  | 10 | 18.5 | 55200 | 46500 | 36800 | 3.37 | 2.5 | 50000 | 3.54 | 2 | 9 | 7.5
Live | 215678823 |  | 10 | 18 | 27370 | 19200 | 16100 | 3.37 | 2.22 | 27000 | 3.22 | 1.78 | 8 | 6.5
Live | 215678813 |  | 10 | 18 | 27370 | 19200 | 16000 | 3.37 | 2.22 | 27000 | 3.22 | 1.78 | 8 | 6.5
Live | 215674198 |  | 10 | 18 | 51750 | 41500 | 33400 | 3.37 | 2.46 | 47500 | 3.48 | 2.08 | 9 | 7
Live | 215674197 |  | 10 | 18 | 51750 | 41500 | 33400 | 3.37 | 2.46 | 47500 | 3.48 | 2.08 | 9 | 7
Live | 215683831 |  | 10 | 16 | 27140 | 19900 | 16500 | 3.37 | 2.38 | 24000 | 3.04 | 1.88 | 8.5 | 7
Live | 215683829 |  | 10 | 16 | 27140 | 19900 | 16600 | 3.37 | 2.38 | 24000 | 3.04 | 1.9 | 8.5 | 6.7
Live | 215681713 |  | 9 | 16 | 51750 | 42500 | 34200 | 3.03 | 2.44 | 48500 | 3.46 | 1.94 | 8.5 | 7
Live | 215681703 |  | 9.5 | 16.5 | 52325 | 42000 | 33800 | 3.2 | 2.48 | 48000 | 3.54 | 2.08 | 8.5 | 7
Live | 215935677 |  | 11.5 | 20.5 | 39330 | 32600 | 28600 | 3.88 | 2.38 | 39000 | 3.38 | 2.04 | 8.5 | 7
Live | 215935676 |  | 11.5 | 20.5 | 39330 | 32600 | 28600 | 3.88 | 2.38 | 39000 | 3.38 | 2.04 | 8.5 | 7
Live | 215933258 |  | 11 | 19 | 38410 | 30600 | 26600 | 3.7 | 2.42 | 34800 | 3.42 | 1.92 | 9 | 7
Live | 215933257 |  | 11 | 19 | 38410 | 30600 | 26600 | 3.7 | 2.42 | 34800 | 3.42 | 1.92 | 9 | 7
Live | 215937614 |  | 12 | 21 | 53475 | 43500 | 38000 | 4.04 | 2.16 | 53000 | 3.06 | 1.92 | 8 | 6.5
Live | 215937604 |  | 12 | 21 | 53475 | 43500 | 38000 | 4.04 | 2.16 | 53000 | 3.06 | 1.92 | 8 | 6.5
Live | 215940026 |  | 11.7 | 19.5 | 38640 | 30400 | 26600 | 3.95 | 2.44 | 34600 | 3.46 | 1.92 | 9 | 7
Live | 215940018 |  | 11.5 | 19 | 38640 | 30600 | 26600 | 3.88 | 2.42 | 34800 | 3.45 | 1.92 | 9 | 7
Live | 215682856 |  | 9 | 18.5 | 64975 | 56000 | 45000 | 3.03 | 2.38 | 64000 | 3.38 | 2.08 | 9 | 7
Live | 215682855 |  | 9 | 18.5 | 64975 | 56000 | 45000 | 3.03 | 2.38 | 64000 | 3.38 | 2.08 | 9 | 7
Live | 215674196 |  | 10 | 18 | 51750 | 41500 | 33400 | 3.37 | 2.46 | 47500 | 3.48 | 2.08 | 9 | 7
Live | 215674188 |  | 10 | 18 | 51750 | 41500 | 33400 | 3.37 | 2.46 | 47500 | 3.48 | 2.08 | 9 | 7
Live | 215676346 |  | 10 | 18.5 | 54625 | 46500 | 37000 | 3.37 | 2.46 | 50000 | 3.48 | 1.98 | 9 | 7
Live | 215676345 |  | 10 | 18.5 | 54625 | 46500 | 37000 | 3.37 | 2.46 | 50000 | 3.48 | 1.98 | 9 | 7
Live | 215940017 |  | 11.5 | 19 | 38640 | 30600 | 26600 | 3.88 | 2.42 | 34800 | 3.45 | 1.92 | 9 | 7
Live | 215940016 |  | 11.5 | 19 | 38640 | 30600 | 26600 | 3.88 | 2.42 | 34800 | 3.45 | 1.92 | 9 | 7
Live | 215683143 |  | 9.5 | 18.5 | 66700 | 55500 | 44000 | 3.2 | 2.44 | 64000 | 3.48 | 2.08 | 9 | 7
Live | 215683133 |  | 9.5 | 18 | 64975 | 54500 | 43500 | 3.2 | 2.42 | 61000 | 3.44 | 2.1 | 9 | 7
Live | 215682307 |  | 10 | 18.5 | 55200 | 46500 | 36600 | 3.37 | 2.5 | 50000 | 3.56 | 2 | 9 | 7.5
Live | 215682306 |  | 10 | 18.5 | 55200 | 46500 | 36600 | 3.37 | 2.5 | 50000 | 3.56 | 2 | 9 | 7.5
Live | 215684101 |  | 9.5 | 16.5 | 39100 | 30600 | 25200 | 3.2 | 2.24 | 35600 | 3.18 | 1.78 | 8.5 | 7
Live | 215934924 |  | 12.5 | 22 | 40940 | 32600 | 28600 | 4.21 | 2.54 | 38000 | 3.6 | 2.02 | 8.5 | 7
Live | 215934914 |  | 12 | 21.5 | 40940 | 32800 | 28600 | 4.04 | 2.54 | 38000 | 3.6 | 2.02 | 8.5 | 7
Live | 215678803 |  | 10.5 | 19 | 27830 | 19700 | 16200 | 3.55 | 2.24 | 27800 | 3.39 | 1.86 | 8.5 | 6.5
Live | 215678793 |  | 10.5 | 18.5 | 27830 | 19700 | 16300 | 3.55 | 2.24 | 28000 | 3.38 | 1.84 | 8.5 | 6.5
Live | 215681693 |  | 9.5 | 17 | 52325 | 42000 | 33600 | 3.2 | 2.52 | 48000 | 3.56 | 2.06 | 8.5 | 7
Live | 215681683 |  | 9.5 | 17 | 52325 | 42000 | 33800 | 3.2 | 2.48 | 48000 | 3.52 | 2.08 | 8.5 | 7
Live | 215937594 |  | 12 | 21 | 53475 | 43500 | 38000 | 4.04 | 2.16 | 53000 | 3.06 | 1.92 | 8 | 6.5
Live | 215937584 |  | 11.5 | 20.5 | 52900 | 43500 | 38500 | 3.88 | 2.14 | 53500 | 3.02 | 1.9 | 8 | 6.5
Live | 215933256 |  | 11 | 19 | 38410 | 30600 | 26600 | 3.7 | 2.42 | 34800 | 3.42 | 1.92 | 9 | 7
Live | 215933248 |  | 11 | 18.5 | 37950 | 31000 | 27000 | 3.71 | 2.38 | 35200 | 3.36 | 1.92 | 9 | 7
Live | 215682847 |  | 9 | 18 | 64975 | 56000 | 45000 | 3.03 | 2.38 | 64000 | 3.38 | 2.06 | 9 | 7
Live | 215682846 |  | 9 | 18 | 64975 | 56000 | 45000 | 3.03 | 2.38 | 64000 | 3.38 | 2.06 | 9 | 7
Live | 215674187 |  | 10 | 18 | 51750 | 41500 | 33400 | 3.37 | 2.46 | 47500 | 3.48 | 2.08 | 9 | 7
Live | 215674186 |  | 10 | 18 | 51750 | 41500 | 33400 | 3.37 | 2.46 | 47500 | 3.48 | 2.08 | 9 | 7
Live | 215683123 |  | 9.5 | 18 | 64975 | 54500 | 43500 | 3.2 | 2.44 | 61500 | 3.44 | 2.12 | 9 | 7
Live | 215683113 |  | 9 | 18.5 | 65550 | 56500 | 45000 | 3.03 | 2.4 | 64000 | 3.4 | 2.08 | 9 | 7
Live | 215935668 |  | 12 | 21 | 39560 | 32000 | 28000 | 4.04 | 2.44 | 38500 | 3.46 | 2.04 | 8.5 | 7
Live | 215935667 |  | 12 | 21 | 39560 | 32000 | 28000 | 4.04 | 2.44 | 38500 | 3.46 | 2.04 | 8.5 | 7
Live | 215940008 |  | 11 | 19 | 38410 | 30600 | 26600 | 3.7 | 2.42 | 34800 | 3.42 | 1.92 | 9 | 7
Live | 215940007 |  | 11 | 19 | 38410 | 30600 | 26600 | 3.7 | 2.42 | 34800 | 3.42 | 1.92 | 9 | 7
Live | 215682305 |  | 10 | 18.5 | 55200 | 46500 | 36600 | 3.37 | 2.5 | 50000 | 3.56 | 2 | 9 | 7.5
Live | 215682297 |  | 10 | 19 | 55200 | 46500 | 36800 | 3.37 | 2.5 | 50000 | 3.54 | 2 | 9 | 7.5
Live | 215684099 |  | 9.5 | 16.5 | 39100 | 30600 | 25200 | 3.2 | 2.24 | 35600 | 3.18 | 1.78 | 8.5 | 7
Live | 215684097 |  | 9.5 | 16.5 | 38870 | 30800 | 25400 | 3.2 | 2.22 | 35600 | 3.14 | 1.78 | 8.5 | 7
Live | 215676337 |  | 10 | 19 | 55200 | 46000 | 36400 | 3.37 | 2.5 | 50000 | 3.56 | 2.02 | 9 | 7.5
Live | 215676336 |  | 10 | 19 | 55200 | 46000 | 36400 | 3.37 | 2.5 | 50000 | 3.56 | 2.02 | 9 | 7.5
Live | 215683827 |  | 9.5 | 15.5 | 27140 | 19900 | 16600 | 3.21 | 2.38 | 24000 | 3.04 | 1.88 | 8.5 | 7
Live | 215683825 |  | 10 | 16 | 27140 | 19800 | 16400 | 3.37 | 2.4 | 24000 | 3.06 | 1.88 | 8.5 | 7
Live | 215934904 |  | 12 | 21.5 | 40710 | 33200 | 29000 | 4.04 | 2.48 | 38500 | 3.52 | 2.02 | 8.5 | 7
Live | 215934894 |  | 12 | 21 | 40710 | 33200 | 29000 | 4.04 | 2.48 | 38500 | 3.54 | 2.02 | 8.5 | 7
Live | 215678783 |  | 10.5 | 19 | 28060 | 19600 | 16100 | 3.54 | 2.26 | 27800 | 3.44 | 1.84 | 8 | 6.5
Live | 215678773 |  | 10.5 | 19 | 28060 | 19500 | 16100 | 3.54 | 2.26 | 27800 | 3.44 | 1.86 | 8 | 6.5
Live | 215937564 |  | 11.5 | 20.5 | 52325 | 43000 | 38000 | 3.87 | 2.16 | 52500 | 3.04 | 1.95 | 8.1 | 6.8
Live | 215937554 |  | 11.5 | 20.5 | 52325 | 43500 | 38000 | 3.87 | 2.14 | 52500 | 3.04 | 1.9 | 8.1 | 6.8
Live | 215933247 |  | 11 | 18.5 | 37950 | 31000 | 27000 | 3.71 | 2.38 | 35200 | 3.36 | 1.92 | 9 | 7
Live | 215933246 |  | 11 | 18.5 | 37950 | 31000 | 27000 | 3.71 | 2.38 | 35200 | 3.36 | 1.92 | 9 | 7
Live | 215682845 |  | 9 | 18 | 64975 | 56000 | 45000 | 3.03 | 2.38 | 64000 | 3.38 | 2.06 | 9 | 7
Live | 215682837 |  | 9 | 18 | 65550 | 56000 | 44500 | 3.03 | 2.4 | 63500 | 3.4 | 2.08 | 9 | 7
Live | 215674178 |  | 10 | 18 | 51750 | 42000 | 33600 | 3.37 | 2.42 | 47500 | 3.44 | 2.08 | 9 | 7
Live | 215674177 |  | 10 | 18 | 51750 | 42000 | 33600 | 3.37 | 2.42 | 47500 | 3.44 | 2.08 | 9 | 7
Live | 215683103 |  | 9 | 18.5 | 64975 | 55500 | 44500 | 3.03 | 2.4 | 63000 | 3.4 | 2.1 | 9 | 7
Live | 215683093 |  | 9 | 18.5 | 64975 | 55500 | 44500 | 3.03 | 2.38 | 63000 | 3.38 | 2.08 | 9 | 7
Live | 215937544 |  | 11 | 20.5 | 52325 | 43500 | 38000 | 3.7 | 2.14 | 52500 | 3.04 | 1.9 | 8 | 6.5
Live | 215937534 |  | 11.5 | 20.5 | 52325 | 43500 | 38000 | 3.87 | 2.14 | 52500 | 3.04 | 1.9 | 8.1 | 6.8
Live | 215933238 |  | 10.5 | 18.5 | 37950 | 30200 | 26200 | 3.54 | 2.4 | 34400 | 3.39 | 1.92 | 9 | 7
Live | 215933237 |  | 10.5 | 18.5 | 37950 | 30200 | 26200 | 3.54 | 2.4 | 34400 | 3.39 | 1.92 | 9 | 7
Live | 215674176 |  | 10 | 18 | 51750 | 42000 | 33600 | 3.37 | 2.42 | 47500 | 3.44 | 2.08 | 9 | 7
Live | 215674148 |  | 9.5 | 17.5 | 50600 | 42500 | 34000 | 3.2 | 2.44 | 48500 | 3.46 | 2.04 | 9 | 7.5
Live | 215682296 |  | 10 | 19 | 55200 | 46500 | 36800 | 3.37 | 2.5 | 50000 | 3.54 | 2 | 9 | 7.5
Live | 215682295 |  | 10 | 19 | 55200 | 46500 | 36800 | 3.37 | 2.5 | 50000 | 3.54 | 2 | 9 | 7.5
Live | 215684095 |  | 9 | 16.5 | 38640 | 30800 | 25600 | 3.04 | 2.2 | 35800 | 3.12 | 1.76 | 8.5 | 7
Live | 215684093 |  | 9 | 15.2 | 37490 | 31000 | 25600 | 3.04 | 2.14 | 36000 | 3.02 | 1.76 | 8.5 | 6.5
Live | 215681673 |  | 9.5 | 16.5 | 52325 | 42000 | 33800 | 3.2 | 2.48 | 48000 | 3.52 | 2.08 | 8.5 | 7
Live | 215681663 |  | 9.5 | 16.5 | 52325 | 42000 | 33800 | 3.2 | 2.48 | 48000 | 3.52 | 2.06 | 8.5 | 7
Live | 215935666 |  | 12 | 21 | 39560 | 32000 | 28000 | 4.04 | 2.44 | 38500 | 3.46 | 2.04 | 8.5 | 7
Live | 215935658 |  | 12 | 21 | 39560 | 32000 | 28000 | 4.04 | 2.44 | 38500 | 3.46 | 2.04 | 8.5 | 7
Live | 215940006 |  | 11 | 19 | 38410 | 30600 | 26600 | 3.7 | 2.42 | 34800 | 3.42 | 1.92 | 9 | 7
Live | 215939998 |  | 11 | 19 | 38410 | 30600 | 26600 | 3.7 | 2.42 | 34800 | 3.42 | 1.92 | 9 | 7
Live | 215683823 |  | 10 | 16 | 27140 | 19800 | 16500 | 3.37 | 2.4 | 24000 | 3.06 | 1.9 | 8.5 | 6.75
Live | 215683821 |  | 10 | 16 | 27140 | 19800 | 16400 | 3.37 | 2.4 | 24000 | 3.06 | 1.88 | 8.5 | 7
Live | 215934368 |  | 10.5 | 20.5 | 51175 | 40500 | 37400 | 3.54 | 2.4 | 48500 | 3.4 | 2 | 9.5 | 7.5
Live | 215934367 |  | 10.5 | 20.5 | 51175 | 40500 | 37400 | 3.54 | 2.4 | 48500 | 3.4 | 2 | 9.5 | 7.5
Live | 215676335 |  | 10 | 19 | 55200 | 46000 | 36400 | 3.37 | 2.5 | 50000 | 3.56 | 2.02 | 9 | 7.5
Live | 215676327 |  | 10.5 | 19 | 55200 | 46000 | 36400 | 3.54 | 2.5 | 50000 | 3.56 | 2 | 9 | 7.5
Live | 215934884 |  | 12.5 | 22 | 40940 | 32600 | 28400 | 4.21 | 2.56 | 38000 | 3.62 | 2.02 | 8.5 | 7
Live | 215934874 |  | 12 | 21.5 | 40940 | 32800 | 28600 | 4.04 | 2.52 | 38000 | 3.58 | 2.04 | 8.5 | 7
Live | 215682836 |  | 9 | 18 | 65550 | 56000 | 44500 | 3.03 | 2.4 | 63500 | 3.4 | 2.08 | 9 | 7
Live | 215682835 |  | 9 | 18 | 65550 | 56000 | 44500 | 3.03 | 2.4 | 63500 | 3.4 | 2.08 | 9 | 7
Live | 215933236 |  | 10.5 | 18.5 | 37950 | 30200 | 26200 | 3.54 | 2.4 | 34400 | 3.39 | 1.92 | 9 | 7
Live | 215933228 |  | 10.5 | 17 | 36570 | 30000 | 26200 | 3.54 | 2.32 | 34000 | 3.3 | 1.94 | 9 | 7
Live | 215683083 |  | 9 | 18 | 64975 | 56000 | 44500 | 3.03 | 2.38 | 63500 | 3.38 | 2.08 | 9 | 7
Live | 215683073 |  | 9 | 18 | 65550 | 55500 | 44000 | 3.03 | 2.4 | 63000 | 3.4 | 2.08 | 9 | 7
Live | 215937524 |  | 11 | 20.5 | 51750 | 43500 | 38000 | 3.71 | 2.14 | 52500 | 3.04 | 1.9 | 8 | 6.5
Live | 215937514 |  | 10.5 | 19.5 | 51175 | 44000 | 39000 | 3.54 | 2.1 | 53000 | 3 | 1.9 | 8 | 6.5
Live | 215678763 |  | 10.5 | 18.5 | 27600 | 19600 | 16200 | 3.53 | 2.22 | 27800 | 3.34 | 1.84 | 8.5 | 6.5
Live | 215678753 |  | 10.5 | 18.5 | 27600 | 19700 | 16300 | 3.53 | 2.22 | 27800 | 3.33 | 1.84 | 8.5 | 6.5
Live | 215682287 |  | 10.5 | 19 | 55200 | 46000 | 36600 | 3.54 | 2.5 | 50000 | 3.54 | 2 | 9 | 7.5
Live | 215682286 |  | 10.5 | 19 | 55200 | 46000 | 36600 | 3.54 | 2.5 | 50000 | 3.54 | 2 | 9 | 7.5
Live | 215684091 |  | 9.5 | 16.5 | 39100 | 30600 | 25200 | 3.2 | 2.24 | 35600 | 3.18 | 1.78 | 8.5 | 7
Live | 215684089 |  | 9.5 | 16.5 | 39100 | 30600 | 25200 | 3.2 | 2.24 | 35600 | 3.18 | 1.78 | 8.5 | 7
Live | 215674147 |  | 9.5 | 17.5 | 50600 | 42500 | 34000 | 3.2 | 2.44 | 48500 | 3.46 | 2.04 | 9 | 7.5
Live | 215674146 |  | 9.5 | 17.5 | 50600 | 42500 | 34000 | 3.2 | 2.44 | 48500 | 3.46 | 2.04 | 9 | 7.5
Live | 215935657 |  | 12 | 21 | 39560 | 32000 | 28000 | 4.04 | 2.44 | 38500 | 3.46 | 2.04 | 8.5 | 7
Live | 215935656 |  | 12 | 21 | 39560 | 32000 | 28000 | 4.04 | 2.44 | 38500 | 3.46 | 2.04 | 8.5 | 7
Live | 215683819 |  | 10 | 16 | 27140 | 19800 | 16400 | 3.37 | 2.4 | 24000 | 3.06 | 1.88 | 8.5 | 7
Live | 215683817 |  | 10 | 16 | 27140 | 19800 | 16400 | 3.37 | 2.4 | 24000 | 3.06 | 1.88 | 8.5 | 7
Live | 215939997 |  | 11 | 19 | 38410 | 30600 | 26600 | 3.7 | 2.42 | 34800 | 3.42 | 1.92 | 9 | 7
Live | 215939996 |  | 11 | 19 | 38410 | 30600 | 26600 | 3.7 | 2.42 | 34800 | 3.42 | 1.92 | 9 | 7
Live | 215934366 |  | 10.5 | 20.5 | 51175 | 40500 | 37400 | 3.54 | 2.4 | 48500 | 3.4 | 2 | 9.5 | 7.5
Live | 215676326 |  | 10.5 | 19 | 55200 | 46000 | 36400 | 3.54 | 2.5 | 50000 | 3.56 | 2 | 9 | 7.5
Live | 215676325 |  | 10.5 | 19 | 55200 | 46000 | 36400 | 3.54 | 2.5 | 50000 | 3.56 | 2 | 9 | 7.5
Live | 215682827 |  | 9 | 18 | 66125 | 55500 | 44000 | 3.03 | 2.42 | 63500 | 3.44 | 2.1 | 9 | 7
Live | 215682826 |  | 9 | 18 | 66125 | 55500 | 44000 | 3.03 | 2.42 | 63500 | 3.44 | 2.1 | 9 | 7
Live | 215933227 |  | 10.5 | 17 | 36570 | 30000 | 26200 | 3.54 | 2.32 | 34000 | 3.3 | 1.94 | 9 | 7
Live | 215933226 |  | 10.5 | 17 | 36570 | 30000 | 26200 | 3.54 | 2.32 | 34000 | 3.3 | 1.94 | 9 | 7
Live | 215683063 |  | 9.5 | 18 | 65550 | 55000 | 44000 | 3.2 | 2.42 | 62500 | 3.44 | 2.1 | 9 | 7
Live | 215683053 |  | 9 | 18 | 64975 | 56000 | 44500 | 3.03 | 2.38 | 63500 | 3.38 | 2.08 | 9 | 7
Live | 215682825 |  | 9 | 18 | 66125 | 55500 | 44000 | 3.03 | 2.42 | 63500 | 3.44 | 2.1 | 9 | 7
Live | 215682817 |  | 9.5 | 18 | 64400 | 54000 | 43000 | 3.2 | 2.4 | 60000 | 3.4 | 2.12 | 8.5 | 7
Live | 215681653 |  | 9 | 16 | 51750 | 43000 | 34200 | 3.03 | 2.46 | 49500 | 3.5 | 2.06 | 8.5 | 7
Live | 215681643 |  | 9 | 16 | 51750 | 43000 | 34200 | 3.03 | 2.46 | 49500 | 3.5 | 2.04 | 8.5 | 7
Live | 215681633 |  | 9 | 16 | 51175 | 43000 | 34400 | 3.04 | 2.46 | 49500 | 3.48 | 2.04 | 8.5 | 7
Live | 215682285 |  | 10.5 | 19 | 55200 | 46000 | 36600 | 3.54 | 2.5 | 50000 | 3.54 | 2 | 9 | 7.5