Live | 217373903 |  | 11.7 | 16.5 | 28000 | 25000 | 19200 | 3.14 | 2.22 |  |  | 1.95 | 8.3 | 6.6
Live | 217373904 |  | 10 | 16 | 34000 | 29000 | 23200 | 2.75 | 2.13 |  |  | 2 | 8.3 | 6.5
Live | 217373905 |  | 10 | 16 | 34000 | 29000 | 23200 | 2.75 | 2.13 |  |  | 2 | 8.3 | 6.5
Live | 217373908 |  | 11.7 | 16 | 38000 | 35000 | 26000 | 3.15 | 2.11 |  |  | 1.9 | 8.3 | 6.6
Live | 217373909 |  | 11.7 | 16 | 38000 | 35000 | 26000 | 3.15 | 2.11 |  |  | 1.9 | 8.3 | 6.6
Live | 217373910 |  | 10.5 | 16 | 49000 | 40000 | 32000 | 2.91 | 2.06 |  |  | 1.9 | 8.2 | 6.4
Live | 217373911 |  | 10.5 | 16 | 49000 | 40000 | 32000 | 2.91 | 2.06 |  |  | 1.9 | 8.2 | 6.4
Live | 217374071 |  | 10 | 16 | 55000 | 43000 | 36600 | 2.77 | 2.11 |  |  | 1.9 | 8.1 | 6.4
Live | 217374072 |  | 10 | 16 | 35600 | 29000 | 22400 | 2.78 | 2.13 |  |  | 2 | 8.2 | 6.5
Live | 217374073 |  | 10 | 16 | 35600 | 29000 | 22400 | 2.78 | 2.13 |  |  | 2 | 8.2 | 6.5
Live | 217374078 |  | 11.7 | 16.5 | 28000 | 25000 | 19200 | 3.14 | 2.22 | 29000 | 3.16 | 1.95 | 8.3 | 6.6
Live | 217374079 |  | 11.7 | 16.5 | 28000 | 24000 | 19200 | 3.14 | 2.13 | 29000 | 3.16 | 1.95 | 8.3 | 6.6
Live | 217374080 |  | 11.7 | 16.5 | 28000 | 25000 | 19200 | 3.14 | 2.22 | 29000 | 3.16 | 1.95 | 8.3 | 6.6
Live | 217374081 |  | 10 | 16 | 34000 | 29000 | 23200 | 2.75 | 2.13 | 38000 | 2.92 | 2 | 8.3 | 6.5
Live | 217374082 |  | 10 | 16 | 34000 | 29000 | 23200 | 2.75 | 2.13 | 38000 | 2.92 | 2 | 8.3 | 6.5
Live | 217374083 |  | 10 | 16 | 35600 | 29000 | 22400 | 2.78 | 2.13 | 38000 | 2.92 | 2 | 8.2 | 6.5
Live | 217374084 |  | 10 | 16 | 35600 | 29000 | 22400 | 2.78 | 2.13 | 38000 | 2.92 | 2 | 8.2 | 6.5
Live | 217374085 |  | 11.7 | 16 | 38000 | 35000 | 26000 | 3.15 | 2.11 | 41000 | 3.02 | 1.9 | 8.3 | 6.6
Live | 217374086 |  | 11.7 | 16 | 38000 | 35000 | 26000 | 3.15 | 2.11 | 41000 | 3.02 | 1.9 | 8.3 | 6.6
Live | 217374087 |  | 10.5 | 16 | 49000 | 40000 | 32000 | 2.91 | 2.06 | 51000 | 3.04 | 1.9 | 8.2 | 6.4
Live | 217374088 |  | 10.5 | 16 | 49000 | 40000 | 32000 | 2.91 | 2.06 | 51000 | 3 | 1.9 | 8.2 | 6.4
Live | 217374089 |  | 10 | 16 | 55000 | 43000 | 36600 | 2.77 | 2.11 | 57000 | 3.07 | 1.9 | 8.1 | 6.4
Live | 217374108 |  | 11.9 | 20.5 | 11600 | 10600 | 7600 | 2.96 | 2.25 | 12000 | 2.91 | 1.86 | 8.8 | 6.8
Live | 217374109 |  | 9.3 | 19 | 13300 | 10000 | 8500 | 2.6 | 2.36 |  |  | 1.81 | 8.5 | 7.3
Live | 217374110 |  | 12.5 | 20.5 | 10300 | 9600 | 7600 | 2.96 | 2.27 | 13136 | 3.5 | 1.94 | 8.8 | 6.8
Live | 217374111 |  | 9.75 | 19 | 13300 | 11500 | 9100 | 2.6 | 2.2 | 14600 | 3.32 | 1.8 | 8.5 | 7.3
Live | 217374112 |  | 12 | 20 | 20300 | 15400 | 12100 | 2.59 | 2.15 | 22500 | 2.87 | 1.85 | 8.5 | 7
Live | 217374113 |  | 11.9 | 19 | 26270 | 19300 | 15700 | 3.21 | 1.79 |  |  | 1.75 | 8.5 | 6.7
Live | 217374114 |  | 10.9 | 22 | 33000 | 27000 | 23000 | 2.98 | 2.08 |  |  | 1.8 | 9 | 7
Live | 217374115 |  | 10.6 | 21 | 37000 | 27500 | 24600 | 2.85 | 1.99 | 34100 | 2.62 | 1.8 | 8.5 | 7.5
Live | 217375191 |  | 13.65 | 25.6 | 17200 | 16000 | 12200 | 3.82 | 2.4 | 16000 | 2.93 | 2.25 | 11.1 | 9.5
Live | 217443103 |  | 12.5 | 15.5 | 23600 | 21000 | 17300 | 3.66 | 2.38 | 24600 | 3.47 | 2.02 | 9 | 7.3
Live | 217443104 |  | 11.2 | 15.2 | 32800 | 31000 | 22600 | 3.28 | 2.34 | 31400 | 3.57 | 1.92 | 9.4 | 7.3
Live | 217443105 |  | 11.5 | 15.5 | 33000 | 30800 | 22400 | 3.37 | 2.36 | 31400 | 3.62 | 1.94 | 9.6 | 7.4
Live | 217443106 |  | 11.5 | 15.5 | 33000 | 30800 | 22400 | 3.37 | 2.36 | 31400 | 3.62 | 1.94 | 9.6 | 7.4
Live | 217443107 |  | 11.7 | 15.2 | 33600 | 26600 | 21400 | 3.43 | 2.5 | 32000 | 3.59 | 2.06 | 9.4 | 7.4
Live | 217443108 |  | 11.7 | 15.2 | 33600 | 26600 | 21400 | 3.43 | 2.5 | 32000 | 3.59 | 2.06 | 9.4 | 7.4
Live | 217443110 |  | 10.5 | 17.5 | 52000 | 42500 | 32800 | 3.08 | 2.36 | 54500 | 2.96 | 2.14 | 8.5 | 6.9
Live | 217443111 |  | 11 | 18.5 | 53000 | 43000 | 32800 | 3.22 | 2.4 | 54500 | 3.02 | 2.16 | 8.5 | 7
Live | 217443112 |  | 11 | 18.5 | 53000 | 43000 | 32800 | 3.22 | 2.4 | 54500 | 3.02 | 2.16 | 8.5 | 7
Live | 217443113 |  | 11 | 18.5 | 53000 | 43000 | 32800 | 3.22 | 2.38 | 54500 | 3 | 2.16 | 8.5 | 7
Live | 217443114 |  | 11 | 18 | 52500 | 42500 | 32600 | 3.23 | 2.4 | 54500 | 3 | 2.16 | 8.5 | 7
Live | 217443115 |  | 11 | 18 | 52500 | 42500 | 32600 | 3.23 | 2.4 | 54500 | 3 | 2.16 | 8.5 | 7
Live | 217443116 |  | 11 | 18.5 | 52500 | 42500 | 32600 | 3.23 | 2.38 | 54000 | 2.98 | 2.16 | 8.5 | 7
Live | 217443117 |  | 10.5 | 18 | 52500 | 43000 | 32800 | 3.08 | 2.38 | 54500 | 2.98 | 2.14 | 8.5 | 7
Live | 217443119 |  | 13 | 19 | 23600 | 19200 | 14200 | 3.8 | 2.28 | 24600 | 3.22 | 1.76 | 8.5 | 6.7
Live | 217443121 |  | 13 | 19 | 23800 | 19000 | 14000 | 3.81 | 2.26 | 24200 | 3.18 | 1.76 | 8.2 | 6.6
Live | 217443122 |  | 13 | 19.5 | 24000 | 19000 | 14100 | 3.8 | 2.26 | 24400 | 3.21 | 1.76 | 8.1 | 6.5
Live | 217443123 |  | 13 | 19 | 24000 | 19200 | 14200 | 3.8 | 2.26 | 24600 | 3.2 | 1.76 | 8.5 | 6.7
Live | 217443124 |  | 13 | 18 | 24000 | 19200 | 14200 | 3.8 | 2.28 | 24600 | 3.22 | 1.76 | 8.5 | 6.7
Live | 217443125 |  | 13 | 19.5 | 23600 | 19200 | 14100 | 3.8 | 2.28 | 24600 | 3.23 | 1.76 | 8.5 | 6.7
Live | 217443126 |  | 13 | 19 | 23600 | 19200 | 14100 | 3.8 | 2.28 | 24600 | 3.23 | 1.76 | 8.5 | 6.7
Live | 217443127 |  | 13 | 19 | 23600 | 19200 | 14100 | 3.8 | 2.28 | 24600 | 3.23 | 1.76 | 8.5 | 6.7
Live | 217443128 |  | 13 | 19 | 23600 | 19200 | 14200 | 3.8 | 2.28 | 24600 | 3.22 | 1.76 | 8.5 | 6.7
Live | 217443129 |  | 13 | 19 | 23600 | 19200 | 14200 | 3.8 | 2.28 | 24600 | 3.22 | 1.76 | 8.5 | 6.7
Live | 217443130 |  | 11.5 | 16 | 22600 | 20000 | 16700 | 3.36 | 2.32 | 27000 | 3.32 | 1.98 | 8.2 | 6.9
Live | 217443131 |  | 11.7 | 16 | 22800 | 21200 | 17500 | 3.43 | 2.32 | 24600 | 3.34 | 1.98 | 8.5 | 7.2
Live | 217443132 |  | 12 | 16 | 23400 | 21800 | 18100 | 3.52 | 2.24 | 25400 | 3.18 | 1.94 | 8.2 | 6.9
Live | 217443133 |  | 11.2 | 15.5 | 21600 | 21400 | 17500 | 3.28 | 2.36 | 25000 | 3.41 | 2 | 8.5 | 7.2
Live | 217443134 |  | 13 | 20 | 24000 | 21200 | 17300 | 3.8 | 2.46 | 25200 | 3.64 | 2.1 | 9.8 | 7.5
Live | 217443135 |  | 13 | 19.5 | 24000 | 21200 | 17300 | 3.8 | 2.5 | 25400 | 3.72 | 2.12 | 10.2 | 7.8
Live | 217443136 |  | 12 | 18 | 23400 | 19700 | 16400 | 3.52 | 2.38 | 26800 | 3.41 | 2.02 | 8.5 | 7
Live | 217443137 |  | 12.5 | 18 | 23200 | 19500 | 16200 | 3.66 | 2.38 | 26400 | 3.42 | 2.04 | 8.5 | 7
Live | 217443138 |  | 12.5 | 19.5 | 23600 | 19700 | 16300 | 3.66 | 2.38 | 26800 | 3.46 | 2.02 | 8.5 | 7
Live | 217443139 |  | 12.5 | 19 | 23600 | 19700 | 16400 | 3.66 | 2.38 | 26800 | 3.46 | 2.02 | 8.5 | 7
Live | 217443140 |  | 12.5 | 18.5 | 23600 | 19700 | 16300 | 3.66 | 2.4 | 26800 | 3.46 | 2.02 | 8.5 | 7
Live | 217443141 |  | 12.5 | 17.5 | 23600 | 19800 | 16400 | 3.66 | 2.38 | 26800 | 3.44 | 2.02 | 8.5 | 7
Live | 217443142 |  | 12.5 | 19.5 | 23200 | 19700 | 16300 | 3.66 | 2.4 | 26800 | 3.46 | 2 | 8.5 | 7
Live | 217443143 |  | 12.5 | 20 | 23200 | 19700 | 16300 | 3.66 | 2.38 | 26800 | 3.46 | 2 | 8.5 | 7.1
Live | 217443144 |  | 12.5 | 20 | 23400 | 19600 | 16200 | 3.67 | 2.42 | 26600 | 3.5 | 2.02 | 8.5 | 7.1
Live | 217443145 |  | 12.5 | 20 | 23400 | 19700 | 16300 | 3.67 | 2.4 | 26800 | 3.46 | 2 | 8.5 | 7.1
Live | 217443146 |  | 12.5 | 19.5 | 23200 | 19800 | 16400 | 3.66 | 2.36 | 26800 | 3.41 | 1.98 | 8.5 | 7
Live | 217443149 |  | 13 | 19 | 23200 | 20400 | 16800 | 3.82 | 2.34 | 23800 | 3.4 | 2.02 | 9 | 7.3
Live | 217443150 |  | 12.5 | 18.5 | 23400 | 19600 | 16200 | 3.67 | 2.42 | 26600 | 3.5 | 2.02 | 8.5 | 7
Live | 217443151 |  | 12.5 | 18.5 | 23800 | 21000 | 17300 | 3.67 | 2.4 | 24400 | 3.51 | 2.04 | 9 | 7.4
Live | 217443152 |  | 12.5 | 18.5 | 23400 | 19600 | 16200 | 3.67 | 2.44 | 26600 | 3.54 | 2.04 | 8.5 | 7
Live | 217443153 |  | 12.5 | 18.5 | 23800 | 21000 | 17200 | 3.67 | 2.4 | 24400 | 3.51 | 2.04 | 9 | 7.4
Live | 217443154 |  | 13 | 20.5 | 23400 | 19600 | 16200 | 3.81 | 2.42 | 26600 | 3.53 | 2.04 | 8.5 | 7.1
Live | 217443155 |  | 12.5 | 19.5 | 23400 | 19600 | 16200 | 3.67 | 2.4 | 26600 | 3.5 | 2.02 | 8.5 | 7.1
Live | 217443156 |  | 12.5 | 16.5 | 23800 | 21000 | 17300 | 3.67 | 2.4 | 24400 | 3.51 | 2.04 | 9 | 7.3
Live | 217443157 |  | 12.5 | 18.5 | 23200 | 19600 | 16200 | 3.66 | 2.4 | 26800 | 3.51 | 2.02 | 8.5 | 7
Live | 217443158 |  | 12.5 | 16.5 | 23800 | 21000 | 17300 | 3.67 | 2.4 | 24400 | 3.51 | 2.04 | 9 | 7.3
Live | 217443159 |  | 12.5 | 18.5 | 23200 | 19700 | 16300 | 3.66 | 2.4 | 26800 | 3.48 | 2.02 | 8.5 | 7
Live | 217443160 |  | 13 | 19 | 23800 | 20600 | 16900 | 3.81 | 2.42 | 24000 | 3.53 | 2.06 | 9 | 7.4
Live | 217443161 |  | 11.5 | 16.5 | 22600 | 20200 | 16800 | 3.36 | 2.32 | 27400 | 3.35 | 1.98 | 8.2 | 6.9
Live | 217443162 |  | 13 | 20 | 23800 | 20600 | 16900 | 3.81 | 2.42 | 24000 | 3.55 | 2.06 | 9 | 7.3
Live | 217443163 |  | 12.5 | 18 | 23200 | 19600 | 16200 | 3.66 | 2.42 | 26600 | 3.5 | 2.02 | 8.5 | 7
Live | 217443164 |  | 13 | 20 | 23800 | 20600 | 16900 | 3.81 | 2.42 | 24000 | 3.59 | 2.06 | 8.5 | 7.2
Live | 217443165 |  | 13 | 19 | 23800 | 20600 | 16900 | 3.81 | 2.42 | 24000 | 3.53 | 2.06 | 9 | 7.4
Live | 217443166 |  | 13 | 20 | 23800 | 20800 | 17100 | 3.81 | 2.42 | 24400 | 3.54 | 2.04 | 9 | 7.3
Live | 217443167 |  | 13 | 19.5 | 23800 | 20800 | 17200 | 3.81 | 2.4 | 24400 | 3.54 | 2.04 | 9 | 7.4
Live | 217443168 |  | 13 | 19.5 | 23800 | 20800 | 17100 | 3.81 | 2.42 | 24400 | 3.56 | 2.06 | 9 | 7.4
Live | 217443169 |  | 12.5 | 18.5 | 23800 | 21000 | 17300 | 3.67 | 2.4 | 24400 | 3.51 | 2.04 | 9 | 7.4
Live | 217443170 |  | 13 | 18.5 | 23800 | 20800 | 17100 | 3.81 | 2.42 | 24400 | 3.56 | 2.06 | 9 | 7.4
Live | 217443171 |  | 13 | 19.5 | 23600 | 20600 | 16900 | 3.8 | 2.4 | 24000 | 3.5 | 2.04 | 9 | 7.2
Live | 217443172 |  | 13 | 19 | 23600 | 20800 | 17100 | 3.8 | 2.38 | 24200 | 3.48 | 2.04 | 8.5 | 7.2
Live | 217443173 |  | 13 | 19.5 | 23200 | 20800 | 17200 | 3.82 | 2.42 | 24400 | 3.54 | 2.04 | 9 | 7.4
Live | 217443174 |  | 13 | 20 | 23600 | 20800 | 17000 | 3.8 | 2.44 | 24200 | 3.62 | 2.08 | 9.4 | 7.5
Live | 217443175 |  | 13 | 19.5 | 23600 | 20800 | 17000 | 3.8 | 2.44 | 24200 | 3.62 | 2.08 | 9.4 | 7.5
Live | 217443178 |  | 13 | 20 | 23600 | 20800 | 17000 | 3.8 | 2.44 | 24200 | 3.6 | 2.06 | 9.4 | 7.5
Live | 217443179 |  | 13 | 19.5 | 23600 | 20800 | 17000 | 3.8 | 2.44 | 24200 | 3.62 | 2.08 | 9.4 | 7.5
Live | 217443182 |  | 13 | 18.5 | 23800 | 21000 | 17200 | 3.81 | 2.4 | 24400 | 3.52 | 2.04 | 9 | 7.4
Live | 217443183 |  | 13 | 18.5 | 23800 | 21000 | 17200 | 3.81 | 2.4 | 24400 | 3.52 | 2.04 | 9 | 7.4
Live | 217443184 |  | 13 | 19.5 | 23600 | 20800 | 17100 | 3.8 | 2.42 | 24400 | 3.56 | 2.06 | 9.4 | 7.4
Live | 217443185 |  | 13 | 20 | 23600 | 20800 | 17000 | 3.8 | 2.44 | 24400 | 3.59 | 2.06 | 9.4 | 7.5
Live | 217443186 |  | 13 | 20 | 23800 | 21200 | 17500 | 3.81 | 2.26 | 24800 | 3.27 | 1.96 | 8.5 | 7
Live | 217443187 |  | 13 | 20 | 24000 | 21400 | 17600 | 3.8 | 2.28 | 24800 | 3.3 | 1.98 | 8.5 | 7
Live | 217443188 |  | 13 | 20 | 23800 | 21200 | 17500 | 3.81 | 2.26 | 24800 | 3.27 | 1.96 | 8.5 | 7
Live | 217443189 |  | 13 | 20 | 24000 | 21400 | 17600 | 3.8 | 2.28 | 24800 | 3.3 | 1.98 | 8.5 | 7
Live | 217443190 |  | 13 | 20 | 23800 | 21000 | 17300 | 3.81 | 2.28 | 24600 | 3.28 | 1.98 | 8.2 | 6.9
Live | 217443191 |  | 12 | 18.5 | 22600 | 21000 | 17100 | 3.52 | 2.44 | 24600 | 3.6 | 2.06 | 9 | 7.4
Live | 217443192 |  | 12 | 18.5 | 22600 | 21000 | 17100 | 3.52 | 2.44 | 24600 | 3.6 | 2.06 | 9 | 7.4
Live | 217443193 |  | 12.5 | 20.5 | 22200 | 20600 | 16700 | 3.66 | 2.42 | 24200 | 3.55 | 2.04 | 9 | 7.3
Live | 217443194 |  | 12 | 19.5 | 22800 | 21000 | 17200 | 3.52 | 2.46 | 24600 | 3.62 | 2.06 | 9 | 7.4
Live | 217443195 |  | 12 | 19.5 | 22800 | 21000 | 17200 | 3.52 | 2.46 | 24600 | 3.62 | 2.06 | 9 | 7.4
Live | 217443196 |  | 12.5 | 19.5 | 22600 | 20800 | 16900 | 3.66 | 2.46 | 24400 | 3.59 | 2.06 | 8.5 | 7.3
Live | 217443197 |  | 12.5 | 19.5 | 22200 | 20600 | 16800 | 3.66 | 2.42 | 24200 | 3.55 | 2.04 | 8.5 | 7.3
Live | 217443198 |  | 12.5 | 18 | 22400 | 20800 | 16900 | 3.67 | 2.44 | 24200 | 3.56 | 2.04 | 9 | 7.4
Live | 217443199 |  | 12.5 | 19.5 | 22400 | 20600 | 16900 | 3.67 | 2.44 | 24200 | 3.58 | 2.06 | 8.5 | 7.3
Live | 217443200 |  | 12.5 | 18.5 | 22200 | 20600 | 16800 | 3.66 | 2.42 | 24200 | 3.56 | 2.04 | 9 | 7.4
Live | 217443201 |  | 12.5 | 20 | 22400 | 21000 | 17100 | 3.67 | 2.48 | 24600 | 3.64 | 2.06 | 9 | 7.5
Live | 217443202 |  | 12.5 | 19.5 | 22200 | 21000 | 17100 | 3.66 | 2.46 | 24600 | 3.62 | 2.06 | 9 | 7.5
Live | 217443203 |  | 12.5 | 19.5 | 22200 | 21000 | 17100 | 3.66 | 2.46 | 24600 | 3.62 | 2.06 | 9 | 7.5
Live | 217443204 |  | 11.2 | 19 | 32600 | 27200 | 22600 | 3.28 | 3.24 | 33200 | 3.41 | 2.26 | 10.4 | 8.1
Live | 217443205 |  | 11.2 | 18 | 33200 | 27200 | 22800 | 3.29 | 3.25 | 33600 | 3.5 | 2.26 | 10.4 | 8.1
Live | 217443206 |  | 11.5 | 19 | 32600 | 27000 | 22400 | 3.38 | 3.26 | 33000 | 3.42 | 2.26 | 10.4 | 8.1
Live | 217443207 |  | 11.5 | 19 | 32600 | 27000 | 22400 | 3.38 | 3.26 | 33000 | 3.42 | 2.26 | 10.4 | 8.1
Live | 217443208 |  | 11.5 | 18 | 33000 | 27200 | 22600 | 3.37 | 3.28 | 33400 | 3.48 | 2.26 | 10 | 7.8
Live | 217443209 |  | 11.5 | 19 | 33000 | 27200 | 22400 | 3.37 | 3.28 | 33200 | 3.46 | 2.26 | 10.4 | 8.1
Live | 217443210 |  | 11.2 | 18 | 33000 | 27400 | 22600 | 3.28 | 3.26 | 33400 | 3.48 | 2.26 | 9.8 | 7.8
Live | 217443211 |  | 11.5 | 19 | 33000 | 27200 | 22400 | 3.37 | 3.28 | 33200 | 3.46 | 2.26 | 10.4 | 8.1
Live | 217443212 |  | 11.2 | 18 | 32800 | 27200 | 22600 | 3.28 | 3.24 | 33400 | 3.43 | 2.24 | 10.4 | 8.1
Live | 217443213 |  | 11.2 | 18 | 33000 | 27400 | 22800 | 3.28 | 3.26 | 33400 | 3.48 | 2.26 | 9.8 | 7.8
Live | 217443214 |  | 11.5 | 18.5 | 32800 | 27200 | 22600 | 3.37 | 3.25 | 33200 | 3.46 | 2.26 | 10.4 | 8.1
Live | 217443215 |  | 11 | 18.5 | 32000 | 30000 | 18400 | 3.22 | 2.68 | 32000 | 3.33 | 2.22 | 8.8 | 7.2
Live | 217443218 |  | 11.5 | 16 | 32600 | 27000 | 22400 | 3.38 | 3.24 | 33200 | 3.41 | 2.26 | 10.2 | 8
Live | 217443221 |  | 11.2 | 17 | 32600 | 27200 | 22600 | 3.28 | 3.21 | 33200 | 3.4 | 2.24 | 10.2 | 8
Live | 217443222 |  | 11.2 | 18 | 32600 | 27200 | 22600 | 3.28 | 3.21 | 33200 | 3.4 | 2.24 | 10.2 | 8
Live | 217443223 |  | 11.7 | 19 | 33000 | 27200 | 22400 | 3.43 | 3.29 | 33200 | 3.5 | 2.28 | 10.4 | 8.1
Live | 217443224 |  | 11.7 | 17 | 33000 | 27000 | 22400 | 3.43 | 3.3 | 33000 | 3.5 | 2.28 | 10.4 | 8.1
Live | 217443225 |  | 11.7 | 17 | 33000 | 27000 | 22400 | 3.43 | 3.3 | 33000 | 3.5 | 2.28 | 10.4 | 8.1
Live | 217443226 |  | 11.5 | 18.5 | 33000 | 27200 | 22600 | 3.37 | 3.28 | 33400 | 3.5 | 2.28 | 10.4 | 8.1
Live | 217443227 |  | 11.7 | 18.5 | 33000 | 27200 | 22400 | 3.43 | 3.29 | 33200 | 3.53 | 2.28 | 10 | 8
Live | 217443228 |  | 11.7 | 18.5 | 33400 | 27000 | 22600 | 3.43 | 3.32 | 33400 | 3.59 | 2.3 | 10.2 | 8
Live | 217443229 |  | 11.5 | 18.5 | 33000 | 27200 | 22600 | 3.37 | 3.28 | 33400 | 3.5 | 2.28 | 10.4 | 8.1
Live | 217443230 |  | 11.7 | 17 | 32800 | 27000 | 22400 | 3.43 | 3.32 | 33000 | 3.5 | 2.28 | 10.4 | 8.1
Live | 217443231 |  | 11.5 | 18 | 33200 | 27400 | 22600 | 3.37 | 3.28 | 33400 | 3.5 | 2.26 | 10 | 8
Live | 217443232 |  | 11.7 | 17 | 32800 | 27000 | 22400 | 3.43 | 3.32 | 33000 | 3.5 | 2.28 | 10.4 | 8.1
Live | 217443233 |  | 11.2 | 17.5 | 32800 | 27400 | 22600 | 3.28 | 3.2 | 33400 | 3.4 | 2.24 | 10.2 | 8.1
Live | 217443234 |  | 11.2 | 17.5 | 32600 | 27000 | 22600 | 3.28 | 3.24 | 33000 | 3.41 | 2.24 | 10.4 | 8.1
Live | 217443235 |  | 11.5 | 18 | 32600 | 27000 | 22400 | 3.38 | 3.24 | 33000 | 3.42 | 2.26 | 10.4 | 8.1
Live | 217443236 |  | 11.2 | 18.5 | 33000 | 27400 | 22800 | 3.28 | 3.22 | 33600 | 3.44 | 2.24 | 10.2 | 8
Live | 217443237 |  | 11.2 | 18 | 33000 | 27400 | 22600 | 3.28 | 3.26 | 33400 | 3.48 | 2.26 | 10.4 | 8.1
Live | 217443238 |  | 11.2 | 16 | 33000 | 27400 | 22600 | 3.28 | 3.26 | 33400 | 3.48 | 2.26 | 10.2 | 8.1
Live | 217443239 |  | 11.2 | 17 | 33000 | 27400 | 22600 | 3.28 | 3.26 | 33400 | 3.48 | 2.26 | 10 | 7.8
Live | 217443240 |  | 11 | 16.9 | 32800 | 27600 | 23000 | 3.23 | 3.18 | 33800 | 3.4 | 2.22 | 9.6 | 7.8
Live | 217443241 |  | 11.2 | 19 | 33000 | 27600 | 23000 | 3.28 | 3.26 | 33800 | 3.53 | 2.26 | 10.4 | 8.2
Live | 217443242 |  | 11.7 | 19.5 | 33200 | 27400 | 22800 | 3.43 | 3.32 | 33600 | 3.58 | 2.3 | 10.4 | 8.2
Live | 217443243 |  | 11.5 | 19 | 33200 | 27400 | 22800 | 3.37 | 3.32 | 33600 | 3.55 | 2.28 | 10.4 | 8.2
Live | 217443244 |  | 11.5 | 19 | 33200 | 27400 | 22800 | 3.37 | 3.32 | 33600 | 3.55 | 2.28 | 10.4 | 8.2
Live | 217443247 |  | 11.5 | 19 | 33000 | 27600 | 22800 | 3.37 | 3.27 | 33800 | 3.53 | 2.28 | 10.4 | 8.2
Live | 217443248 |  | 11.2 | 18.5 | 32800 | 27400 | 22600 | 3.28 | 3.24 | 33400 | 3.43 | 2.24 | 10.4 | 8.1
Live | 217443249 |  | 11.5 | 18 | 32400 | 27000 | 22400 | 3.37 | 3.24 | 33200 | 3.4 | 2.24 | 10.4 | 8.1
Live | 217443250 |  | 11.2 | 19 | 33000 | 27800 | 23000 | 3.28 | 3.22 | 34000 | 3.46 | 2.24 | 10.4 | 8.1
Live | 217443251 |  | 11.5 | 19 | 33000 | 27600 | 23000 | 3.37 | 3.26 | 33800 | 3.53 | 2.26 | 10.4 | 8.2
Live | 217443252 |  | 11 | 17 | 33800 | 28800 | 19500 | 3.23 | 2.4 | 34600 | 3.28 | 2.26 | 8.5 | 7
Live | 217443253 |  | 11 | 18 | 33400 | 28600 | 19400 | 3.22 | 2.4 | 34400 | 3.24 | 2.26 | 9 | 7.2
Live | 217443254 |  | 11.5 | 17 | 33600 | 28400 | 19200 | 3.37 | 2.44 | 34000 | 3.32 | 2.34 | 9 | 7.2
Live | 217443255 |  | 11.5 | 17.5 | 33600 | 28200 | 19100 | 3.37 | 2.44 | 33800 | 3.32 | 2.34 | 9 | 7.2
Live | 217443256 |  | 11 | 19 | 33600 | 28800 | 19500 | 3.23 | 2.4 | 34400 | 3.24 | 2.26 | 9 | 7.2
Live | 217443257 |  | 11 | 16 | 33000 | 27800 | 22400 | 3.22 | 2.28 | 30600 | 3.2 | 2.42 | 9 | 7.3
Live | 217443258 |  | 11.2 | 18 | 33400 | 28400 | 19300 | 3.28 | 2.4 | 34000 | 3.26 | 2.32 | 9 | 7.2
Live | 217443260 |  | 11 | 18 | 34000 | 28800 | 19500 | 3.22 | 2.4 | 34400 | 3.26 | 2.26 | 9 | 7.2
Live | 217443266 |  | 11.2 | 17 | 32800 | 28000 | 22600 | 3.28 | 2.28 | 30800 | 3.2 | 2.4 | 9 | 7.4
Live | 217443268 |  | 11.5 | 17.5 | 33600 | 28200 | 19100 | 3.37 | 2.44 | 33800 | 3.32 | 2.34 | 9 | 7.2
Live | 217443269 |  | 11.2 | 18 | 32800 | 28000 | 22400 | 3.28 | 2.28 | 30800 | 3.2 | 2.4 | 9 | 7.4
Live | 217443270 |  | 11.5 | 19 | 33200 | 27600 | 22400 | 3.37 | 2.32 | 30600 | 3.3 | 2.46 | 9 | 7.4
Live | 217443271 |  | 11 | 17 | 33200 | 27600 | 22400 | 3.22 | 2.32 | 30600 | 3.3 | 2.46 | 9 | 7.4
Live | 217443272 |  | 11.2 | 17.5 | 32400 | 30600 | 24000 | 3.29 | 2.22 | 31600 | 3.26 | 1.94 | 8.5 | 7.2
Live | 217443273 |  | 11.2 | 17.5 | 32400 | 30600 | 24000 | 3.29 | 2.22 | 31600 | 3.26 | 1.94 | 8.5 | 7.2
Live | 217443274 |  | 11 | 17 | 33200 | 27600 | 22400 | 3.22 | 2.32 | 30600 | 3.3 | 2.46 | 9 | 7.4
Live | 217443275 |  | 11.7 | 17 | 34200 | 28400 | 19200 | 3.43 | 2.48 | 34200 | 3.4 | 2.36 | 9 | 7.2
Live | 217443276 |  | 11.2 | 18.5 | 33000 | 31000 | 24200 | 3.28 | 2.26 | 32000 | 3.34 | 1.96 | 9 | 7.2
Live | 217443277 |  | 11.5 | 18 | 33400 | 27800 | 22600 | 3.38 | 2.32 | 30800 | 3.29 | 2.44 | 9 | 7.4
Live | 217443278 |  | 11.5 | 18 | 32400 | 30600 | 23800 | 3.37 | 2.22 | 31600 | 3.28 | 1.94 | 8.5 | 7.1
Live | 217443279 |  | 11.5 | 18.5 | 33400 | 27800 | 22400 | 3.38 | 2.32 | 30800 | 3.29 | 2.46 | 8.8 | 7.3
Live | 217443280 |  | 11.5 | 17.5 | 33600 | 28400 | 19100 | 3.37 | 2.44 | 34000 | 3.32 | 2.34 | 9 | 7.2
Live | 217443281 |  | 11.5 | 18 | 32400 | 30600 | 23800 | 3.37 | 2.22 | 31600 | 3.28 | 1.94 | 8.5 | 7.1
Live | 217443282 |  | 11.7 | 18.5 | 33800 | 27800 | 22600 | 3.43 | 2.34 | 30800 | 3.36 | 2.48 | 9 | 7.3
Live | 217443283 |  | 11.7 | 17.5 | 33800 | 28200 | 19100 | 3.43 | 2.44 | 33800 | 3.32 | 2.36 | 9 | 7.2
Live | 217443284 |  | 11.5 | 17.5 | 32800 | 30800 | 24000 | 3.37 | 2.26 | 31800 | 3.34 | 1.96 | 8.5 | 7
Live | 217443285 |  | 11.5 | 18 | 32600 | 30600 | 24000 | 3.38 | 2.24 | 31600 | 3.32 | 1.96 | 8.5 | 7.2
Live | 217443286 |  | 11.5 | 18 | 33400 | 27800 | 22600 | 3.38 | 2.32 | 30800 | 3.29 | 2.44 | 9 | 7.4
Live | 217443287 |  | 11.2 | 17.5 | 32800 | 31000 | 24200 | 3.28 | 2.26 | 32000 | 3.33 | 1.96 | 8.5 | 7
Live | 217443288 |  | 11.5 | 18 | 32600 | 30600 | 24000 | 3.38 | 2.24 | 31600 | 3.32 | 1.96 | 8.5 | 7.2
Live | 217443289 |  | 11.2 | 17.5 | 32600 | 30800 | 24000 | 3.28 | 2.22 | 31800 | 3.28 | 1.94 | 8.8 | 7.2
Live | 217443290 |  | 11.2 | 17 | 33000 | 31000 | 24400 | 3.28 | 2.26 | 32000 | 3.33 | 1.96 | 8.5 | 7
Live | 217443291 |  | 11.7 | 17 | 33200 | 27800 | 22200 | 3.43 | 2.32 | 30400 | 3.3 | 2.46 | 9 | 7.4
Live | 217443292 |  | 11.2 | 17.5 | 32600 | 30600 | 24000 | 3.28 | 2.24 | 31600 | 3.3 | 1.96 | 8.8 | 7.2
Live | 217443293 |  | 11.2 | 18 | 34000 | 28600 | 19400 | 3.28 | 2.44 | 34400 | 3.32 | 2.3 | 8.5 | 7.1
Live | 217443296 |  | 11.2 | 17.5 | 33400 | 28000 | 22600 | 3.28 | 2.32 | 31000 | 3.3 | 2.44 | 9 | 7.3
Live | 217443298 |  | 11.7 | 17 | 33200 | 27800 | 22200 | 3.43 | 2.32 | 30400 | 3.3 | 2.46 | 9 | 7.4
Live | 217443299 |  | 11 | 17.5 | 32800 | 28200 | 22600 | 3.23 | 2.28 | 31000 | 3.2 | 2.4 | 9 | 7.4
Live | 217443300 |  | 11.5 | 18.5 | 34000 | 28600 | 19300 | 3.37 | 2.46 | 34400 | 3.38 | 2.34 | 9.2 | 7.3
Live | 217443301 |  | 11.2 | 17.5 | 33000 | 27800 | 22400 | 3.28 | 2.28 | 30600 | 3.21 | 2.42 | 9 | 7.4
Live | 217443302 |  | 11.5 | 18 | 33000 | 27800 | 22200 | 3.37 | 2.3 | 30400 | 3.22 | 2.42 | 9 | 7.4
Live | 217443303 |  | 11.2 | 19.5 | 34000 | 28800 | 19500 | 3.28 | 2.42 | 34600 | 3.32 | 2.3 | 9.4 | 7.3
Live | 217443304 |  | 11.2 | 18.5 | 33200 | 28000 | 22800 | 3.29 | 2.3 | 31000 | 3.24 | 2.42 | 9 | 7.4
Live | 217443305 |  | 11.2 | 19 | 34000 | 28800 | 19500 | 3.28 | 2.42 | 34600 | 3.3 | 2.28 | 9.2 | 7.3
Live | 217443306 |  | 11.2 | 18 | 33400 | 28000 | 22600 | 3.28 | 2.3 | 31000 | 3.28 | 2.42 | 9 | 7.4
Live | 217443307 |  | 11.2 | 16 | 33400 | 28000 | 22600 | 3.28 | 2.3 | 31000 | 3.26 | 2.42 | 9 | 7.4
Live | 217443308 |  | 11.2 | 18.5 | 34000 | 28800 | 19500 | 3.28 | 2.42 | 34600 | 3.32 | 2.28 | 9 | 7.3
Live | 217443309 |  | 11.2 | 16 | 32400 | 30800 | 22200 | 3.29 | 2.3 | 31200 | 3.52 | 1.9 | 9.4 | 7.3
Live | 217443310 |  | 11.2 | 17 | 33400 | 28000 | 22600 | 3.28 | 2.3 | 31000 | 3.28 | 2.42 | 8.5 | 7.2
Live | 217443311 |  | 11.2 | 18.5 | 34000 | 28800 | 19500 | 3.28 | 2.42 | 34600 | 3.32 | 2.28 | 9.2 | 7.3
Live | 217443312 |  | 11.5 | 16 | 32600 | 30600 | 22000 | 3.38 | 2.32 | 31000 | 3.56 | 1.92 | 9.4 | 7.3
Live | 217443313 |  | 11 | 16.5 | 33200 | 28200 | 23000 | 3.22 | 2.28 | 31200 | 3.2 | 2.38 | 8.5 | 7.2
Live | 217443314 |  | 11.5 | 18 | 34000 | 28800 | 19400 | 3.37 | 2.44 | 34400 | 3.34 | 2.32 | 9 | 7.3
Live | 217443315 |  | 11.2 | 18.5 | 33400 | 28200 | 22800 | 3.28 | 2.32 | 31400 | 3.3 | 2.42 | 9 | 7.5
Live | 217443316 |  | 11 | 19 | 33600 | 28000 | 22600 | 3.23 | 2.34 | 31200 | 3.36 | 2.46 | 9.4 | 7.5
Live | 217443317 |  | 11.5 | 19 | 33400 | 28000 | 22800 | 3.38 | 2.34 | 31200 | 3.36 | 2.46 | 9.4 | 7.5
Live | 217443319 |  | 11.5 | 17.5 | 33200 | 31000 | 22400 | 3.37 | 2.38 | 31400 | 3.67 | 1.94 | 9.4 | 7.3
Live | 217443321 |  | 11 | 19 | 33400 | 28200 | 22800 | 3.22 | 2.32 | 31200 | 3.33 | 2.44 | 9.4 | 7.5
Live | 217443322 |  | 11.2 | 18 | 32600 | 30800 | 22200 | 3.28 | 2.32 | 31200 | 3.54 | 1.92 | 9.4 | 7.3
Live | 217443323 |  | 11.2 | 16 | 32400 | 30600 | 22000 | 3.29 | 2.3 | 31000 | 3.54 | 1.9 | 9.4 | 7.3
Live | 217443324 |  | 11.2 | 18 | 32600 | 30800 | 22400 | 3.28 | 2.32 | 31400 | 3.57 | 1.92 | 9.4 | 7.3
Live | 217443325 |  | 11.5 | 16 | 32600 | 30600 | 22000 | 3.38 | 2.32 | 31000 | 3.56 | 1.92 | 9.4 | 7.3
Live | 217443326 |  | 11.5 | 19 | 33400 | 28000 | 22800 | 3.38 | 2.34 | 31200 | 3.36 | 2.46 | 9.4 | 7.5
Live | 217443327 |  | 11.2 | 16.9 | 33000 | 31000 | 22600 | 3.28 | 2.36 | 31600 | 3.6 | 1.92 | 9 | 7.3
Live | 217443328 |  | 11.2 | 18 | 33200 | 28000 | 22600 | 3.29 | 2.3 | 30800 | 3.24 | 2.42 | 9 | 7.4
Live | 217443329 |  | 11.2 | 17 | 33000 | 31000 | 22400 | 3.28 | 2.36 | 31400 | 3.64 | 1.94 | 9.2 | 7.3
Live | 217443330 |  | 11.2 | 18 | 32800 | 31200 | 22600 | 3.28 | 2.36 | 31600 | 3.65 | 1.94 | 9.6 | 7.5
Live | 217443331 |  | 11 | 18 | 32800 | 27800 | 22400 | 3.23 | 2.28 | 30400 | 3.2 | 2.42 | 9 | 7.4
Live | 217443332 |  | 11.2 | 18.5 | 33200 | 28400 | 23000 | 3.29 | 2.3 | 31400 | 3.26 | 2.4 | 9 | 7.5
Live | 217443333 |  | 11.5 | 18 | 33000 | 31000 | 22400 | 3.37 | 2.38 | 31600 | 3.66 | 1.94 | 9.6 | 7.5
Live | 217443334 |  | 11.2 | 19 | 33400 | 28200 | 22800 | 3.28 | 2.32 | 31400 | 3.3 | 2.42 | 9.4 | 7.5
Live | 217443335 |  | 11.5 | 18 | 33000 | 31000 | 22400 | 3.37 | 2.38 | 31600 | 3.66 | 1.94 | 9.6 | 7.5
Live | 217443336 |  | 11.2 | 17.5 | 32800 | 31200 | 22600 | 3.28 | 2.36 | 31600 | 3.62 | 1.94 | 9.6 | 7.4
Live | 217443337 |  | 11.5 | 17.5 | 32800 | 31200 | 22600 | 3.37 | 2.38 | 31600 | 3.65 | 1.94 | 9.6 | 7.4
Live | 217443338 |  | 11.5 | 17.5 | 32800 | 31200 | 22600 | 3.37 | 2.38 | 31600 | 3.65 | 1.94 | 9.6 | 7.4
Live | 217443341 |  | 11.2 | 18.5 | 32800 | 31200 | 22600 | 3.28 | 2.36 | 31800 | 3.6 | 1.92 | 9.6 | 7.5
Live | 217443342 |  | 11.2 | 18 | 32800 | 31200 | 22600 | 3.28 | 2.36 | 31600 | 3.62 | 1.94 | 9.6 | 7.5
Live | 217443343 |  | 11.7 | 16.5 | 33800 | 26800 | 21400 | 3.43 | 2.52 | 32200 | 3.64 | 2.06 | 9.2 | 7.3
Live | 217443344 |  | 11.2 | 17.5 | 32800 | 31200 | 22600 | 3.28 | 2.36 | 31600 | 3.62 | 1.94 | 9.6 | 7.4
Live | 217443345 |  | 11.5 | 18 | 32800 | 31200 | 22600 | 3.37 | 2.36 | 31600 | 3.65 | 1.94 | 9.6 | 7.5
Live | 217443346 |  | 11.5 | 16 | 33600 | 26800 | 21400 | 3.37 | 2.5 | 32400 | 3.58 | 2.04 | 9 | 7.2
Live | 217443347 |  | 11.7 | 16.5 | 33800 | 26800 | 21400 | 3.43 | 2.52 | 32200 | 3.62 | 2.04 | 9 | 7.3
Live | 217443348 |  | 11.7 | 17 | 33600 | 27000 | 21600 | 3.43 | 2.52 | 32400 | 3.62 | 2.04 | 9.6 | 7.4
Live | 217443349 |  | 11.7 | 17 | 33600 | 26800 | 21400 | 3.43 | 2.52 | 32400 | 3.64 | 2.06 | 9.6 | 7.4
Live | 217443350 |  | 11.7 | 17 | 33600 | 26800 | 21400 | 3.43 | 2.52 | 32400 | 3.64 | 2.06 | 9.6 | 7.4
Live | 217443351 |  | 11.5 | 16.5 | 32600 | 30600 | 22200 | 3.38 | 2.32 | 31200 | 3.56 | 1.92 | 9.6 | 7.4
Live | 217443352 |  | 11.7 | 16.5 | 33600 | 27000 | 21600 | 3.43 | 2.5 | 32400 | 3.6 | 2.04 | 9.6 | 7.4
Live | 217443353 |  | 11.7 | 16.9 | 33600 | 27000 | 21600 | 3.43 | 2.52 | 32400 | 3.62 | 2.04 | 9.6 | 7.4
Live | 217443354 |  | 11.2 | 18.5 | 32800 | 31200 | 22600 | 3.28 | 2.36 | 31600 | 3.62 | 1.94 | 9.6 | 7.5
Live | 217443355 |  | 11.7 | 16.9 | 33600 | 27000 | 21600 | 3.43 | 2.52 | 32400 | 3.62 | 2.04 | 9.6 | 7.4
Live | 217443357 |  | 11.2 | 18 | 32800 | 31200 | 22600 | 3.28 | 2.36 | 31600 | 3.6 | 1.92 | 9.6 | 7.5
Live | 217443358 |  | 11.7 | 17.5 | 33400 | 27000 | 21600 | 3.43 | 2.5 | 32400 | 3.58 | 2.04 | 9.6 | 7.4
Live | 217443359 |  | 11.2 | 17.5 | 32800 | 31200 | 22600 | 3.28 | 2.36 | 31600 | 3.62 | 1.94 | 9.6 | 7.4
Live | 217443360 |  | 11.5 | 17 | 33400 | 27000 | 21600 | 3.38 | 2.5 | 32400 | 3.6 | 2.04 | 9.6 | 7.4
Live | 217443361 |  | 11.7 | 17 | 33600 | 27000 | 21600 | 3.43 | 2.52 | 32400 | 3.62 | 2.04 | 9.6 | 7.4
Live | 217443362 |  | 11.2 | 18 | 32800 | 31200 | 22600 | 3.28 | 2.36 | 31600 | 3.65 | 1.94 | 9.8 | 7.5
Live | 217443363 |  | 11.5 | 17.5 | 32800 | 31200 | 22600 | 3.37 | 2.36 | 31600 | 3.65 | 1.94 | 9.6 | 7.5
Live | 217443365 |  | 11.7 | 16.5 | 33600 | 27000 | 21600 | 3.43 | 2.5 | 32400 | 3.6 | 2.04 | 9.4 | 7.4
Live | 217443366 |  | 11.7 | 17.5 | 33600 | 27000 | 21600 | 3.43 | 2.5 | 32400 | 3.6 | 2.04 | 9.6 | 7.4
Live | 217443367 |  | 11.5 | 17 | 33400 | 27000 | 21600 | 3.38 | 2.5 | 32400 | 3.58 | 2.04 | 9.6 | 7.4
Live | 217443368 |  | 11.7 | 16.5 | 33600 | 27000 | 21600 | 3.43 | 2.5 | 32400 | 3.6 | 2.04 | 9.6 | 7.4
Live | 217443369 |  | 11.7 | 17 | 33600 | 27000 | 21600 | 3.43 | 2.52 | 32400 | 3.62 | 2.04 | 9.6 | 7.4
Live | 217443370 |  | 11.7 | 17 | 33600 | 27000 | 21600 | 3.43 | 2.52 | 32400 | 3.62 | 2.04 | 9.6 | 7.4
Live | 217443371 |  | 11 | 16 | 45000 | 37200 | 34000 | 3.22 | 2.24 | 44500 | 3.16 | 2.02 | 8.2 | 7.1
Live | 217443372 |  | 11 | 17 | 46000 | 39000 | 32600 | 3.23 | 2.42 | 51000 | 3.16 | 2.04 | 8.1 | 6.9
Live | 217443373 |  | 11.5 | 18.5 | 46000 | 36800 | 33400 | 3.37 | 2.24 | 43500 | 3.16 | 2.02 | 8.5 | 7.1
Live | 217443374 |  | 11.5 | 18 | 45500 | 36600 | 33400 | 3.37 | 2.24 | 43000 | 3.16 | 2.02 | 8.5 | 7.1
Live | 217443375 |  | 12 | 19.5 | 46000 | 36200 | 32800 | 3.52 | 2.26 | 43000 | 3.22 | 2.04 | 8.5 | 7.1
Live | 217443376 |  | 11.7 | 19 | 45500 | 36400 | 33200 | 3.43 | 2.26 | 43500 | 3.22 | 2.04 | 8.5 | 7.1
Live | 217443377 |  | 12 | 19.5 | 46500 | 36400 | 33000 | 3.51 | 2.28 | 43500 | 3.26 | 2.06 | 8.2 | 7
Live | 217443378 |  | 11.7 | 19 | 45500 | 36400 | 33200 | 3.43 | 2.26 | 43500 | 3.22 | 2.04 | 8.5 | 7.1
Live | 217443379 |  | 11.7 | 18.5 | 45500 | 36400 | 33200 | 3.43 | 2.26 | 43500 | 3.2 | 2.04 | 8.5 | 7.1
Live | 217443380 |  | 11.7 | 18.5 | 45500 | 36400 | 33200 | 3.43 | 2.26 | 43500 | 3.18 | 2.02 | 8.5 | 7.1
Live | 217443381 |  | 11.7 | 18.5 | 46000 | 36800 | 33400 | 3.43 | 2.26 | 44000 | 3.22 | 2.04 | 8 | 6.9
Live | 217443382 |  | 11.7 | 19 | 46000 | 36400 | 33200 | 3.43 | 2.28 | 44000 | 3.24 | 2.04 | 8.1 | 7
Live | 217443383 |  | 11.7 | 20 | 46000 | 36400 | 33200 | 3.43 | 2.28 | 44000 | 3.24 | 2.04 | 8.5 | 7.1
Live | 217443384 |  | 12 | 20 | 46000 | 36400 | 33200 | 3.52 | 2.28 | 43500 | 3.24 | 2.04 | 8.5 | 7.1
Live | 217443385 |  | 12 | 20 | 46000 | 36400 | 33200 | 3.52 | 2.28 | 43500 | 3.24 | 2.04 | 8.5 | 7.1
Live | 217443386 |  | 11.7 | 19.5 | 46000 | 36600 | 33200 | 3.43 | 2.28 | 44000 | 3.22 | 2.04 | 8.5 | 7.1
Live | 217443387 |  | 12 | 20 | 46000 | 36400 | 33200 | 3.52 | 2.28 | 43500 | 3.24 | 2.04 | 8.5 | 7.1
Live | 217443388 |  | 12 | 20 | 46000 | 36400 | 33200 | 3.52 | 2.28 | 43500 | 3.24 | 2.04 | 8.5 | 7.1
Live | 217443391 |  | 11.7 | 19 | 47000 | 39000 | 32200 | 3.43 | 2.42 | 50500 | 3.18 | 2.04 | 8 | 6.7
Live | 217443392 |  | 12 | 20.5 | 47000 | 38500 | 32000 | 3.51 | 2.46 | 50000 | 3.22 | 2.06 | 8.2 | 6.9
Live | 217443393 |  | 11.7 | 20 | 46000 | 36600 | 33400 | 3.43 | 2.26 | 43500 | 3.2 | 2.04 | 8.5 | 7.1
Live | 217443394 |  | 12 | 20.5 | 47000 | 38500 | 32000 | 3.51 | 2.46 | 50000 | 3.22 | 2.06 | 8.2 | 6.9
Live | 217443395 |  | 11.7 | 19.5 | 46000 | 36600 | 33400 | 3.43 | 2.26 | 43500 | 3.22 | 2.04 | 8.5 | 7.1
Live | 217443396 |  | 11.7 | 20 | 46000 | 36600 | 33200 | 3.43 | 2.28 | 43500 | 3.22 | 2.04 | 8.5 | 7.1
Live | 217443397 |  | 11.7 | 20.5 | 46500 | 39000 | 32400 | 3.43 | 2.4 | 50500 | 3.16 | 2.02 | 8.2 | 6.9
Live | 217443398 |  | 11.7 | 20.5 | 46500 | 39000 | 32400 | 3.43 | 2.42 | 50500 | 3.16 | 2.02 | 8.2 | 6.9
Live | 217443399 |  | 11.7 | 20.5 | 46500 | 39000 | 32400 | 3.43 | 2.42 | 50500 | 3.16 | 2.04 | 8.2 | 6.9
Live | 217443400 |  | 11.7 | 20 | 46000 | 36800 | 33400 | 3.43 | 2.26 | 43500 | 3.2 | 2.04 | 8.5 | 7.1
Live | 217443401 |  | 11.7 | 20.5 | 46500 | 38500 | 32200 | 3.43 | 2.44 | 50500 | 3.2 | 2.04 | 8.2 | 6.9
Live | 217443402 |  | 11.7 | 19.5 | 46000 | 36600 | 33400 | 3.43 | 2.26 | 43500 | 3.2 | 2.04 | 8.5 | 7.1
Live | 217443403 |  | 11.7 | 20.5 | 46500 | 39000 | 32400 | 3.43 | 2.42 | 50500 | 3.16 | 2.04 | 8.2 | 6.9
Live | 217443404 |  | 11.7 | 20.5 | 46500 | 39000 | 32400 | 3.43 | 2.42 | 50500 | 3.16 | 2.04 | 8.2 | 7
Live | 217443405 |  | 11.7 | 20 | 46000 | 36600 | 33200 | 3.43 | 2.26 | 43500 | 3.22 | 2.04 | 8.5 | 7.1
Live | 217443406 |  | 11.7 | 20 | 46000 | 36600 | 33200 | 3.43 | 2.28 | 43500 | 3.24 | 2.04 | 8.5 | 7.1
Live | 217443407 |  | 11.2 | 19 | 32600 | 27200 | 22600 | 3.28 | 3.24 | 33200 | 3.41 | 2.26 | 10.4 | 8.1
Live | 217443408 |  | 10.5 | 14.7 | 32000 | 27800 | 23000 | 3.07 | 3.15 | 33800 | 3.34 | 2.2 | 9.8 | 7.8
Live | 217443409 |  | 10.5 | 14.7 | 32000 | 27800 | 23000 | 3.07 | 3.15 | 33800 | 3.34 | 2.2 | 9.8 | 7.8
Live | 217443410 |  | 10.5 | 15.5 | 32600 | 28800 | 19600 | 3.08 | 2.38 | 34400 | 3.18 | 2.26 | 8.5 | 7.1
Live | 217443411 |  | 10.5 | 14.7 | 31800 | 28200 | 22800 | 3.08 | 2.24 | 30800 | 3.1 | 2.36 | 8.5 | 7.3
Live | 217443412 |  | 10.5 | 14.3 | 31200 | 31000 | 24400 | 3.08 | 2.18 | 31800 | 3.16 | 1.92 | 8.5 | 7.1
Live | 217443413 |  | 10.5 | 15.5 | 32600 | 28800 | 19600 | 3.08 | 2.38 | 34400 | 3.18 | 2.26 | 8.5 | 7.1
Live | 217443414 |  | 11.5 | 14.7 | 33400 | 26800 | 21400 | 3.38 | 2.48 | 32200 | 3.53 | 2.04 | 9.4 | 7.3
Live | 217446172 |  | 11.2 | 15.2 | 32800 | 31000 | 22600 | 3.28 | 2.34 | 31400 | 3.57 | 1.92 | 9.4 | 7.3
Live | 217446173 |  | 11.5 | 15.5 | 33000 | 30800 | 22400 | 3.37 | 2.36 | 31400 | 3.62 | 1.94 | 9.6 | 7.4
Live | 217446174 |  | 11.7 | 15.2 | 33600 | 26600 | 21400 | 3.43 | 2.5 | 32000 | 3.59 | 2.06 | 9.4 | 7.4
Live | 217446176 |  | 10.5 | 17.5 | 52000 | 42500 | 32800 | 3.08 | 2.36 | 54500 | 2.96 | 2.14 | 8.5 | 6.9
Live | 217446177 |  | 11 | 18.5 | 53000 | 43000 | 32800 | 3.22 | 2.4 | 54500 | 3.02 | 2.16 | 8.5 | 7
Live | 217446178 |  | 11 | 18.5 | 53000 | 43000 | 32800 | 3.22 | 2.38 | 54500 | 3 | 2.16 | 8.5 | 7
Live | 217446179 |  | 11 | 18 | 52500 | 42500 | 32600 | 3.23 | 2.4 | 54500 | 3 | 2.16 | 8.5 | 7
Live | 217446180 |  | 11 | 18.5 | 52500 | 42500 | 32600 | 3.23 | 2.38 | 54000 | 2.98 | 2.16 | 8.5 | 7
Live | 217446181 |  | 10.5 | 18 | 52500 | 43000 | 32800 | 3.08 | 2.38 | 54500 | 2.98 | 2.14 | 8.5 | 7
Live | 217446183 |  | 13 | 19 | 23600 | 19200 | 14200 | 3.8 | 2.28 | 24600 | 3.22 | 1.76 | 8.5 | 6.7
Live | 217446185 |  | 13 | 19 | 24000 | 19200 | 14200 | 3.8 | 2.26 | 24600 | 3.2 | 1.76 | 8.5 | 6.7
Live | 217446186 |  | 13 | 18 | 24000 | 19200 | 14200 | 3.8 | 2.28 | 24600 | 3.22 | 1.76 | 8.5 | 6.7
Live | 217446187 |  | 13 | 19.5 | 23600 | 19200 | 14100 | 3.8 | 2.28 | 24600 | 3.23 | 1.76 | 8.5 | 6.7
Live | 217446188 |  | 13 | 19 | 23600 | 19200 | 14100 | 3.8 | 2.28 | 24600 | 3.23 | 1.76 | 8.5 | 6.7
Live | 217446189 |  | 13 | 19 | 23600 | 19200 | 14100 | 3.8 | 2.28 | 24600 | 3.23 | 1.76 | 8.5 | 6.7
Live | 217446190 |  | 13 | 19 | 23600 | 19200 | 14200 | 3.8 | 2.28 | 24600 | 3.22 | 1.76 | 8.5 | 6.7
Live | 217446191 |  | 13 | 19 | 23600 | 19200 | 14200 | 3.8 | 2.28 | 24600 | 3.22 | 1.76 | 8.5 | 6.7
Live | 217446192 |  | 11.5 | 16 | 22600 | 20000 | 16700 | 3.36 | 2.32 | 27000 | 3.32 | 1.98 | 8.2 | 6.9
Live | 217446193 |  | 11.7 | 16 | 22800 | 21200 | 17500 | 3.43 | 2.32 | 24600 | 3.34 | 1.98 | 8.5 | 7.2
Live | 217446194 |  | 12 | 16 | 23400 | 21800 | 18100 | 3.52 | 2.24 | 25400 | 3.18 | 1.94 | 8.2 | 6.9
Live | 217446195 |  | 11.2 | 15.5 | 21600 | 21400 | 17500 | 3.28 | 2.36 | 25000 | 3.41 | 2 | 8.5 | 7.2
Live | 217446196 |  | 13 | 20 | 24000 | 21200 | 17300 | 3.8 | 2.46 | 25200 | 3.64 | 2.1 | 9.8 | 7.5
Live | 217446197 |  | 13 | 19.5 | 24000 | 21200 | 17300 | 3.8 | 2.5 | 25400 | 3.72 | 2.12 | 10.2 | 7.8
Live | 217446198 |  | 12 | 18 | 23400 | 19700 | 16400 | 3.52 | 2.38 | 26800 | 3.41 | 2.02 | 8.5 | 7
Live | 217446199 |  | 12.5 | 18 | 23200 | 19500 | 16200 | 3.66 | 2.38 | 26400 | 3.42 | 2.04 | 8.5 | 7
Live | 217446200 |  | 12.5 | 19.5 | 23600 | 19700 | 16300 | 3.66 | 2.38 | 26800 | 3.46 | 2.02 | 8.5 | 7
Live | 217446201 |  | 12.5 | 19 | 23600 | 19700 | 16400 | 3.66 | 2.38 | 26800 | 3.46 | 2.02 | 8.5 | 7
Live | 217446202 |  | 12.5 | 18.5 | 23600 | 19700 | 16300 | 3.66 | 2.4 | 26800 | 3.46 | 2.02 | 8.5 | 7
Live | 217446203 |  | 12.5 | 17.5 | 23600 | 19800 | 16400 | 3.66 | 2.38 | 26800 | 3.44 | 2.02 | 8.5 | 7
Live | 217446204 |  | 12.5 | 20 | 23200 | 19700 | 16300 | 3.66 | 2.38 | 26800 | 3.46 | 2 | 8.5 | 7.1
Live | 217446205 |  | 12.5 | 20 | 23400 | 19600 | 16200 | 3.67 | 2.42 | 26600 | 3.5 | 2.02 | 8.5 | 7.1
Live | 217446206 |  | 12.5 | 20 | 23400 | 19700 | 16300 | 3.67 | 2.4 | 26800 | 3.46 | 2 | 8.5 | 7.1
Live | 217446207 |  | 12.5 | 19.5 | 23200 | 19800 | 16400 | 3.66 | 2.36 | 26800 | 3.41 | 1.98 | 8.5 | 7
Live | 217446208 |  | 12.5 | 18.5 | 23400 | 19600 | 16200 | 3.67 | 2.44 | 26600 | 3.54 | 2.04 | 8.5 | 7
Live | 217446209 |  | 12.5 | 19.5 | 23400 | 19600 | 16200 | 3.67 | 2.4 | 26600 | 3.5 | 2.02 | 8.5 | 7.1
Live | 217446210 |  | 12.5 | 16.5 | 23800 | 21000 | 17300 | 3.67 | 2.4 | 24400 | 3.51 | 2.04 | 9 | 7.3
Live | 217446211 |  | 12.5 | 18.5 | 23200 | 19600 | 16200 | 3.66 | 2.4 | 26800 | 3.51 | 2.02 | 8.5 | 7
Live | 217446212 |  | 12.5 | 18.5 | 23200 | 19700 | 16300 | 3.66 | 2.4 | 26800 | 3.48 | 2.02 | 8.5 | 7
Live | 217446213 |  | 13 | 19 | 23800 | 20600 | 16900 | 3.81 | 2.42 | 24000 | 3.53 | 2.06 | 9 | 7.4
Live | 217446214 |  | 11.5 | 16.5 | 22600 | 20200 | 16800 | 3.36 | 2.32 | 27400 | 3.35 | 1.98 | 8.2 | 6.9
Live | 217446215 |  | 13 | 19.5 | 23800 | 20800 | 17200 | 3.81 | 2.4 | 24400 | 3.54 | 2.04 | 9 | 7.4
Live | 217446216 |  | 13 | 19.5 | 23800 | 20800 | 17100 | 3.81 | 2.42 | 24400 | 3.56 | 2.06 | 9 | 7.4
Live | 217446217 |  | 12.5 | 18.5 | 23800 | 21000 | 17300 | 3.67 | 2.4 | 24400 | 3.51 | 2.04 | 9 | 7.4
Live | 217446218 |  | 13 | 18.5 | 23800 | 20800 | 17100 | 3.81 | 2.42 | 24400 | 3.56 | 2.06 | 9 | 7.4
Live | 217446219 |  | 13 | 19.5 | 23200 | 20800 | 17200 | 3.82 | 2.42 | 24400 | 3.54 | 2.04 | 9 | 7.4
Live | 217446220 |  | 13 | 20 | 23600 | 20800 | 17000 | 3.8 | 2.44 | 24200 | 3.62 | 2.08 | 9.4 | 7.5
Live | 217446221 |  | 13 | 19.5 | 23600 | 20800 | 17000 | 3.8 | 2.44 | 24200 | 3.62 | 2.08 | 9.4 | 7.5
Live | 217446224 |  | 13 | 20 | 23600 | 20800 | 17000 | 3.8 | 2.44 | 24200 | 3.6 | 2.06 | 9.4 | 7.5
Live | 217446225 |  | 13 | 19.5 | 23600 | 20800 | 17000 | 3.8 | 2.44 | 24200 | 3.62 | 2.08 | 9.4 | 7.5
Live | 217446226 |  | 13 | 18.5 | 23800 | 21000 | 17200 | 3.81 | 2.4 | 24400 | 3.52 | 2.04 | 9 | 7.4
Live | 217446227 |  | 13 | 18.5 | 23800 | 21000 | 17200 | 3.81 | 2.4 | 24400 | 3.52 | 2.04 | 9 | 7.4
Live | 217446228 |  | 13 | 19.5 | 23600 | 20800 | 17100 | 3.8 | 2.42 | 24400 | 3.56 | 2.06 | 9.4 | 7.4
Live | 217446229 |  | 13 | 20 | 23600 | 20800 | 17000 | 3.8 | 2.44 | 24400 | 3.59 | 2.06 | 9.4 | 7.5
Live | 217446230 |  | 13 | 20 | 23800 | 21200 | 17500 | 3.81 | 2.26 | 24800 | 3.27 | 1.96 | 8.5 | 7
Live | 217446231 |  | 13 | 20 | 23800 | 21200 | 17500 | 3.81 | 2.26 | 24800 | 3.27 | 1.96 | 8.5 | 7
Live | 217446232 |  | 13 | 20 | 24000 | 21400 | 17600 | 3.8 | 2.28 | 24800 | 3.3 | 1.98 | 8.5 | 7
Live | 217446233 |  | 12 | 18.5 | 22600 | 21000 | 17100 | 3.52 | 2.44 | 24600 | 3.6 | 2.06 | 9 | 7.4
Live | 217446234 |  | 12 | 18.5 | 22600 | 21000 | 17100 | 3.52 | 2.44 | 24600 | 3.6 | 2.06 | 9 | 7.4
Live | 217446235 |  | 12.5 | 20.5 | 22200 | 20600 | 16700 | 3.66 | 2.42 | 24200 | 3.55 | 2.04 | 9 | 7.3
Live | 217446236 |  | 12 | 19.5 | 22800 | 21000 | 17200 | 3.52 | 2.46 | 24600 | 3.62 | 2.06 | 9 | 7.4
Live | 217446237 |  | 12.5 | 18 | 22400 | 20800 | 16900 | 3.67 | 2.44 | 24200 | 3.56 | 2.04 | 9 | 7.4
Live | 217446238 |  | 12.5 | 20 | 22400 | 21000 | 17100 | 3.67 | 2.48 | 24600 | 3.64 | 2.06 | 9 | 7.5
Live | 217446239 |  | 12.5 | 19.5 | 22200 | 21000 | 17100 | 3.66 | 2.46 | 24600 | 3.62 | 2.06 | 9 | 7.5
Live | 217446240 |  | 12.5 | 19.5 | 22200 | 21000 | 17100 | 3.66 | 2.46 | 24600 | 3.62 | 2.06 | 9 | 7.5
Live | 217446241 |  | 11.2 | 19 | 32600 | 27200 | 22600 | 3.28 | 3.24 | 33200 | 3.41 | 2.26 | 10.4 | 8.1
Live | 217446242 |  | 11.2 | 18 | 33200 | 27200 | 22800 | 3.29 | 3.25 | 33600 | 3.5 | 2.26 | 10.4 | 8.1
Live | 217446243 |  | 11.5 | 19 | 32600 | 27000 | 22400 | 3.38 | 3.26 | 33000 | 3.42 | 2.26 | 10.4 | 8.1
Live | 217446244 |  | 11.5 | 19 | 33000 | 27200 | 22400 | 3.37 | 3.28 | 33200 | 3.46 | 2.26 | 10.4 | 8.1
Live | 217446245 |  | 11.2 | 18 | 32800 | 27200 | 22600 | 3.28 | 3.24 | 33400 | 3.43 | 2.24 | 10.4 | 8.1
Live | 217446246 |  | 11 | 18.5 | 32000 | 30000 | 18400 | 3.22 | 2.68 | 32000 | 3.33 | 2.22 | 8.8 | 7.2
Live | 217446249 |  | 11.5 | 16 | 32600 | 27000 | 22400 | 3.38 | 3.24 | 33200 | 3.41 | 2.26 | 10.2 | 8
Live | 217446250 |  | 11.7 | 19 | 33000 | 27200 | 22400 | 3.43 | 3.29 | 33200 | 3.5 | 2.28 | 10.4 | 8.1
Live | 217446251 |  | 11.7 | 17 | 33000 | 27000 | 22400 | 3.43 | 3.3 | 33000 | 3.5 | 2.28 | 10.4 | 8.1
Live | 217446252 |  | 11.5 | 18.5 | 33000 | 27200 | 22600 | 3.37 | 3.28 | 33400 | 3.5 | 2.28 | 10.4 | 8.1
Live | 217446253 |  | 11.7 | 17 | 32800 | 27000 | 22400 | 3.43 | 3.32 | 33000 | 3.5 | 2.28 | 10.4 | 8.1
Live | 217446254 |  | 11.2 | 17.5 | 32800 | 27400 | 22600 | 3.28 | 3.2 | 33400 | 3.4 | 2.24 | 10.2 | 8.1
Live | 217446255 |  | 11.2 | 17.5 | 32600 | 27000 | 22600 | 3.28 | 3.24 | 33000 | 3.41 | 2.24 | 10.4 | 8.1
Live | 217446256 |  | 11.5 | 18 | 32600 | 27000 | 22400 | 3.38 | 3.24 | 33000 | 3.42 | 2.26 | 10.4 | 8.1
Live | 217446257 |  | 11.2 | 18.5 | 33000 | 27400 | 22800 | 3.28 | 3.22 | 33600 | 3.44 | 2.24 | 10.2 | 8
Live | 217446258 |  | 11.2 | 18 | 33000 | 27400 | 22600 | 3.28 | 3.26 | 33400 | 3.48 | 2.26 | 10.4 | 8.1
Live | 217446259 |  | 11.2 | 19 | 33000 | 27600 | 23000 | 3.28 | 3.26 | 33800 | 3.53 | 2.26 | 10.4 | 8.2
Live | 217446260 |  | 11.7 | 19.5 | 33200 | 27400 | 22800 | 3.43 | 3.32 | 33600 | 3.58 | 2.3 | 10.4 | 8.2
Live | 217446261 |  | 11.5 | 19 | 33200 | 27400 | 22800 | 3.37 | 3.32 | 33600 | 3.55 | 2.28 | 10.4 | 8.2
Live | 217446262 |  | 11.5 | 19 | 33200 | 27400 | 22800 | 3.37 | 3.32 | 33600 | 3.55 | 2.28 | 10.4 | 8.2
Live | 217446265 |  | 11.5 | 19 | 33000 | 27600 | 22800 | 3.37 | 3.27 | 33800 | 3.53 | 2.28 | 10.4 | 8.2
Live | 217446266 |  | 11.2 | 18.5 | 32800 | 27400 | 22600 | 3.28 | 3.24 | 33400 | 3.43 | 2.24 | 10.4 | 8.1
Live | 217446267 |  | 11.5 | 18 | 32400 | 27000 | 22400 | 3.37 | 3.24 | 33200 | 3.4 | 2.24 | 10.4 | 8.1
Live | 217446268 |  | 11.2 | 19 | 33000 | 27800 | 23000 | 3.28 | 3.22 | 34000 | 3.46 | 2.24 | 10.4 | 8.1
Live | 217446269 |  | 11.5 | 19 | 33000 | 27600 | 23000 | 3.37 | 3.26 | 33800 | 3.53 | 2.26 | 10.4 | 8.2
Live | 217446270 |  | 11 | 18 | 33400 | 28600 | 19400 | 3.22 | 2.4 | 34400 | 3.24 | 2.26 | 9 | 7.2
Live | 217446271 |  | 11.5 | 17.5 | 33600 | 28200 | 19100 | 3.37 | 2.44 | 33800 | 3.32 | 2.34 | 9 | 7.2
Live | 217446272 |  | 11 | 19 | 33600 | 28800 | 19500 | 3.23 | 2.4 | 34400 | 3.24 | 2.26 | 9 | 7.2
Live | 217446273 |  | 11 | 16 | 33000 | 27800 | 22400 | 3.22 | 2.28 | 30600 | 3.2 | 2.42 | 9 | 7.3
Live | 217446274 |  | 11.2 | 18 | 33400 | 28400 | 19300 | 3.28 | 2.4 | 34000 | 3.26 | 2.32 | 9 | 7.2
Live | 217446275 |  | 11 | 18 | 34000 | 28800 | 19500 | 3.22 | 2.4 | 34400 | 3.26 | 2.26 | 9 | 7.2
Live | 217446280 |  | 11.5 | 17.5 | 33600 | 28200 | 19100 | 3.37 | 2.44 | 33800 | 3.32 | 2.34 | 9 | 7.2
Live | 217446281 |  | 11.5 | 19 | 33200 | 27600 | 22400 | 3.37 | 2.32 | 30600 | 3.3 | 2.46 | 9 | 7.4
Live | 217446282 |  | 11 | 17 | 33200 | 27600 | 22400 | 3.22 | 2.32 | 30600 | 3.3 | 2.46 | 9 | 7.4
Live | 217446283 |  | 11.2 | 17.5 | 32400 | 30600 | 24000 | 3.29 | 2.22 | 31600 | 3.26 | 1.94 | 8.5 | 7.2
Live | 217446284 |  | 11.2 | 17.5 | 32400 | 30600 | 24000 | 3.29 | 2.22 | 31600 | 3.26 | 1.94 | 8.5 | 7.2
Live | 217446285 |  | 11.7 | 17 | 34200 | 28400 | 19200 | 3.43 | 2.48 | 34200 | 3.4 | 2.36 | 9 | 7.2
Live | 217446286 |  | 11.2 | 18.5 | 33000 | 31000 | 24200 | 3.28 | 2.26 | 32000 | 3.34 | 1.96 | 9 | 7.2
Live | 217446287 |  | 11.5 | 18 | 33400 | 27800 | 22600 | 3.38 | 2.32 | 30800 | 3.29 | 2.44 | 9 | 7.4
Live | 217446288 |  | 11.5 | 18 | 32400 | 30600 | 23800 | 3.37 | 2.22 | 31600 | 3.28 | 1.94 | 8.5 | 7.1
Live | 217446289 |  | 11.5 | 17.5 | 33600 | 28400 | 19100 | 3.37 | 2.44 | 34000 | 3.32 | 2.34 | 9 | 7.2
Live | 217446290 |  | 11.7 | 17.5 | 33800 | 28200 | 19100 | 3.43 | 2.44 | 33800 | 3.32 | 2.36 | 9 | 7.2
Live | 217446291 |  | 11.5 | 18 | 32600 | 30600 | 24000 | 3.38 | 2.24 | 31600 | 3.32 | 1.96 | 8.5 | 7.2
Live | 217446292 |  | 11.2 | 17.5 | 32600 | 30800 | 24000 | 3.28 | 2.22 | 31800 | 3.28 | 1.94 | 8.8 | 7.2
Live | 217446293 |  | 11.7 | 17 | 33200 | 27800 | 22200 | 3.43 | 2.32 | 30400 | 3.3 | 2.46 | 9 | 7.4
Live | 217446296 |  | 11 | 17.5 | 32800 | 28200 | 22600 | 3.23 | 2.28 | 31000 | 3.2 | 2.4 | 9 | 7.4
Live | 217446297 |  | 11.5 | 18.5 | 34000 | 28600 | 19300 | 3.37 | 2.46 | 34400 | 3.38 | 2.34 | 9.2 | 7.3
Live | 217446298 |  | 11.2 | 17.5 | 33000 | 27800 | 22400 | 3.28 | 2.28 | 30600 | 3.21 | 2.42 | 9 | 7.4
Live | 217446299 |  | 11.5 | 18 | 33000 | 27800 | 22200 | 3.37 | 2.3 | 30400 | 3.22 | 2.42 | 9 | 7.4
Live | 217446300 |  | 11.2 | 18.5 | 33200 | 28000 | 22800 | 3.29 | 2.3 | 31000 | 3.24 | 2.42 | 9 | 7.4
Live | 217446301 |  | 11.2 | 19 | 34000 | 28800 | 19500 | 3.28 | 2.42 | 34600 | 3.3 | 2.28 | 9.2 | 7.3
Live | 217446302 |  | 11.2 | 18 | 33400 | 28000 | 22600 | 3.28 | 2.3 | 31000 | 3.28 | 2.42 | 9 | 7.4
Live | 217446303 |  | 11.2 | 18.5 | 34000 | 28800 | 19500 | 3.28 | 2.42 | 34600 | 3.32 | 2.28 | 9 | 7.3
Live | 217446304 |  | 11.2 | 18.5 | 34000 | 28800 | 19500 | 3.28 | 2.42 | 34600 | 3.32 | 2.28 | 9.2 | 7.3
Live | 217446305 |  | 11.2 | 18.5 | 33400 | 28200 | 22800 | 3.28 | 2.32 | 31400 | 3.3 | 2.42 | 9 | 7.5
Live | 217446306 |  | 11 | 19 | 33600 | 28000 | 22600 | 3.23 | 2.34 | 31200 | 3.36 | 2.46 | 9.4 | 7.5
Live | 217446307 |  | 11.5 | 19 | 33400 | 28000 | 22800 | 3.38 | 2.34 | 31200 | 3.36 | 2.46 | 9.4 | 7.5
Live | 217446310 |  | 11 | 19 | 33400 | 28200 | 22800 | 3.22 | 2.32 | 31200 | 3.33 | 2.44 | 9.4 | 7.5
Live | 217446311 |  | 11.2 | 18 | 32600 | 30800 | 22200 | 3.28 | 2.32 | 31200 | 3.54 | 1.92 | 9.4 | 7.3
Live | 217446312 |  | 11.2 | 16 | 32400 | 30600 | 22000 | 3.29 | 2.3 | 31000 | 3.54 | 1.9 | 9.4 | 7.3
Live | 217446313 |  | 11.5 | 16 | 32600 | 30600 | 22000 | 3.38 | 2.32 | 31000 | 3.56 | 1.92 | 9.4 | 7.3
Live | 217446314 |  | 11.5 | 19 | 33400 | 28000 | 22800 | 3.38 | 2.34 | 31200 | 3.36 | 2.46 | 9.4 | 7.5
Live | 217446315 |  | 11.2 | 18 | 33200 | 28000 | 22600 | 3.29 | 2.3 | 30800 | 3.24 | 2.42 | 9 | 7.4
Live | 217446316 |  | 11.2 | 18 | 32800 | 31200 | 22600 | 3.28 | 2.36 | 31600 | 3.65 | 1.94 | 9.6 | 7.5
Live | 217446317 |  | 11 | 18 | 32800 | 27800 | 22400 | 3.23 | 2.28 | 30400 | 3.2 | 2.42 | 9 | 7.4
Live | 217446318 |  | 11.2 | 18.5 | 33200 | 28400 | 23000 | 3.29 | 2.3 | 31400 | 3.26 | 2.4 | 9 | 7.5
Live | 217446319 |  | 11.5 | 18 | 33000 | 31000 | 22400 | 3.37 | 2.38 | 31600 | 3.66 | 1.94 | 9.6 | 7.5
Live | 217446320 |  | 11.2 | 19 | 33400 | 28200 | 22800 | 3.28 | 2.32 | 31400 | 3.3 | 2.42 | 9.4 | 7.5
Live | 217446321 |  | 11.2 | 17.5 | 32800 | 31200 | 22600 | 3.28 | 2.36 | 31600 | 3.62 | 1.94 | 9.6 | 7.4
Live | 217446322 |  | 11.5 | 17.5 | 32800 | 31200 | 22600 | 3.37 | 2.38 | 31600 | 3.65 | 1.94 | 9.6 | 7.4
Live | 217446323 |  | 11.5 | 17.5 | 32800 | 31200 | 22600 | 3.37 | 2.38 | 31600 | 3.65 | 1.94 | 9.6 | 7.4
Live | 217446326 |  | 11.2 | 18.5 | 32800 | 31200 | 22600 | 3.28 | 2.36 | 31800 | 3.6 | 1.92 | 9.6 | 7.5
Live | 217446327 |  | 11.2 | 18 | 32800 | 31200 | 22600 | 3.28 | 2.36 | 31600 | 3.62 | 1.94 | 9.6 | 7.5
Live | 217446328 |  | 11.2 | 17.5 | 32800 | 31200 | 22600 | 3.28 | 2.36 | 31600 | 3.62 | 1.94 | 9.6 | 7.4
Live | 217446329 |  | 11.5 | 18 | 32800 | 31200 | 22600 | 3.37 | 2.36 | 31600 | 3.65 | 1.94 | 9.6 | 7.5
Live | 217446330 |  | 11.7 | 17 | 33600 | 27000 | 21600 | 3.43 | 2.52 | 32400 | 3.62 | 2.04 | 9.6 | 7.4
Live | 217446331 |  | 11.7 | 17 | 33600 | 26800 | 21400 | 3.43 | 2.52 | 32400 | 3.64 | 2.06 | 9.6 | 7.4
Live | 217446332 |  | 11.5 | 16.5 | 32600 | 30600 | 22200 | 3.38 | 2.32 | 31200 | 3.56 | 1.92 | 9.6 | 7.4
Live | 217446333 |  | 11.7 | 16.5 | 33600 | 27000 | 21600 | 3.43 | 2.5 | 32400 | 3.6 | 2.04 | 9.6 | 7.4
Live | 217446334 |  | 11.7 | 16.9 | 33600 | 27000 | 21600 | 3.43 | 2.52 | 32400 | 3.62 | 2.04 | 9.6 | 7.4
Live | 217446335 |  | 11.2 | 18.5 | 32800 | 31200 | 22600 | 3.28 | 2.36 | 31600 | 3.62 | 1.94 | 9.6 | 7.5
Live | 217446336 |  | 11.7 | 16.9 | 33600 | 27000 | 21600 | 3.43 | 2.52 | 32400 | 3.62 | 2.04 | 9.6 | 7.4
Live | 217446338 |  | 11.2 | 18 | 32800 | 31200 | 22600 | 3.28 | 2.36 | 31600 | 3.6 | 1.92 | 9.6 | 7.5
Live | 217446339 |  | 11.7 | 17.5 | 33400 | 27000 | 21600 | 3.43 | 2.5 | 32400 | 3.58 | 2.04 | 9.6 | 7.4
Live | 217446340 |  | 11.2 | 17.5 | 32800 | 31200 | 22600 | 3.28 | 2.36 | 31600 | 3.62 | 1.94 | 9.6 | 7.4
Live | 217446341 |  | 11.5 | 17 | 33400 | 27000 | 21600 | 3.38 | 2.5 | 32400 | 3.6 | 2.04 | 9.6 | 7.4
Live | 217446342 |  | 11.7 | 17 | 33600 | 27000 | 21600 | 3.43 | 2.52 | 32400 | 3.62 | 2.04 | 9.6 | 7.4
Live | 217446346 |  | 11.7 | 16.5 | 33600 | 27000 | 21600 | 3.43 | 2.5 | 32400 | 3.6 | 2.04 | 9.4 | 7.4
Live | 217446347 |  | 11.7 | 17.5 | 33600 | 27000 | 21600 | 3.43 | 2.5 | 32400 | 3.6 | 2.04 | 9.6 | 7.4
Live | 217446348 |  | 11.5 | 17 | 33400 | 27000 | 21600 | 3.38 | 2.5 | 32400 | 3.58 | 2.04 | 9.6 | 7.4
Live | 217446349 |  | 11.7 | 16.5 | 33600 | 27000 | 21600 | 3.43 | 2.5 | 32400 | 3.6 | 2.04 | 9.6 | 7.4
Live | 217446352 |  | 11 | 16 | 45000 | 37200 | 34000 | 3.22 | 2.24 | 44500 | 3.16 | 2.02 | 8.2 | 7.1
Live | 217446353 |  | 11 | 17 | 46000 | 39000 | 32600 | 3.23 | 2.42 | 51000 | 3.16 | 2.04 | 8.1 | 6.9
Live | 217446354 |  | 11.5 | 18.5 | 46000 | 36800 | 33400 | 3.37 | 2.24 | 43500 | 3.16 | 2.02 | 8.5 | 7.1
Live | 217446355 |  | 12 | 19.5 | 46000 | 36200 | 32800 | 3.52 | 2.26 | 43000 | 3.22 | 2.04 | 8.5 | 7.1
Live | 217446356 |  | 11.7 | 19 | 45500 | 36400 | 33200 | 3.43 | 2.26 | 43500 | 3.22 | 2.04 | 8.5 | 7.1
Live | 217446357 |  | 11.7 | 18.5 | 45500 | 36400 | 33200 | 3.43 | 2.26 | 43500 | 3.2 | 2.04 | 8.5 | 7.1
Live | 217446358 |  | 11.7 | 20 | 46000 | 36400 | 33200 | 3.43 | 2.28 | 44000 | 3.24 | 2.04 | 8.5 | 7.1
Live | 217446359 |  | 12 | 20 | 46000 | 36400 | 33200 | 3.52 | 2.28 | 43500 | 3.24 | 2.04 | 8.5 | 7.1
Live | 217446360 |  | 11.7 | 19.5 | 46000 | 36600 | 33200 | 3.43 | 2.28 | 44000 | 3.22 | 2.04 | 8.5 | 7.1
Live | 217446361 |  | 12 | 20 | 46000 | 36400 | 33200 | 3.52 | 2.28 | 43500 | 3.24 | 2.04 | 8.5 | 7.1
Live | 217446362 |  | 12 | 20 | 46000 | 36400 | 33200 | 3.52 | 2.28 | 43500 | 3.24 | 2.04 | 8.5 | 7.1
Live | 217446365 |  | 11.7 | 20 | 46000 | 36600 | 33400 | 3.43 | 2.26 | 43500 | 3.2 | 2.04 | 8.5 | 7.1
Live | 217446366 |  | 12 | 20.5 | 47000 | 38500 | 32000 | 3.51 | 2.46 | 50000 | 3.22 | 2.06 | 8.2 | 6.9
Live | 217446367 |  | 11.7 | 19.5 | 46000 | 36600 | 33400 | 3.43 | 2.26 | 43500 | 3.22 | 2.04 | 8.5 | 7.1
Live | 217446368 |  | 11.7 | 20 | 46000 | 36600 | 33200 | 3.43 | 2.28 | 43500 | 3.22 | 2.04 | 8.5 | 7.1
Live | 217446369 |  | 11.7 | 20.5 | 46500 | 39000 | 32400 | 3.43 | 2.4 | 50500 | 3.16 | 2.02 | 8.2 | 6.9
Live | 217446370 |  | 11.7 | 20.5 | 46500 | 39000 | 32400 | 3.43 | 2.42 | 50500 | 3.16 | 2.02 | 8.2 | 6.9
Live | 217446371 |  | 11.7 | 20.5 | 46500 | 39000 | 32400 | 3.43 | 2.42 | 50500 | 3.16 | 2.04 | 8.2 | 6.9
Live | 217446372 |  | 11.7 | 20 | 46000 | 36800 | 33400 | 3.43 | 2.26 | 43500 | 3.2 | 2.04 | 8.5 | 7.1
Live | 217446373 |  | 11.7 | 19.5 | 46000 | 36600 | 33400 | 3.43 | 2.26 | 43500 | 3.2 | 2.04 | 8.5 | 7.1
Live | 217446374 |  | 11.7 | 20.5 | 46500 | 39000 | 32400 | 3.43 | 2.42 | 50500 | 3.16 | 2.04 | 8.2 | 6.9
Live | 217446375 |  | 11.7 | 20.5 | 46500 | 39000 | 32400 | 3.43 | 2.42 | 50500 | 3.16 | 2.04 | 8.2 | 7
Live | 217446378 |  | 11.2 | 19 | 32600 | 27200 | 22600 | 3.28 | 3.24 | 33200 | 3.41 | 2.26 | 10.4 | 8.1
Live | 217446379 |  | 10.5 | 14.7 | 32000 | 27800 | 23000 | 3.07 | 3.15 | 33800 | 3.34 | 2.2 | 9.8 | 7.8
Live | 217446380 |  | 10.5 | 14.7 | 32000 | 27800 | 23000 | 3.07 | 3.15 | 33800 | 3.34 | 2.2 | 9.8 | 7.8
Live | 217446381 |  | 10.5 | 15.5 | 32600 | 28800 | 19600 | 3.08 | 2.38 | 34400 | 3.18 | 2.26 | 8.5 | 7.1
Live | 217446382 |  | 10.5 | 14.7 | 31800 | 28200 | 22800 | 3.08 | 2.24 | 30800 | 3.1 | 2.36 | 8.5 | 7.3
Live | 217446383 |  | 10.5 | 14.3 | 31200 | 31000 | 24400 | 3.08 | 2.18 | 31800 | 3.16 | 1.92 | 8.5 | 7.1
Live | 217446384 |  | 10.5 | 15.5 | 32600 | 28800 | 19600 | 3.08 | 2.38 | 34400 | 3.18 | 2.26 | 8.5 | 7.1
Live | 217446385 |  | 11.5 | 14.7 | 33400 | 26800 | 21400 | 3.38 | 2.48 | 32200 | 3.53 | 2.04 | 9.4 | 7.3
Live | 217446403 |  | 11.2 | 15.2 | 32800 | 31000 | 22600 | 3.28 | 2.34 | 31400 | 3.57 | 1.92 | 9.4 | 7.3
Live | 217446404 |  | 11.5 | 15.5 | 33000 | 30800 | 22400 | 3.37 | 2.36 | 31400 | 3.62 | 1.94 | 9.6 | 7.4
Live | 217446405 |  | 11.7 | 15.2 | 33600 | 26600 | 21400 | 3.43 | 2.5 | 32000 | 3.59 | 2.06 | 9.4 | 7.4
Live | 217446407 |  | 10.5 | 17.5 | 52000 | 42500 | 32800 | 3.08 | 2.36 | 54500 | 2.96 | 2.14 | 8.5 | 6.9
Live | 217446408 |  | 11 | 18.5 | 53000 | 43000 | 32800 | 3.22 | 2.4 | 54500 | 3.02 | 2.16 | 8.5 | 7
Live | 217446409 |  | 11 | 18.5 | 53000 | 43000 | 32800 | 3.22 | 2.38 | 54500 | 3 | 2.16 | 8.5 | 7
Live | 217446410 |  | 11 | 18 | 52500 | 42500 | 32600 | 3.23 | 2.4 | 54500 | 3 | 2.16 | 8.5 | 7
Live | 217446411 |  | 11 | 18.5 | 52500 | 42500 | 32600 | 3.23 | 2.38 | 54000 | 2.98 | 2.16 | 8.5 | 7
Live | 217446412 |  | 10.5 | 18 | 52500 | 43000 | 32800 | 3.08 | 2.38 | 54500 | 2.98 | 2.14 | 8.5 | 7
Live | 217446414 |  | 13 | 19 | 23600 | 19200 | 14200 | 3.8 | 2.28 | 24600 | 3.22 | 1.76 | 8.5 | 6.7
Live | 217446416 |  | 13 | 19 | 24000 | 19200 | 14200 | 3.8 | 2.26 | 24600 | 3.2 | 1.76 | 8.5 | 6.7
Live | 217446417 |  | 13 | 18 | 24000 | 19200 | 14200 | 3.8 | 2.28 | 24600 | 3.22 | 1.76 | 8.5 | 6.7
Live | 217446418 |  | 13 | 19.5 | 23600 | 19200 | 14100 | 3.8 | 2.28 | 24600 | 3.23 | 1.76 | 8.5 | 6.7
Live | 217446419 |  | 13 | 19 | 23600 | 19200 | 14100 | 3.8 | 2.28 | 24600 | 3.23 | 1.76 | 8.5 | 6.7
Live | 217446420 |  | 13 | 19 | 23600 | 19200 | 14100 | 3.8 | 2.28 | 24600 | 3.23 | 1.76 | 8.5 | 6.7
Live | 217446421 |  | 13 | 19 | 23600 | 19200 | 14200 | 3.8 | 2.28 | 24600 | 3.22 | 1.76 | 8.5 | 6.7
Live | 217446422 |  | 13 | 19 | 23600 | 19200 | 14200 | 3.8 | 2.28 | 24600 | 3.22 | 1.76 | 8.5 | 6.7
Live | 217446423 |  | 11.5 | 16 | 22600 | 20000 | 16700 | 3.36 | 2.32 | 27000 | 3.32 | 1.98 | 8.2 | 6.9
Live | 217446424 |  | 11.7 | 16 | 22800 | 21200 | 17500 | 3.43 | 2.32 | 24600 | 3.34 | 1.98 | 8.5 | 7.2
Live | 217446425 |  | 12 | 16 | 23400 | 21800 | 18100 | 3.52 | 2.24 | 25400 | 3.18 | 1.94 | 8.2 | 6.9
Live | 217446426 |  | 11.2 | 15.5 | 21600 | 21400 | 17500 | 3.28 | 2.36 | 25000 | 3.41 | 2 | 8.5 | 7.2
Live | 217446427 |  | 13 | 20 | 24000 | 21200 | 17300 | 3.8 | 2.46 | 25200 | 3.64 | 2.1 | 9.8 | 7.5
Live | 217446428 |  | 13 | 19.5 | 24000 | 21200 | 17300 | 3.8 | 2.5 | 25400 | 3.72 | 2.12 | 10.2 | 7.8
Live | 217446429 |  | 12 | 18 | 23400 | 19700 | 16400 | 3.52 | 2.38 | 26800 | 3.41 | 2.02 | 8.5 | 7
Live | 217446430 |  | 12.5 | 18 | 23200 | 19500 | 16200 | 3.66 | 2.38 | 26400 | 3.42 | 2.04 | 8.5 | 7
Live | 217446431 |  | 12.5 | 19.5 | 23600 | 19700 | 16300 | 3.66 | 2.38 | 26800 | 3.46 | 2.02 | 8.5 | 7
Live | 217446432 |  | 12.5 | 19 | 23600 | 19700 | 16400 | 3.66 | 2.38 | 26800 | 3.46 | 2.02 | 8.5 | 7
Live | 217446433 |  | 12.5 | 18.5 | 23600 | 19700 | 16300 | 3.66 | 2.4 | 26800 | 3.46 | 2.02 | 8.5 | 7
Live | 217446434 |  | 12.5 | 17.5 | 23600 | 19800 | 16400 | 3.66 | 2.38 | 26800 | 3.44 | 2.02 | 8.5 | 7
Live | 217446435 |  | 12.5 | 20 | 23200 | 19700 | 16300 | 3.66 | 2.38 | 26800 | 3.46 | 2 | 8.5 | 7.1
Live | 217446436 |  | 12.5 | 20 | 23400 | 19600 | 16200 | 3.67 | 2.42 | 26600 | 3.5 | 2.02 | 8.5 | 7.1
Live | 217446437 |  | 12.5 | 20 | 23400 | 19700 | 16300 | 3.67 | 2.4 | 26800 | 3.46 | 2 | 8.5 | 7.1
Live | 217446438 |  | 12.5 | 19.5 | 23200 | 19800 | 16400 | 3.66 | 2.36 | 26800 | 3.41 | 1.98 | 8.5 | 7
Live | 217446439 |  | 12.5 | 18.5 | 23400 | 19600 | 16200 | 3.67 | 2.44 | 26600 | 3.54 | 2.04 | 8.5 | 7
Live | 217446440 |  | 12.5 | 19.5 | 23400 | 19600 | 16200 | 3.67 | 2.4 | 26600 | 3.5 | 2.02 | 8.5 | 7.1
Live | 217446441 |  | 12.5 | 16.5 | 23800 | 21000 | 17300 | 3.67 | 2.4 | 24400 | 3.51 | 2.04 | 9 | 7.3
Live | 217446442 |  | 12.5 | 18.5 | 23200 | 19600 | 16200 | 3.66 | 2.4 | 26800 | 3.51 | 2.02 | 8.5 | 7
Live | 217446443 |  | 12.5 | 18.5 | 23200 | 19700 | 16300 | 3.66 | 2.4 | 26800 | 3.48 | 2.02 | 8.5 | 7
Live | 217446444 |  | 13 | 19 | 23800 | 20600 | 16900 | 3.81 | 2.42 | 24000 | 3.53 | 2.06 | 9 | 7.4
Live | 217446445 |  | 11.5 | 16.5 | 22600 | 20200 | 16800 | 3.36 | 2.32 | 27400 | 3.35 | 1.98 | 8.2 | 6.9
Live | 217446446 |  | 13 | 19.5 | 23800 | 20800 | 17200 | 3.81 | 2.4 | 24400 | 3.54 | 2.04 | 9 | 7.4
Live | 217446447 |  | 13 | 19.5 | 23800 | 20800 | 17100 | 3.81 | 2.42 | 24400 | 3.56 | 2.06 | 9 | 7.4
Live | 217446448 |  | 12.5 | 18.5 | 23800 | 21000 | 17300 | 3.67 | 2.4 | 24400 | 3.51 | 2.04 | 9 | 7.4
Live | 217446449 |  | 13 | 18.5 | 23800 | 20800 | 17100 | 3.81 | 2.42 | 24400 | 3.56 | 2.06 | 9 | 7.4
Live | 217446450 |  | 13 | 19.5 | 23200 | 20800 | 17200 | 3.82 | 2.42 | 24400 | 3.54 | 2.04 | 9 | 7.4
Live | 217446451 |  | 13 | 20 | 23600 | 20800 | 17000 | 3.8 | 2.44 | 24200 | 3.62 | 2.08 | 9.4 | 7.5
Live | 217446452 |  | 13 | 19.5 | 23600 | 20800 | 17000 | 3.8 | 2.44 | 24200 | 3.62 | 2.08 | 9.4 | 7.5
Live | 217446455 |  | 13 | 20 | 23600 | 20800 | 17000 | 3.8 | 2.44 | 24200 | 3.6 | 2.06 | 9.4 | 7.5
Live | 217446456 |  | 13 | 19.5 | 23600 | 20800 | 17000 | 3.8 | 2.44 | 24200 | 3.62 | 2.08 | 9.4 | 7.5
Live | 217446457 |  | 13 | 18.5 | 23800 | 21000 | 17200 | 3.81 | 2.4 | 24400 | 3.52 | 2.04 | 9 | 7.4
Live | 217446458 |  | 13 | 18.5 | 23800 | 21000 | 17200 | 3.81 | 2.4 | 24400 | 3.52 | 2.04 | 9 | 7.4
Live | 217446459 |  | 13 | 19.5 | 23600 | 20800 | 17100 | 3.8 | 2.42 | 24400 | 3.56 | 2.06 | 9.4 | 7.4
Live | 217446460 |  | 13 | 20 | 23600 | 20800 | 17000 | 3.8 | 2.44 | 24400 | 3.59 | 2.06 | 9.4 | 7.5
Live | 217446461 |  | 13 | 20 | 23800 | 21200 | 17500 | 3.81 | 2.26 | 24800 | 3.27 | 1.96 | 8.5 | 7
Live | 217446462 |  | 13 | 20 | 23800 | 21200 | 17500 | 3.81 | 2.26 | 24800 | 3.27 | 1.96 | 8.5 | 7
Live | 217446463 |  | 13 | 20 | 24000 | 21400 | 17600 | 3.8 | 2.28 | 24800 | 3.3 | 1.98 | 8.5 | 7
Live | 217446464 |  | 12 | 18.5 | 22600 | 21000 | 17100 | 3.52 | 2.44 | 24600 | 3.6 | 2.06 | 9 | 7.4
Live | 217446465 |  | 12 | 18.5 | 22600 | 21000 | 17100 | 3.52 | 2.44 | 24600 | 3.6 | 2.06 | 9 | 7.4
Live | 217446466 |  | 12.5 | 20.5 | 22200 | 20600 | 16700 | 3.66 | 2.42 | 24200 | 3.55 | 2.04 | 9 | 7.3
Live | 217446467 |  | 12 | 19.5 | 22800 | 21000 | 17200 | 3.52 | 2.46 | 24600 | 3.62 | 2.06 | 9 | 7.4
Live | 217446468 |  | 12.5 | 18 | 22400 | 20800 | 16900 | 3.67 | 2.44 | 24200 | 3.56 | 2.04 | 9 | 7.4
Live | 217446469 |  | 12.5 | 20 | 22400 | 21000 | 17100 | 3.67 | 2.48 | 24600 | 3.64 | 2.06 | 9 | 7.5
Live | 217446470 |  | 12.5 | 19.5 | 22200 | 21000 | 17100 | 3.66 | 2.46 | 24600 | 3.62 | 2.06 | 9 | 7.5
Live | 217446471 |  | 12.5 | 19.5 | 22200 | 21000 | 17100 | 3.66 | 2.46 | 24600 | 3.62 | 2.06 | 9 | 7.5
Live | 217446472 |  | 11.2 | 19 | 32600 | 27200 | 22600 | 3.28 | 3.24 | 33200 | 3.41 | 2.26 | 10.4 | 8.1
Live | 217446473 |  | 11.2 | 18 | 33200 | 27200 | 22800 | 3.29 | 3.25 | 33600 | 3.5 | 2.26 | 10.4 | 8.1
Live | 217446474 |  | 11.5 | 19 | 32600 | 27000 | 22400 | 3.38 | 3.26 | 33000 | 3.42 | 2.26 | 10.4 | 8.1
Live | 217446475 |  | 11.5 | 19 | 33000 | 27200 | 22400 | 3.37 | 3.28 | 33200 | 3.46 | 2.26 | 10.4 | 8.1
Live | 217446476 |  | 11.2 | 18 | 32800 | 27200 | 22600 | 3.28 | 3.24 | 33400 | 3.43 | 2.24 | 10.4 | 8.1
Live | 217446477 |  | 11 | 18.5 | 32000 | 30000 | 18400 | 3.22 | 2.68 | 32000 | 3.33 | 2.22 | 8.8 | 7.2
Live | 217446480 |  | 11.5 | 16 | 32600 | 27000 | 22400 | 3.38 | 3.24 | 33200 | 3.41 | 2.26 | 10.2 | 8
Live | 217446481 |  | 11.7 | 19 | 33000 | 27200 | 22400 | 3.43 | 3.29 | 33200 | 3.5 | 2.28 | 10.4 | 8.1
Live | 217446482 |  | 11.7 | 17 | 33000 | 27000 | 22400 | 3.43 | 3.3 | 33000 | 3.5 | 2.28 | 10.4 | 8.1
Live | 217446483 |  | 11.5 | 18.5 | 33000 | 27200 | 22600 | 3.37 | 3.28 | 33400 | 3.5 | 2.28 | 10.4 | 8.1
Live | 217446484 |  | 11.7 | 17 | 32800 | 27000 | 22400 | 3.43 | 3.32 | 33000 | 3.5 | 2.28 | 10.4 | 8.1
Live | 217446485 |  | 11.2 | 17.5 | 32800 | 27400 | 22600 | 3.28 | 3.2 | 33400 | 3.4 | 2.24 | 10.2 | 8.1
Live | 217446486 |  | 11.2 | 17.5 | 32600 | 27000 | 22600 | 3.28 | 3.24 | 33000 | 3.41 | 2.24 | 10.4 | 8.1
Live | 217446487 |  | 11.5 | 18 | 32600 | 27000 | 22400 | 3.38 | 3.24 | 33000 | 3.42 | 2.26 | 10.4 | 8.1
Live | 217446488 |  | 11.2 | 18.5 | 33000 | 27400 | 22800 | 3.28 | 3.22 | 33600 | 3.44 | 2.24 | 10.2 | 8
Live | 217446489 |  | 11.2 | 18 | 33000 | 27400 | 22600 | 3.28 | 3.26 | 33400 | 3.48 | 2.26 | 10.4 | 8.1
Live | 217446490 |  | 11.2 | 19 | 33000 | 27600 | 23000 | 3.28 | 3.26 | 33800 | 3.53 | 2.26 | 10.4 | 8.2
Live | 217446491 |  | 11.7 | 19.5 | 33200 | 27400 | 22800 | 3.43 | 3.32 | 33600 | 3.58 | 2.3 | 10.4 | 8.2
Live | 217446492 |  | 11.5 | 19 | 33200 | 27400 | 22800 | 3.37 | 3.32 | 33600 | 3.55 | 2.28 | 10.4 | 8.2
Live | 217446493 |  | 11.5 | 19 | 33200 | 27400 | 22800 | 3.37 | 3.32 | 33600 | 3.55 | 2.28 | 10.4 | 8.2
Live | 217446496 |  | 11.5 | 19 | 33000 | 27600 | 22800 | 3.37 | 3.27 | 33800 | 3.53 | 2.28 | 10.4 | 8.2
Live | 217446497 |  | 11.2 | 18.5 | 32800 | 27400 | 22600 | 3.28 | 3.24 | 33400 | 3.43 | 2.24 | 10.4 | 8.1
Live | 217446498 |  | 11.5 | 18 | 32400 | 27000 | 22400 | 3.37 | 3.24 | 33200 | 3.4 | 2.24 | 10.4 | 8.1
Live | 217446499 |  | 11.2 | 19 | 33000 | 27800 | 23000 | 3.28 | 3.22 | 34000 | 3.46 | 2.24 | 10.4 | 8.1
Live | 217446500 |  | 11.5 | 19 | 33000 | 27600 | 23000 | 3.37 | 3.26 | 33800 | 3.53 | 2.26 | 10.4 | 8.2
Live | 217446501 |  | 11 | 18 | 33400 | 28600 | 19400 | 3.22 | 2.4 | 34400 | 3.24 | 2.26 | 9 | 7.2
Live | 217446502 |  | 11.5 | 17.5 | 33600 | 28200 | 19100 | 3.37 | 2.44 | 33800 | 3.32 | 2.34 | 9 | 7.2
Live | 217446503 |  | 11 | 19 | 33600 | 28800 | 19500 | 3.23 | 2.4 | 34400 | 3.24 | 2.26 | 9 | 7.2
Live | 217446504 |  | 11 | 16 | 33000 | 27800 | 22400 | 3.22 | 2.28 | 30600 | 3.2 | 2.42 | 9 | 7.3
Live | 217446505 |  | 11.2 | 18 | 33400 | 28400 | 19300 | 3.28 | 2.4 | 34000 | 3.26 | 2.32 | 9 | 7.2
Live | 217446506 |  | 11 | 18 | 34000 | 28800 | 19500 | 3.22 | 2.4 | 34400 | 3.26 | 2.26 | 9 | 7.2
Live | 217446511 |  | 11.5 | 17.5 | 33600 | 28200 | 19100 | 3.37 | 2.44 | 33800 | 3.32 | 2.34 | 9 | 7.2
Live | 217446512 |  | 11.5 | 19 | 33200 | 27600 | 22400 | 3.37 | 2.32 | 30600 | 3.3 | 2.46 | 9 | 7.4
Live | 217446513 |  | 11 | 17 | 33200 | 27600 | 22400 | 3.22 | 2.32 | 30600 | 3.3 | 2.46 | 9 | 7.4
Live | 217446514 |  | 11.2 | 17.5 | 32400 | 30600 | 24000 | 3.29 | 2.22 | 31600 | 3.26 | 1.94 | 8.5 | 7.2
Live | 217446515 |  | 11.2 | 17.5 | 32400 | 30600 | 24000 | 3.29 | 2.22 | 31600 | 3.26 | 1.94 | 8.5 | 7.2
Live | 217446516 |  | 11.7 | 17 | 34200 | 28400 | 19200 | 3.43 | 2.48 | 34200 | 3.4 | 2.36 | 9 | 7.2
Live | 217446517 |  | 11.2 | 18.5 | 33000 | 31000 | 24200 | 3.28 | 2.26 | 32000 | 3.34 | 1.96 | 9 | 7.2
Live | 217446518 |  | 11.5 | 18 | 33400 | 27800 | 22600 | 3.38 | 2.32 | 30800 | 3.29 | 2.44 | 9 | 7.4
Live | 217446519 |  | 11.5 | 18 | 32400 | 30600 | 23800 | 3.37 | 2.22 | 31600 | 3.28 | 1.94 | 8.5 | 7.1
Live | 217446520 |  | 11.5 | 17.5 | 33600 | 28400 | 19100 | 3.37 | 2.44 | 34000 | 3.32 | 2.34 | 9 | 7.2
Live | 217446521 |  | 11.7 | 17.5 | 33800 | 28200 | 19100 | 3.43 | 2.44 | 33800 | 3.32 | 2.36 | 9 | 7.2
Live | 217446522 |  | 11.5 | 18 | 32600 | 30600 | 24000 | 3.38 | 2.24 | 31600 | 3.32 | 1.96 | 8.5 | 7.2
Live | 217446523 |  | 11.2 | 17.5 | 32600 | 30800 | 24000 | 3.28 | 2.22 | 31800 | 3.28 | 1.94 | 8.8 | 7.2
Live | 217446524 |  | 11.7 | 17 | 33200 | 27800 | 22200 | 3.43 | 2.32 | 30400 | 3.3 | 2.46 | 9 | 7.4
Live | 217446527 |  | 11 | 17.5 | 32800 | 28200 | 22600 | 3.23 | 2.28 | 31000 | 3.2 | 2.4 | 9 | 7.4
Live | 217446528 |  | 11.5 | 18.5 | 34000 | 28600 | 19300 | 3.37 | 2.46 | 34400 | 3.38 | 2.34 | 9.2 | 7.3
Live | 217446529 |  | 11.2 | 17.5 | 33000 | 27800 | 22400 | 3.28 | 2.28 | 30600 | 3.21 | 2.42 | 9 | 7.4
Live | 217446530 |  | 11.5 | 18 | 33000 | 27800 | 22200 | 3.37 | 2.3 | 30400 | 3.22 | 2.42 | 9 | 7.4
Live | 217446531 |  | 11.2 | 18.5 | 33200 | 28000 | 22800 | 3.29 | 2.3 | 31000 | 3.24 | 2.42 | 9 | 7.4
Live | 217446532 |  | 11.2 | 19 | 34000 | 28800 | 19500 | 3.28 | 2.42 | 34600 | 3.3 | 2.28 | 9.2 | 7.3
Live | 217446533 |  | 11.2 | 18 | 33400 | 28000 | 22600 | 3.28 | 2.3 | 31000 | 3.28 | 2.42 | 9 | 7.4
Live | 217446534 |  | 11.2 | 18.5 | 34000 | 28800 | 19500 | 3.28 | 2.42 | 34600 | 3.32 | 2.28 | 9 | 7.3
Live | 217446535 |  | 11.2 | 18.5 | 34000 | 28800 | 19500 | 3.28 | 2.42 | 34600 | 3.32 | 2.28 | 9.2 | 7.3
Live | 217446536 |  | 11.2 | 18.5 | 33400 | 28200 | 22800 | 3.28 | 2.32 | 31400 | 3.3 | 2.42 | 9 | 7.5
Live | 217446537 |  | 11 | 19 | 33600 | 28000 | 22600 | 3.23 | 2.34 | 31200 | 3.36 | 2.46 | 9.4 | 7.5
Live | 217446538 |  | 11.5 | 19 | 33400 | 28000 | 22800 | 3.38 | 2.34 | 31200 | 3.36 | 2.46 | 9.4 | 7.5
Live | 217446541 |  | 11 | 19 | 33400 | 28200 | 22800 | 3.22 | 2.32 | 31200 | 3.33 | 2.44 | 9.4 | 7.5
Live | 217446542 |  | 11.2 | 18 | 32600 | 30800 | 22200 | 3.28 | 2.32 | 31200 | 3.54 | 1.92 | 9.4 | 7.3
Live | 217446543 |  | 11.2 | 16 | 32400 | 30600 | 22000 | 3.29 | 2.3 | 31000 | 3.54 | 1.9 | 9.4 | 7.3
Live | 217446544 |  | 11.5 | 16 | 32600 | 30600 | 22000 | 3.38 | 2.32 | 31000 | 3.56 | 1.92 | 9.4 | 7.3
Live | 217446545 |  | 11.5 | 19 | 33400 | 28000 | 22800 | 3.38 | 2.34 | 31200 | 3.36 | 2.46 | 9.4 | 7.5
Live | 217446546 |  | 11.2 | 18 | 33200 | 28000 | 22600 | 3.29 | 2.3 | 30800 | 3.24 | 2.42 | 9 | 7.4
Live | 217446547 |  | 11.2 | 18 | 32800 | 31200 | 22600 | 3.28 | 2.36 | 31600 | 3.65 | 1.94 | 9.6 | 7.5
Live | 217446548 |  | 11 | 18 | 32800 | 27800 | 22400 | 3.23 | 2.28 | 30400 | 3.2 | 2.42 | 9 | 7.4
Live | 217446549 |  | 11.2 | 18.5 | 33200 | 28400 | 23000 | 3.29 | 2.3 | 31400 | 3.26 | 2.4 | 9 | 7.5
Live | 217446550 |  | 11.5 | 18 | 33000 | 31000 | 22400 | 3.37 | 2.38 | 31600 | 3.66 | 1.94 | 9.6 | 7.5
Live | 217446551 |  | 11.2 | 19 | 33400 | 28200 | 22800 | 3.28 | 2.32 | 31400 | 3.3 | 2.42 | 9.4 | 7.5
Live | 217446552 |  | 11.2 | 17.5 | 32800 | 31200 | 22600 | 3.28 | 2.36 | 31600 | 3.62 | 1.94 | 9.6 | 7.4
Live | 217446553 |  | 11.5 | 17.5 | 32800 | 31200 | 22600 | 3.37 | 2.38 | 31600 | 3.65 | 1.94 | 9.6 | 7.4
Live | 217446554 |  | 11.5 | 17.5 | 32800 | 31200 | 22600 | 3.37 | 2.38 | 31600 | 3.65 | 1.94 | 9.6 | 7.4
Live | 217446557 |  | 11.2 | 18.5 | 32800 | 31200 | 22600 | 3.28 | 2.36 | 31800 | 3.6 | 1.92 | 9.6 | 7.5
Live | 217446558 |  | 11.2 | 18 | 32800 | 31200 | 22600 | 3.28 | 2.36 | 31600 | 3.62 | 1.94 | 9.6 | 7.5
Live | 217446559 |  | 11.2 | 17.5 | 32800 | 31200 | 22600 | 3.28 | 2.36 | 31600 | 3.62 | 1.94 | 9.6 | 7.4
Live | 217446560 |  | 11.5 | 18 | 32800 | 31200 | 22600 | 3.37 | 2.36 | 31600 | 3.65 | 1.94 | 9.6 | 7.5
Live | 217446561 |  | 11.7 | 17 | 33600 | 27000 | 21600 | 3.43 | 2.52 | 32400 | 3.62 | 2.04 | 9.6 | 7.4
Live | 217446562 |  | 11.7 | 17 | 33600 | 26800 | 21400 | 3.43 | 2.52 | 32400 | 3.64 | 2.06 | 9.6 | 7.4
Live | 217446563 |  | 11.5 | 16.5 | 32600 | 30600 | 22200 | 3.38 | 2.32 | 31200 | 3.56 | 1.92 | 9.6 | 7.4
Live | 217446564 |  | 11.7 | 16.5 | 33600 | 27000 | 21600 | 3.43 | 2.5 | 32400 | 3.6 | 2.04 | 9.6 | 7.4
Live | 217446565 |  | 11.7 | 16.9 | 33600 | 27000 | 21600 | 3.43 | 2.52 | 32400 | 3.62 | 2.04 | 9.6 | 7.4
Live | 217446566 |  | 11.2 | 18.5 | 32800 | 31200 | 22600 | 3.28 | 2.36 | 31600 | 3.62 | 1.94 | 9.6 | 7.5
Live | 217446567 |  | 11.7 | 16.9 | 33600 | 27000 | 21600 | 3.43 | 2.52 | 32400 | 3.62 | 2.04 | 9.6 | 7.4
Live | 217446569 |  | 11.2 | 18 | 32800 | 31200 | 22600 | 3.28 | 2.36 | 31600 | 3.6 | 1.92 | 9.6 | 7.5
Live | 217446570 |  | 11.7 | 17.5 | 33400 | 27000 | 21600 | 3.43 | 2.5 | 32400 | 3.58 | 2.04 | 9.6 | 7.4
Live | 217446571 |  | 11.2 | 17.5 | 32800 | 31200 | 22600 | 3.28 | 2.36 | 31600 | 3.62 | 1.94 | 9.6 | 7.4
Live | 217446572 |  | 11.5 | 17 | 33400 | 27000 | 21600 | 3.38 | 2.5 | 32400 | 3.6 | 2.04 | 9.6 | 7.4
Live | 217446573 |  | 11.7 | 17 | 33600 | 27000 | 21600 | 3.43 | 2.52 | 32400 | 3.62 | 2.04 | 9.6 | 7.4
Live | 217446577 |  | 11.7 | 16.5 | 33600 | 27000 | 21600 | 3.43 | 2.5 | 32400 | 3.6 | 2.04 | 9.4 | 7.4
Live | 217446578 |  | 11.7 | 17.5 | 33600 | 27000 | 21600 | 3.43 | 2.5 | 32400 | 3.6 | 2.04 | 9.6 | 7.4
Live | 217446579 |  | 11.5 | 17 | 33400 | 27000 | 21600 | 3.38 | 2.5 | 32400 | 3.58 | 2.04 | 9.6 | 7.4
Live | 217446580 |  | 11.7 | 16.5 | 33600 | 27000 | 21600 | 3.43 | 2.5 | 32400 | 3.6 | 2.04 | 9.6 | 7.4
Live | 217446583 |  | 11 | 16 | 45000 | 37200 | 34000 | 3.22 | 2.24 | 44500 | 3.16 | 2.02 | 8.2 | 7.1
Live | 217446584 |  | 11 | 17 | 46000 | 39000 | 32600 | 3.23 | 2.42 | 51000 | 3.16 | 2.04 | 8.1 | 6.9
Live | 217446585 |  | 11.5 | 18.5 | 46000 | 36800 | 33400 | 3.37 | 2.24 | 43500 | 3.16 | 2.02 | 8.5 | 7.1
Live | 217446586 |  | 12 | 19.5 | 46000 | 36200 | 32800 | 3.52 | 2.26 | 43000 | 3.22 | 2.04 | 8.5 | 7.1
Live | 217446587 |  | 11.7 | 19 | 45500 | 36400 | 33200 | 3.43 | 2.26 | 43500 | 3.22 | 2.04 | 8.5 | 7.1
Live | 217446588 |  | 11.7 | 18.5 | 45500 | 36400 | 33200 | 3.43 | 2.26 | 43500 | 3.2 | 2.04 | 8.5 | 7.1
Live | 217446589 |  | 11.7 | 20 | 46000 | 36400 | 33200 | 3.43 | 2.28 | 44000 | 3.24 | 2.04 | 8.5 | 7.1
Live | 217446590 |  | 12 | 20 | 46000 | 36400 | 33200 | 3.52 | 2.28 | 43500 | 3.24 | 2.04 | 8.5 | 7.1
Live | 217446591 |  | 11.7 | 19.5 | 46000 | 36600 | 33200 | 3.43 | 2.28 | 44000 | 3.22 | 2.04 | 8.5 | 7.1
Live | 217446592 |  | 12 | 20 | 46000 | 36400 | 33200 | 3.52 | 2.28 | 43500 | 3.24 | 2.04 | 8.5 | 7.1
Live | 217446593 |  | 12 | 20 | 46000 | 36400 | 33200 | 3.52 | 2.28 | 43500 | 3.24 | 2.04 | 8.5 | 7.1
Live | 217446596 |  | 11.7 | 20 | 46000 | 36600 | 33400 | 3.43 | 2.26 | 43500 | 3.2 | 2.04 | 8.5 | 7.1
Live | 217446597 |  | 12 | 20.5 | 47000 | 38500 | 32000 | 3.51 | 2.46 | 50000 | 3.22 | 2.06 | 8.2 | 6.9
Live | 217446598 |  | 11.7 | 19.5 | 46000 | 36600 | 33400 | 3.43 | 2.26 | 43500 | 3.22 | 2.04 | 8.5 | 7.1
Live | 217446599 |  | 11.7 | 20 | 46000 | 36600 | 33200 | 3.43 | 2.28 | 43500 | 3.22 | 2.04 | 8.5 | 7.1
Live | 217446600 |  | 11.7 | 20.5 | 46500 | 39000 | 32400 | 3.43 | 2.4 | 50500 | 3.16 | 2.02 | 8.2 | 6.9
Live | 217446601 |  | 11.7 | 20.5 | 46500 | 39000 | 32400 | 3.43 | 2.42 | 50500 | 3.16 | 2.02 | 8.2 | 6.9
Live | 217446602 |  | 11.7 | 20.5 | 46500 | 39000 | 32400 | 3.43 | 2.42 | 50500 | 3.16 | 2.04 | 8.2 | 6.9
Live | 217446603 |  | 11.7 | 20 | 46000 | 36800 | 33400 | 3.43 | 2.26 | 43500 | 3.2 | 2.04 | 8.5 | 7.1
Live | 217446604 |  | 11.7 | 19.5 | 46000 | 36600 | 33400 | 3.43 | 2.26 | 43500 | 3.2 | 2.04 | 8.5 | 7.1
Live | 217446605 |  | 11.7 | 20.5 | 46500 | 39000 | 32400 | 3.43 | 2.42 | 50500 | 3.16 | 2.04 | 8.2 | 6.9
Live | 217446606 |  | 11.7 | 20.5 | 46500 | 39000 | 32400 | 3.43 | 2.42 | 50500 | 3.16 | 2.04 | 8.2 | 7
Live | 217446609 |  | 11.2 | 19 | 32600 | 27200 | 22600 | 3.28 | 3.24 | 33200 | 3.41 | 2.26 | 10.4 | 8.1
Live | 217446610 |  | 10.5 | 14.7 | 32000 | 27800 | 23000 | 3.07 | 3.15 | 33800 | 3.34 | 2.2 | 9.8 | 7.8
Live | 217446611 |  | 10.5 | 14.7 | 32000 | 27800 | 23000 | 3.07 | 3.15 | 33800 | 3.34 | 2.2 | 9.8 | 7.8
Live | 217446612 |  | 10.5 | 15.5 | 32600 | 28800 | 19600 | 3.08 | 2.38 | 34400 | 3.18 | 2.26 | 8.5 | 7.1
Live | 217446613 |  | 10.5 | 14.7 | 31800 | 28200 | 22800 | 3.08 | 2.24 | 30800 | 3.1 | 2.36 | 8.5 | 7.3
Live | 217446614 |  | 10.5 | 14.3 | 31200 | 31000 | 24400 | 3.08 | 2.18 | 31800 | 3.16 | 1.92 | 8.5 | 7.1
Live | 217446615 |  | 10.5 | 15.5 | 32600 | 28800 | 19600 | 3.08 | 2.38 | 34400 | 3.18 | 2.26 | 8.5 | 7.1
Live | 217446616 |  | 11.5 | 14.7 | 33400 | 26800 | 21400 | 3.38 | 2.48 | 32200 | 3.53 | 2.04 | 9.4 | 7.3
Live | 217446699 |  | 10.5 | 15.2 | 23500 | 17800 | 19000 | 3.03 | 2.38 | 23400 | 3.03 | 1.8 | 8.5 | 6.6
Live | 217446700 |  | 9 | 15.2 | 32500 | 24600 | 24600 | 2.59 | 2.18 | 34500 | 2.86 | 1.8 | 8.5 | 6.6
Live | 217446748 |  | 11.2 | 16.5 | 35000 | 20600 | 16500 | 3.28 | 2.26 | 35200 | 3.1 | 2.1 | 8 | 6.3
Live | 217446749 |  | 11.2 | 17.5 | 48000 | 32400 | 32800 | 3.28 | 2.64 | 48000 | 3.44 | 2.24 | 9 | 7.4
Live | 217446750 |  | 11.2 | 16 | 34400 | 20400 | 16400 | 3.28 | 2.26 | 35000 | 3.08 | 2.1 | 8 | 6.3
Live | 217446752 |  | 11 | 15.5 | 34400 | 20400 | 16400 | 3.22 | 2.26 | 35000 | 3.08 | 2.1 | 8 | 6.3
Live | 217446753 |  | 11.2 | 15.5 | 34400 | 20400 | 16300 | 3.28 | 2.26 | 34600 | 3.06 | 2.1 | 8 | 6.3
Live | 217446754 |  | 11.2 | 15.5 | 35200 | 20600 | 16500 | 3.29 | 2.28 | 35200 | 3.14 | 2.12 | 8 | 6.3
Live | 217446755 |  | 11.2 | 15.5 | 34600 | 20400 | 16400 | 3.28 | 2.26 | 35000 | 3.08 | 2.1 | 8 | 6.3
Live | 217446756 |  | 11.2 | 15.5 | 34400 | 20400 | 16300 | 3.28 | 2.28 | 34600 | 3.06 | 2.12 | 8 | 6.3
Live | 217446757 |  | 11 | 16 | 35000 | 20800 | 16700 | 3.23 | 2.24 | 35400 | 3.08 | 2.08 | 7.8 | 6.2
Live | 217446758 |  | 11.2 | 16.5 | 35000 | 20600 | 16500 | 3.28 | 2.26 | 35200 | 3.12 | 2.12 | 8 | 6.3
Live | 217446759 |  | 11 | 17 | 34800 | 20600 | 16700 | 3.23 | 2.24 | 35200 | 3.08 | 2.08 | 8.1 | 6.3
Live | 217446760 |  | 11 | 16.5 | 34800 | 20800 | 16700 | 3.23 | 2.24 | 35400 | 3.08 | 2.08 | 8 | 6.3
Live | 217446761 |  | 11 | 16.5 | 34800 | 20800 | 16700 | 3.23 | 2.24 | 35400 | 3.08 | 2.08 | 8 | 6.3
Live | 217446762 |  | 11 | 16 | 34800 | 20600 | 16600 | 3.23 | 2.24 | 35200 | 3.1 | 2.1 | 8 | 6.3
Live | 217446763 |  | 11.2 | 18 | 47500 | 29200 | 23400 | 3.28 | 2.3 | 47000 | 2.94 | 1.86 | 8.2 | 6.4
Live | 217446764 |  | 11.5 | 18 | 47500 | 29000 | 23400 | 3.37 | 2.32 | 46500 | 2.98 | 1.88 | 8.2 | 6.4
Live | 217446768 |  | 11.7 | 18 | 48000 | 28000 | 22000 | 3.43 | 2.3 | 45500 | 3 | 1.82 | 7.8 | 6.2
Live | 217446769 |  | 11.2 | 16.5 | 48000 | 28200 | 26600 | 3.28 | 2.36 | 45500 | 3.18 | 1.84 | 8.1 | 6.4
Live | 217446770 |  | 11.2 | 16.5 | 48000 | 28200 | 26600 | 3.28 | 2.36 | 45500 | 3.18 | 1.84 | 8.1 | 6.4
Live | 217446771 |  | 11.5 | 18.5 | 48000 | 28200 | 26600 | 3.37 | 2.38 | 45500 | 3.24 | 1.86 | 7.8 | 6.3
Live | 217446772 |  | 11.5 | 16.5 | 48000 | 28000 | 26400 | 3.37 | 2.36 | 45500 | 3.18 | 1.84 | 8.1 | 6.4
Live | 217446773 |  | 11.2 | 18 | 47500 | 28200 | 26600 | 3.28 | 2.36 | 45500 | 3.16 | 1.82 | 7.8 | 6.3
Live | 217446774 |  | 11.5 | 16.5 | 48000 | 28000 | 26400 | 3.37 | 2.36 | 45500 | 3.18 | 1.84 | 8.1 | 6.4
Live | 217446775 |  | 11.2 | 16 | 47500 | 28400 | 26800 | 3.28 | 2.32 | 45500 | 3.12 | 1.82 | 8 | 6.4
Live | 217446787 |  | 11 | 17 | 46000 | 29000 | 28800 | 3.23 | 2.36 | 47000 | 3.14 | 1.9 | 8.2 | 6.6
Live | 217446788 |  | 11 | 17 | 47000 | 29400 | 29000 | 3.23 | 2.36 | 47500 | 3.22 | 1.9 | 8.2 | 6.6
Live | 217446789 |  | 11.2 | 18 | 46500 | 29000 | 28800 | 3.28 | 2.38 | 47000 | 3.2 | 1.92 | 8.2 | 6.7
Live | 217446790 |  | 11.2 | 17 | 46500 | 29000 | 28600 | 3.28 | 2.38 | 47000 | 3.18 | 1.92 | 8.2 | 6.7
Live | 217446791 |  | 11.2 | 17 | 46500 | 29000 | 28600 | 3.28 | 2.38 | 47000 | 3.18 | 1.92 | 8.2 | 6.7
Live | 217446792 |  | 11.2 | 17 | 46000 | 28800 | 28600 | 3.28 | 2.36 | 46500 | 3.14 | 1.9 | 8.2 | 6.6
Live | 217446793 |  | 11.2 | 17.5 | 46500 | 29200 | 29000 | 3.28 | 2.38 | 47500 | 3.22 | 1.9 | 8.2 | 6.7
Live | 217446794 |  | 11.2 | 17.5 | 47000 | 29200 | 28800 | 3.28 | 2.4 | 47500 | 3.26 | 1.92 | 8.2 | 6.6
Live | 217446795 |  | 11.2 | 17.5 | 46500 | 29200 | 29000 | 3.28 | 2.38 | 47500 | 3.22 | 1.9 | 8.2 | 6.7
Live | 217446796 |  | 11 | 17 | 46000 | 29000 | 28800 | 3.23 | 2.34 | 47000 | 3.14 | 1.9 | 8.2 | 6.6
Live | 217446797 |  | 11.2 | 17.5 | 46000 | 29000 | 28600 | 3.28 | 2.36 | 47000 | 3.16 | 1.9 | 8.2 | 6.6
Live | 217446798 |  | 11 | 17 | 46500 | 29200 | 29000 | 3.22 | 2.36 | 47500 | 3.2 | 1.9 | 8.2 | 6.6
Live | 217446799 |  | 11 | 17 | 46000 | 29000 | 28800 | 3.23 | 2.36 | 47000 | 3.14 | 1.9 | 8.2 | 6.6
Live | 217446800 |  | 11 | 17 | 46500 | 29400 | 29000 | 3.22 | 2.36 | 47500 | 3.18 | 1.9 | 8.2 | 6.6
Live | 217446801 |  | 11.2 | 16.5 | 46000 | 29000 | 28600 | 3.28 | 2.36 | 47000 | 3.14 | 1.9 | 8.2 | 6.6
Live | 217446802 |  | 11 | 17 | 47000 | 29600 | 29200 | 3.23 | 2.36 | 48000 | 3.22 | 1.9 | 8.1 | 6.5
Live | 217446803 |  | 11.2 | 17.5 | 47000 | 29400 | 29000 | 3.28 | 2.38 | 47500 | 3.24 | 1.92 | 8.1 | 6.6
Live | 217446804 |  | 11.2 | 17 | 47000 | 29200 | 29000 | 3.28 | 2.38 | 47500 | 3.24 | 1.92 | 8.2 | 6.6
Live | 217446805 |  | 11.2 | 17.5 | 47000 | 29200 | 28800 | 3.28 | 2.38 | 47500 | 3.24 | 1.92 | 8.2 | 6.6
Live | 217446806 |  | 11.2 | 17.5 | 47000 | 29200 | 28800 | 3.28 | 2.38 | 47500 | 3.24 | 1.92 | 8.2 | 6.6
Live | 217446807 |  | 11.2 | 17 | 47000 | 29400 | 29000 | 3.28 | 2.38 | 47500 | 3.22 | 1.92 | 8.2 | 6.6
Live | 217446808 |  | 11.2 | 17.5 | 47000 | 29200 | 28800 | 3.28 | 2.38 | 47500 | 3.24 | 1.92 | 8.2 | 6.6
Live | 217446809 |  | 11.2 | 17.5 | 47000 | 29200 | 28800 | 3.28 | 2.38 | 47500 | 3.24 | 1.92 | 8.2 | 6.6
Live | 217446812 |  | 11 | 17 | 46500 | 29400 | 29000 | 3.22 | 2.36 | 47500 | 3.2 | 1.9 | 8.2 | 6.6
Live | 217446813 |  | 11 | 17 | 47000 | 29400 | 29000 | 3.23 | 2.36 | 47500 | 3.22 | 1.9 | 8.2 | 6.6
Live | 217446814 |  | 11.2 | 17 | 47000 | 29200 | 29000 | 3.28 | 2.38 | 47500 | 3.22 | 1.92 | 8.2 | 6.6
Live | 217446815 |  | 11 | 17 | 46500 | 29400 | 29200 | 3.22 | 2.36 | 47500 | 3.2 | 1.9 | 8.2 | 6.6
Live | 217446816 |  | 11 | 17 | 46500 | 29400 | 29000 | 3.22 | 2.36 | 47500 | 3.2 | 1.9 | 8.2 | 6.6
Live | 217446817 |  | 11 | 17 | 46500 | 29400 | 29000 | 3.22 | 2.36 | 47500 | 3.18 | 1.9 | 8.2 | 6.6
Live | 217446818 |  | 11 | 17 | 47000 | 29400 | 29000 | 3.23 | 2.36 | 47500 | 3.22 | 1.9 | 8.2 | 6.6
Live | 217446819 |  | 11.2 | 17 | 47000 | 29200 | 29000 | 3.28 | 2.38 | 47500 | 3.22 | 1.92 | 8.2 | 6.6
Live | 217446822 |  | 11.7 | 18 | 47500 | 29800 | 28800 | 3.43 | 2.34 | 48000 | 3.18 | 1.96 | 8 | 6.5
Live | 217446823 |  | 11.2 | 18 | 47000 | 30200 | 29400 | 3.28 | 2.3 | 48000 | 3.12 | 1.92 | 8 | 6.5
Live | 217446824 |  | 11.2 | 17 | 47000 | 30000 | 29000 | 3.28 | 2.32 | 48000 | 3.14 | 1.94 | 8 | 6.5
Live | 217446825 |  | 11.2 | 17 | 47000 | 30000 | 29200 | 3.28 | 2.32 | 48000 | 3.14 | 1.94 | 8 | 6.5
Live | 217446826 |  | 11.2 | 18 | 48000 | 30200 | 29400 | 3.28 | 2.3 | 48000 | 3.18 | 1.92 | 7.8 | 6.4
Live | 217446827 |  | 11.5 | 18.5 | 48000 | 30200 | 29400 | 3.37 | 2.32 | 48000 | 3.18 | 1.94 | 7.8 | 6.4
Live | 217446828 |  | 11.2 | 18.5 | 48000 | 33200 | 30200 | 3.28 | 2.4 | 48000 | 3.24 | 1.9 | 8.5 | 6.9
Live | 217446829 |  | 11.5 | 17.5 | 47500 | 32600 | 29800 | 3.37 | 2.44 | 48000 | 3.24 | 1.92 | 8.5 | 6.9
Live | 217446830 |  | 11.2 | 18.5 | 48000 | 33200 | 30200 | 3.28 | 2.4 | 48000 | 3.24 | 1.9 | 8.5 | 6.9
Live | 217446831 |  | 11.5 | 18.5 | 48000 | 33000 | 30000 | 3.37 | 2.44 | 48000 | 3.3 | 1.92 | 8.5 | 6.9
Live | 217446832 |  | 11.5 | 18.5 | 48000 | 32800 | 30000 | 3.37 | 2.44 | 48000 | 3.3 | 1.92 | 8.5 | 6.9
Live | 217446833 |  | 11.2 | 18.5 | 48000 | 33200 | 30200 | 3.28 | 2.4 | 48000 | 3.24 | 1.9 | 8.5 | 6.9
Live | 217446834 |  | 11 | 18.5 | 48000 | 33200 | 30400 | 3.23 | 2.4 | 48000 | 3.24 | 1.9 | 8.5 | 6.9
Live | 217446835 |  | 11.5 | 16.5 | 23200 | 15400 | 14400 | 3.37 | 2.08 | 24000 | 2.98 | 1.82 | 8 | 6.4
Live | 217446836 |  | 11.7 | 15.5 | 23000 | 17000 | 17000 | 3.42 | 2.36 | 24000 | 3.04 | 1.98 | 8.5 | 7
Live | 217446837 |  | 11 | 15.2 | 21600 | 15900 | 15700 | 3.23 | 2.14 | 24000 | 3.18 | 1.84 | 8.1 | 6.7
Live | 217446839 |  | 13 | 19.5 | 23200 | 16300 | 16300 | 3.82 | 2.42 | 24000 | 3.06 | 2 | 8.5 | 7
Live | 217446840 |  | 12.8 | 18 | 24000 | 16700 | 16700 | 3.74 | 2.42 | 24000 | 3.18 | 2.02 | 8.5 | 7.1
Live | 217446841 |  | 12.8 | 18 | 24000 | 16700 | 16700 | 3.74 | 2.42 | 24000 | 3.18 | 2.02 | 8.5 | 7.1
Live | 217446842 |  | 13 | 19 | 24000 | 16600 | 16600 | 3.8 | 2.44 | 24000 | 3.2 | 2.02 | 8.5 | 7.1
Live | 217446843 |  | 13 | 18.5 | 23800 | 16400 | 16300 | 3.81 | 2.46 | 24000 | 3.15 | 2.02 | 8.5 | 7.1
Live | 217446844 |  | 13 | 19.5 | 23800 | 16400 | 16300 | 3.81 | 2.46 | 24000 | 3.2 | 2.04 | 8.5 | 7
Live | 217446845 |  | 13 | 19.5 | 24000 | 16400 | 16400 | 3.8 | 2.48 | 24000 | 3.23 | 2.04 | 8.5 | 7
Live | 217446846 |  | 13 | 18.5 | 23800 | 16400 | 16300 | 3.81 | 2.46 | 24000 | 3.15 | 2.02 | 8.5 | 7.1
Live | 217446847 |  | 13 | 19.5 | 24000 | 16600 | 16600 | 3.8 | 2.44 | 24000 | 3.18 | 2.02 | 8.5 | 7
Live | 217446848 |  | 13 | 19.5 | 23000 | 16200 | 16200 | 3.81 | 2.42 | 24000 | 3.04 | 2 | 8.5 | 7
Live | 217446849 |  | 13 | 19 | 24000 | 16700 | 16600 | 3.8 | 2.43 | 24000 | 3.2 | 2.02 | 8.5 | 7.1
Live | 217446850 |  | 13 | 19 | 24000 | 16600 | 16500 | 3.8 | 2.46 | 24000 | 3.23 | 2.04 | 8.5 | 7.1
Live | 217446851 |  | 13 | 19 | 23000 | 16200 | 16200 | 3.81 | 2.4 | 24000 | 3.04 | 2 | 8.5 | 7
Live | 217446852 |  | 12.8 | 18 | 24000 | 16700 | 16700 | 3.74 | 2.42 | 24000 | 3.18 | 2.02 | 8.5 | 7.1
Live | 217446853 |  | 13 | 18.5 | 24000 | 16600 | 16500 | 3.8 | 2.46 | 24000 | 3.23 | 2.04 | 8.5 | 7.1
Live | 217446854 |  | 13 | 19 | 23600 | 16400 | 16400 | 3.8 | 2.44 | 24000 | 3.14 | 2.02 | 8.5 | 7
Live | 217446855 |  | 12.8 | 18.5 | 23800 | 16600 | 16600 | 3.75 | 2.42 | 24000 | 3.14 | 2 | 8.5 | 7
Live | 217446856 |  | 13 | 18.5 | 23600 | 16500 | 16500 | 3.8 | 2.42 | 24000 | 3.13 | 2 | 8.5 | 7
Live | 217446857 |  | 13 | 19.5 | 23800 | 16300 | 16300 | 3.81 | 2.46 | 24000 | 3.15 | 2.04 | 8.5 | 7
Live | 217446858 |  | 13 | 19.5 | 23800 | 16300 | 16300 | 3.81 | 2.46 | 24000 | 3.18 | 2.04 | 8.5 | 7
Live | 217446859 |  | 13 | 19.5 | 23800 | 16300 | 16300 | 3.81 | 2.46 | 24000 | 3.18 | 2.04 | 8.5 | 7
Live | 217446862 |  | 13 | 19 | 23800 | 16300 | 16300 | 3.81 | 2.46 | 24000 | 3.15 | 2.02 | 8.5 | 7
Live | 217446863 |  | 13 | 20 | 23600 | 16200 | 16200 | 3.8 | 2.46 | 24000 | 3.14 | 2.02 | 8.5 | 7.1
Live | 217446864 |  | 13 | 19 | 24000 | 16700 | 16600 | 3.8 | 2.43 | 24000 | 3.2 | 2.02 | 8.5 | 7.1
Live | 217446867 |  | 12.8 | 18.5 | 24000 | 16700 | 16700 | 3.74 | 2.43 | 24000 | 3.18 | 2.02 | 8.5 | 7.1
Live | 217446868 |  | 12.8 | 18 | 24000 | 16700 | 16700 | 3.74 | 2.43 | 24000 | 3.18 | 2.02 | 8.5 | 7.1
Live | 217446869 |  | 13 | 19 | 23600 | 16400 | 16400 | 3.8 | 2.44 | 24000 | 3.13 | 2.02 | 8.5 | 7
Live | 217446870 |  | 13 | 19 | 23600 | 16300 | 16300 | 3.8 | 2.46 | 24000 | 3.15 | 2.02 | 8.5 | 7
Live | 217446871 |  | 11.7 | 15.5 | 23000 | 17000 | 17000 | 3.42 | 2.36 | 24000 | 3.04 | 1.98 | 8.5 | 7
Live | 217446872 |  | 13 | 19.5 | 23800 | 16600 | 16500 | 3.81 | 2.44 | 24000 | 3.18 | 2.02 | 8.5 | 7.1
Live | 217446873 |  | 13 | 19.5 | 23800 | 16600 | 16500 | 3.81 | 2.44 | 24000 | 3.18 | 2.02 | 8.5 | 7.1
Live | 217446874 |  | 13 | 20 | 23400 | 16200 | 16200 | 3.81 | 2.43 | 24000 | 3.13 | 2.02 | 8.5 | 7.1
Live | 217446875 |  | 13 | 19 | 24000 | 16700 | 16600 | 3.8 | 2.43 | 24000 | 3.2 | 2.02 | 8.5 | 7.1
Live | 217446876 |  | 13 | 19 | 24000 | 16700 | 16600 | 3.8 | 2.43 | 24000 | 3.2 | 2.02 | 8.5 | 7.1
Live | 217446877 |  | 13 | 19 | 23800 | 16400 | 16400 | 3.81 | 2.46 | 24000 | 3.18 | 2.04 | 8.5 | 7
Live | 217446878 |  | 13 | 19 | 23200 | 16200 | 16200 | 3.82 | 2.42 | 24000 | 3.06 | 2 | 8.5 | 7.1
Live | 217446879 |  | 13 | 19 | 23600 | 16300 | 16300 | 3.8 | 2.44 | 24000 | 3.13 | 2.02 | 8.5 | 7
Live | 217446880 |  | 13 | 19 | 23200 | 16200 | 16200 | 3.82 | 2.42 | 24000 | 3.06 | 2 | 8.5 | 7.1
Live | 217446881 |  | 13 | 18 | 23600 | 16400 | 16400 | 3.8 | 2.44 | 24000 | 3.14 | 2.02 | 8.5 | 7.1
Live | 217446882 |  | 13 | 19.5 | 23600 | 16400 | 16300 | 3.8 | 2.46 | 24000 | 3.15 | 2.02 | 8.5 | 7
Live | 217446883 |  | 13 | 18 | 23600 | 16300 | 16300 | 3.8 | 2.44 | 24000 | 3.14 | 2.02 | 8.5 | 7.1
Live | 217446884 |  | 13 | 19 | 23600 | 16400 | 16400 | 3.8 | 2.44 | 24000 | 3.14 | 2.02 | 8.5 | 7
Live | 217446885 |  | 13 | 18.5 | 23600 | 16400 | 16400 | 3.8 | 2.44 | 24000 | 3.14 | 2.02 | 8.5 | 7
Live | 217446886 |  | 13 | 18.5 | 23600 | 16400 | 16400 | 3.8 | 2.44 | 24000 | 3.14 | 2.02 | 8.5 | 7
Live | 217446889 |  | 12.8 | 19.5 | 23400 | 14700 | 13800 | 3.75 | 2.14 | 23200 | 3.02 | 1.86 | 8.1 | 6.4
Live | 217446890 |  | 12.4 | 18 | 24000 | 15100 | 14200 | 3.63 | 2.14 | 24000 | 3.13 | 1.86 | 8.2 | 6.5
Live | 217446891 |  | 12.4 | 18 | 24000 | 15100 | 14100 | 3.63 | 2.14 | 24000 | 3.14 | 1.86 | 8.2 | 6.5
Live | 217446892 |  | 13 | 19 | 23400 | 14500 | 13600 | 3.81 | 2.14 | 23000 | 3.02 | 1.86 | 8.2 | 6.5
Live | 217446893 |  | 12.4 | 16 | 24000 | 15200 | 14200 | 3.63 | 2.14 | 24000 | 3.13 | 1.86 | 8.1 | 6.4
Live | 217446894 |  | 12.4 | 16 | 24000 | 15200 | 14200 | 3.63 | 2.14 | 24000 | 3.13 | 1.86 | 8.1 | 6.4
Live | 217446895 |  | 13 | 18.5 | 24000 | 14800 | 13800 | 3.8 | 2.18 | 23600 | 3.14 | 1.88 | 8.2 | 6.5
Live | 217446896 |  | 13 | 19.5 | 24000 | 14800 | 13800 | 3.8 | 2.18 | 23600 | 3.16 | 1.9 | 8.2 | 6.4
Live | 217446897 |  | 13 | 19.5 | 24000 | 14800 | 13900 | 3.8 | 2.18 | 23600 | 3.19 | 1.9 | 8 | 6.4
Live | 217446898 |  | 13 | 18.5 | 24000 | 14800 | 13800 | 3.8 | 2.18 | 23600 | 3.14 | 1.88 | 8.2 | 6.5
Live | 217446899 |  | 12.8 | 19.5 | 24000 | 15000 | 14000 | 3.74 | 2.15 | 23800 | 3.14 | 1.88 | 8.1 | 6.4
Live | 217446900 |  | 13 | 19.5 | 23400 | 14600 | 13700 | 3.81 | 2.14 | 23200 | 3.02 | 1.86 | 8.1 | 6.4
Live | 217446901 |  | 12.6 | 19 | 24000 | 15100 | 14100 | 3.7 | 2.16 | 24000 | 3.14 | 1.88 | 8.2 | 6.5
Live | 217446902 |  | 12.8 | 19 | 24000 | 15000 | 14000 | 3.74 | 2.18 | 23800 | 3.18 | 1.88 | 8.2 | 6.5
Live | 217446903 |  | 12.8 | 19 | 23400 | 14600 | 13700 | 3.75 | 2.14 | 23200 | 3.02 | 1.84 | 8.1 | 6.4
Live | 217446904 |  | 12.4 | 18 | 24000 | 15100 | 14200 | 3.63 | 2.14 | 24000 | 3.13 | 1.86 | 8.2 | 6.5
Live | 217446905 |  | 12.8 | 18 | 24000 | 15000 | 14000 | 3.74 | 2.18 | 23800 | 3.18 | 1.88 | 8.2 | 6.5
Live | 217446908 |  | 12.2 | 17 | 22000 | 15200 | 15000 | 3.58 | 2.21 | 23800 | 3.24 | 1.88 | 8.2 | 6.7
Live | 217446909 |  | 11.7 | 16.5 | 22400 | 15600 | 15300 | 3.44 | 2.2 | 24000 | 3.32 | 1.88 | 8.2 | 6.7
Live | 217446910 |  | 12.2 | 15.5 | 24000 | 15200 | 14200 | 3.57 | 2.12 | 24000 | 3.1 | 1.86 | 8 | 6.4
Live | 217446911 |  | 11.7 | 16.5 | 22400 | 15600 | 15300 | 3.44 | 2.2 | 24000 | 3.33 | 1.88 | 8.2 | 6.7
Live | 217446912 |  | 12.4 | 17.5 | 22000 | 15000 | 14900 | 3.64 | 2.2 | 23600 | 3.25 | 1.88 | 8.2 | 6.7
Live | 217446913 |  | 13 | 19 | 23800 | 14800 | 13800 | 3.81 | 2.16 | 23400 | 3.1 | 1.88 | 8.1 | 6.4
Live | 217446914 |  | 12.6 | 18.5 | 23800 | 15000 | 14000 | 3.69 | 2.14 | 23800 | 3.1 | 1.86 | 8.1 | 6.4
Live | 217446915 |  | 12.4 | 17 | 22400 | 15300 | 15100 | 3.63 | 2.24 | 24000 | 3.37 | 1.9 | 8.5 | 6.8
Live | 217446916 |  | 12.8 | 19 | 23800 | 14900 | 13900 | 3.75 | 2.14 | 23600 | 3.07 | 1.86 | 8.1 | 6.4
Live | 217446917 |  | 12.4 | 18 | 22400 | 15200 | 15100 | 3.63 | 2.24 | 24000 | 3.38 | 1.92 | 8.2 | 6.7
Live | 217446918 |  | 13 | 19.5 | 23800 | 14700 | 13800 | 3.81 | 2.18 | 23400 | 3.15 | 1.88 | 8.2 | 6.4
Live | 217446919 |  | 13 | 19 | 23800 | 14700 | 13800 | 3.81 | 2.18 | 23400 | 3.15 | 1.9 | 8.1 | 6.4
Live | 217446920 |  | 12.4 | 18 | 22400 | 15300 | 15100 | 3.63 | 2.24 | 24000 | 3.38 | 1.92 | 8.2 | 6.7
Live | 217446921 |  | 12.4 | 17 | 22400 | 15300 | 15100 | 3.63 | 2.24 | 24000 | 3.37 | 1.9 | 8.5 | 6.8
Live | 217446922 |  | 13 | 19 | 23800 | 14700 | 13800 | 3.81 | 2.18 | 23400 | 3.15 | 1.9 | 8.1 | 6.4
Live | 217446924 |  | 12 | 18 | 22400 | 15500 | 15100 | 3.51 | 2.22 | 24000 | 3.37 | 1.88 | 8.2 | 6.7
Live | 217446926 |  | 13 | 19.5 | 23800 | 14700 | 13800 | 3.81 | 2.18 | 23400 | 3.12 | 1.88 | 8.2 | 6.4
Live | 217446927 |  | 12.4 | 17.5 | 22000 | 15100 | 15000 | 3.64 | 2.2 | 23600 | 3.25 | 1.88 | 8.2 | 6.7
Live | 217446928 |  | 13 | 20 | 23800 | 14700 | 13700 | 3.81 | 2.18 | 23400 | 3.12 | 1.88 | 8.2 | 6.5
Live | 217446929 |  | 12 | 17.5 | 22600 | 15600 | 15200 | 3.52 | 2.22 | 24000 | 3.37 | 1.88 | 8.5 | 6.8
Live | 217446930 |  | 12.6 | 19 | 24000 | 15100 | 14100 | 3.7 | 2.16 | 23800 | 3.16 | 1.88 | 8.2 | 6.5
Live | 217446931 |  | 12.2 | 17.5 | 22600 | 15500 | 15100 | 3.58 | 2.22 | 24000 | 3.38 | 1.9 | 8.5 | 6.8
Live | 217446933 |  | 12.4 | 17 | 22000 | 15100 | 15000 | 3.64 | 2.2 | 23800 | 3.24 | 1.88 | 8.2 | 6.7
Live | 217446935 |  | 11.7 | 16.5 | 22400 | 15600 | 15300 | 3.44 | 2.2 | 24000 | 3.32 | 1.88 | 8.2 | 6.7
Live | 217446936 |  | 12.6 | 18 | 24000 | 15100 | 14100 | 3.7 | 2.16 | 24000 | 3.14 | 1.88 | 8.2 | 6.5
Live | 217446937 |  | 12.2 | 17 | 22600 | 15500 | 15100 | 3.58 | 2.22 | 24000 | 3.38 | 1.9 | 8.5 | 6.8
Live | 217446938 |  | 12.6 | 18 | 24000 | 15100 | 14100 | 3.7 | 2.16 | 24000 | 3.14 | 1.88 | 8.2 | 6.5
Live | 217446939 |  | 12.8 | 19 | 23800 | 14800 | 13900 | 3.75 | 2.16 | 23600 | 3.1 | 1.86 | 8.1 | 6.4
Live | 217446940 |  | 12.4 | 17.5 | 22200 | 15300 | 15100 | 3.63 | 2.22 | 24000 | 3.32 | 1.9 | 8.2 | 6.7
Live | 217446941 |  | 13 | 19.5 | 23800 | 14800 | 13800 | 3.81 | 2.16 | 23400 | 3.12 | 1.88 | 8.1 | 6.4
Live | 217446942 |  | 12 | 17 | 22200 | 15500 | 15300 | 3.52 | 2.21 | 24000 | 3.3 | 1.88 | 8.2 | 6.7
Live | 217446943 |  | 12 | 17.5 | 22200 | 15400 | 15200 | 3.52 | 2.2 | 24000 | 3.29 | 1.88 | 8.2 | 6.7
Live | 217446944 |  | 12.4 | 18 | 22200 | 15200 | 15000 | 3.63 | 2.24 | 23800 | 3.34 | 1.9 | 8.2 | 6.7
Live | 217446945 |  | 12.4 | 18 | 22200 | 15200 | 15000 | 3.63 | 2.24 | 23800 | 3.35 | 1.92 | 8.2 | 6.7
Live | 217446948 |  | 12.4 | 18 | 22200 | 15200 | 15100 | 3.63 | 2.24 | 24000 | 3.33 | 1.9 | 8.2 | 6.7
Live | 217446949 |  | 11.5 | 16.5 | 23200 | 15400 | 14400 | 3.37 | 2.08 | 24000 | 2.98 | 1.82 | 8 | 6.4
Live | 217446950 |  | 12.8 | 19 | 24000 | 15000 | 14000 | 3.74 | 2.15 | 23800 | 3.16 | 1.88 | 8.2 | 6.5
Live | 217446951 |  | 12.8 | 19 | 24000 | 15000 | 14000 | 3.74 | 2.15 | 23800 | 3.16 | 1.88 | 8.2 | 6.5
Live | 217446952 |  | 13 | 20 | 23600 | 14700 | 13700 | 3.8 | 2.16 | 23400 | 3.1 | 1.88 | 8.2 | 6.5
Live | 217446953 |  | 12.6 | 19 | 24000 | 15100 | 14100 | 3.7 | 2.16 | 23800 | 3.16 | 1.88 | 8.2 | 6.5
Live | 217446954 |  | 12.4 | 18 | 22200 | 15200 | 15000 | 3.63 | 2.24 | 23800 | 3.35 | 1.92 | 8.2 | 6.7
Live | 217446955 |  | 12.6 | 19 | 24000 | 15100 | 14100 | 3.7 | 2.16 | 23800 | 3.16 | 1.88 | 8.2 | 6.5
Live | 217446957 |  | 13 | 19.5 | 24000 | 14800 | 13900 | 3.8 | 2.18 | 23600 | 3.14 | 1.88 | 8.1 | 6.4
Live | 217446959 |  | 13 | 19 | 23400 | 14600 | 13700 | 3.81 | 2.14 | 23200 | 3.04 | 1.86 | 8.2 | 6.5
Live | 217446960 |  | 12 | 17 | 22400 | 15600 | 15200 | 3.51 | 2.2 | 24000 | 3.33 | 1.88 | 8.5 | 6.8
Live | 217446961 |  | 11.7 | 16.5 | 22400 | 15600 | 15200 | 3.44 | 2.2 | 24000 | 3.33 | 1.88 | 8.5 | 6.8
Live | 217446962 |  | 13 | 19.5 | 23600 | 14700 | 13800 | 3.8 | 2.16 | 23400 | 3.08 | 1.88 | 8.1 | 6.4
Live | 217446963 |  | 12.2 | 17.5 | 22200 | 15300 | 15100 | 3.57 | 2.22 | 24000 | 3.3 | 1.9 | 8.2 | 6.7
Live | 217446964 |  | 13 | 19 | 23400 | 14600 | 13700 | 3.81 | 2.14 | 23200 | 3.04 | 1.86 | 8.2 | 6.5
Live | 217446965 |  | 12.4 | 18 | 22200 | 15200 | 15100 | 3.63 | 2.22 | 24000 | 3.32 | 1.9 | 8.2 | 6.7
Live | 217446966 |  | 13 | 18 | 23800 | 14800 | 13800 | 3.81 | 2.16 | 23400 | 3.12 | 1.88 | 8.2 | 6.5
Live | 217446967 |  | 13 | 19.5 | 23800 | 14700 | 13800 | 3.81 | 2.16 | 23400 | 3.12 | 1.88 | 8.1 | 6.4
Live | 217446968 |  | 13 | 18.5 | 23800 | 14800 | 13800 | 3.81 | 2.16 | 23400 | 3.12 | 1.88 | 8.2 | 6.5
Live | 217446969 |  | 13 | 19.5 | 23800 | 14800 | 13800 | 3.81 | 2.16 | 23400 | 3.12 | 1.88 | 8.1 | 6.4
Live | 217446970 |  | 13 | 19 | 23800 | 14800 | 13900 | 3.81 | 2.16 | 23400 | 3.1 | 1.88 | 8.1 | 6.4
Live | 217446971 |  | 13 | 19 | 23800 | 14800 | 13900 | 3.81 | 2.16 | 23400 | 3.1 | 1.88 | 8.1 | 6.4
Live | 217446972 |  | 13 | 20 | 24000 | 16000 | 15800 | 3.8 | 2.34 | 24000 | 3.37 | 1.88 | 8.2 | 6.7
Live | 217446979 |  | 12 | 15.5 | 24000 | 16400 | 16200 | 3.52 | 2.28 | 24000 | 3.26 | 1.84 | 8.2 | 6.7
Live | 217446980 |  | 13 | 19.5 | 24000 | 16000 | 15800 | 3.8 | 2.34 | 24000 | 3.33 | 1.88 | 8.5 | 6.8
Live | 217446981 |  | 10 | 14.7 | 34200 | 19500 | 15600 | 2.93 | 2.2 | 32800 | 2.84 | 1.86 | 8.2 | 6.3
Live | 217446982 |  | 9.8 | 14.7 | 34800 | 20800 | 16900 | 2.87 | 2.3 | 33600 | 3.1 | 2 | 7.8 | 6.2
Live | 217446983 |  | 10 | 15.2 | 35200 | 21000 | 16700 | 2.93 | 2.3 | 32000 | 3 | 2.1 | 8.2 | 6.5
Live | 217446984 |  | 9.8 | 16 | 35600 | 21400 | 17100 | 2.87 | 2.28 | 32200 | 2.96 | 2.06 | 8.2 | 6.5
Live | 217446985 |  | 10 | 16 | 34800 | 20600 | 16400 | 2.93 | 2.32 | 31600 | 2.98 | 2.12 | 8.2 | 6.5
Live | 217446986 |  | 10.5 | 16 | 34800 | 20400 | 16200 | 3.08 | 2.32 | 31200 | 2.98 | 2.12 | 8.2 | 6.5
Live | 217446987 |  | 10 | 15.5 | 35400 | 20800 | 16500 | 2.93 | 2.34 | 31800 | 3.04 | 2.12 | 8.2 | 6.5
Live | 217446988 |  | 10 | 17 | 35600 | 21000 | 16600 | 2.93 | 2.34 | 32000 | 3.06 | 2.14 | 8.2 | 6.4
Live | 217446989 |  | 10 | 15.5 | 35400 | 20800 | 16500 | 2.93 | 2.34 | 31800 | 3.04 | 2.12 | 8.2 | 6.5
Live | 217446990 |  | 10 | 17 | 35000 | 20800 | 16500 | 2.93 | 2.3 | 31600 | 2.96 | 2.1 | 8.2 | 6.5
Live | 217446991 |  | 10 | 16 | 34800 | 20600 | 16300 | 2.93 | 2.3 | 31400 | 2.96 | 2.1 | 8.2 | 6.5
Live | 217446992 |  | 10 | 16 | 34800 | 20600 | 16300 | 2.93 | 2.32 | 31400 | 2.96 | 2.12 | 8.2 | 6.5
Live | 217446993 |  | 10 | 17 | 35000 | 20800 | 16600 | 2.93 | 2.3 | 31800 | 2.98 | 2.1 | 8.2 | 6.5
Live | 217446994 |  | 10 | 16 | 34800 | 20600 | 16400 | 2.93 | 2.32 | 31600 | 2.98 | 2.12 | 8.2 | 6.5
Live | 217446995 |  | 10 | 16 | 35400 | 21000 | 16700 | 2.93 | 2.32 | 32000 | 3.02 | 2.1 | 8.2 | 6.4
Live | 217446996 |  | 10 | 16.5 | 35600 | 21000 | 16700 | 2.93 | 2.34 | 32000 | 3.04 | 2.12 | 8.2 | 6.4
Live | 217446997 |  | 10 | 17 | 35400 | 20800 | 16500 | 2.93 | 2.34 | 31800 | 3.02 | 2.12 | 8.2 | 6.5
Live | 217446998 |  | 10.5 | 16.5 | 35400 | 20800 | 16400 | 3.08 | 2.36 | 31800 | 3.06 | 2.14 | 8.2 | 6.5
Live | 217446999 |  | 10.5 | 16.5 | 35400 | 20800 | 16400 | 3.08 | 2.36 | 31800 | 3.06 | 2.14 | 8.2 | 6.5
Live | 217447000 |  | 10 | 16.5 | 35400 | 20800 | 16600 | 2.93 | 2.32 | 31800 | 3.02 | 2.12 | 8.2 | 6.4
Live | 217447001 |  | 10 | 16.5 | 35400 | 20800 | 16500 | 2.93 | 2.34 | 31800 | 3.04 | 2.14 | 8.2 | 6.5
Live | 217447002 |  | 10 | 16.5 | 35400 | 20800 | 16500 | 2.93 | 2.34 | 31800 | 3.04 | 2.14 | 8.2 | 6.5
Live | 217447004 |  | 10 | 16.5 | 35400 | 21000 | 16700 | 2.93 | 2.3 | 31600 | 2.98 | 2.1 | 8.2 | 6.4
Live | 217447005 |  | 10 | 17 | 35200 | 21000 | 16600 | 2.93 | 2.32 | 31800 | 3.02 | 2.12 | 8.2 | 6.5
Live | 217447006 |  | 10 | 17 | 35200 | 21000 | 16600 | 2.93 | 2.32 | 32000 | 3 | 2.1 | 8.2 | 6.4
Live | 217447007 |  | 10 | 16.5 | 35200 | 21000 | 16600 | 2.93 | 2.32 | 31800 | 3.02 | 2.12 | 8.2 | 6.4
Live | 217447008 |  | 10 | 16.5 | 35400 | 20800 | 16500 | 2.93 | 2.34 | 31800 | 3.04 | 2.12 | 8.2 | 6.5
Live | 217447009 |  | 10 | 17 | 35200 | 21000 | 16700 | 2.93 | 2.3 | 32000 | 3 | 2.1 | 8.2 | 6.4
Live | 217447010 |  | 10 | 16 | 35000 | 20800 | 16400 | 2.93 | 2.32 | 31600 | 2.98 | 2.12 | 8.2 | 6.5
Live | 217447011 |  | 10 | 17 | 35400 | 20800 | 16600 | 2.93 | 2.32 | 31800 | 3.02 | 2.12 | 8.2 | 6.5
Live | 217447012 |  | 10 | 17 | 35200 | 21000 | 16600 | 2.93 | 2.32 | 32000 | 3 | 2.1 | 8.2 | 6.4
Live | 217447013 |  | 10 | 16.5 | 35400 | 20800 | 16600 | 2.93 | 2.32 | 31800 | 3.02 | 2.12 | 8.2 | 6.4
Live | 217447014 |  | 10 | 17 | 35400 | 20800 | 16500 | 2.93 | 2.34 | 31800 | 3.02 | 2.12 | 8.2 | 6.5
Live | 217447015 |  | 10 | 16.5 | 35400 | 20800 | 16500 | 2.93 | 2.34 | 31800 | 3.04 | 2.12 | 8.2 | 6.5
Live | 217447016 |  | 10 | 15.2 | 34200 | 20800 | 16500 | 2.93 | 2.4 | 31800 | 3 | 2.06 | 8.2 | 6.5
Live | 217447018 |  | 10 | 16.5 | 34200 | 20800 | 16500 | 2.93 | 2.4 | 31600 | 3 | 2.06 | 8.2 | 6.5
Live | 217447019 |  | 10 | 15.5 | 34200 | 21000 | 16600 | 2.93 | 2.4 | 32000 | 3 | 2.04 | 8.2 | 6.5
Live | 217447020 |  | 10 | 16 | 34200 | 21000 | 16600 | 2.93 | 2.4 | 32000 | 2.98 | 2.04 | 8.2 | 6.5
Live | 217447021 |  | 10.5 | 17 | 34600 | 20800 | 16500 | 3.07 | 2.44 | 32000 | 3.08 | 2.08 | 8.2 | 6.5
Live | 217447022 |  | 10.5 | 15.5 | 34600 | 20800 | 16400 | 3.07 | 2.46 | 32000 | 3.08 | 2.08 | 8.2 | 6.5
Live | 217447023 |  | 10.5 | 15.5 | 34600 | 20800 | 16400 | 3.07 | 2.46 | 32000 | 3.08 | 2.08 | 8.2 | 6.5
Live | 217447024 |  | 10 | 16.5 | 34800 | 21000 | 16600 | 2.93 | 2.44 | 32200 | 3.08 | 2.08 | 8.2 | 6.5
Live | 217447025 |  | 10.5 | 16.5 | 34800 | 21000 | 16500 | 3.08 | 2.44 | 32000 | 3.08 | 2.08 | 8.2 | 6.4
Live | 217447026 |  | 10.5 | 16.5 | 35200 | 21000 | 16600 | 3.08 | 2.48 | 32200 | 3.14 | 2.1 | 8.2 | 6.4
Live | 217447027 |  | 10 | 16.5 | 34800 | 21000 | 16600 | 2.93 | 2.44 | 32200 | 3.08 | 2.08 | 8.2 | 6.5
Live | 217447028 |  | 10.5 | 15.5 | 34600 | 20800 | 16300 | 3.07 | 2.46 | 31800 | 3.06 | 2.1 | 8.2 | 6.5
Live | 217447029 |  | 10 | 16.5 | 34800 | 21200 | 16700 | 2.93 | 2.44 | 32400 | 3.08 | 2.06 | 8.2 | 6.4
Live | 217447030 |  | 10.5 | 15.5 | 34600 | 20800 | 16300 | 3.07 | 2.46 | 31800 | 3.06 | 2.1 | 8.2 | 6.5
Live | 217447031 |  | 10 | 16 | 34400 | 21200 | 16800 | 2.93 | 2.38 | 32200 | 3 | 2.04 | 8.2 | 6.5
Live | 217447032 |  | 10 | 16 | 34200 | 20800 | 16500 | 2.93 | 2.4 | 32000 | 3 | 2.06 | 8.2 | 6.5
Live | 217447034 |  | 10 | 16 | 34200 | 20800 | 16400 | 2.93 | 2.42 | 31800 | 3 | 2.06 | 8.2 | 6.5
Live | 217447035 |  | 10.5 | 16 | 34400 | 20800 | 16800 | 3.07 | 2.2 | 35400 | 3.02 | 2.04 | 8 | 6.3
Live | 217447036 |  | 10 | 16 | 34600 | 21200 | 16800 | 2.93 | 2.4 | 32400 | 3.04 | 2.04 | 8.2 | 6.5
Live | 217447037 |  | 10 | 16.5 | 34800 | 21200 | 16700 | 2.93 | 2.42 | 32200 | 3.06 | 2.06 | 8.2 | 6.5
Live | 217447038 |  | 10 | 15.2 | 34800 | 21200 | 16800 | 2.93 | 2.42 | 32400 | 3.06 | 2.06 | 8.2 | 6.5
Live | 217447039 |  | 10.5 | 16 | 34400 | 20800 | 16900 | 3.07 | 2.2 | 35400 | 3.02 | 2.04 | 8 | 6.3
Live | 217447040 |  | 10 | 15.5 | 34800 | 21200 | 16700 | 2.93 | 2.42 | 32400 | 3.06 | 2.06 | 8.1 | 6.4
Live | 217447041 |  | 10.5 | 16 | 34200 | 20600 | 16500 | 3.07 | 2.24 | 34800 | 3.02 | 2.08 | 8 | 6.3
Live | 217447042 |  | 10 | 15.5 | 34600 | 21400 | 17000 | 2.93 | 2.38 | 32600 | 3 | 2.02 | 8.1 | 6.4
Live | 217447043 |  | 10 | 16.5 | 34800 | 21200 | 16700 | 2.93 | 2.42 | 32400 | 3.06 | 2.06 | 8.2 | 6.5
Live | 217447044 |  | 10.5 | 16 | 34600 | 21000 | 16900 | 3.07 | 2.2 | 35400 | 3.02 | 2.04 | 8 | 6.3
Live | 217447045 |  | 10.5 | 17 | 35000 | 21000 | 16500 | 3.08 | 2.46 | 32200 | 3.1 | 2.08 | 8.2 | 6.5
Live | 217447046 |  | 10.5 | 16.5 | 34600 | 21000 | 16900 | 3.07 | 2.2 | 35400 | 3.04 | 2.04 | 8 | 6.3
Live | 217447047 |  | 10.5 | 17 | 34800 | 21000 | 16600 | 3.08 | 2.46 | 32200 | 3.1 | 2.08 | 8.2 | 6.5
Live | 217447048 |  | 10.5 | 16.5 | 34600 | 20800 | 16800 | 3.07 | 2.22 | 35400 | 3.04 | 2.06 | 8 | 6.3
Live | 217447049 |  | 10.5 | 17 | 34800 | 21000 | 16600 | 3.08 | 2.46 | 32200 | 3.1 | 2.08 | 8.2 | 6.5
Live | 217447050 |  | 10.5 | 16.5 | 34600 | 20800 | 16800 | 3.07 | 2.22 | 35400 | 3.04 | 2.06 | 8 | 6.3
Live | 217447051 |  | 10 | 16.5 | 34800 | 21200 | 16900 | 2.93 | 2.4 | 31800 | 3.02 | 2.04 | 8.2 | 6.5
Live | 217447052 |  | 10.5 | 16.5 | 34600 | 20800 | 16800 | 3.07 | 2.22 | 35400 | 3.06 | 2.06 | 8 | 6.3
Live | 217447053 |  | 10 | 16.5 | 34800 | 21200 | 16900 | 2.93 | 2.4 | 31800 | 3.02 | 2.04 | 8.2 | 6.5
Live | 217447054 |  | 10 | 17 | 34800 | 21000 | 16700 | 2.93 | 2.44 | 32200 | 3.08 | 2.06 | 8.2 | 6.5
Live | 217447055 |  | 10.5 | 16 | 34600 | 21000 | 17000 | 3.07 | 2.18 | 35600 | 3.02 | 2.04 | 8 | 6.3
Live | 217447056 |  | 10 | 16.5 | 34600 | 21200 | 16700 | 2.93 | 2.4 | 32200 | 3.02 | 2.04 | 8.2 | 6.5
Live | 217447057 |  | 10 | 16.5 | 34000 | 20800 | 16400 | 2.93 | 2.4 | 31800 | 2.98 | 2.06 | 8.2 | 6.5
Live | 217447058 |  | 10 | 16.5 | 34800 | 21200 | 16800 | 2.93 | 2.4 | 32400 | 3.04 | 2.04 | 8.2 | 6.5
Live | 217447059 |  | 10 | 17 | 34800 | 21200 | 16700 | 2.93 | 2.42 | 32400 | 3.06 | 2.06 | 8.2 | 6.5
Live | 217447060 |  | 10.5 | 17 | 34800 | 20800 | 16700 | 3.08 | 2.22 | 35400 | 3.06 | 2.08 | 8 | 6.3
Live | 217447061 |  | 10 | 14.3 | 34000 | 21200 | 17300 | 2.93 | 2.18 | 36000 | 3.02 | 2.02 | 7.8 | 6.3
Live | 217447062 |  | 10.5 | 16.5 | 34800 | 22200 | 16800 | 3.08 | 2.38 | 35400 | 3.16 | 2.2 | 8.5 | 6.7
Live | 217447063 |  | 10.5 | 16 | 34800 | 22200 | 16900 | 3.08 | 2.36 | 35400 | 3.16 | 2.2 | 8.5 | 6.7
Live | 217447064 |  | 10.5 | 16.5 | 34800 | 22000 | 16800 | 3.08 | 2.38 | 35400 | 3.16 | 2.2 | 8.5 | 6.7
Live | 217447065 |  | 10 | 16.5 | 35200 | 22400 | 17200 | 2.93 | 2.34 | 35800 | 3.14 | 2.16 | 8.2 | 6.6
Live | 217447066 |  | 10.5 | 17 | 35200 | 22200 | 17000 | 3.08 | 2.36 | 35600 | 3.18 | 2.2 | 8.5 | 6.7
Live | 217447067 |  | 10.5 | 17 | 35200 | 22200 | 16900 | 3.08 | 2.38 | 35600 | 3.18 | 2.2 | 8.5 | 6.7
Live | 217447068 |  | 10 | 18 | 35200 | 22400 | 17100 | 2.93 | 2.34 | 35800 | 3.16 | 2.18 | 8.5 | 6.7
Live | 217447069 |  | 10 | 17.5 | 35000 | 22400 | 17200 | 2.93 | 2.32 | 35800 | 3.14 | 2.16 | 8.5 | 6.7
Live | 217447070 |  | 10 | 17 | 35200 | 22400 | 17100 | 2.93 | 2.34 | 35800 | 3.14 | 2.16 | 8.5 | 6.7
Live | 217447071 |  | 10 | 17 | 35200 | 22400 | 17100 | 2.93 | 2.34 | 35800 | 3.14 | 2.16 | 8.5 | 6.7
Live | 217447072 |  | 10.5 | 16.5 | 35200 | 22200 | 17000 | 3.08 | 2.36 | 35800 | 3.16 | 2.18 | 8.5 | 6.7
Live | 217447073 |  | 10 | 17 | 35200 | 22400 | 17100 | 2.93 | 2.34 | 35800 | 3.14 | 2.16 | 8.5 | 6.7
Live | 217447074 |  | 10 | 17 | 35200 | 22400 | 17100 | 2.93 | 2.34 | 35800 | 3.14 | 2.16 | 8.5 | 6.7
Live | 217447075 |  | 10.5 | 17.5 | 33400 | 21800 | 16600 | 3.08 | 2.1 | 32800 | 2.86 | 1.94 | 8.1 | 6.4
Live | 217447076 |  | 10.5 | 17.5 | 33400 | 21800 | 16600 | 3.08 | 2.1 | 32800 | 2.86 | 1.94 | 8.1 | 6.4
Live | 217447077 |  | 10.5 | 17.5 | 33600 | 21600 | 16500 | 3.08 | 2.12 | 32600 | 2.86 | 1.96 | 8.1 | 6.4
Live | 217447078 |  | 10.5 | 17.5 | 34000 | 21800 | 16700 | 3.08 | 2.12 | 33200 | 2.92 | 1.96 | 7.8 | 6.3
Live | 217447079 |  | 10.5 | 17.5 | 33800 | 21800 | 16600 | 3.08 | 2.12 | 32800 | 2.88 | 1.96 | 8.1 | 6.4
Live | 217447080 |  | 10.5 | 17.5 | 33800 | 21800 | 16600 | 3.08 | 2.12 | 32800 | 2.88 | 1.96 | 8.1 | 6.4
Live | 217447081 |  | 10.5 | 17.5 | 33600 | 21800 | 16700 | 3.08 | 2.12 | 33000 | 2.88 | 1.94 | 8.1 | 6.4
Live | 217447082 |  | 10.5 | 17.5 | 33600 | 21800 | 16600 | 3.08 | 2.12 | 32800 | 2.88 | 1.94 | 8.1 | 6.4
Live | 217447083 |  | 10.5 | 18 | 34000 | 22000 | 16800 | 3.08 | 2.12 | 33200 | 2.92 | 1.96 | 8.1 | 6.4
Live | 217447084 |  | 10.5 | 18 | 34000 | 22000 | 17000 | 3.08 | 2.1 | 33400 | 2.9 | 1.94 | 8.1 | 6.4
Live | 217447085 |  | 10.5 | 18 | 34000 | 22000 | 17000 | 3.08 | 2.1 | 33400 | 2.9 | 1.94 | 8.1 | 6.4
Live | 217447086 |  | 10.5 | 18 | 34200 | 22200 | 16800 | 3.07 | 2.14 | 33400 | 2.92 | 1.94 | 8.2 | 6.4
Live | 217447087 |  | 10.5 | 17.5 | 33600 | 21600 | 16500 | 3.08 | 2.12 | 32600 | 2.86 | 1.96 | 8.1 | 6.4
Live | 217447088 |  | 10.5 | 17.5 | 34000 | 22000 | 16800 | 3.08 | 2.12 | 33200 | 2.9 | 1.94 | 7.8 | 6.3
Live | 217447089 |  | 10.5 | 17 | 34000 | 22200 | 16900 | 3.08 | 2.12 | 33400 | 2.9 | 1.94 | 7.8 | 6.3
Live | 217447092 |  | 10.5 | 16.9 | 44500 | 28200 | 28600 | 3.08 | 2.28 | 46500 | 3.1 | 1.88 | 8.1 | 6.5
Live | 217447093 |  | 10 | 15.5 | 44000 | 28400 | 28800 | 2.93 | 2.22 | 47000 | 3 | 1.84 | 8.2 | 6.6
Live | 217447110 |  | 10.5 | 16 | 47000 | 33600 | 30600 | 3.07 | 2.4 | 48000 | 3.24 | 1.9 | 8.5 | 6.9
Live | 217447111 |  | 10.5 | 17 | 46500 | 29600 | 29200 | 3.08 | 2.34 | 47500 | 3.16 | 1.88 | 8.2 | 6.6
Live | 217447112 |  | 10.5 | 16.5 | 45500 | 29400 | 29000 | 3.08 | 2.3 | 47500 | 3.04 | 1.86 | 8.2 | 6.6
Live | 217447113 |  | 10.5 | 16.9 | 46500 | 29600 | 29200 | 3.08 | 2.34 | 48000 | 3.18 | 1.9 | 8.2 | 6.6
Live | 217447123 |  | 9.8 | 14.7 | 54500 | 38000 | 32600 | 2.87 | 2.42 | 58000 | 3.16 | 2.2 | 8.5 | 7
Live | 217447124 |  | 9.8 | 17 | 54500 | 37000 | 30200 | 2.87 | 2.14 | 54000 | 2.66 | 1.88 | 8.5 | 6.6
Live | 217447125 |  | 10 | 17 | 54500 | 36800 | 30000 | 2.93 | 2.16 | 54000 | 2.68 | 1.9 | 8.5 | 6.6
Live | 217447126 |  | 9.8 | 17 | 55500 | 37600 | 30800 | 2.87 | 2.16 | 55000 | 2.74 | 1.9 | 8.5 | 6.6
Live | 217447127 |  | 9.8 | 17 | 55500 | 37600 | 30800 | 2.87 | 2.16 | 55000 | 2.74 | 1.9 | 8.5 | 6.6
Live | 217447128 |  | 9.8 | 17 | 55500 | 37800 | 30800 | 2.87 | 2.16 | 55000 | 2.72 | 1.88 | 8.5 | 6.6
Live | 217447129 |  | 9.8 | 17.5 | 55500 | 37600 | 30600 | 2.87 | 2.16 | 55000 | 2.72 | 1.9 | 8.5 | 6.6
Live | 217447130 |  | 10 | 17.5 | 55000 | 36400 | 29600 | 2.93 | 2.18 | 53500 | 2.7 | 1.92 | 8.2 | 6.5
Live | 217447131 |  | 9.8 | 17.5 | 55500 | 37600 | 30600 | 2.87 | 2.16 | 55000 | 2.72 | 1.9 | 8.5 | 6.6
Live | 217447132 |  | 9.8 | 17 | 55500 | 37400 | 30600 | 2.87 | 2.16 | 55000 | 2.72 | 1.88 | 8.5 | 6.6
Live | 217447133 |  | 9.8 | 17 | 55000 | 37200 | 30400 | 2.87 | 2.14 | 54500 | 2.68 | 1.88 | 8.5 | 6.6
Live | 217447134 |  | 9.8 | 16.5 | 55500 | 37800 | 30800 | 2.87 | 2.14 | 55000 | 2.72 | 1.88 | 8.5 | 6.6
Live | 217447135 |  | 10 | 17 | 55000 | 37000 | 30000 | 2.93 | 2.16 | 54000 | 2.7 | 1.9 | 8.2 | 6.5
Live | 217447136 |  | 10 | 17.5 | 55000 | 36600 | 29800 | 2.93 | 2.18 | 54000 | 2.7 | 1.9 | 8.2 | 6.5
Live | 217447137 |  | 10 | 18 | 54500 | 36600 | 29600 | 2.93 | 2.16 | 53500 | 2.68 | 1.88 | 8.5 | 6.6
Live | 217447138 |  | 10 | 18 | 54500 | 36400 | 29400 | 2.93 | 2.18 | 53500 | 2.7 | 1.88 | 8.5 | 6.6
Live | 217447139 |  | 10 | 18 | 54500 | 36400 | 29400 | 2.93 | 2.18 | 53500 | 2.7 | 1.88 | 8.5 | 6.6
Live | 217447140 |  | 10 | 18 | 54500 | 36600 | 29600 | 2.93 | 2.16 | 53500 | 2.68 | 1.88 | 8.5 | 6.6
Live | 217447141 |  | 10 | 18 | 54500 | 36400 | 29600 | 2.93 | 2.18 | 53500 | 2.7 | 1.88 | 8.5 | 6.6
Live | 217447142 |  | 10 | 18 | 54500 | 36400 | 29600 | 2.93 | 2.18 | 53500 | 2.7 | 1.88 | 8.5 | 6.6
Live | 217447145 |  | 10 | 18 | 54500 | 36600 | 29800 | 2.93 | 2.16 | 54000 | 2.66 | 1.88 | 8.5 | 6.6
Live | 217447146 |  | 10 | 18 | 54500 | 36600 | 29600 | 2.93 | 2.16 | 53500 | 2.68 | 1.88 | 8.5 | 6.6
Live | 217447147 |  | 10 | 18 | 54500 | 36600 | 29600 | 2.93 | 2.16 | 53500 | 2.68 | 1.88 | 8.5 | 6.6
Live | 217447148 |  | 10 | 18 | 54500 | 36800 | 29800 | 2.93 | 2.16 | 54000 | 2.66 | 1.86 | 8.5 | 6.6
Live | 217447149 |  | 10 | 18 | 54500 | 36600 | 29800 | 2.93 | 2.16 | 54000 | 2.68 | 1.88 | 8.5 | 6.6
Live | 217447150 |  | 9.8 | 17 | 55000 | 37200 | 30400 | 2.87 | 2.16 | 54500 | 2.7 | 1.88 | 8.5 | 6.6
Live | 217447151 |  | 10 | 18 | 54500 | 36600 | 29600 | 2.93 | 2.16 | 53500 | 2.68 | 1.88 | 8.5 | 6.6
Live | 217447152 |  | 10 | 18 | 54500 | 36600 | 29600 | 2.93 | 2.16 | 53500 | 2.68 | 1.88 | 8.5 | 6.6
Live | 217447153 |  | 9.8 | 16.5 | 55500 | 37000 | 31200 | 2.87 | 2.14 | 55500 | 2.96 | 1.92 | 8.1 | 6.5
Live | 217447154 |  | 10 | 16.5 | 55000 | 36400 | 30600 | 2.93 | 2.14 | 54500 | 2.94 | 1.94 | 8.1 | 6.5
Live | 217447155 |  | 10 | 16.5 | 55500 | 36600 | 30800 | 2.93 | 2.16 | 55000 | 3 | 1.94 | 8.1 | 6.5
Live | 217447156 |  | 10 | 16.5 | 56000 | 37000 | 31000 | 2.93 | 2.16 | 55500 | 3.02 | 1.94 | 8.2 | 6.5
Live | 217447157 |  | 10 | 16.5 | 56000 | 37000 | 31000 | 2.93 | 2.16 | 55500 | 3.02 | 1.94 | 8.2 | 6.5
Live | 217447158 |  | 9.8 | 16.5 | 56000 | 37000 | 31200 | 2.87 | 2.16 | 55500 | 3 | 1.94 | 8.1 | 6.5
Live | 217447159 |  | 10 | 17 | 56000 | 36800 | 31000 | 2.93 | 2.16 | 55500 | 3.02 | 1.94 | 8.2 | 6.5
Live | 217447160 |  | 10 | 17 | 56000 | 36400 | 30600 | 2.93 | 2.18 | 55000 | 3.04 | 1.96 | 7.8 | 6.4
Live | 217447161 |  | 10 | 17 | 56000 | 36800 | 31000 | 2.93 | 2.16 | 55500 | 3.02 | 1.94 | 8.2 | 6.5
Live | 217447162 |  | 10 | 17 | 55500 | 36800 | 31000 | 2.93 | 2.16 | 55500 | 3 | 1.94 | 8.2 | 6.5
Live | 217447163 |  | 10 | 17 | 55000 | 36600 | 30800 | 2.93 | 2.14 | 55000 | 2.96 | 1.94 | 8.2 | 6.5
Live | 217447164 |  | 9.8 | 16.5 | 56000 | 37000 | 31200 | 2.87 | 2.14 | 55500 | 3 | 1.94 | 8.1 | 6.5
Live | 217447165 |  | 10 | 16.5 | 55500 | 36800 | 31000 | 2.93 | 2.14 | 55000 | 2.98 | 1.94 | 7.8 | 6.3
Live | 217447166 |  | 10 | 16.5 | 56000 | 36600 | 30800 | 2.93 | 2.18 | 55000 | 3.02 | 1.96 | 7.8 | 6.4
Live | 217447167 |  | 10 | 17.5 | 56000 | 36200 | 30400 | 2.93 | 2.18 | 54500 | 3 | 1.96 | 8.2 | 6.5
Live | 217447168 |  | 10 | 18 | 56000 | 36200 | 30400 | 2.93 | 2.2 | 54500 | 3 | 1.96 | 8.2 | 6.5
Live | 217447169 |  | 10 | 18 | 56000 | 36200 | 30400 | 2.93 | 2.2 | 54500 | 3 | 1.96 | 8.2 | 6.5
Live | 217447170 |  | 10 | 17.5 | 56000 | 36400 | 30400 | 2.93 | 2.18 | 54500 | 3 | 1.96 | 8.2 | 6.5
Live | 217447171 |  | 10 | 17.5 | 56000 | 36200 | 30400 | 2.93 | 2.2 | 54500 | 3.02 | 1.96 | 8.2 | 6.5
Live | 217447172 |  | 10 | 17.5 | 56000 | 36200 | 30400 | 2.93 | 2.2 | 54500 | 3.02 | 1.96 | 8.2 | 6.5
Live | 217447174 |  | 10 | 17.5 | 55500 | 36400 | 30600 | 2.93 | 2.18 | 54500 | 3 | 1.96 | 8.1 | 6.5
Live | 217447175 |  | 10 | 17.5 | 56000 | 36400 | 30400 | 2.93 | 2.18 | 54500 | 3 | 1.96 | 8.2 | 6.5
Live | 217447176 |  | 10 | 17.5 | 55500 | 36400 | 30600 | 2.93 | 2.18 | 55000 | 2.98 | 1.96 | 8.1 | 6.5
Live | 217447177 |  | 10 | 16.5 | 55500 | 36600 | 30800 | 2.93 | 2.14 | 55000 | 2.98 | 1.94 | 8.1 | 6.5
Live | 217447178 |  | 10 | 17.5 | 56000 | 36400 | 30400 | 2.93 | 2.18 | 54500 | 3 | 1.96 | 8.2 | 6.5
Live | 217447179 |  | 9.8 | 17.5 | 55000 | 39000 | 32600 | 2.87 | 2.18 | 59000 | 2.98 | 2.04 | 8.5 | 6.7
Live | 217447180 |  | 10 | 16.5 | 54500 | 38500 | 32000 | 2.93 | 2.2 | 59000 | 3 | 2.08 | 8.2 | 6.7
Live | 217447181 |  | 9.8 | 17.5 | 55000 | 39000 | 32600 | 2.87 | 2.18 | 59000 | 2.98 | 2.04 | 8.5 | 6.7
Live | 217447182 |  | 10 | 17.5 | 55500 | 38500 | 32200 | 2.93 | 2.2 | 59000 | 3.02 | 2.06 | 8.5 | 6.7
Live | 217447183 |  | 10 | 17.5 | 55500 | 38500 | 32200 | 2.93 | 2.2 | 59000 | 3.04 | 2.08 | 8.5 | 6.7
Live | 217447184 |  | 9.8 | 17.5 | 55000 | 39000 | 32600 | 2.87 | 2.18 | 59000 | 2.98 | 2.04 | 8.5 | 6.7
Live | 217447185 |  | 9.8 | 17.5 | 55000 | 39000 | 32600 | 2.87 | 2.18 | 59000 | 2.98 | 2.04 | 8.5 | 6.7
Live | 217447186 |  | 9.8 | 16 | 54000 | 39000 | 31800 | 2.87 | 2.18 | 59500 | 2.96 | 1.96 | 8.5 | 6.7
Live | 217447187 |  | 10 | 17.5 | 53500 | 38500 | 31200 | 2.93 | 2.2 | 58500 | 3 | 2 | 8.5 | 6.8
Live | 217447188 |  | 9.8 | 16.5 | 54500 | 39000 | 31600 | 2.87 | 2.18 | 59500 | 2.98 | 1.98 | 8.5 | 6.7
Live | 217447189 |  | 9.8 | 16.5 | 54500 | 38500 | 31400 | 2.87 | 2.2 | 59500 | 3 | 1.98 | 8.5 | 6.7
Live | 217447190 |  | 10 | 17 | 54500 | 37800 | 30200 | 2.93 | 2.26 | 58500 | 2.86 | 1.98 | 8.2 | 6.6
Live | 217447191 |  | 9.8 | 16.5 | 54500 | 38500 | 31000 | 2.87 | 2.2 | 60000 | 2.84 | 1.92 | 8.1 | 6.5
Live | 217447193 |  | 10 | 17.5 | 54500 | 38000 | 30600 | 2.93 | 2.24 | 59500 | 2.86 | 1.96 | 8.2 | 6.5
Live | 217447194 |  | 10 | 17.5 | 54500 | 38000 | 30400 | 2.93 | 2.24 | 59000 | 2.86 | 1.98 | 8.2 | 6.6
Live | 217447195 |  | 9.8 | 17 | 54000 | 38500 | 30800 | 2.87 | 2.2 | 60000 | 2.82 | 1.94 | 8.2 | 6.5
Live | 217447196 |  | 9.8 | 17 | 54000 | 38500 | 30800 | 2.87 | 2.2 | 60000 | 2.82 | 1.94 | 8.2 | 6.5
Live | 217447197 |  | 10 | 17 | 54000 | 38000 | 30600 | 2.93 | 2.22 | 59500 | 2.84 | 1.96 | 8.2 | 6.5
Live | 217447198 |  | 9.8 | 17 | 54000 | 38500 | 30800 | 2.87 | 2.2 | 60000 | 2.82 | 1.94 | 8.2 | 6.5
Live | 217447199 |  | 9.8 | 17 | 54000 | 38500 | 30800 | 2.87 | 2.2 | 60000 | 2.82 | 1.94 | 8.2 | 6.5
Live | 217447200 |  | 12 | 14.7 | 24000 | 16000 | 15700 | 3.52 | 2.3 | 23600 | 3.22 | 1.86 | 8.2 | 6.7
Live | 217447201 |  | 11.7 | 14.7 | 22400 | 15600 | 15300 | 3.44 | 2.2 | 24000 | 3.32 | 1.88 | 8.2 | 6.7
Live | 217447202 |  | 11.7 | 14.7 | 22400 | 15600 | 15300 | 3.44 | 2.2 | 24000 | 3.32 | 1.88 | 8.2 | 6.7
Live | 217447813 |  | 11.7 | 16.1 | 22800 | 21000 | 18000 | 3.15 | 2 | 22800 | 3.28 | 2.06 | 9.5 | 7.8
Live | 217447814 |  | 11.7 | 16.1 | 22800 | 21000 | 18000 | 3.15 | 2 | 22800 | 3.28 | 2.06 | 9.5 | 7.8
Live | 217447815 |  | 10 | 16 | 27600 | 22000 | 21000 | 2.8 | 2 | 30000 | 3.03 | 1.8 | 9.5 | 7
Live | 217447816 |  | 10 | 16 | 27600 | 22000 | 21000 | 2.8 | 2 | 30000 | 3.03 | 1.8 | 9.5 | 7
Live | 217447817 |  | 11 | 16 | 36000 | 38000 | 32000 | 2.82 | 2.24 | 39000 | 3.28 | 1.85 | 9.6 | 8.2
Live | 217447818 |  | 11 | 16 | 36000 | 38000 | 32000 | 2.82 | 2.24 | 39000 | 3.28 | 1.85 | 9.6 | 8.2
Live | 217447820 |  | 10.7 | 15.8 | 41000 | 39000 | 36000 | 2.66 | 2.18 | 46000 | 2.97 | 1.9 | 9.4 | 7.9
Live | 217447821 |  | 10.7 | 15.8 | 41000 | 39000 | 36000 | 2.66 | 2.18 | 46000 | 2.97 | 1.9 | 9.4 | 7.9
Live | 217447822 |  | 10 | 15.2 | 48000 | 36000 | 42000 | 2.49 | 2.29 | 50000 | 2.76 | 1.85 | 8.8 | 7.4
Live | 217447823 |  | 9.8 | 14.5 | 47000 | 53000 | 40000 | 2.7 | 2.18 | 53000 | 3 | 1.8 | 8.4 | 7.2
Live | 217447824 |  | 10 | 16 | 55000 | 50000 | 45000 | 2.55 | 2.02 | 57000 | 2.55 | 1.8 | 8.5 | 6.9
Live | 217447825 |  | 10 | 15.2 | 53400 | 48000 | 43000 | 2.59 | 2 | 59000 | 2.56 | 1.83 | 8.1 | 6.8
Live | 217447828 |  | 10.5 | 15.2 | 23500 | 17800 | 19000 | 3.03 | 2.38 | 23400 | 3.03 | 1.8 | 8.5 | 6.6
Live | 217447829 |  | 9 | 15.2 | 32500 | 24600 | 24600 | 2.59 | 2.18 | 34500 | 2.86 | 1.8 | 8.5 | 6.6
Live | 217447830 |  | 14 | 20.5 | 13100 | 12600 | 11900 | 3.05 | 1.94 | 16500 | 3.41 | 1.85 | 13.8 | 10.8
Live | 217447831 |  | 13 | 19.7 | 11200 | 9800 | 8300 | 3.28 | 2.56 | 14500 | 3.7 | 2.32 | 11.5 | 9
Live | 217447832 |  | 12 | 20 | 13300 | 14000 | 12000 | 3.09 | 2.31 | 16500 | 3.41 | 1.95 | 10.6 | 8.5
Live | 217447833 |  | 12 | 19.5 | 12200 | 9800 | 8900 | 2.98 | 2.52 | 15700 | 3.33 | 2.44 | 10.5 | 8
Live | 217447834 |  | 12 | 18.4 | 20600 | 20000 | 18000 | 3.37 | 2.5 | 23000 | 3.85 | 2.1 | 11.1 | 9
Live | 217447835 |  | 13.3 | 20 | 20200 | 15900 | 14200 | 3.34 | 2.65 | 23000 | 3.92 | 2.41 | 11.3 | 8.8
Live | 217448526 |  | 15 | 27 | 13000 | 11000 | 9500 | 3.46 | 2.08 | 14600 | 3.29 | 1.83 | 10.5 | 7.4
Live | 217448527 |  | 15 | 26 | 13000 | 11000 | 9500 | 3.5 | 2.08 | 15000 | 2.89 | 1.88 | 10.4 | 7.4
Live | 217448528 |  | 13 | 24.5 | 15000 | 12000 | 11000 | 3.03 | 2.06 | 15690 | 3.28 | 1.95 | 9.5 | 8
Live | 217448529 |  | 13 | 24.5 | 14300 | 11200 | 9500 | 2.99 | 2.06 | 15690 | 3.28 | 1.95 | 9.5 | 8
Live | 217448530 |  | 13.65 | 24.5 | 22178 | 18500 | 14600 | 3.33 | 2.1 | 22000 | 3.26 | 1.9 | 9 | 7.6
Live | 217448531 |  | 12 | 21 | 37000 | 27500 | 24600 | 2.85 | 1.99 | 34100 | 2.62 | 1.8 | 8.5 | 7.5
Live | 217448532 |  | 11 | 22 | 33000 | 27000 | 23000 | 2.98 | 2.08 | 32000 | 2.84 | 1.8 | 9 | 7
Live | 217448533 |  | 12 | 21 | 19600 | 17600 | 13800 | 2.96 | 2.36 | 18100 | 3.21 | 2 | 10 | 8
Live | 217448534 |  | 13.3 | 21 | 31400 | 26600 | 21600 | 3.1 | 2.3 | 28800 | 3.22 | 2 | 10 | 8
Live | 217448535 |  | 13.6 | 21 | 34100 | 31860 | 27000 | 2.97 | 2.4 | 30400 | 3.32 | 2.07 | 10 | 8
Live | 217448536 |  | 12 | 21 | 38000 | 37720 | 36000 | 2.84 | 2 | 43200 | 3.17 | 2.1 | 10 | 8
Live | 217448537 |  | 13 | 21 | 44000 | 44500 | 37800 | 3.03 | 2.4 | 45200 | 3.23 | 2.1 | 10 | 8
Live | 217448538 |  | 11.7 | 18 | 19600 | 16400 | 13600 | 2.7 | 1.96 | 18100 | 2.81 | 1.86 | 8.1 | 7.2
Live | 217448539 |  | 11.8 | 19 | 19600 | 16400 | 13700 | 2.82 | 2.1 | 18100 | 2.98 | 1.8 | 9 | 7.5
Live | 217448540 |  | 12 | 18 | 31400 | 26600 | 21600 | 2.81 | 2.18 | 28800 | 2.8 | 1.86 | 8.1 | 7.2
Live | 217448541 |  | 12 | 18 | 34100 | 31860 | 26000 | 2.7 | 2.18 | 30400 | 2.89 | 1.88 | 8.1 | 7.2
Live | 217448542 |  | 11.7 | 18 | 38000 | 37720 | 33000 | 2.58 | 2 | 43200 | 2.75 | 1.9 | 8.1 | 7
Live | 217448543 |  | 12 | 18 | 44000 | 43200 | 36000 | 2.75 | 2.14 | 45200 | 2.88 | 1.9 | 8.1 | 7
Live | 217448544 |  | 12.2 | 19 | 31400 | 26600 | 21600 | 2.95 | 2.3 | 28800 | 2.98 | 1.8 | 9 | 7.5
Live | 217448545 |  | 12.2 | 19 | 34100 | 31860 | 26400 | 2.83 | 2.29 | 30400 | 3.08 | 1.81 | 9 | 7.5
Live | 217448546 |  | 11.8 | 19 | 38000 | 37720 | 34000 | 2.7 | 2.1 | 43200 | 2.93 | 1.84 | 9 | 7.4
Live | 217448547 |  | 12.2 | 19 | 44000 | 43200 | 37000 | 2.88 | 2.26 | 45200 | 3.07 | 1.84 | 9 | 7.4
Live | 217448548 |  | 13.95 | 27 | 31000 | 24000 | 24000 | 3.3 | 1.94 | 32000 | 3.2 | 1.8 | 10 | 8.5
Live | 217448549 |  | 15 | 24 | 11900 | 10800 | 7600 | 3.92 | 2.59 | 13700 | 3.65 | 1.94 | 9.2 | 7
Live | 217448550 |  | 13.1 | 22 | 11000 | 11000 | 9400 | 3.58 | 2.34 | 14000 | 3.34 | 1.97 | 9.5 | 7.2
Live | 217448551 |  | 15 | 23 | 12900 | 10000 | 8700 | 3.47 | 1.83 | 13600 | 2.62 | 1.75 | 9.4 | 6.6
Live | 217448552 |  | 14.2 | 22 | 12200 | 10200 | 9500 | 3.28 | 2.32 | 13600 | 3.41 | 2.14 | 9.2 | 6.6
Live | 217448553 |  | 13 | 21 | 15354 | 12000 | 10500 | 3.1 | 1.99 | 14160 | 3.61 | 1.9 | 9 | 8
Live | 217448554 |  | 13 | 23 | 16000 | 12000 | 10000 | 3.23 | 1.99 | 14000 | 3.57 | 1.9 | 9 | 8
Live | 217448555 |  | 12.3 | 21.5 | 15500 | 12000 | 10000 | 3.13 | 1.99 | 14600 | 3.72 | 1.9 | 9.5 | 8
Live | 217448556 |  | 13 | 23 | 13300 | 12000 | 10000 | 2.69 | 1.99 | 14000 | 3.57 | 1.9 | 9 | 8
Live | 217448557 |  | 12.5 | 23 | 29000 | 21000 | 17000 | 2.98 | 1.86 | 31500 | 3.3 | 1.8 | 9 | 7.5
Live | 217448558 |  | 12.5 | 22 | 29000 | 21000 | 21000 | 2.98 | 1.95 | 31500 | 3.42 | 1.8 | 9 | 7.5
Live | 217448559 |  | 12.3 | 19.5 | 27600 | 20000 | 19600 | 2.81 | 1.9 | 27000 | 3.5 | 1.8 | 9 | 7.5
Live | 217448560 |  | 11.6 | 22.5 | 26600 | 20000 | 16800 | 2.79 | 1.8 | 27000 | 3 | 1.8 | 9 | 7.5
Live | 217448561 |  | 10.9 | 21.5 | 19107 | 15000 | 12600 | 2.87 | 1.87 | 20472 | 3.05 | 1.8 | 8.5 | 7
Live | 217448562 |  | 10.9 | 21 | 19790 | 14800 | 12600 | 2.84 | 1.98 | 20472 | 2.8 | 1.8 | 9 | 7.6
Live | 217448563 |  | 14 | 22.5 | 23543 | 18500 | 15000 | 3.38 | 2.25 | 23884 | 3.78 | 1.9 | 9 | 7.6
Live | 217448564 |  | 11.6 | 21.5 | 19790 | 15200 | 12900 | 2.97 | 1.86 | 20472 | 2.8 | 1.8 | 8.5 | 7
Live | 217448566 |  | 12.5 | 20.5 | 10300 | 9600 | 7600 | 2.96 | 2.27 | 13136 | 3.5 | 1.94 | 8.8 | 6.8
Live | 217448567 |  | 12 | 20 | 20300 | 15400 | 12100 | 2.59 | 2.15 | 22500 | 2.87 | 1.85 | 8.5 | 7
Live | 217448568 |  | 9.75 | 19 | 13300 | 11500 | 9100 | 2.6 | 2.2 | 14600 | 3.32 | 1.8 | 8.5 | 7.3
Live | 217448569 |  | 11.9 | 20.5 | 11600 | 10600 | 7600 | 2.96 | 2.25 | 12000 | 2.91 | 1.86 | 8.8 | 6.8
Live | 217448570 |  | 9.3 | 19 | 13300 | 10000 | 8500 | 2.6 | 2.36 |  |  | 1.81 | 8.5 | 7.3
Live | 217448571 |  | 12 | 23.5 | 27300 | 20700 | 18000 | 2.96 | 1.77 | 24000 | 2.93 | 1.8 | 9 | 7
Live | 217449733 |  | 11.7 | 16.7 | 23800 | 19800 | 20800 | 3.44 | 2.48 | 24000 | 3.37 | 1.8 | 9 | 7
Live | 217449734 |  | 11.7 | 16.35 | 23800 | 19800 | 20800 | 3.44 | 2.48 | 24000 | 3.37 | 1.8 | 9 | 7
Live | 217449735 |  | 12 | 17 | 23600 | 19800 | 20800 | 3.51 | 2.48 | 23800 | 3.34 | 1.8 | 9 | 7
Live | 217449736 |  | 12 | 16.9 | 23600 | 19800 | 20800 | 3.51 | 2.48 | 23800 | 3.34 | 1.8 | 9 | 7
Live | 217449737 |  | 12 | 17.1 | 23800 | 19800 | 20800 | 3.52 | 2.48 |  |  | 1.8 | 9 | 7
Live | 217449738 |  | 12 | 17.4 | 24000 | 19800 | 20800 | 3.52 | 2.5 |  |  | 1.8 | 9 | 7
Live | 217449739 |  | 12 | 16.85 | 23600 | 19600 | 20600 | 3.51 | 2.48 | 23800 | 3.34 | 1.8 | 9 | 7
Live | 217449740 |  | 12 | 17.05 | 23800 | 19600 | 20600 | 3.52 | 2.48 |  |  | 1.8 | 9 | 7
Live | 217449741 |  | 11 | 16.05 | 23800 | 20000 | 21000 | 3.23 | 2.44 | 24000 | 3.32 | 1.8 | 8.5 | 7
Live | 217449742 |  | 11 | 16.2 | 23800 | 20000 | 21000 | 3.23 | 2.44 | 24000 | 3.32 | 1.8 | 9 | 7
Live | 217449743 |  | 11.7 | 17.05 | 23600 | 19800 | 20800 | 3.42 | 2.46 | 23800 | 3.32 | 1.8 | 9 | 7
Live | 217449744 |  | 11 | 16.3 | 23800 | 20000 | 21000 | 3.23 | 2.46 | 24000 | 3.32 | 1.8 | 9 | 7
Live | 217449745 |  | 11 | 16.15 | 23800 | 20000 | 21000 | 3.23 | 2.46 | 24000 | 3.37 | 1.8 | 9 | 7
Live | 217449746 |  | 11.7 | 17 | 23600 | 19800 | 20800 | 3.42 | 2.46 | 23800 | 3.32 | 1.8 | 9 | 7
Live | 217449747 |  | 11 | 16.85 | 23800 | 20000 | 21000 | 3.23 | 2.44 | 24000 | 3.32 | 1.8 | 9 | 7
Live | 217449748 |  | 11.7 | 16.85 | 23800 | 20000 | 21000 | 3.44 | 2.46 | 24000 | 3.33 | 1.8 | 9 | 7
Live | 217449749 |  | 11.7 | 17 | 24000 | 20000 | 20800 | 3.43 | 2.48 |  |  | 1.8 | 9 | 7
Live | 217449750 |  | 12 | 17.4 | 23800 | 19800 | 20800 | 3.52 | 2.48 |  |  | 1.8 | 9 | 7
Live | 217449751 |  | 11.7 | 17.35 | 23800 | 19800 | 20800 | 3.44 | 2.48 | 24000 | 3.37 | 1.8 | 9 | 7
Live | 217449752 |  | 12 | 17.05 | 24000 | 19800 | 20800 | 3.52 | 2.55 |  |  | 1.85 | 9 | 7
Live | 217449753 |  | 12 | 16.7 | 24000 | 19800 | 20600 | 3.52 | 2.55 |  |  | 1.85 | 9 | 7
Live | 217449754 |  | 12 | 17.6 | 24000 | 19600 | 20600 | 3.52 | 2.54 |  |  | 1.85 | 9 | 7.5
Live | 217449755 |  | 12 | 17.3 | 24000 | 19600 | 20600 | 3.52 | 2.54 |  |  | 1.85 | 9 | 7.5
Live | 217449756 |  | 12 | 17.4 | 24000 | 19800 | 20600 | 3.52 | 2.55 |  |  | 1.85 | 9 | 7.5
Live | 217449757 |  | 12 | 17.75 | 24000 | 19800 | 20600 | 3.52 | 2.56 |  |  | 1.85 | 9 | 7.5
Live | 217449758 |  | 12 | 17.15 | 24000 | 19600 | 20400 | 3.52 | 2.56 | 23800 | 3.49 | 1.85 | 9 | 7.5
Live | 217449759 |  | 12 | 17.3 | 24000 | 19600 | 20600 | 3.52 | 2.56 | 23800 | 3.49 | 1.85 | 9 | 7.5
Live | 217449760 |  | 11.7 | 16.35 | 24000 | 20000 | 20800 | 3.43 | 2.5 |  |  | 1.8 | 9 | 7
Live | 217449761 |  | 11.7 | 16.5 | 24000 | 20000 | 20800 | 3.43 | 2.5 |  |  | 1.8 | 9 | 7
Live | 217449762 |  | 12 | 17.25 | 23800 | 19800 | 20600 | 3.52 | 2.55 | 24000 | 3.45 | 1.85 | 9 | 7.5
Live | 217449763 |  | 11.7 | 16.6 | 24000 | 20000 | 20800 | 3.43 | 2.52 |  |  | 1.8 | 9 | 7
Live | 217449764 |  | 11.7 | 16.5 | 24000 | 20000 | 20800 | 3.43 | 2.52 |  |  | 1.85 | 9 | 7
Live | 217449765 |  | 12 | 17.25 | 23800 | 19800 | 20600 | 3.52 | 2.55 | 24000 | 3.45 | 1.85 | 9 | 7.5
Live | 217449766 |  | 11.7 | 17.2 | 24000 | 20000 | 20800 | 3.43 | 2.5 |  |  | 1.8 | 9 | 7
Live | 217449767 |  | 11.7 | 17.15 | 24000 | 20000 | 20800 | 3.43 | 2.52 |  |  | 1.8 | 9 | 7
Live | 217449768 |  | 12 | 17.3 | 24000 | 19800 | 20800 | 3.52 | 2.55 |  |  | 1.85 | 9 | 7
Live | 217449769 |  | 12 | 17.75 | 24000 | 19800 | 20600 | 3.52 | 2.55 |  |  | 1.85 | 9.4 | 7.5
Live | 217449770 |  | 12 | 17.65 | 24000 | 19800 | 20600 | 3.52 | 2.55 |  |  | 1.85 | 9 | 7.5
Live | 217449776 |  | 11.7 | 16.5 | 23600 | 19800 | 21000 | 3.42 | 2.52 | 24000 | 3.37 | 1.8 | 9 | 7
Live | 217449777 |  | 11.7 | 16.2 | 23600 | 19800 | 21200 | 3.42 | 2.52 | 24000 | 3.37 | 1.8 | 8.5 | 7
Live | 217449778 |  | 11.7 | 17.25 | 23400 | 19800 | 20800 | 3.43 | 2.52 | 23800 | 3.35 | 1.8 | 9 | 7.5
Live | 217449779 |  | 11.7 | 16.8 | 23400 | 19800 | 21000 | 3.43 | 2.52 | 23800 | 3.34 | 1.8 | 9 | 7
Live | 217449780 |  | 11.7 | 16.95 | 23600 | 19800 | 21000 | 3.42 | 2.52 | 24000 | 3.37 | 1.8 | 9 | 7.5
Live | 217449781 |  | 12 | 17.65 | 24000 | 19800 | 20800 | 3.52 | 2.58 |  |  | 1.8 | 9 | 7.5
Live | 217449782 |  | 12 | 17.15 | 23800 | 19600 | 20800 | 3.52 | 2.56 |  |  | 1.8 | 9 | 7.5
Live | 217449783 |  | 12 | 17.3 | 24000 | 19600 | 21000 | 3.52 | 2.56 | 23800 | 3.45 | 1.8 | 9 | 7
Live | 217449784 |  | 11 | 16.5 | 24000 | 20000 | 21000 | 3.23 | 2.52 |  |  | 1.8 | 9 | 7
Live | 217449785 |  | 11.7 | 16.6 | 24000 | 20000 | 21000 | 3.43 | 2.52 |  |  | 1.8 | 9 | 7
Live | 217449786 |  | 12 | 17.1 | 23800 | 19800 | 21000 | 3.52 | 2.55 | 24000 | 3.41 | 1.8 | 9 | 7.5
Live | 217449787 |  | 11.7 | 16.7 | 24000 | 20000 | 21000 | 3.43 | 2.52 |  |  | 1.8 | 9 | 7
Live | 217449788 |  | 11.7 | 16.6 | 24000 | 20000 | 21000 | 3.43 | 2.54 |  |  | 1.8 | 9 | 7
Live | 217449789 |  | 12 | 17.1 | 23800 | 19800 | 21000 | 3.52 | 2.55 | 24000 | 3.41 | 1.8 | 9 | 7
Live | 217449790 |  | 11.7 | 17.25 | 24000 | 20000 | 21000 | 3.43 | 2.52 |  |  | 1.8 | 9 | 7.5
Live | 217449791 |  | 11.7 | 17.2 | 24000 | 20000 | 21000 | 3.43 | 2.54 |  |  | 1.8 | 9 | 7.5
Live | 217449792 |  | 11.7 | 17.35 | 24000 | 19800 | 21000 | 3.43 | 2.55 |  |  | 1.8 | 9 | 7.5
Live | 217449793 |  | 12 | 17.7 | 24000 | 19800 | 20800 | 3.52 | 2.56 |  |  | 1.8 | 9 | 7.5
Live | 217449794 |  | 12 | 17.65 | 24000 | 19800 | 20800 | 3.52 | 2.56 |  |  | 1.8 | 9 | 7.5
Live | 217449795 |  | 12 | 17.2 | 24000 | 19800 | 20800 | 3.52 | 2.64 |  |  | 1.85 | 9.4 | 7.5
Live | 217449796 |  | 12 | 16.85 | 24000 | 19800 | 20800 | 3.52 | 2.64 |  |  | 1.85 | 9.4 | 7.5
Live | 217449797 |  | 12 | 17.7 | 24000 | 19600 | 20600 | 3.52 | 2.63 |  |  | 1.85 | 9.5 | 7.5
Live | 217449798 |  | 12 | 17.4 | 24000 | 19600 | 20600 | 3.52 | 2.63 |  |  | 1.85 | 9.5 | 7.5
Live | 217449799 |  | 12 | 17.55 | 24000 | 19800 | 20600 | 3.52 | 2.64 |  |  | 1.85 | 9.5 | 7.5
Live | 217449800 |  | 12 | 17.65 | 24000 | 19800 | 20800 | 3.52 | 2.55 |  |  | 1.8 | 9 | 7
Live | 217449801 |  | 12 | 17.15 | 23800 | 19600 | 20600 | 3.52 | 2.54 |  |  | 1.8 | 9 | 7
Live | 217449802 |  | 12 | 17.25 | 24000 | 19600 | 20800 | 3.52 | 2.54 | 23800 | 3.44 | 1.8 | 9 | 7
Live | 217449803 |  | 11.7 | 16.35 | 24000 | 20000 | 21000 | 3.43 | 2.48 |  |  | 1.8 | 9 | 7
Live | 217449804 |  | 11.7 | 16.45 | 24000 | 20000 | 21000 | 3.43 | 2.48 |  |  | 1.8 | 9 | 7
Live | 217449805 |  | 12 | 17.25 | 23800 | 19800 | 20800 | 3.52 | 2.5 | 24000 | 3.4 | 1.8 | 9 | 7
Live | 217449806 |  | 11.7 | 16.55 | 24000 | 20000 | 21000 | 3.43 | 2.5 |  |  | 1.8 | 9 | 7
Live | 217449807 |  | 11.7 | 16.4 | 24000 | 20000 | 21000 | 3.43 | 2.5 |  |  | 1.8 | 9 | 7
Live | 217449808 |  | 11.7 | 17.4 | 24000 | 20000 | 21000 | 3.43 | 2.48 |  |  | 1.8 | 9 | 7
Live | 217449809 |  | 11.7 | 17.1 | 24000 | 20000 | 21000 | 3.43 | 2.48 |  |  | 1.8 | 9 | 7
Live | 217449810 |  | 11.7 | 17.1 | 24000 | 20000 | 21000 | 3.43 | 2.5 |  |  | 1.8 | 9 | 7
Live | 217449811 |  | 11.7 | 17.3 | 24000 | 20000 | 21000 | 3.43 | 2.52 |  |  | 1.8 | 9 | 7
Live | 217449812 |  | 12 | 17.7 | 24000 | 19800 | 20800 | 3.52 | 2.52 |  |  | 1.8 | 9 | 7
Live | 217449813 |  | 12 | 17.6 | 24000 | 19800 | 20800 | 3.52 | 2.52 |  |  | 1.8 | 9 | 7
Live | 217449814 |  | 11.7 | 16.8 | 23600 | 19800 | 21000 | 3.42 | 2.55 | 24000 | 3.4 | 1.8 | 9 | 7.5
Live | 217449815 |  | 11.7 | 16.4 | 23600 | 19800 | 21000 | 3.42 | 2.55 | 24000 | 3.4 | 1.8 | 9 | 7.5
Live | 217449816 |  | 11 | 16 | 23800 | 20000 | 21000 | 3.23 | 2.54 | 24000 | 3.4 | 1.8 | 9 | 7.5
Live | 217449817 |  | 11.7 | 16.95 | 23600 | 19800 | 20800 | 3.42 | 2.56 | 24000 | 3.4 | 1.8 | 9.4 | 7.5
Live | 217449818 |  | 11.7 | 16.9 | 23800 | 20000 | 21000 | 3.44 | 2.56 | 24000 | 3.45 | 1.8 | 9.4 | 7.5
Live | 217449819 |  | 11.7 | 17 | 23800 | 20000 | 21000 | 3.44 | 2.56 | 24000 | 3.45 | 1.8 | 9.4 | 7.5
Live | 217449820 |  | 11 | 16.15 | 23600 | 20000 | 21200 | 3.22 | 2.52 | 24000 | 3.37 | 1.8 | 9 | 7.5
Live | 217449821 |  | 11 | 17 | 33800 | 29000 | 28600 | 3.23 | 2.22 | 35600 | 3.06 | 1.8 | 8.5 | 7
Live | 217449822 |  | 11 | 17.5 | 34000 | 29000 | 28600 | 3.22 | 2.22 | 35600 | 3.08 | 1.8 | 8.5 | 7
Live | 217449823 |  | 11 | 17.4 | 34000 | 29000 | 28600 | 3.22 | 2.22 | 35600 | 3.08 | 1.8 | 8.5 | 7
Live | 217449824 |  | 11 | 17.3 | 34000 | 29000 | 28600 | 3.22 | 2.22 | 35800 | 3.06 | 1.8 | 8.5 | 7
Live | 217449825 |  | 11 | 17.45 | 34000 | 28800 | 28600 | 3.22 | 2.22 | 35600 | 3.06 | 1.85 | 8.5 | 7
Live | 217449826 |  | 11 | 17.75 | 34200 | 28800 | 28400 | 3.22 | 2.24 | 35600 | 3.12 | 1.85 | 8.5 | 7
Live | 217449827 |  | 11 | 18.3 | 34200 | 28800 | 28400 | 3.22 | 2.24 | 35400 | 3.1 | 1.85 | 8.5 | 7
Live | 217449828 |  | 11 | 17.7 | 34200 | 28800 | 28400 | 3.22 | 2.24 | 35400 | 3.1 | 1.85 | 8.5 | 7
Live | 217449829 |  | 11 | 17.1 | 33600 | 29000 | 28600 | 3.23 | 2.22 | 35600 | 3.04 | 1.8 | 8.5 | 7
Live | 217449830 |  | 11 | 17.25 | 33800 | 29000 | 28600 | 3.23 | 2.22 | 35600 | 3.04 | 1.8 | 8.5 | 7
Live | 217449831 |  | 11 | 16.6 | 33800 | 29000 | 28600 | 3.23 | 2.22 | 35800 | 3.04 | 1.8 | 8.5 | 7
Live | 217449832 |  | 11 | 17.4 | 33800 | 29000 | 28800 | 3.23 | 2.22 | 35800 | 3.06 | 1.8 | 8.5 | 7
Live | 217449833 |  | 11 | 17.3 | 33800 | 29000 | 28600 | 3.23 | 2.22 | 35800 | 3.06 | 1.8 | 8.5 | 7
Live | 217449834 |  | 11 | 17.6 | 33800 | 29000 | 28600 | 3.23 | 2.22 | 35800 | 3.04 | 1.8 | 8.5 | 7
Live | 217449835 |  | 10 | 17.75 | 33800 | 29200 | 28800 | 2.93 | 2.22 | 35800 | 3.04 | 1.8 | 8.5 | 7
Live | 217449836 |  | 10 | 17.15 | 34000 | 29200 | 28800 | 2.93 | 2.22 | 35800 | 3.06 | 1.8 | 8.5 | 7
Live | 217449837 |  | 11 | 17.4 | 34000 | 29000 | 28600 | 3.22 | 2.22 | 35800 | 3.06 | 1.8 | 8.5 | 7
Live | 217449838 |  | 11 | 17.3 | 33800 | 28800 | 28600 | 3.23 | 2.22 | 35600 | 3.06 | 1.85 | 8.5 | 7
Live | 217449839 |  | 11 | 16.7 | 34000 | 29000 | 28600 | 3.22 | 2.22 | 35800 | 3.08 | 1.8 | 8.5 | 7
Live | 217449840 |  | 11 | 17.6 | 34200 | 28800 | 28400 | 3.22 | 2.24 | 35400 | 3.1 | 1.85 | 8.5 | 7
Live | 217449841 |  | 11 | 17.2 | 34000 | 28800 | 28600 | 3.22 | 2.22 | 35600 | 3.08 | 1.8 | 8.5 | 7
Live | 217449842 |  | 11 | 16.65 | 34000 | 28800 | 28400 | 3.22 | 2.24 | 35400 | 3.1 | 1.85 | 8.5 | 7
Live | 217449843 |  | 11 | 17.95 | 34400 | 29600 | 29200 | 3.22 | 2.16 | 36000 | 2.96 | 1.8 | 8.1 | 7
Live | 217449844 |  | 11 | 17.25 | 34200 | 29000 | 28600 | 3.22 | 2.22 | 35600 | 3.08 | 1.85 | 8.5 | 7
Live | 217449845 |  | 10 | 15.9 | 34000 | 29200 | 28800 | 2.93 | 2.22 | 35800 | 3.06 | 1.8 | 8.1 | 7
Live | 217449846 |  | 11 | 17.4 | 34400 | 28800 | 28400 | 3.22 | 2.28 | 35600 | 3.16 | 1.85 | 8.5 | 7
Live | 217449847 |  | 11 | 17.9 | 34600 | 28800 | 28400 | 3.22 | 2.28 | 35600 | 3.18 | 1.85 | 8.5 | 7
Live | 217449848 |  | 11 | 17.8 | 34800 | 28800 | 28400 | 3.23 | 2.28 | 35800 | 3.2 | 1.85 | 8.5 | 7
Live | 217449849 |  | 11 | 17.65 | 34600 | 29000 | 28400 | 3.22 | 2.28 | 35800 | 3.18 | 1.85 | 8.5 | 7
Live | 217449850 |  | 11 | 17.8 | 34600 | 28800 | 28400 | 3.22 | 2.28 | 35600 | 3.18 | 1.85 | 8.5 | 7
Live | 217449851 |  | 11 | 18.1 | 35000 | 28600 | 28200 | 3.23 | 2.3 | 35600 | 3.24 | 1.9 | 8.5 | 7
Live | 217449852 |  | 11 | 18.65 | 34800 | 28600 | 28200 | 3.23 | 2.3 | 35600 | 3.22 | 1.85 | 8.5 | 7
Live | 217449853 |  | 11 | 18.1 | 34800 | 28600 | 28200 | 3.23 | 2.3 | 35600 | 3.22 | 1.85 | 8.5 | 7
Live | 217449854 |  | 11 | 17.45 | 34200 | 28800 | 28400 | 3.22 | 2.28 | 35800 | 3.16 | 1.85 | 8.5 | 7
Live | 217449855 |  | 11 | 17.6 | 34400 | 29000 | 28400 | 3.22 | 2.28 | 35800 | 3.16 | 1.85 | 8.5 | 7
Live | 217449856 |  | 11 | 16.95 | 34400 | 29000 | 28400 | 3.22 | 2.28 | 35800 | 3.16 | 1.85 | 8.5 | 7
Live | 217449857 |  | 11 | 17.8 | 34600 | 29000 | 28600 | 3.22 | 2.28 | 36000 | 3.18 | 1.85 | 8.5 | 7
Live | 217449858 |  | 11 | 17.65 | 34400 | 28800 | 28400 | 3.22 | 2.28 | 35800 | 3.18 | 1.85 | 8.5 | 7
Live | 217449859 |  | 11 | 17.9 | 34400 | 29000 | 28600 | 3.22 | 2.28 | 35800 | 3.16 | 1.85 | 8.5 | 7
Live | 217449860 |  | 11 | 18.05 | 34400 | 29000 | 28600 | 3.22 | 2.26 | 36000 | 3.16 | 1.85 | 8.5 | 7
Live | 217449861 |  | 11 | 17.5 | 34600 | 29000 | 28600 | 3.22 | 2.26 | 36000 | 3.16 | 1.85 | 8.5 | 7
Live | 217449862 |  | 11 | 17.75 | 34800 | 28800 | 28400 | 3.23 | 2.28 | 35800 | 3.18 | 1.85 | 8.5 | 7
Live | 217449863 |  | 11 | 17 | 34800 | 29000 | 28400 | 3.23 | 2.28 | 35800 | 3.18 | 1.85 | 8.5 | 7
Live | 217449864 |  | 11 | 17.05 | 34800 | 28800 | 28400 | 3.23 | 2.28 | 35800 | 3.2 | 1.85 | 8.5 | 7
Live | 217449865 |  | 11.7 | 18.1 | 34600 | 28600 | 28200 | 3.43 | 2.3 | 35400 | 3.2 | 1.9 | 8.5 | 7
Live | 217449866 |  | 11 | 17.55 | 34600 | 28800 | 28400 | 3.22 | 2.28 | 35600 | 3.18 | 1.85 | 8.5 | 7
Live | 217449867 |  | 11.7 | 17.05 | 34800 | 28600 | 28200 | 3.43 | 2.3 | 35400 | 3.24 | 1.9 | 8.5 | 7
Live | 217449868 |  | 11.7 | 18.3 | 35000 | 28800 | 28200 | 3.43 | 2.3 | 35600 | 3.24 | 1.9 | 8.5 | 7
Live | 217449869 |  | 11 | 17.65 | 34800 | 28800 | 28400 | 3.23 | 2.28 | 35800 | 3.2 | 1.85 | 8.5 | 7
Live | 217449870 |  | 11 | 16 | 34600 | 29000 | 28600 | 3.22 | 2.26 | 36000 | 3.18 | 1.85 | 8.5 | 7
Live | 217449871 |  | 11 | 17.4 | 34200 | 29400 | 28400 | 3.22 | 2.36 | 35800 | 3.28 | 1.9 | 9 | 7
Live | 217449872 |  | 11 | 17.95 | 34400 | 28600 | 28200 | 3.22 | 2.36 | 35800 | 3.28 | 1.9 | 9 | 7
Live | 217449873 |  | 11 | 17.85 | 34400 | 28800 | 28400 | 3.22 | 2.36 | 36000 | 3.3 | 1.9 | 9 | 7
Live | 217449874 |  | 11 | 17.75 | 34400 | 28800 | 28400 | 3.22 | 2.36 | 36000 | 3.28 | 1.9 | 9 | 7
Live | 217449875 |  | 11 | 17.9 | 34400 | 28600 | 28200 | 3.22 | 2.36 | 35800 | 3.28 | 1.9 | 9 | 7
Live | 217449876 |  | 11 | 18.05 | 34800 | 28800 | 28400 | 3.23 | 2.28 | 35600 | 3.2 | 1.85 | 8.5 | 7
Live | 217449877 |  | 11 | 18.55 | 34600 | 28800 | 28400 | 3.22 | 2.28 | 35600 | 3.18 | 1.85 | 8.5 | 7
Live | 217449878 |  | 11 | 18 | 34600 | 28800 | 28400 | 3.22 | 2.28 | 35600 | 3.18 | 1.85 | 8.5 | 7
Live | 217449879 |  | 11 | 17.4 | 34200 | 29000 | 28600 | 3.22 | 2.26 | 35800 | 3.12 | 1.85 | 8.5 | 7
Live | 217449880 |  | 11 | 17.5 | 34200 | 29000 | 28600 | 3.22 | 2.26 | 35800 | 3.12 | 1.85 | 8.5 | 7
Live | 217449881 |  | 11 | 16.85 | 34200 | 29000 | 28600 | 3.22 | 2.26 | 35800 | 3.12 | 1.85 | 8.5 | 7
Live | 217449882 |  | 11 | 17.7 | 34400 | 29000 | 28600 | 3.22 | 2.26 | 35800 | 3.14 | 1.85 | 8.5 | 7
Live | 217449883 |  | 11 | 17.55 | 34200 | 29000 | 28600 | 3.22 | 2.26 | 35800 | 3.14 | 1.85 | 8.5 | 7
Live | 217449884 |  | 11 | 17.8 | 34200 | 29000 | 28600 | 3.22 | 2.26 | 35800 | 3.12 | 1.85 | 8.5 | 7
Live | 217449885 |  | 11 | 18 | 34200 | 29000 | 28600 | 3.22 | 2.24 | 35800 | 3.12 | 1.85 | 8.5 | 7
Live | 217449886 |  | 11 | 17.4 | 34400 | 29000 | 28600 | 3.22 | 2.24 | 36000 | 3.12 | 1.85 | 8.5 | 7
Live | 217449887 |  | 11 | 17.65 | 34600 | 29000 | 28600 | 3.22 | 2.26 | 35800 | 3.14 | 1.85 | 8.5 | 7
Live | 217449888 |  | 11 | 16.9 | 34600 | 29000 | 28600 | 3.22 | 2.26 | 35800 | 3.16 | 1.85 | 8.5 | 7
Live | 217449889 |  | 11 | 16.95 | 34600 | 29000 | 28600 | 3.22 | 2.26 | 35800 | 3.16 | 1.85 | 8.5 | 7
Live | 217449890 |  | 11.7 | 18.05 | 34400 | 28600 | 28200 | 3.43 | 2.28 | 35400 | 3.16 | 1.85 | 8.5 | 7
Live | 217449891 |  | 11 | 17.5 | 34400 | 28800 | 28400 | 3.22 | 2.26 | 35600 | 3.14 | 1.85 | 8.5 | 7
Live | 217449892 |  | 11.7 | 16.95 | 34600 | 28600 | 28200 | 3.43 | 2.28 | 35400 | 3.2 | 1.85 | 8.5 | 7
Live | 217449893 |  | 11 | 18.25 | 34800 | 28800 | 28400 | 3.23 | 2.28 | 35600 | 3.2 | 1.85 | 8.5 | 7
Live | 217449894 |  | 11 | 17.55 | 34600 | 28800 | 28400 | 3.22 | 2.26 | 35800 | 3.16 | 1.85 | 8.5 | 7
Live | 217449895 |  | 11 | 16 | 34400 | 29000 | 28600 | 3.22 | 2.24 | 36000 | 3.12 | 1.85 | 8.5 | 7
Live | 217449896 |  | 10 | 16.3 | 32400 | 29200 | 28800 | 2.93 | 2.18 | 35400 | 2.94 | 1.8 | 8.5 | 7
Live | 217449897 |  | 10 | 16.95 | 32400 | 29200 | 28800 | 2.93 | 2.18 | 35400 | 2.96 | 1.8 | 8.5 | 7
Live | 217449898 |  | 10 | 16.75 | 32600 | 29200 | 28800 | 2.93 | 2.18 | 35600 | 2.96 | 1.8 | 8.5 | 7
Live | 217449899 |  | 10 | 16.65 | 32600 | 29200 | 29000 | 2.93 | 2.18 | 35600 | 2.96 | 1.8 | 8.5 | 7
Live | 217449900 |  | 10 | 16.8 | 32400 | 29000 | 28800 | 2.93 | 2.18 | 35400 | 2.96 | 1.8 | 8.5 | 7
Live | 217449901 |  | 11 | 18 | 34200 | 28800 | 28400 | 3.22 | 2.28 | 35600 | 3.2 | 1.85 | 8.5 | 7
Live | 217449902 |  | 11 | 18.6 | 34000 | 28800 | 28400 | 3.22 | 2.28 | 35600 | 3.2 | 1.85 | 8.5 | 7
Live | 217449903 |  | 11 | 18 | 34000 | 28800 | 28400 | 3.22 | 2.28 | 35600 | 3.2 | 1.85 | 8.5 | 7
Live | 217449904 |  | 11 | 17.4 | 33600 | 29000 | 28600 | 3.23 | 2.26 | 35800 | 3.12 | 1.85 | 8.5 | 7
Live | 217449905 |  | 11 | 17.55 | 33800 | 29000 | 28600 | 3.23 | 2.26 | 35800 | 3.14 | 1.85 | 8.5 | 7
Live | 217449906 |  | 11 | 16.85 | 33600 | 29000 | 28600 | 3.23 | 2.26 | 35800 | 3.12 | 1.85 | 8.5 | 7
Live | 217449907 |  | 10 | 17.7 | 33800 | 29000 | 28600 | 2.93 | 2.26 | 35800 | 3.14 | 1.85 | 8.5 | 7
Live | 217449908 |  | 11 | 17.55 | 33800 | 29000 | 28600 | 3.23 | 2.26 | 35800 | 3.14 | 1.85 | 8.5 | 7
Live | 217449909 |  | 11 | 17.85 | 33600 | 29000 | 28600 | 3.23 | 2.26 | 35800 | 3.12 | 1.85 | 8.5 | 7
Live | 217449910 |  | 10 | 17.1 | 33800 | 29000 | 28600 | 2.93 | 2.24 | 35800 | 3.12 | 1.85 | 8.5 | 7
Live | 217449911 |  | 10 | 17.35 | 33800 | 29200 | 28600 | 2.93 | 2.26 | 36000 | 3.14 | 1.85 | 8.5 | 7
Live | 217449912 |  | 11 | 17.65 | 34000 | 29000 | 28600 | 3.22 | 2.26 | 35800 | 3.16 | 1.85 | 8.5 | 7
Live | 217449913 |  | 10 | 16.85 | 34000 | 29000 | 28600 | 2.93 | 2.26 | 35800 | 3.16 | 1.85 | 8.5 | 7
Live | 217449914 |  | 11 | 16.9 | 34000 | 29000 | 28600 | 3.22 | 2.26 | 35800 | 3.16 | 1.85 | 8.5 | 7
Live | 217449915 |  | 11 | 18.05 | 33800 | 28600 | 28200 | 3.23 | 2.28 | 35400 | 3.18 | 1.85 | 8.5 | 7
Live | 217449916 |  | 11 | 17.5 | 33800 | 28800 | 28400 | 3.23 | 2.26 | 35600 | 3.16 | 1.85 | 8.5 | 7
Live | 217449917 |  | 11 | 16.9 | 34000 | 28600 | 28200 | 3.22 | 2.28 | 35400 | 3.2 | 1.85 | 8.5 | 7
Live | 217449918 |  | 11 | 18.2 | 34200 | 28800 | 28400 | 3.22 | 2.28 | 35600 | 3.22 | 1.85 | 8.5 | 7
Live | 217449919 |  | 11 | 17.5 | 34000 | 28800 | 28400 | 3.22 | 2.26 | 35800 | 3.18 | 1.85 | 8.5 | 7
Live | 217449920 |  | 10 | 16 | 33800 | 29200 | 28800 | 2.93 | 2.24 | 36000 | 3.14 | 1.85 | 8.5 | 7
Live | 217449921 |  | 11 | 18.85 | 34800 | 28800 | 28400 | 3.23 | 2.36 | 35800 | 3.3 | 1.9 | 9 | 7
Live | 217449922 |  | 11 | 18.7 | 34800 | 28600 | 28200 | 3.23 | 2.36 | 35800 | 3.3 | 1.9 | 9 | 7
Live | 217449923 |  | 11 | 16.15 | 35200 | 28800 | 28200 | 3.22 | 2.38 | 36000 | 3.34 | 1.9 | 8.5 | 7
Live | 217449924 |  | 11.7 | 17.2 | 34800 | 28600 | 28200 | 3.43 | 2.38 | 35600 | 3.32 | 1.9 | 9 | 7
Live | 217449925 |  | 11 | 17.2 | 34600 | 28600 | 28200 | 3.22 | 2.38 | 35600 | 3.32 | 1.9 | 9 | 7
Live | 217449926 |  | 11.7 | 18.4 | 34800 | 28600 | 28200 | 3.43 | 2.38 | 35600 | 3.32 | 1.9 | 9 | 7
Live | 217449927 |  | 11 | 18.35 | 34800 | 28600 | 28200 | 3.23 | 2.38 | 35800 | 3.32 | 1.9 | 9 | 7
Live | 217449928 |  | 11 | 17.35 | 35000 | 28800 | 28200 | 3.23 | 2.38 | 35800 | 3.32 | 1.9 | 9 | 7
Live | 217449929 |  | 11.7 | 17.7 | 35000 | 28600 | 28200 | 3.43 | 2.38 | 35800 | 3.34 | 1.9 | 9 | 7
Live | 217449930 |  | 11 | 18.55 | 34800 | 28600 | 28200 | 3.23 | 2.38 | 35800 | 3.32 | 1.9 | 9 | 7
Live | 217449931 |  | 10 | 16.55 | 34400 | 29200 | 28800 | 2.93 | 2.24 | 36000 | 3.1 | 1.85 | 8.5 | 7
Live | 217449932 |  | 11 | 16.6 | 33600 | 28600 | 28200 | 3.23 | 2.26 | 35400 | 3.04 | 1.85 | 8.5 | 7
Live | 217449933 |  | 11 | 17.05 | 34200 | 29000 | 28600 | 3.22 | 2.24 | 35800 | 3.12 | 1.85 | 8.5 | 7
Live | 217449934 |  | 11 | 16.95 | 33600 | 28600 | 28200 | 3.23 | 2.26 | 35400 | 3.04 | 1.85 | 8.5 | 7
Live | 217449935 |  | 11 | 17.4 | 34400 | 29000 | 28600 | 3.22 | 2.26 | 35800 | 3.12 | 1.85 | 8.5 | 7
Live | 217449936 |  | 10 | 16.4 | 34000 | 29200 | 28800 | 2.93 | 2.24 | 36000 | 3.08 | 1.85 | 8.5 | 7
Live | 217449937 |  | 10 | 16.95 | 34400 | 29200 | 28600 | 2.93 | 2.24 | 36000 | 3.12 | 1.85 | 8.5 | 7
Live | 217449938 |  | 10 | 17.25 | 34200 | 29200 | 28800 | 2.93 | 2.24 | 36000 | 3.1 | 1.85 | 8.5 | 7
Live | 217449939 |  | 11 | 16.8 | 34200 | 29000 | 28600 | 3.22 | 2.24 | 35800 | 3.12 | 1.85 | 8.5 | 7
Live | 217449940 |  | 11 | 17.2 | 35200 | 28800 | 28400 | 3.22 | 2.34 | 36000 | 3.28 | 1.9 | 8.5 | 7
Live | 217449941 |  | 11 | 17.55 | 34600 | 28600 | 28000 | 3.22 | 2.34 | 35600 | 3.26 | 1.9 | 9 | 7
Live | 217449942 |  | 11 | 17.6 | 35000 | 28600 | 28200 | 3.23 | 2.36 | 35800 | 3.28 | 1.9 | 9 | 7
Live | 217449943 |  | 11 | 18.3 | 35200 | 28800 | 28200 | 3.22 | 2.36 | 36000 | 3.28 | 1.9 | 9 | 7
Live | 217449944 |  | 11 | 17.95 | 35200 | 28800 | 28200 | 3.22 | 2.36 | 36000 | 3.3 | 1.9 | 9 | 7
Live | 217449945 |  | 11 | 16.95 | 34800 | 28800 | 28400 | 3.23 | 2.34 | 36000 | 3.24 | 1.9 | 8.5 | 7
Live | 217449946 |  | 11 | 17.6 | 35200 | 28800 | 28400 | 3.22 | 2.36 | 36000 | 3.3 | 1.9 | 9 | 7
Live | 217449947 |  | 11 | 17.65 | 35000 | 28800 | 28400 | 3.23 | 2.34 | 36000 | 3.26 | 1.9 | 9 | 7
Live | 217449948 |  | 11 | 17.35 | 35000 | 28600 | 28200 | 3.23 | 2.36 | 36000 | 3.28 | 1.9 | 9 | 7
Live | 217449949 |  | 10 | 16.9 | 44000 | 39500 | 39500 | 2.93 | 2.12 | 47500 | 2.96 | 1.8 | 8.5 | 7
Live | 217449950 |  | 10 | 16.55 | 43500 | 39500 | 40000 | 2.93 | 2.1 | 47500 | 2.94 | 1.8 | 8.5 | 7
Live | 217449951 |  | 10 | 16.9 | 44000 | 39000 | 39500 | 2.93 | 2.12 | 47500 | 2.98 | 1.8 | 8.5 | 7
Live | 217449952 |  | 10 | 17.45 | 44000 | 39500 | 39500 | 2.93 | 2.12 | 47500 | 2.98 | 1.8 | 9 | 7
Live | 217449953 |  | 10 | 16.8 | 44000 | 39500 | 39500 | 2.93 | 2.12 | 47500 | 2.96 | 1.8 | 8.5 | 7
Live | 217449954 |  | 10 | 16 | 43500 | 39500 | 40000 | 2.93 | 2.1 | 47500 | 2.86 | 1.8 | 8.5 | 7
Live | 217449955 |  | 10 | 16.15 | 44000 | 39000 | 39500 | 2.93 | 2.14 | 47500 | 3 | 1.8 | 8.5 | 7
Live | 217449956 |  | 10 | 16.85 | 44000 | 39500 | 39500 | 2.93 | 2.12 | 47500 | 2.96 | 1.8 | 8.5 | 7
Live | 217449957 |  | 10 | 16.7 | 43500 | 39500 | 39500 | 2.93 | 2.12 | 47500 | 2.96 | 1.8 | 8.5 | 7
Live | 217449958 |  | 10 | 17.8 | 44000 | 39000 | 39500 | 2.93 | 2.12 | 47000 | 2.92 | 1.8 | 9 | 7
Live | 217449959 |  | 10 | 16.8 | 44000 | 39500 | 39500 | 2.93 | 2.14 | 47500 | 3 | 1.8 | 8.5 | 7
Live | 217449960 |  | 10 | 16.8 | 44000 | 39500 | 39500 | 2.93 | 2.12 | 47500 | 2.96 | 1.8 | 8.5 | 7
Live | 217449961 |  | 10 | 17.05 | 44000 | 39000 | 39500 | 2.93 | 2.12 | 47500 | 2.98 | 1.8 | 8.5 | 7
Live | 217449962 |  | 10 | 16.5 | 44000 | 39500 | 39500 | 2.93 | 2.12 | 47500 | 2.98 | 1.8 | 8.5 | 7
Live | 217449963 |  | 10 | 17.1 | 44000 | 39000 | 39500 | 2.93 | 2.14 | 47500 | 3 | 1.8 | 8.5 | 7
Live | 217449964 |  | 10 | 17.1 | 44000 | 39000 | 39500 | 2.93 | 2.14 | 47500 | 3 | 1.8 | 8.5 | 7
Live | 217449965 |  | 10 | 17.1 | 44000 | 39500 | 39500 | 2.93 | 2.14 | 47500 | 3 | 1.8 | 8.5 | 7
Live | 217449966 |  | 10 | 16.65 | 44500 | 39500 | 39500 | 2.93 | 2.12 | 47500 | 3 | 1.8 | 8.5 | 7
Live | 217449967 |  | 10 | 16.9 | 44500 | 39500 | 39500 | 2.93 | 2.14 | 47500 | 3 | 1.8 | 8.5 | 7
Live | 217449968 |  | 10 | 16.05 | 44500 | 39500 | 40000 | 2.93 | 2.12 | 48000 | 2.98 | 1.8 | 8.5 | 7
Live | 217449969 |  | 10 | 16.1 | 44000 | 39500 | 40000 | 2.93 | 2.12 | 48000 | 2.98 | 1.8 | 8.5 | 7
Live | 217449970 |  | 10 | 16.15 | 44000 | 39500 | 40000 | 2.93 | 2.12 | 47500 | 2.98 | 1.8 | 8.5 | 7
Live | 217449971 |  | 10 | 16.15 | 44000 | 39500 | 39500 | 2.93 | 2.12 | 47500 | 2.98 | 1.8 | 8.5 | 7
Live | 217449972 |  | 10 | 16.55 | 44500 | 39500 | 40000 | 2.93 | 2.12 | 47500 | 2.98 | 1.8 | 8.5 | 7
Live | 217449973 |  | 11 | 16.6 | 45500 | 39000 | 39000 | 3.22 | 2.2 | 47500 | 3.14 | 1.85 | 9 | 7
Live | 217449974 |  | 11 | 17.35 | 45500 | 39000 | 39500 | 3.22 | 2.18 | 47500 | 3.1 | 1.85 | 9 | 7
Live | 217449975 |  | 11 | 17.2 | 45000 | 39000 | 39000 | 3.22 | 2.18 | 47500 | 3.1 | 1.85 | 9 | 7
Live | 217449976 |  | 11 | 18.3 | 45500 | 39000 | 39000 | 3.22 | 2.18 | 47500 | 3.12 | 1.85 | 9 | 7
Live | 217449977 |  | 11 | 17.35 | 45500 | 39000 | 39500 | 3.22 | 2.18 | 47500 | 3.14 | 1.85 | 9 | 7
Live | 217449978 |  | 11 | 17.3 | 45500 | 39000 | 39500 | 3.22 | 2.18 | 47500 | 3.12 | 1.85 | 9 | 7
Live | 217449979 |  | 11 | 17.55 | 45500 | 39000 | 39000 | 3.22 | 2.18 | 47500 | 3.12 | 1.85 | 9 | 7
Live | 217449980 |  | 10 | 16.9 | 45500 | 39000 | 39500 | 2.93 | 2.18 | 47500 | 3.12 | 1.85 | 9 | 7
Live | 217449981 |  | 11 | 17.7 | 45500 | 39000 | 39000 | 3.22 | 2.2 | 47500 | 3.14 | 1.85 | 9 | 7
Live | 217449982 |  | 11 | 17.7 | 45500 | 39000 | 39000 | 3.22 | 2.2 | 47500 | 3.14 | 1.85 | 9 | 7
Live | 217449983 |  | 11 | 17.65 | 45500 | 39000 | 39000 | 3.22 | 2.2 | 47500 | 3.14 | 1.85 | 9 | 7
Live | 217449984 |  | 10 | 17.2 | 46000 | 39000 | 39500 | 2.93 | 2.18 | 48000 | 3.14 | 1.85 | 9 | 7
Live | 217449985 |  | 11 | 17.5 | 46000 | 39000 | 39000 | 3.23 | 2.2 | 47500 | 3.14 | 1.85 | 9 | 7
Live | 217449986 |  | 10 | 16.6 | 45500 | 39500 | 39500 | 2.93 | 2.18 | 48000 | 3.12 | 1.85 | 9 | 7
Live | 217449987 |  | 10 | 16.65 | 45500 | 39500 | 39500 | 2.93 | 2.18 | 48000 | 3.12 | 1.85 | 9 | 7
Live | 217449988 |  | 10 | 16.6 | 45500 | 39000 | 39500 | 2.93 | 2.18 | 48000 | 3.12 | 1.85 | 9 | 7
Live | 217449989 |  | 10 | 16.55 | 45500 | 39000 | 39500 | 2.93 | 2.18 | 48000 | 3.12 | 1.85 | 9 | 7
Live | 217449990 |  | 10 | 17.15 | 45500 | 39500 | 39500 | 2.93 | 2.18 | 48000 | 3.12 | 1.85 | 9 | 7
Live | 217449991 |  | 10 | 16.8 | 45000 | 39000 | 39000 | 2.93 | 2.26 | 48000 | 3.16 | 1.9 | 9 | 7.5
Live | 217449992 |  | 10 | 16.45 | 44500 | 39000 | 39000 | 2.93 | 2.24 | 48000 | 3.12 | 1.9 | 9 | 7.5
Live | 217449993 |  | 10 | 16.95 | 45000 | 38500 | 39000 | 2.93 | 2.26 | 47500 | 3.16 | 1.9 | 9 | 7.5
Live | 217449994 |  | 10 | 17.55 | 45000 | 39000 | 39000 | 2.93 | 2.26 | 47500 | 3.18 | 1.9 | 9.4 | 7.5
Live | 217449995 |  | 10 | 16.75 | 45000 | 39000 | 39000 | 2.93 | 2.24 | 48000 | 3.14 | 1.9 | 9 | 7.5
Live | 217449996 |  | 10 | 16 | 44000 | 39000 | 39500 | 2.93 | 2.22 | 48000 | 3.1 | 1.9 | 9 | 7.5
Live | 217449997 |  | 10 | 16 | 44000 | 39000 | 39500 | 2.93 | 2.14 | 47500 | 3 | 1.8 | 8.5 | 7
Live | 217449998 |  | 10 | 16.8 | 43500 | 39000 | 39500 | 2.93 | 2.12 | 47500 | 2.9 | 1.8 | 8.5 | 7
Live | 217449999 |  | 10 | 16.75 | 43500 | 39000 | 39500 | 2.93 | 2.12 | 47500 | 2.92 | 1.8 | 8.5 | 7
Live | 217450000 |  | 10 | 17.8 | 44000 | 39000 | 39500 | 2.93 | 2.12 | 47500 | 2.92 | 1.8 | 9 | 7
Live | 217450001 |  | 10 | 16.35 | 44000 | 39500 | 39500 | 2.93 | 2.12 | 47500 | 2.98 | 1.8 | 8.5 | 7
Live | 217450002 |  | 10 | 16.75 | 44000 | 39500 | 39500 | 2.93 | 2.12 | 47500 | 2.96 | 1.8 | 8.5 | 7
Live | 217450003 |  | 10 | 17 | 44000 | 39500 | 39500 | 2.93 | 2.12 | 47500 | 2.98 | 1.8 | 8.5 | 7
Live | 217450004 |  | 10 | 16.05 | 44000 | 39500 | 39500 | 2.93 | 2.12 | 47500 | 2.96 | 1.8 | 8.5 | 7
Live | 217450005 |  | 10 | 16.7 | 44000 | 39500 | 39500 | 2.93 | 2.14 | 47500 | 3 | 1.8 | 8.5 | 7
Live | 217450006 |  | 10 | 16.7 | 44000 | 39500 | 39500 | 2.93 | 2.14 | 47500 | 3 | 1.8 | 8.5 | 7
Live | 217450007 |  | 10 | 16.7 | 44000 | 39500 | 39500 | 2.93 | 2.12 | 47500 | 2.98 | 1.8 | 8.5 | 7
Live | 217450008 |  | 10 | 16.2 | 44000 | 39500 | 40000 | 2.93 | 2.12 | 47500 | 2.98 | 1.8 | 8.5 | 7
Live | 217450009 |  | 10 | 16.45 | 44000 | 39500 | 39500 | 2.93 | 2.14 | 47500 | 3 | 1.8 | 8.5 | 7
Live | 217450010 |  | 10 | 16 | 44000 | 39500 | 40000 | 2.93 | 2.12 | 48000 | 2.98 | 1.8 | 8.5 | 7
Live | 217450011 |  | 10 | 16 | 44000 | 39500 | 40000 | 2.93 | 2.12 | 48000 | 2.96 | 1.8 | 8.5 | 7
Live | 217450012 |  | 10 | 16 | 44000 | 39500 | 40000 | 2.93 | 2.12 | 47500 | 2.96 | 1.8 | 8.5 | 7
Live | 217450013 |  | 10 | 16 | 44000 | 39500 | 39500 | 2.93 | 2.12 | 47500 | 2.98 | 1.8 | 8.5 | 7
Live | 217450014 |  | 10 | 16.1 | 44000 | 39500 | 40000 | 2.93 | 2.12 | 48000 | 2.98 | 1.8 | 8.5 | 7
Live | 217450015 |  | 10 | 16.8 | 43500 | 39500 | 39500 | 2.93 | 2.16 | 47500 | 3 | 1.85 | 9 | 7
Live | 217450016 |  | 10 | 16.45 | 43000 | 39500 | 40000 | 2.93 | 2.14 | 48000 | 2.98 | 1.8 | 9 | 7
Live | 217450017 |  | 10 | 16.9 | 43000 | 39000 | 39500 | 2.93 | 2.16 | 47500 | 3 | 1.85 | 9 | 7
Live | 217450018 |  | 10 | 17.45 | 43500 | 39500 | 39500 | 2.93 | 2.16 | 47500 | 3.02 | 1.85 | 9 | 7.5
Live | 217450019 |  | 10 | 16.75 | 43000 | 39500 | 39500 | 2.93 | 2.14 | 47500 | 2.98 | 1.8 | 9 | 7
Live | 217450020 |  | 10 | 16 | 42500 | 39500 | 40000 | 2.93 | 2.12 | 48000 | 2.94 | 1.8 | 9 | 7
Live | 217450021 |  | 10 | 15.9 | 43500 | 39500 | 39500 | 2.93 | 2.12 | 47500 | 2.94 | 1.8 | 8.5 | 7
Live | 217450022 |  | 10 | 16.2 | 43000 | 39000 | 39500 | 2.93 | 2.1 | 47500 | 2.86 | 1.8 | 8.5 | 7
Live | 217450023 |  | 10 | 16.15 | 43000 | 39000 | 39500 | 2.93 | 2.1 | 47000 | 2.86 | 1.8 | 8.5 | 7
Live | 217450024 |  | 10 | 17.15 | 43000 | 39000 | 39500 | 2.93 | 2.1 | 47500 | 2.86 | 1.8 | 9 | 7
Live | 217450025 |  | 10 | 16 | 43500 | 39500 | 40000 | 2.93 | 2.1 | 47500 | 2.94 | 1.8 | 8.5 | 7
Live | 217450026 |  | 10 | 16.2 | 43000 | 39500 | 40000 | 2.93 | 2.1 | 47500 | 2.92 | 1.8 | 8.5 | 7
Live | 217450027 |  | 10 | 16.45 | 43500 | 39500 | 39500 | 2.93 | 2.1 | 47500 | 2.92 | 1.8 | 8.5 | 7
Live | 217450028 |  | 10 | 16 | 43500 | 39500 | 40000 | 2.93 | 2.1 | 47500 | 2.92 | 1.8 | 8.5 | 7
Live | 217450029 |  | 10 | 16.35 | 43500 | 39500 | 39500 | 2.93 | 2.1 | 47500 | 2.94 | 1.8 | 8.5 | 7
Live | 217450030 |  | 10 | 16.35 | 43500 | 39500 | 39500 | 2.93 | 2.1 | 47500 | 2.94 | 1.8 | 8.5 | 7
Live | 217450031 |  | 10 | 16.35 | 43500 | 39500 | 40000 | 2.93 | 2.1 | 47500 | 2.94 | 1.8 | 8.5 | 7
Live | 217450032 |  | 10 | 16 | 43500 | 39500 | 40000 | 2.93 | 2.1 | 47500 | 2.94 | 1.8 | 8.5 | 7
Live | 217450033 |  | 10 | 16.15 | 43500 | 39500 | 40000 | 2.93 | 2.1 | 47500 | 2.94 | 1.8 | 8.5 | 7
Live | 217450034 |  | 10 | 15.8 | 43500 | 39500 | 40000 | 2.93 | 2.1 | 48000 | 2.92 | 1.8 | 8.5 | 7
Live | 217450035 |  | 10 | 15.8 | 43500 | 39500 | 40000 | 2.93 | 2.1 | 48000 | 2.92 | 1.8 | 8.5 | 7
Live | 217450036 |  | 10 | 16 | 43500 | 39500 | 40000 | 2.93 | 2.1 | 47500 | 2.92 | 1.8 | 8.5 | 7
Live | 217450037 |  | 10 | 16 | 43500 | 39500 | 40000 | 2.93 | 2.1 | 47500 | 2.92 | 1.8 | 8.5 | 7
Live | 217450038 |  | 10 | 16 | 43500 | 39500 | 40000 | 2.93 | 2.1 | 48000 | 2.92 | 1.8 | 8.5 | 7
Live | 217450039 |  | 10 | 16.6 | 43500 | 39500 | 39500 | 2.93 | 2.18 | 48000 | 3.04 | 1.85 | 9 | 7.5
Live | 217450040 |  | 10 | 16.15 | 43500 | 39000 | 39500 | 2.93 | 2.16 | 47500 | 2.98 | 1.85 | 9 | 7
Live | 217450041 |  | 10 | 16.1 | 43500 | 39500 | 39500 | 2.93 | 2.18 | 48000 | 3.04 | 1.85 | 9 | 7
Live | 217450042 |  | 10 | 17.1 | 44500 | 39000 | 39000 | 2.93 | 2.24 | 47500 | 3.16 | 1.9 | 9 | 7.5
Live | 217450043 |  | 10 | 17.25 | 44500 | 39000 | 39000 | 2.93 | 2.22 | 47500 | 3.16 | 1.9 | 9 | 7.5
Live | 217450044 |  | 10 | 17.05 | 45000 | 39500 | 39500 | 2.93 | 2.22 | 48000 | 3.18 | 1.9 | 9 | 7.5
Live | 217450045 |  | 10 | 17.15 | 45000 | 39000 | 39500 | 2.93 | 2.24 | 48000 | 3.18 | 1.9 | 9 | 7.5
Live | 217450046 |  | 10 | 16.85 | 44500 | 39500 | 39500 | 2.93 | 2.22 | 48000 | 3.16 | 1.9 | 9 | 7.5
Live | 217450047 |  | 10 | 16.45 | 44500 | 39500 | 40000 | 2.93 | 2.2 | 48000 | 3.12 | 1.85 | 9 | 7.5
Live | 217450048 |  | 10 | 16.3 | 45000 | 39500 | 39500 | 2.93 | 2.22 | 48000 | 3.16 | 1.9 | 9 | 7.5
Live | 217450049 |  | 10 | 16.4 | 45000 | 39500 | 39500 | 2.93 | 2.22 | 48000 | 3.16 | 1.9 | 9 | 7.5
Live | 217450050 |  | 10 | 16.45 | 44500 | 39500 | 39500 | 2.93 | 2.22 | 48000 | 3.14 | 1.9 | 9 | 7.5
Live | 217450051 |  | 9.8 | 16 | 51000 | 44000 | 41000 | 2.87 | 2.08 | 54000 | 2.78 | 1.8 | 8.1 | 6.5
Live | 217450052 |  | 9.8 | 16 | 51000 | 44000 | 41000 | 2.87 | 2.08 | 54000 | 2.78 | 1.8 | 8.1 | 6.5
Live | 217450053 |  | 9.8 | 15.5 | 51000 | 44500 | 41000 | 2.87 | 2.06 | 54500 | 2.84 | 1.8 | 8.1 | 6.5
Live | 217450054 |  | 9.8 | 16 | 51000 | 44500 | 41000 | 2.87 | 2.06 | 54500 | 2.82 | 1.8 | 8.1 | 6.5
Live | 217450055 |  | 9.8 | 16 | 51000 | 44000 | 41000 | 2.87 | 2.08 | 54000 | 2.8 | 1.8 | 8.1 | 6.5
Live | 217450056 |  | 9.8 | 15.7 | 51000 | 44500 | 41000 | 2.87 | 2.06 | 54500 | 2.76 | 1.8 | 8.1 | 6.5
Live | 217450057 |  | 9.8 | 15.9 | 51000 | 44500 | 41000 | 2.87 | 2.06 | 54000 | 2.74 | 1.75 | 8.1 | 6.5
Live | 217450058 |  | 9.8 | 15.7 | 51000 | 44500 | 41000 | 2.87 | 2.06 | 54500 | 2.76 | 1.8 | 8.1 | 6.5
Live | 217450059 |  | 9.8 | 16 | 51000 | 44500 | 41000 | 2.87 | 2.06 | 54500 | 2.76 | 1.8 | 8.1 | 6.5
Live | 217450060 |  | 9.6 | 15.6 | 51000 | 44500 | 41000 | 2.81 | 2.06 | 54000 | 2.76 | 1.8 | 8.1 | 6.5
Live | 217450061 |  | 10 | 17.1 | 54500 | 43500 | 40000 | 2.93 | 2.24 |  |  | 1.9 | 8.5 | 7
Live | 217450062 |  | 10 | 17.1 | 54500 | 43500 | 40000 | 2.93 | 2.24 |  |  | 1.9 | 8.5 | 7
Live | 217450063 |  | 10 | 16.5 | 55000 | 44000 | 40500 | 2.93 | 2.24 | 54500 | 3.18 | 1.9 | 8.5 | 7
Live | 217450064 |  | 10 | 17.15 | 54500 | 44000 | 40500 | 2.93 | 2.22 | 55000 | 3.16 | 1.9 | 8.5 | 7
Live | 217450065 |  | 10 | 17.35 | 54500 | 43500 | 40000 | 2.93 | 2.24 |  |  | 1.9 | 8.5 | 7
Live | 217450066 |  | 10 | 16.6 | 54500 | 44000 | 40500 | 2.93 | 2.22 | 55000 | 3.14 | 1.9 | 8.5 | 7
Live | 217450067 |  | 10 | 16.65 | 54500 | 44000 | 40500 | 2.93 | 2.22 | 55000 | 3.14 | 1.9 | 8.5 | 7
Live | 217450068 |  | 10 | 16.65 | 54500 | 44000 | 40500 | 2.93 | 2.22 | 55000 | 3.14 | 1.9 | 8.5 | 7
Live | 217450069 |  | 10 | 16.8 | 54500 | 44000 | 40500 | 2.93 | 2.22 | 55000 | 3.16 | 1.9 | 8.5 | 7
Live | 217450070 |  | 10 | 16.6 | 54500 | 44000 | 40500 | 2.93 | 2.22 |  |  | 1.9 | 8.5 | 7
Live | 217450071 |  | 10 | 16.75 | 54000 | 43500 | 40000 | 2.93 | 2.18 |  |  | 1.85 | 8.5 | 6.5
Live | 217450072 |  | 10 | 15.9 | 53500 | 44000 | 40500 | 2.93 | 2.16 | 54500 | 3.02 | 1.85 | 8.1 | 6.5
Live | 217450073 |  | 10 | 15.7 | 53500 | 44000 | 40500 | 2.93 | 2.16 | 54500 | 3.02 | 1.85 | 8.1 | 6.5
Live | 217450074 |  | 10 | 16.55 | 53000 | 44000 | 40500 | 2.93 | 2.18 | 54500 | 3.04 | 1.85 | 8.5 | 7
Live | 217450075 |  | 10 | 16.55 | 53000 | 44000 | 40500 | 2.93 | 2.18 | 54500 | 3.04 | 1.85 | 8.5 | 7
Live | 217450076 |  | 10 | 16 | 53000 | 44000 | 40500 | 2.93 | 2.16 | 54500 | 3.02 | 1.85 | 8.5 | 7
Live | 217450077 |  | 10 | 16.65 | 53000 | 44000 | 40500 | 2.93 | 2.16 | 55000 | 3.02 | 1.85 | 8.5 | 7
Live | 217450078 |  | 10 | 16.8 | 53000 | 44000 | 40500 | 2.93 | 2.18 | 54500 | 3.04 | 1.85 | 8.5 | 7
Live | 217450079 |  | 10 | 16.1 | 53000 | 44000 | 40500 | 2.93 | 2.16 | 54500 | 3 | 1.85 | 8.5 | 7
Live | 217450080 |  | 10 | 16.1 | 53000 | 44000 | 40500 | 2.93 | 2.16 | 54500 | 3 | 1.85 | 8.5 | 7
Live | 217450081 |  | 10 | 16.1 | 53000 | 44000 | 40500 | 2.93 | 2.16 | 54500 | 3 | 1.85 | 8.5 | 7
Live | 217450082 |  | 10 | 16.25 | 53000 | 44000 | 40500 | 2.93 | 2.16 | 54500 | 3 | 1.85 | 8.5 | 7
Live | 217450083 |  | 10 | 16 | 53000 | 44000 | 40500 | 2.93 | 2.16 | 54500 | 3.1 | 1.85 | 8.5 | 7
Live | 217450084 |  | 10 | 16.5 | 53500 | 43500 | 40000 | 2.93 | 2.16 | 54000 | 3.02 | 1.85 | 8.5 | 6.5
Live | 217450085 |  | 10 | 15.7 | 53000 | 44000 | 40500 | 2.93 | 2.14 | 54500 | 2.98 | 1.85 | 8.1 | 6.5
Live | 217450086 |  | 10 | 15.5 | 53000 | 44000 | 40500 | 2.93 | 2.14 | 54500 | 2.98 | 1.85 | 8.1 | 6.5
Live | 217450087 |  | 10 | 16.15 | 53000 | 44000 | 40500 | 2.93 | 2.22 | 55000 | 3.12 | 1.9 | 8.5 | 7
Live | 217450088 |  | 10 | 16.35 | 52500 | 44000 | 40500 | 2.93 | 2.22 | 54500 | 3.12 | 1.9 | 8.5 | 7
Live | 217450089 |  | 9.8 | 16 | 52500 | 44500 | 41000 | 2.87 | 2.2 | 55000 | 3.08 | 1.9 | 8.5 | 7
Live | 217450090 |  | 9.6 | 16 | 52000 | 44500 | 41000 | 2.81 | 2.18 | 55500 | 3.06 | 1.85 | 8.5 | 7
Live | 217450091 |  | 10 | 16.1 | 52500 | 44000 | 40500 | 2.93 | 2.22 | 54500 | 3.1 | 1.9 | 8.5 | 7
Live | 217450092 |  | 9.8 | 16.2 | 52500 | 44000 | 40500 | 2.87 | 2.2 | 55000 | 3.08 | 1.9 | 8.5 | 7
Live | 217450093 |  | 9.8 | 16 | 52500 | 44000 | 40500 | 2.87 | 2.2 | 55000 | 3.08 | 1.9 | 8.5 | 7
Live | 217450094 |  | 10 | 16.3 | 53000 | 44000 | 40500 | 2.93 | 2.22 | 55000 | 3.12 | 1.9 | 8.5 | 7
Live | 217450095 |  | 10 | 16.5 | 53000 | 44000 | 40500 | 2.93 | 2.22 | 54500 | 3.12 | 1.9 | 8.5 | 7
Live | 217450096 |  | 9.8 | 16 | 52500 | 44000 | 40500 | 2.87 | 2.2 | 55000 | 3.1 | 1.9 | 8.5 | 7
Live | 217450097 |  | 9.8 | 16 | 52500 | 44500 | 41000 | 2.87 | 2.2 | 55000 | 3.06 | 1.9 | 8.5 | 7
Live | 217450098 |  | 10 | 16.15 | 52500 | 44000 | 40500 | 2.93 | 2.22 | 54500 | 3.1 | 1.9 | 8.5 | 7
Live | 217450099 |  | 9.8 | 16.25 | 52500 | 44000 | 41000 | 2.87 | 2.2 | 55000 | 3.08 | 1.9 | 8.5 | 7
Live | 217450100 |  | 10 | 16 | 52500 | 44000 | 40500 | 2.93 | 2.2 | 55000 | 3.08 | 1.9 | 8.5 | 7
Live | 217450101 |  | 11.7 | 16.7 | 23800 | 19800 | 20800 | 3.44 | 2.48 | 24000 | 3.37 | 1.8 | 9 | 7
Live | 217450102 |  | 12 | 17.4 | 24000 | 19800 | 20800 | 3.52 | 2.5 |  |  | 1.8 | 9 | 7
Live | 217450103 |  | 12 | 16.85 | 23600 | 19600 | 20600 | 3.51 | 2.48 | 23800 | 3.34 | 1.8 | 9 | 7
Live | 217450104 |  | 11 | 16.3 | 23800 | 20000 | 21000 | 3.23 | 2.46 | 24000 | 3.32 | 1.8 | 9 | 7
Live | 217450105 |  | 11 | 16.15 | 23800 | 20000 | 21000 | 3.23 | 2.46 | 24000 | 3.37 | 1.8 | 9 | 7
Live | 217450106 |  | 11.7 | 17 | 23600 | 19800 | 20800 | 3.42 | 2.46 | 23800 | 3.32 | 1.8 | 9 | 7
Live | 217450107 |  | 11 | 16.85 | 23800 | 20000 | 21000 | 3.23 | 2.44 | 24000 | 3.32 | 1.8 | 9 | 7
Live | 217450108 |  | 11.7 | 16.85 | 23800 | 20000 | 21000 | 3.44 | 2.46 | 24000 | 3.33 | 1.8 | 9 | 7
Live | 217450109 |  | 11.7 | 17 | 24000 | 20000 | 20800 | 3.43 | 2.48 |  |  | 1.8 | 9 | 7
Live | 217450110 |  | 12 | 17.05 | 24000 | 19800 | 20800 | 3.52 | 2.55 |  |  | 1.85 | 9 | 7
Live | 217450111 |  | 12 | 17.75 | 24000 | 19800 | 20600 | 3.52 | 2.56 |  |  | 1.85 | 9 | 7.5
Live | 217450112 |  | 12 | 17.15 | 24000 | 19600 | 20400 | 3.52 | 2.56 | 23800 | 3.49 | 1.85 | 9 | 7.5
Live | 217450113 |  | 11.7 | 16.6 | 24000 | 20000 | 20800 | 3.43 | 2.52 |  |  | 1.8 | 9 | 7
Live | 217450114 |  | 11.7 | 16.5 | 24000 | 20000 | 20800 | 3.43 | 2.52 |  |  | 1.85 | 9 | 7
Live | 217450115 |  | 12 | 17.25 | 23800 | 19800 | 20600 | 3.52 | 2.55 | 24000 | 3.45 | 1.85 | 9 | 7.5
Live | 217450116 |  | 11.7 | 17.2 | 24000 | 20000 | 20800 | 3.43 | 2.5 |  |  | 1.8 | 9 | 7
Live | 217450117 |  | 11.7 | 17.15 | 24000 | 20000 | 20800 | 3.43 | 2.52 |  |  | 1.8 | 9 | 7
Live | 217450118 |  | 12 | 17.3 | 24000 | 19800 | 20800 | 3.52 | 2.55 |  |  | 1.85 | 9 | 7
Live | 217450120 |  | 11.7 | 16.5 | 23600 | 19800 | 21000 | 3.42 | 2.52 | 24000 | 3.37 | 1.8 | 9 | 7
Live | 217450121 |  | 12 | 17.65 | 24000 | 19800 | 20800 | 3.52 | 2.58 |  |  | 1.8 | 9 | 7.5
Live | 217450122 |  | 12 | 17.15 | 23800 | 19600 | 20800 | 3.52 | 2.56 |  |  | 1.8 | 9 | 7.5
Live | 217450123 |  | 11.7 | 16.7 | 24000 | 20000 | 21000 | 3.43 | 2.52 |  |  | 1.8 | 9 | 7
Live | 217450124 |  | 11.7 | 16.6 | 24000 | 20000 | 21000 | 3.43 | 2.54 |  |  | 1.8 | 9 | 7
Live | 217450125 |  | 12 | 17.1 | 23800 | 19800 | 21000 | 3.52 | 2.55 | 24000 | 3.41 | 1.8 | 9 | 7
Live | 217450126 |  | 11.7 | 17.25 | 24000 | 20000 | 21000 | 3.43 | 2.52 |  |  | 1.8 | 9 | 7.5
Live | 217450127 |  | 11.7 | 17.2 | 24000 | 20000 | 21000 | 3.43 | 2.54 |  |  | 1.8 | 9 | 7.5
Live | 217450128 |  | 11.7 | 17.35 | 24000 | 19800 | 21000 | 3.43 | 2.55 |  |  | 1.8 | 9 | 7.5
Live | 217450129 |  | 12 | 17.2 | 24000 | 19800 | 20800 | 3.52 | 2.64 |  |  | 1.85 | 9.4 | 7.5
Live | 217450130 |  | 12 | 17.65 | 24000 | 19800 | 20800 | 3.52 | 2.55 |  |  | 1.8 | 9 | 7
Live | 217450131 |  | 12 | 17.15 | 23800 | 19600 | 20600 | 3.52 | 2.54 |  |  | 1.8 | 9 | 7
Live | 217450132 |  | 11.7 | 16.55 | 24000 | 20000 | 21000 | 3.43 | 2.5 |  |  | 1.8 | 9 | 7
Live | 217450133 |  | 11.7 | 16.4 | 24000 | 20000 | 21000 | 3.43 | 2.5 |  |  | 1.8 | 9 | 7
Live | 217450134 |  | 11.7 | 17.4 | 24000 | 20000 | 21000 | 3.43 | 2.48 |  |  | 1.8 | 9 | 7
Live | 217450135 |  | 11.7 | 17.1 | 24000 | 20000 | 21000 | 3.43 | 2.48 |  |  | 1.8 | 9 | 7
Live | 217450136 |  | 11.7 | 17.1 | 24000 | 20000 | 21000 | 3.43 | 2.5 |  |  | 1.8 | 9 | 7
Live | 217450137 |  | 11.7 | 17.3 | 24000 | 20000 | 21000 | 3.43 | 2.52 |  |  | 1.8 | 9 | 7
Live | 217450138 |  | 11.7 | 16.8 | 23600 | 19800 | 21000 | 3.42 | 2.55 | 24000 | 3.4 | 1.8 | 9 | 7.5
Live | 217450139 |  | 11 | 16 | 23800 | 20000 | 21000 | 3.23 | 2.54 | 24000 | 3.4 | 1.8 | 9 | 7.5
Live | 217450140 |  | 11.7 | 16.95 | 23600 | 19800 | 20800 | 3.42 | 2.56 | 24000 | 3.4 | 1.8 | 9.4 | 7.5
Live | 217450141 |  | 11.7 | 16.9 | 23800 | 20000 | 21000 | 3.44 | 2.56 | 24000 | 3.45 | 1.8 | 9.4 | 7.5
Live | 217450142 |  | 11.7 | 17 | 23800 | 20000 | 21000 | 3.44 | 2.56 | 24000 | 3.45 | 1.8 | 9.4 | 7.5
Live | 217450143 |  | 11 | 17 | 33800 | 29000 | 28600 | 3.23 | 2.22 | 35600 | 3.06 | 1.8 | 8.5 | 7
Live | 217450144 |  | 11 | 17.75 | 34200 | 28800 | 28400 | 3.22 | 2.24 | 35600 | 3.12 | 1.85 | 8.5 | 7
Live | 217450145 |  | 11 | 18.3 | 34200 | 28800 | 28400 | 3.22 | 2.24 | 35400 | 3.1 | 1.85 | 8.5 | 7
Live | 217450146 |  | 11 | 17.4 | 33800 | 29000 | 28800 | 3.23 | 2.22 | 35800 | 3.06 | 1.8 | 8.5 | 7
Live | 217450147 |  | 11 | 17.3 | 33800 | 29000 | 28600 | 3.23 | 2.22 | 35800 | 3.06 | 1.8 | 8.5 | 7
Live | 217450148 |  | 10 | 17.75 | 33800 | 29200 | 28800 | 2.93 | 2.22 | 35800 | 3.04 | 1.8 | 8.5 | 7
Live | 217450149 |  | 10 | 17.15 | 34000 | 29200 | 28800 | 2.93 | 2.22 | 35800 | 3.06 | 1.8 | 8.5 | 7
Live | 217450150 |  | 11 | 17.4 | 34000 | 29000 | 28600 | 3.22 | 2.22 | 35800 | 3.06 | 1.8 | 8.5 | 7
Live | 217450151 |  | 11 | 17.6 | 34200 | 28800 | 28400 | 3.22 | 2.24 | 35400 | 3.1 | 1.85 | 8.5 | 7
Live | 217450152 |  | 11 | 17.2 | 34000 | 28800 | 28600 | 3.22 | 2.22 | 35600 | 3.08 | 1.8 | 8.5 | 7
Live | 217450153 |  | 11 | 17.4 | 34400 | 28800 | 28400 | 3.22 | 2.28 | 35600 | 3.16 | 1.85 | 8.5 | 7
Live | 217450154 |  | 11 | 18.1 | 35000 | 28600 | 28200 | 3.23 | 2.3 | 35600 | 3.24 | 1.9 | 8.5 | 7
Live | 217450155 |  | 11 | 18.65 | 34800 | 28600 | 28200 | 3.23 | 2.3 | 35600 | 3.22 | 1.85 | 8.5 | 7
Live | 217450156 |  | 11 | 17.8 | 34600 | 29000 | 28600 | 3.22 | 2.28 | 36000 | 3.18 | 1.85 | 8.5 | 7
Live | 217450157 |  | 11 | 17.65 | 34400 | 28800 | 28400 | 3.22 | 2.28 | 35800 | 3.18 | 1.85 | 8.5 | 7
Live | 217450158 |  | 11 | 17.9 | 34400 | 29000 | 28600 | 3.22 | 2.28 | 35800 | 3.16 | 1.85 | 8.5 | 7
Live | 217450159 |  | 11 | 18.05 | 34400 | 29000 | 28600 | 3.22 | 2.26 | 36000 | 3.16 | 1.85 | 8.5 | 7
Live | 217450160 |  | 11 | 17.5 | 34600 | 29000 | 28600 | 3.22 | 2.26 | 36000 | 3.16 | 1.85 | 8.5 | 7
Live | 217450161 |  | 11 | 17.75 | 34800 | 28800 | 28400 | 3.23 | 2.28 | 35800 | 3.18 | 1.85 | 8.5 | 7
Live | 217450162 |  | 11.7 | 18.1 | 34600 | 28600 | 28200 | 3.43 | 2.3 | 35400 | 3.2 | 1.9 | 8.5 | 7
Live | 217450163 |  | 11 | 17.55 | 34600 | 28800 | 28400 | 3.22 | 2.28 | 35600 | 3.18 | 1.85 | 8.5 | 7
Live | 217450164 |  | 11 | 17.4 | 34200 | 29400 | 28400 | 3.22 | 2.36 | 35800 | 3.28 | 1.9 | 9 | 7
Live | 217450165 |  | 11 | 18.05 | 34800 | 28800 | 28400 | 3.23 | 2.28 | 35600 | 3.2 | 1.85 | 8.5 | 7
Live | 217450166 |  | 11 | 18.55 | 34600 | 28800 | 28400 | 3.22 | 2.28 | 35600 | 3.18 | 1.85 | 8.5 | 7
Live | 217450167 |  | 11 | 17.7 | 34400 | 29000 | 28600 | 3.22 | 2.26 | 35800 | 3.14 | 1.85 | 8.5 | 7
Live | 217450168 |  | 11 | 17.55 | 34200 | 29000 | 28600 | 3.22 | 2.26 | 35800 | 3.14 | 1.85 | 8.5 | 7
Live | 217450169 |  | 11 | 17.8 | 34200 | 29000 | 28600 | 3.22 | 2.26 | 35800 | 3.12 | 1.85 | 8.5 | 7
Live | 217450170 |  | 11 | 18 | 34200 | 29000 | 28600 | 3.22 | 2.24 | 35800 | 3.12 | 1.85 | 8.5 | 7
Live | 217450171 |  | 11 | 17.4 | 34400 | 29000 | 28600 | 3.22 | 2.24 | 36000 | 3.12 | 1.85 | 8.5 | 7
Live | 217450172 |  | 11 | 17.65 | 34600 | 29000 | 28600 | 3.22 | 2.26 | 35800 | 3.14 | 1.85 | 8.5 | 7
Live | 217450173 |  | 11.7 | 18.05 | 34400 | 28600 | 28200 | 3.43 | 2.28 | 35400 | 3.16 | 1.85 | 8.5 | 7
Live | 217450174 |  | 11 | 17.5 | 34400 | 28800 | 28400 | 3.22 | 2.26 | 35600 | 3.14 | 1.85 | 8.5 | 7
Live | 217450175 |  | 10 | 16.3 | 32400 | 29200 | 28800 | 2.93 | 2.18 | 35400 | 2.94 | 1.8 | 8.5 | 7
Live | 217450176 |  | 11 | 18 | 34200 | 28800 | 28400 | 3.22 | 2.28 | 35600 | 3.2 | 1.85 | 8.5 | 7
Live | 217450177 |  | 11 | 18.6 | 34000 | 28800 | 28400 | 3.22 | 2.28 | 35600 | 3.2 | 1.85 | 8.5 | 7
Live | 217450178 |  | 10 | 17.7 | 33800 | 29000 | 28600 | 2.93 | 2.26 | 35800 | 3.14 | 1.85 | 8.5 | 7
Live | 217450179 |  | 11 | 17.55 | 33800 | 29000 | 28600 | 3.23 | 2.26 | 35800 | 3.14 | 1.85 | 8.5 | 7
Live | 217450180 |  | 11 | 17.85 | 33600 | 29000 | 28600 | 3.23 | 2.26 | 35800 | 3.12 | 1.85 | 8.5 | 7
Live | 217450181 |  | 10 | 17.1 | 33800 | 29000 | 28600 | 2.93 | 2.24 | 35800 | 3.12 | 1.85 | 8.5 | 7
Live | 217450182 |  | 10 | 17.35 | 33800 | 29200 | 28600 | 2.93 | 2.26 | 36000 | 3.14 | 1.85 | 8.5 | 7
Live | 217450183 |  | 11 | 17.65 | 34000 | 29000 | 28600 | 3.22 | 2.26 | 35800 | 3.16 | 1.85 | 8.5 | 7
Live | 217450184 |  | 11 | 18.05 | 33800 | 28600 | 28200 | 3.23 | 2.28 | 35400 | 3.18 | 1.85 | 8.5 | 7
Live | 217450185 |  | 11 | 17.5 | 33800 | 28800 | 28400 | 3.23 | 2.26 | 35600 | 3.16 | 1.85 | 8.5 | 7
Live | 217450186 |  | 11 | 18.7 | 34800 | 28600 | 28200 | 3.23 | 2.36 | 35800 | 3.3 | 1.9 | 9 | 7
Live | 217450187 |  | 11 | 16.15 | 35200 | 28800 | 28200 | 3.22 | 2.38 | 36000 | 3.34 | 1.9 | 8.5 | 7
Live | 217450188 |  | 11 | 17.2 | 34600 | 28600 | 28200 | 3.22 | 2.38 | 35600 | 3.32 | 1.9 | 9 | 7
Live | 217450189 |  | 11.7 | 18.4 | 34800 | 28600 | 28200 | 3.43 | 2.38 | 35600 | 3.32 | 1.9 | 9 | 7
Live | 217450190 |  | 11 | 18.35 | 34800 | 28600 | 28200 | 3.23 | 2.38 | 35800 | 3.32 | 1.9 | 9 | 7
Live | 217450191 |  | 11 | 17.35 | 35000 | 28800 | 28200 | 3.23 | 2.38 | 35800 | 3.32 | 1.9 | 9 | 7
Live | 217450192 |  | 11.7 | 17.7 | 35000 | 28600 | 28200 | 3.43 | 2.38 | 35800 | 3.34 | 1.9 | 9 | 7
Live | 217450193 |  | 11 | 16.6 | 33600 | 28600 | 28200 | 3.23 | 2.26 | 35400 | 3.04 | 1.85 | 8.5 | 7
Live | 217450194 |  | 11 | 17.05 | 34200 | 29000 | 28600 | 3.22 | 2.24 | 35800 | 3.12 | 1.85 | 8.5 | 7
Live | 217450195 |  | 11 | 16.95 | 33600 | 28600 | 28200 | 3.23 | 2.26 | 35400 | 3.04 | 1.85 | 8.5 | 7
Live | 217450196 |  | 11 | 17.4 | 34400 | 29000 | 28600 | 3.22 | 2.26 | 35800 | 3.12 | 1.85 | 8.5 | 7
Live | 217450197 |  | 10 | 16.95 | 34400 | 29200 | 28600 | 2.93 | 2.24 | 36000 | 3.12 | 1.85 | 8.5 | 7
Live | 217450198 |  | 10 | 17.25 | 34200 | 29200 | 28800 | 2.93 | 2.24 | 36000 | 3.1 | 1.85 | 8.5 | 7
Live | 217450199 |  | 11 | 17.55 | 34600 | 28600 | 28000 | 3.22 | 2.34 | 35600 | 3.26 | 1.9 | 9 | 7
Live | 217450200 |  | 11 | 17.6 | 35000 | 28600 | 28200 | 3.23 | 2.36 | 35800 | 3.28 | 1.9 | 9 | 7
Live | 217450201 |  | 11 | 18.3 | 35200 | 28800 | 28200 | 3.22 | 2.36 | 36000 | 3.28 | 1.9 | 9 | 7
Live | 217450202 |  | 11 | 17.95 | 35200 | 28800 | 28200 | 3.22 | 2.36 | 36000 | 3.3 | 1.9 | 9 | 7
Live | 217450203 |  | 11 | 17.6 | 35200 | 28800 | 28400 | 3.22 | 2.36 | 36000 | 3.3 | 1.9 | 9 | 7
Live | 217450204 |  | 11 | 17.65 | 35000 | 28800 | 28400 | 3.23 | 2.34 | 36000 | 3.26 | 1.9 | 9 | 7
Live | 217450205 |  | 10 | 16.9 | 44000 | 39500 | 39500 | 2.93 | 2.12 | 47500 | 2.96 | 1.8 | 8.5 | 7
Live | 217450206 |  | 10 | 16.55 | 43500 | 39500 | 40000 | 2.93 | 2.1 | 47500 | 2.94 | 1.8 | 8.5 | 7
Live | 217450207 |  | 10 | 16.15 | 44000 | 39000 | 39500 | 2.93 | 2.14 | 47500 | 3 | 1.8 | 8.5 | 7
Live | 217450208 |  | 10 | 16.7 | 43500 | 39500 | 39500 | 2.93 | 2.12 | 47500 | 2.96 | 1.8 | 8.5 | 7
Live | 217450209 |  | 10 | 17.8 | 44000 | 39000 | 39500 | 2.93 | 2.12 | 47000 | 2.92 | 1.8 | 9 | 7
Live | 217450210 |  | 10 | 16.8 | 44000 | 39500 | 39500 | 2.93 | 2.14 | 47500 | 3 | 1.8 | 8.5 | 7
Live | 217450211 |  | 10 | 16.8 | 44000 | 39500 | 39500 | 2.93 | 2.12 | 47500 | 2.96 | 1.8 | 8.5 | 7
Live | 217450212 |  | 10 | 17.05 | 44000 | 39000 | 39500 | 2.93 | 2.12 | 47500 | 2.98 | 1.8 | 8.5 | 7
Live | 217450213 |  | 10 | 17.1 | 44000 | 39000 | 39500 | 2.93 | 2.14 | 47500 | 3 | 1.8 | 8.5 | 7
Live | 217450214 |  | 10 | 17.1 | 44000 | 39500 | 39500 | 2.93 | 2.14 | 47500 | 3 | 1.8 | 8.5 | 7
Live | 217450215 |  | 10 | 16.1 | 44000 | 39500 | 40000 | 2.93 | 2.12 | 48000 | 2.98 | 1.8 | 8.5 | 7
Live | 217450216 |  | 10 | 16.15 | 44000 | 39500 | 39500 | 2.93 | 2.12 | 47500 | 2.98 | 1.8 | 8.5 | 7
Live | 217450217 |  | 11 | 16.6 | 45500 | 39000 | 39000 | 3.22 | 2.2 | 47500 | 3.14 | 1.85 | 9 | 7
Live | 217450218 |  | 11 | 17.2 | 45000 | 39000 | 39000 | 3.22 | 2.18 | 47500 | 3.1 | 1.85 | 9 | 7
Live | 217450219 |  | 11 | 18.3 | 45500 | 39000 | 39000 | 3.22 | 2.18 | 47500 | 3.12 | 1.85 | 9 | 7
Live | 217450220 |  | 11 | 17.35 | 45500 | 39000 | 39500 | 3.22 | 2.18 | 47500 | 3.14 | 1.85 | 9 | 7
Live | 217450221 |  | 11 | 17.3 | 45500 | 39000 | 39500 | 3.22 | 2.18 | 47500 | 3.12 | 1.85 | 9 | 7
Live | 217450222 |  | 11 | 17.55 | 45500 | 39000 | 39000 | 3.22 | 2.18 | 47500 | 3.12 | 1.85 | 9 | 7
Live | 217450223 |  | 11 | 17.7 | 45500 | 39000 | 39000 | 3.22 | 2.2 | 47500 | 3.14 | 1.85 | 9 | 7
Live | 217450224 |  | 11 | 17.65 | 45500 | 39000 | 39000 | 3.22 | 2.2 | 47500 | 3.14 | 1.85 | 9 | 7
Live | 217450225 |  | 10 | 16.65 | 45500 | 39500 | 39500 | 2.93 | 2.18 | 48000 | 3.12 | 1.85 | 9 | 7
Live | 217450226 |  | 10 | 16.55 | 45500 | 39000 | 39500 | 2.93 | 2.18 | 48000 | 3.12 | 1.85 | 9 | 7
Live | 217450227 |  | 10 | 16.8 | 45000 | 39000 | 39000 | 2.93 | 2.26 | 48000 | 3.16 | 1.9 | 9 | 7.5
Live | 217450228 |  | 10 | 16.45 | 44500 | 39000 | 39000 | 2.93 | 2.24 | 48000 | 3.12 | 1.9 | 9 | 7.5
Live | 217450229 |  | 10 | 16 | 44000 | 39000 | 39500 | 2.93 | 2.14 | 47500 | 3 | 1.8 | 8.5 | 7
Live | 217450230 |  | 10 | 16.75 | 43500 | 39000 | 39500 | 2.93 | 2.12 | 47500 | 2.92 | 1.8 | 8.5 | 7
Live | 217450231 |  | 10 | 17.8 | 44000 | 39000 | 39500 | 2.93 | 2.12 | 47500 | 2.92 | 1.8 | 9 | 7
Live | 217450232 |  | 10 | 16.35 | 44000 | 39500 | 39500 | 2.93 | 2.12 | 47500 | 2.98 | 1.8 | 8.5 | 7
Live | 217450233 |  | 10 | 16.75 | 44000 | 39500 | 39500 | 2.93 | 2.12 | 47500 | 2.96 | 1.8 | 8.5 | 7
Live | 217450234 |  | 10 | 17 | 44000 | 39500 | 39500 | 2.93 | 2.12 | 47500 | 2.98 | 1.8 | 8.5 | 7
Live | 217450235 |  | 10 | 16.7 | 44000 | 39500 | 39500 | 2.93 | 2.14 | 47500 | 3 | 1.8 | 8.5 | 7
Live | 217450236 |  | 10 | 16.7 | 44000 | 39500 | 39500 | 2.93 | 2.12 | 47500 | 2.98 | 1.8 | 8.5 | 7
Live | 217450237 |  | 10 | 16 | 44000 | 39500 | 40000 | 2.93 | 2.12 | 48000 | 2.96 | 1.8 | 8.5 | 7
Live | 217450238 |  | 10 | 16 | 44000 | 39500 | 39500 | 2.93 | 2.12 | 47500 | 2.98 | 1.8 | 8.5 | 7
Live | 217450239 |  | 10 | 16.8 | 43500 | 39500 | 39500 | 2.93 | 2.16 | 47500 | 3 | 1.85 | 9 | 7
Live | 217450240 |  | 10 | 16.45 | 43000 | 39500 | 40000 | 2.93 | 2.14 | 48000 | 2.98 | 1.8 | 9 | 7
Live | 217450241 |  | 10 | 15.9 | 43500 | 39500 | 39500 | 2.93 | 2.12 | 47500 | 2.94 | 1.8 | 8.5 | 7
Live | 217450242 |  | 10 | 16.15 | 43000 | 39000 | 39500 | 2.93 | 2.1 | 47000 | 2.86 | 1.8 | 8.5 | 7
Live | 217450243 |  | 10 | 17.15 | 43000 | 39000 | 39500 | 2.93 | 2.1 | 47500 | 2.86 | 1.8 | 9 | 7
Live | 217450244 |  | 10 | 16 | 43500 | 39500 | 40000 | 2.93 | 2.1 | 47500 | 2.94 | 1.8 | 8.5 | 7
Live | 217450245 |  | 10 | 16.2 | 43000 | 39500 | 40000 | 2.93 | 2.1 | 47500 | 2.92 | 1.8 | 8.5 | 7
Live | 217450246 |  | 10 | 16.45 | 43500 | 39500 | 39500 | 2.93 | 2.1 | 47500 | 2.92 | 1.8 | 8.5 | 7
Live | 217450247 |  | 10 | 16.35 | 43500 | 39500 | 39500 | 2.93 | 2.1 | 47500 | 2.94 | 1.8 | 8.5 | 7
Live | 217450248 |  | 10 | 16.35 | 43500 | 39500 | 40000 | 2.93 | 2.1 | 47500 | 2.94 | 1.8 | 8.5 | 7
Live | 217450249 |  | 10 | 15.8 | 43500 | 39500 | 40000 | 2.93 | 2.1 | 48000 | 2.92 | 1.8 | 8.5 | 7
Live | 217450250 |  | 10 | 16 | 43500 | 39500 | 40000 | 2.93 | 2.1 | 47500 | 2.92 | 1.8 | 8.5 | 7
Live | 217450251 |  | 10 | 16.6 | 43500 | 39500 | 39500 | 2.93 | 2.18 | 48000 | 3.04 | 1.85 | 9 | 7.5
Live | 217450252 |  | 10 | 16.15 | 43500 | 39000 | 39500 | 2.93 | 2.16 | 47500 | 2.98 | 1.85 | 9 | 7
Live | 217450253 |  | 10 | 17.1 | 44500 | 39000 | 39000 | 2.93 | 2.24 | 47500 | 3.16 | 1.9 | 9 | 7.5
Live | 217450254 |  | 10 | 17.25 | 44500 | 39000 | 39000 | 2.93 | 2.22 | 47500 | 3.16 | 1.9 | 9 | 7.5
Live | 217450255 |  | 10 | 17.15 | 45000 | 39000 | 39500 | 2.93 | 2.24 | 48000 | 3.18 | 1.9 | 9 | 7.5
Live | 217450256 |  | 10 | 16.45 | 44500 | 39500 | 40000 | 2.93 | 2.2 | 48000 | 3.12 | 1.85 | 9 | 7.5
Live | 217450257 |  | 10 | 16.3 | 45000 | 39500 | 39500 | 2.93 | 2.22 | 48000 | 3.16 | 1.9 | 9 | 7.5
Live | 217450258 |  | 10 | 16.4 | 45000 | 39500 | 39500 | 2.93 | 2.22 | 48000 | 3.16 | 1.9 | 9 | 7.5
Live | 217450259 |  | 9.8 | 16 | 51000 | 44000 | 41000 | 2.87 | 2.08 | 54000 | 2.78 | 1.8 | 8.1 | 6.5
Live | 217450260 |  | 9.8 | 15.5 | 51000 | 44500 | 41000 | 2.87 | 2.06 | 54500 | 2.84 | 1.8 | 8.1 | 6.5
Live | 217450261 |  | 9.8 | 15.9 | 51000 | 44500 | 41000 | 2.87 | 2.06 | 54000 | 2.74 | 1.75 | 8.1 | 6.5
Live | 217450262 |  | 9.8 | 16 | 51000 | 44500 | 41000 | 2.87 | 2.06 | 54500 | 2.76 | 1.8 | 8.1 | 6.5
Live | 217450263 |  | 10 | 17.1 | 54500 | 43500 | 40000 | 2.93 | 2.24 |  |  | 1.9 | 8.5 | 7
Live | 217450264 |  | 10 | 16.5 | 55000 | 44000 | 40500 | 2.93 | 2.24 | 54500 | 3.18 | 1.9 | 8.5 | 7
Live | 217450265 |  | 10 | 16.65 | 54500 | 44000 | 40500 | 2.93 | 2.22 | 55000 | 3.14 | 1.9 | 8.5 | 7
Live | 217450266 |  | 10 | 16.8 | 54500 | 44000 | 40500 | 2.93 | 2.22 | 55000 | 3.16 | 1.9 | 8.5 | 7
Live | 217450267 |  | 10 | 16.75 | 54000 | 43500 | 40000 | 2.93 | 2.18 |  |  | 1.85 | 8.5 | 6.5
Live | 217450268 |  | 10 | 15.7 | 53500 | 44000 | 40500 | 2.93 | 2.16 | 54500 | 3.02 | 1.85 | 8.1 | 6.5
Live | 217450269 |  | 10 | 16.55 | 53000 | 44000 | 40500 | 2.93 | 2.18 | 54500 | 3.04 | 1.85 | 8.5 | 7
Live | 217450270 |  | 10 | 16 | 53000 | 44000 | 40500 | 2.93 | 2.16 | 54500 | 3.02 | 1.85 | 8.5 | 7
Live | 217450271 |  | 10 | 16.1 | 53000 | 44000 | 40500 | 2.93 | 2.16 | 54500 | 3 | 1.85 | 8.5 | 7
Live | 217450272 |  | 10 | 16.25 | 53000 | 44000 | 40500 | 2.93 | 2.16 | 54500 | 3 | 1.85 | 8.5 | 7
Live | 217450273 |  | 10 | 16.5 | 53500 | 43500 | 40000 | 2.93 | 2.16 | 54000 | 3.02 | 1.85 | 8.5 | 6.5
Live | 217450274 |  | 10 | 15.5 | 53000 | 44000 | 40500 | 2.93 | 2.14 | 54500 | 2.98 | 1.85 | 8.1 | 6.5
Live | 217450275 |  | 10 | 16.35 | 52500 | 44000 | 40500 | 2.93 | 2.22 | 54500 | 3.12 | 1.9 | 8.5 | 7
Live | 217450276 |  | 9.6 | 16 | 52000 | 44500 | 41000 | 2.81 | 2.18 | 55500 | 3.06 | 1.85 | 8.5 | 7
Live | 217450277 |  | 10 | 16.1 | 52500 | 44000 | 40500 | 2.93 | 2.22 | 54500 | 3.1 | 1.9 | 8.5 | 7
Live | 217450278 |  | 9.8 | 16.2 | 52500 | 44000 | 40500 | 2.87 | 2.2 | 55000 | 3.08 | 1.9 | 8.5 | 7
Live | 217450279 |  | 10 | 16.5 | 53000 | 44000 | 40500 | 2.93 | 2.22 | 54500 | 3.12 | 1.9 | 8.5 | 7
Live | 217450280 |  | 9.8 | 16 | 52500 | 44500 | 41000 | 2.87 | 2.2 | 55000 | 3.06 | 1.9 | 8.5 | 7
Live | 217450281 |  | 10 | 16.15 | 52500 | 44000 | 40500 | 2.93 | 2.22 | 54500 | 3.1 | 1.9 | 8.5 | 7
Live | 217450282 |  | 9.8 | 16.25 | 52500 | 44000 | 41000 | 2.87 | 2.2 | 55000 | 3.08 | 1.9 | 8.5 | 7
Live | 217450283 |  | 11.7 | 16.7 | 23800 | 19800 | 20800 | 3.44 | 2.48 | 24000 | 3.37 | 1.8 | 9 | 7
Live | 217450284 |  | 12 | 17.4 | 24000 | 19800 | 20800 | 3.52 | 2.5 |  |  | 1.8 | 9 | 7
Live | 217450285 |  | 12 | 16.85 | 23600 | 19600 | 20600 | 3.51 | 2.48 | 23800 | 3.34 | 1.8 | 9 | 7
Live | 217450286 |  | 11 | 16.3 | 23800 | 20000 | 21000 | 3.23 | 2.46 | 24000 | 3.32 | 1.8 | 9 | 7
Live | 217450287 |  | 11 | 16.15 | 23800 | 20000 | 21000 | 3.23 | 2.46 | 24000 | 3.37 | 1.8 | 9 | 7
Live | 217450288 |  | 11.7 | 17 | 23600 | 19800 | 20800 | 3.42 | 2.46 | 23800 | 3.32 | 1.8 | 9 | 7
Live | 217450289 |  | 11 | 16.85 | 23800 | 20000 | 21000 | 3.23 | 2.44 | 24000 | 3.32 | 1.8 | 9 | 7
Live | 217450290 |  | 11.7 | 16.85 | 23800 | 20000 | 21000 | 3.44 | 2.46 | 24000 | 3.33 | 1.8 | 9 | 7
Live | 217450291 |  | 11.7 | 17 | 24000 | 20000 | 20800 | 3.43 | 2.48 |  |  | 1.8 | 9 | 7
Live | 217450292 |  | 12 | 17.05 | 24000 | 19800 | 20800 | 3.52 | 2.55 |  |  | 1.85 | 9 | 7
Live | 217450293 |  | 12 | 17.75 | 24000 | 19800 | 20600 | 3.52 | 2.56 |  |  | 1.85 | 9 | 7.5
Live | 217450294 |  | 12 | 17.15 | 24000 | 19600 | 20400 | 3.52 | 2.56 | 23800 | 3.49 | 1.85 | 9 | 7.5
Live | 217450295 |  | 11.7 | 16.6 | 24000 | 20000 | 20800 | 3.43 | 2.52 |  |  | 1.8 | 9 | 7
Live | 217450296 |  | 11.7 | 16.5 | 24000 | 20000 | 20800 | 3.43 | 2.52 |  |  | 1.85 | 9 | 7
Live | 217450297 |  | 12 | 17.25 | 23800 | 19800 | 20600 | 3.52 | 2.55 | 24000 | 3.45 | 1.85 | 9 | 7.5
Live | 217450298 |  | 11.7 | 17.2 | 24000 | 20000 | 20800 | 3.43 | 2.5 |  |  | 1.8 | 9 | 7
Live | 217450299 |  | 11.7 | 17.15 | 24000 | 20000 | 20800 | 3.43 | 2.52 |  |  | 1.8 | 9 | 7
Live | 217450300 |  | 12 | 17.3 | 24000 | 19800 | 20800 | 3.52 | 2.55 |  |  | 1.85 | 9 | 7
Live | 217450302 |  | 11.7 | 16.5 | 23600 | 19800 | 21000 | 3.42 | 2.52 | 24000 | 3.37 | 1.8 | 9 | 7
Live | 217450303 |  | 12 | 17.65 | 24000 | 19800 | 20800 | 3.52 | 2.58 |  |  | 1.8 | 9 | 7.5
Live | 217450304 |  | 12 | 17.15 | 23800 | 19600 | 20800 | 3.52 | 2.56 |  |  | 1.8 | 9 | 7.5
Live | 217450305 |  | 11.7 | 16.7 | 24000 | 20000 | 21000 | 3.43 | 2.52 |  |  | 1.8 | 9 | 7
Live | 217450306 |  | 11.7 | 16.6 | 24000 | 20000 | 21000 | 3.43 | 2.54 |  |  | 1.8 | 9 | 7
Live | 217450307 |  | 12 | 17.1 | 23800 | 19800 | 21000 | 3.52 | 2.55 | 24000 | 3.41 | 1.8 | 9 | 7
Live | 217450308 |  | 11.7 | 17.25 | 24000 | 20000 | 21000 | 3.43 | 2.52 |  |  | 1.8 | 9 | 7.5
Live | 217450309 |  | 11.7 | 17.2 | 24000 | 20000 | 21000 | 3.43 | 2.54 |  |  | 1.8 | 9 | 7.5
Live | 217450310 |  | 11.7 | 17.35 | 24000 | 19800 | 21000 | 3.43 | 2.55 |  |  | 1.8 | 9 | 7.5
Live | 217450311 |  | 12 | 17.2 | 24000 | 19800 | 20800 | 3.52 | 2.64 |  |  | 1.85 | 9.4 | 7.5
Live | 217450312 |  | 12 | 17.65 | 24000 | 19800 | 20800 | 3.52 | 2.55 |  |  | 1.8 | 9 | 7
Live | 217450313 |  | 12 | 17.15 | 23800 | 19600 | 20600 | 3.52 | 2.54 |  |  | 1.8 | 9 | 7
Live | 217450314 |  | 11.7 | 16.55 | 24000 | 20000 | 21000 | 3.43 | 2.5 |  |  | 1.8 | 9 | 7
Live | 217450315 |  | 11.7 | 16.4 | 24000 | 20000 | 21000 | 3.43 | 2.5 |  |  | 1.8 | 9 | 7
Live | 217450316 |  | 11.7 | 17.4 | 24000 | 20000 | 21000 | 3.43 | 2.48 |  |  | 1.8 | 9 | 7
Live | 217450317 |  | 11.7 | 17.1 | 24000 | 20000 | 21000 | 3.43 | 2.48 |  |  | 1.8 | 9 | 7
Live | 217450318 |  | 11.7 | 17.1 | 24000 | 20000 | 21000 | 3.43 | 2.5 |  |  | 1.8 | 9 | 7
Live | 217450319 |  | 11.7 | 17.3 | 24000 | 20000 | 21000 | 3.43 | 2.52 |  |  | 1.8 | 9 | 7
Live | 217450320 |  | 11.7 | 16.8 | 23600 | 19800 | 21000 | 3.42 | 2.55 | 24000 | 3.4 | 1.8 | 9 | 7.5
Live | 217450321 |  | 11 | 16 | 23800 | 20000 | 21000 | 3.23 | 2.54 | 24000 | 3.4 | 1.8 | 9 | 7.5
Live | 217450322 |  | 11.7 | 16.95 | 23600 | 19800 | 20800 | 3.42 | 2.56 | 24000 | 3.4 | 1.8 | 9.4 | 7.5
Live | 217450323 |  | 11.7 | 16.9 | 23800 | 20000 | 21000 | 3.44 | 2.56 | 24000 | 3.45 | 1.8 | 9.4 | 7.5
Live | 217450324 |  | 11.7 | 17 | 23800 | 20000 | 21000 | 3.44 | 2.56 | 24000 | 3.45 | 1.8 | 9.4 | 7.5
Live | 217450325 |  | 11 | 17 | 33800 | 29000 | 28600 | 3.23 | 2.22 | 35600 | 3.06 | 1.8 | 8.5 | 7
Live | 217450326 |  | 11 | 17.75 | 34200 | 28800 | 28400 | 3.22 | 2.24 | 35600 | 3.12 | 1.85 | 8.5 | 7
Live | 217450327 |  | 11 | 18.3 | 34200 | 28800 | 28400 | 3.22 | 2.24 | 35400 | 3.1 | 1.85 | 8.5 | 7
Live | 217450328 |  | 11 | 17.4 | 33800 | 29000 | 28800 | 3.23 | 2.22 | 35800 | 3.06 | 1.8 | 8.5 | 7
Live | 217450329 |  | 11 | 17.3 | 33800 | 29000 | 28600 | 3.23 | 2.22 | 35800 | 3.06 | 1.8 | 8.5 | 7
Live | 217450330 |  | 10 | 17.75 | 33800 | 29200 | 28800 | 2.93 | 2.22 | 35800 | 3.04 | 1.8 | 8.5 | 7
Live | 217450331 |  | 10 | 17.15 | 34000 | 29200 | 28800 | 2.93 | 2.22 | 35800 | 3.06 | 1.8 | 8.5 | 7
Live | 217450332 |  | 11 | 17.4 | 34000 | 29000 | 28600 | 3.22 | 2.22 | 35800 | 3.06 | 1.8 | 8.5 | 7
Live | 217450333 |  | 11 | 17.6 | 34200 | 28800 | 28400 | 3.22 | 2.24 | 35400 | 3.1 | 1.85 | 8.5 | 7
Live | 217450334 |  | 11 | 17.2 | 34000 | 28800 | 28600 | 3.22 | 2.22 | 35600 | 3.08 | 1.8 | 8.5 | 7
Live | 217450335 |  | 11 | 17.4 | 34400 | 28800 | 28400 | 3.22 | 2.28 | 35600 | 3.16 | 1.85 | 8.5 | 7
Live | 217450336 |  | 11 | 18.1 | 35000 | 28600 | 28200 | 3.23 | 2.3 | 35600 | 3.24 | 1.9 | 8.5 | 7
Live | 217450337 |  | 11 | 18.65 | 34800 | 28600 | 28200 | 3.23 | 2.3 | 35600 | 3.22 | 1.85 | 8.5 | 7
Live | 217450338 |  | 11 | 17.8 | 34600 | 29000 | 28600 | 3.22 | 2.28 | 36000 | 3.18 | 1.85 | 8.5 | 7
Live | 217450339 |  | 11 | 17.65 | 34400 | 28800 | 28400 | 3.22 | 2.28 | 35800 | 3.18 | 1.85 | 8.5 | 7
Live | 217450340 |  | 11 | 17.9 | 34400 | 29000 | 28600 | 3.22 | 2.28 | 35800 | 3.16 | 1.85 | 8.5 | 7
Live | 217450341 |  | 11 | 18.05 | 34400 | 29000 | 28600 | 3.22 | 2.26 | 36000 | 3.16 | 1.85 | 8.5 | 7
Live | 217450342 |  | 11 | 17.5 | 34600 | 29000 | 28600 | 3.22 | 2.26 | 36000 | 3.16 | 1.85 | 8.5 | 7
Live | 217450343 |  | 11 | 17.75 | 34800 | 28800 | 28400 | 3.23 | 2.28 | 35800 | 3.18 | 1.85 | 8.5 | 7
Live | 217450344 |  | 11.7 | 18.1 | 34600 | 28600 | 28200 | 3.43 | 2.3 | 35400 | 3.2 | 1.9 | 8.5 | 7
Live | 217450345 |  | 11 | 17.55 | 34600 | 28800 | 28400 | 3.22 | 2.28 | 35600 | 3.18 | 1.85 | 8.5 | 7
Live | 217450346 |  | 11 | 17.4 | 34200 | 29400 | 28400 | 3.22 | 2.36 | 35800 | 3.28 | 1.9 | 9 | 7
Live | 217450347 |  | 11 | 18.05 | 34800 | 28800 | 28400 | 3.23 | 2.28 | 35600 | 3.2 | 1.85 | 8.5 | 7
Live | 217450348 |  | 11 | 18.55 | 34600 | 28800 | 28400 | 3.22 | 2.28 | 35600 | 3.18 | 1.85 | 8.5 | 7
Live | 217450349 |  | 11 | 17.7 | 34400 | 29000 | 28600 | 3.22 | 2.26 | 35800 | 3.14 | 1.85 | 8.5 | 7
Live | 217450350 |  | 11 | 17.55 | 34200 | 29000 | 28600 | 3.22 | 2.26 | 35800 | 3.14 | 1.85 | 8.5 | 7
Live | 217450351 |  | 11 | 17.8 | 34200 | 29000 | 28600 | 3.22 | 2.26 | 35800 | 3.12 | 1.85 | 8.5 | 7
Live | 217450352 |  | 11 | 18 | 34200 | 29000 | 28600 | 3.22 | 2.24 | 35800 | 3.12 | 1.85 | 8.5 | 7
Live | 217450353 |  | 11 | 17.4 | 34400 | 29000 | 28600 | 3.22 | 2.24 | 36000 | 3.12 | 1.85 | 8.5 | 7
Live | 217450354 |  | 11 | 17.65 | 34600 | 29000 | 28600 | 3.22 | 2.26 | 35800 | 3.14 | 1.85 | 8.5 | 7
Live | 217450355 |  | 11.7 | 18.05 | 34400 | 28600 | 28200 | 3.43 | 2.28 | 35400 | 3.16 | 1.85 | 8.5 | 7
Live | 217450356 |  | 11 | 17.5 | 34400 | 28800 | 28400 | 3.22 | 2.26 | 35600 | 3.14 | 1.85 | 8.5 | 7
Live | 217450357 |  | 10 | 16.3 | 32400 | 29200 | 28800 | 2.93 | 2.18 | 35400 | 2.94 | 1.8 | 8.5 | 7
Live | 217450358 |  | 11 | 18 | 34200 | 28800 | 28400 | 3.22 | 2.28 | 35600 | 3.2 | 1.85 | 8.5 | 7
Live | 217450359 |  | 11 | 18.6 | 34000 | 28800 | 28400 | 3.22 | 2.28 | 35600 | 3.2 | 1.85 | 8.5 | 7
Live | 217450360 |  | 10 | 17.7 | 33800 | 29000 | 28600 | 2.93 | 2.26 | 35800 | 3.14 | 1.85 | 8.5 | 7
Live | 217450361 |  | 11 | 17.55 | 33800 | 29000 | 28600 | 3.23 | 2.26 | 35800 | 3.14 | 1.85 | 8.5 | 7
Live | 217450362 |  | 11 | 17.85 | 33600 | 29000 | 28600 | 3.23 | 2.26 | 35800 | 3.12 | 1.85 | 8.5 | 7
Live | 217450363 |  | 10 | 17.1 | 33800 | 29000 | 28600 | 2.93 | 2.24 | 35800 | 3.12 | 1.85 | 8.5 | 7
Live | 217450364 |  | 10 | 17.35 | 33800 | 29200 | 28600 | 2.93 | 2.26 | 36000 | 3.14 | 1.85 | 8.5 | 7
Live | 217450365 |  | 11 | 17.65 | 34000 | 29000 | 28600 | 3.22 | 2.26 | 35800 | 3.16 | 1.85 | 8.5 | 7
Live | 217450366 |  | 11 | 18.05 | 33800 | 28600 | 28200 | 3.23 | 2.28 | 35400 | 3.18 | 1.85 | 8.5 | 7
Live | 217450367 |  | 11 | 17.5 | 33800 | 28800 | 28400 | 3.23 | 2.26 | 35600 | 3.16 | 1.85 | 8.5 | 7
Live | 217450368 |  | 11 | 18.7 | 34800 | 28600 | 28200 | 3.23 | 2.36 | 35800 | 3.3 | 1.9 | 9 | 7
Live | 217450369 |  | 11 | 16.15 | 35200 | 28800 | 28200 | 3.22 | 2.38 | 36000 | 3.34 | 1.9 | 8.5 | 7
Live | 217450370 |  | 11 | 17.2 | 34600 | 28600 | 28200 | 3.22 | 2.38 | 35600 | 3.32 | 1.9 | 9 | 7
Live | 217450371 |  | 11.7 | 18.4 | 34800 | 28600 | 28200 | 3.43 | 2.38 | 35600 | 3.32 | 1.9 | 9 | 7
Live | 217450372 |  | 11 | 18.35 | 34800 | 28600 | 28200 | 3.23 | 2.38 | 35800 | 3.32 | 1.9 | 9 | 7
Live | 217450373 |  | 11 | 17.35 | 35000 | 28800 | 28200 | 3.23 | 2.38 | 35800 | 3.32 | 1.9 | 9 | 7
Live | 217450374 |  | 11.7 | 17.7 | 35000 | 28600 | 28200 | 3.43 | 2.38 | 35800 | 3.34 | 1.9 | 9 | 7
Live | 217450375 |  | 11 | 16.6 | 33600 | 28600 | 28200 | 3.23 | 2.26 | 35400 | 3.04 | 1.85 | 8.5 | 7
Live | 217450376 |  | 11 | 17.05 | 34200 | 29000 | 28600 | 3.22 | 2.24 | 35800 | 3.12 | 1.85 | 8.5 | 7
Live | 217450377 |  | 11 | 16.95 | 33600 | 28600 | 28200 | 3.23 | 2.26 | 35400 | 3.04 | 1.85 | 8.5 | 7
Live | 217450378 |  | 11 | 17.4 | 34400 | 29000 | 28600 | 3.22 | 2.26 | 35800 | 3.12 | 1.85 | 8.5 | 7
Live | 217450379 |  | 10 | 16.95 | 34400 | 29200 | 28600 | 2.93 | 2.24 | 36000 | 3.12 | 1.85 | 8.5 | 7
Live | 217450380 |  | 10 | 17.25 | 34200 | 29200 | 28800 | 2.93 | 2.24 | 36000 | 3.1 | 1.85 | 8.5 | 7
Live | 217450381 |  | 11 | 17.55 | 34600 | 28600 | 28000 | 3.22 | 2.34 | 35600 | 3.26 | 1.9 | 9 | 7
Live | 217450382 |  | 11 | 17.6 | 35000 | 28600 | 28200 | 3.23 | 2.36 | 35800 | 3.28 | 1.9 | 9 | 7
Live | 217450383 |  | 11 | 18.3 | 35200 | 28800 | 28200 | 3.22 | 2.36 | 36000 | 3.28 | 1.9 | 9 | 7
Live | 217450384 |  | 11 | 17.95 | 35200 | 28800 | 28200 | 3.22 | 2.36 | 36000 | 3.3 | 1.9 | 9 | 7
Live | 217450385 |  | 11 | 17.6 | 35200 | 28800 | 28400 | 3.22 | 2.36 | 36000 | 3.3 | 1.9 | 9 | 7
Live | 217450386 |  | 11 | 17.65 | 35000 | 28800 | 28400 | 3.23 | 2.34 | 36000 | 3.26 | 1.9 | 9 | 7
Live | 217450387 |  | 10 | 16.9 | 44000 | 39500 | 39500 | 2.93 | 2.12 | 47500 | 2.96 | 1.8 | 8.5 | 7
Live | 217450388 |  | 10 | 16.55 | 43500 | 39500 | 40000 | 2.93 | 2.1 | 47500 | 2.94 | 1.8 | 8.5 | 7
Live | 217450389 |  | 10 | 16.15 | 44000 | 39000 | 39500 | 2.93 | 2.14 | 47500 | 3 | 1.8 | 8.5 | 7
Live | 217450390 |  | 10 | 16.7 | 43500 | 39500 | 39500 | 2.93 | 2.12 | 47500 | 2.96 | 1.8 | 8.5 | 7
Live | 217450391 |  | 10 | 17.8 | 44000 | 39000 | 39500 | 2.93 | 2.12 | 47000 | 2.92 | 1.8 | 9 | 7
Live | 217450392 |  | 10 | 16.8 | 44000 | 39500 | 39500 | 2.93 | 2.14 | 47500 | 3 | 1.8 | 8.5 | 7
Live | 217450393 |  | 10 | 16.8 | 44000 | 39500 | 39500 | 2.93 | 2.12 | 47500 | 2.96 | 1.8 | 8.5 | 7
Live | 217450394 |  | 10 | 17.05 | 44000 | 39000 | 39500 | 2.93 | 2.12 | 47500 | 2.98 | 1.8 | 8.5 | 7
Live | 217450395 |  | 10 | 17.1 | 44000 | 39000 | 39500 | 2.93 | 2.14 | 47500 | 3 | 1.8 | 8.5 | 7
Live | 217450396 |  | 10 | 17.1 | 44000 | 39500 | 39500 | 2.93 | 2.14 | 47500 | 3 | 1.8 | 8.5 | 7
Live | 217450397 |  | 10 | 16.1 | 44000 | 39500 | 40000 | 2.93 | 2.12 | 48000 | 2.98 | 1.8 | 8.5 | 7
Live | 217450398 |  | 10 | 16.15 | 44000 | 39500 | 39500 | 2.93 | 2.12 | 47500 | 2.98 | 1.8 | 8.5 | 7
Live | 217450399 |  | 11 | 16.6 | 45500 | 39000 | 39000 | 3.22 | 2.2 | 47500 | 3.14 | 1.85 | 9 | 7
Live | 217450400 |  | 11 | 17.2 | 45000 | 39000 | 39000 | 3.22 | 2.18 | 47500 | 3.1 | 1.85 | 9 | 7
Live | 217450401 |  | 11 | 18.3 | 45500 | 39000 | 39000 | 3.22 | 2.18 | 47500 | 3.12 | 1.85 | 9 | 7
Live | 217450402 |  | 11 | 17.35 | 45500 | 39000 | 39500 | 3.22 | 2.18 | 47500 | 3.14 | 1.85 | 9 | 7
Live | 217450403 |  | 11 | 17.3 | 45500 | 39000 | 39500 | 3.22 | 2.18 | 47500 | 3.12 | 1.85 | 9 | 7
Live | 217450404 |  | 11 | 17.55 | 45500 | 39000 | 39000 | 3.22 | 2.18 | 47500 | 3.12 | 1.85 | 9 | 7
Live | 217450405 |  | 11 | 17.7 | 45500 | 39000 | 39000 | 3.22 | 2.2 | 47500 | 3.14 | 1.85 | 9 | 7
Live | 217450406 |  | 11 | 17.65 | 45500 | 39000 | 39000 | 3.22 | 2.2 | 47500 | 3.14 | 1.85 | 9 | 7
Live | 217450407 |  | 10 | 16.65 | 45500 | 39500 | 39500 | 2.93 | 2.18 | 48000 | 3.12 | 1.85 | 9 | 7
Live | 217450408 |  | 10 | 16.55 | 45500 | 39000 | 39500 | 2.93 | 2.18 | 48000 | 3.12 | 1.85 | 9 | 7
Live | 217450409 |  | 10 | 16.8 | 45000 | 39000 | 39000 | 2.93 | 2.26 | 48000 | 3.16 | 1.9 | 9 | 7.5
Live | 217450410 |  | 10 | 16.45 | 44500 | 39000 | 39000 | 2.93 | 2.24 | 48000 | 3.12 | 1.9 | 9 | 7.5
Live | 217450411 |  | 10 | 16 | 44000 | 39000 | 39500 | 2.93 | 2.14 | 47500 | 3 | 1.8 | 8.5 | 7
Live | 217450412 |  | 10 | 16.75 | 43500 | 39000 | 39500 | 2.93 | 2.12 | 47500 | 2.92 | 1.8 | 8.5 | 7
Live | 217450413 |  | 10 | 17.8 | 44000 | 39000 | 39500 | 2.93 | 2.12 | 47500 | 2.92 | 1.8 | 9 | 7
Live | 217450414 |  | 10 | 16.35 | 44000 | 39500 | 39500 | 2.93 | 2.12 | 47500 | 2.98 | 1.8 | 8.5 | 7
Live | 217450415 |  | 10 | 16.75 | 44000 | 39500 | 39500 | 2.93 | 2.12 | 47500 | 2.96 | 1.8 | 8.5 | 7
Live | 217450416 |  | 10 | 17 | 44000 | 39500 | 39500 | 2.93 | 2.12 | 47500 | 2.98 | 1.8 | 8.5 | 7
Live | 217450417 |  | 10 | 16.7 | 44000 | 39500 | 39500 | 2.93 | 2.14 | 47500 | 3 | 1.8 | 8.5 | 7
Live | 217450418 |  | 10 | 16.7 | 44000 | 39500 | 39500 | 2.93 | 2.12 | 47500 | 2.98 | 1.8 | 8.5 | 7
Live | 217450419 |  | 10 | 16 | 44000 | 39500 | 40000 | 2.93 | 2.12 | 48000 | 2.96 | 1.8 | 8.5 | 7
Live | 217450420 |  | 10 | 16 | 44000 | 39500 | 39500 | 2.93 | 2.12 | 47500 | 2.98 | 1.8 | 8.5 | 7
Live | 217450421 |  | 10 | 16.8 | 43500 | 39500 | 39500 | 2.93 | 2.16 | 47500 | 3 | 1.85 | 9 | 7
Live | 217450422 |  | 10 | 16.45 | 43000 | 39500 | 40000 | 2.93 | 2.14 | 48000 | 2.98 | 1.8 | 9 | 7
Live | 217450423 |  | 10 | 15.9 | 43500 | 39500 | 39500 | 2.93 | 2.12 | 47500 | 2.94 | 1.8 | 8.5 | 7
Live | 217450424 |  | 10 | 16.15 | 43000 | 39000 | 39500 | 2.93 | 2.1 | 47000 | 2.86 | 1.8 | 8.5 | 7
Live | 217450425 |  | 10 | 17.15 | 43000 | 39000 | 39500 | 2.93 | 2.1 | 47500 | 2.86 | 1.8 | 9 | 7
Live | 217450426 |  | 10 | 16 | 43500 | 39500 | 40000 | 2.93 | 2.1 | 47500 | 2.94 | 1.8 | 8.5 | 7
Live | 217450427 |  | 10 | 16.2 | 43000 | 39500 | 40000 | 2.93 | 2.1 | 47500 | 2.92 | 1.8 | 8.5 | 7
Live | 217450428 |  | 10 | 16.45 | 43500 | 39500 | 39500 | 2.93 | 2.1 | 47500 | 2.92 | 1.8 | 8.5 | 7
Live | 217450429 |  | 10 | 16.35 | 43500 | 39500 | 39500 | 2.93 | 2.1 | 47500 | 2.94 | 1.8 | 8.5 | 7
Live | 217450430 |  | 10 | 16.35 | 43500 | 39500 | 40000 | 2.93 | 2.1 | 47500 | 2.94 | 1.8 | 8.5 | 7
Live | 217450431 |  | 10 | 15.8 | 43500 | 39500 | 40000 | 2.93 | 2.1 | 48000 | 2.92 | 1.8 | 8.5 | 7
Live | 217450432 |  | 10 | 16 | 43500 | 39500 | 40000 | 2.93 | 2.1 | 47500 | 2.92 | 1.8 | 8.5 | 7
Live | 217450433 |  | 10 | 16.6 | 43500 | 39500 | 39500 | 2.93 | 2.18 | 48000 | 3.04 | 1.85 | 9 | 7.5
Live | 217450434 |  | 10 | 16.15 | 43500 | 39000 | 39500 | 2.93 | 2.16 | 47500 | 2.98 | 1.85 | 9 | 7
Live | 217450435 |  | 10 | 17.1 | 44500 | 39000 | 39000 | 2.93 | 2.24 | 47500 | 3.16 | 1.9 | 9 | 7.5
Live | 217450436 |  | 10 | 17.25 | 44500 | 39000 | 39000 | 2.93 | 2.22 | 47500 | 3.16 | 1.9 | 9 | 7.5
Live | 217450437 |  | 10 | 17.15 | 45000 | 39000 | 39500 | 2.93 | 2.24 | 48000 | 3.18 | 1.9 | 9 | 7.5
Live | 217450438 |  | 10 | 16.45 | 44500 | 39500 | 40000 | 2.93 | 2.2 | 48000 | 3.12 | 1.85 | 9 | 7.5
Live | 217450439 |  | 10 | 16.3 | 45000 | 39500 | 39500 | 2.93 | 2.22 | 48000 | 3.16 | 1.9 | 9 | 7.5
Live | 217450440 |  | 10 | 16.4 | 45000 | 39500 | 39500 | 2.93 | 2.22 | 48000 | 3.16 | 1.9 | 9 | 7.5
Live | 217450441 |  | 9.8 | 16 | 51000 | 44000 | 41000 | 2.87 | 2.08 | 54000 | 2.78 | 1.8 | 8.1 | 6.5
Live | 217450442 |  | 9.8 | 15.5 | 51000 | 44500 | 41000 | 2.87 | 2.06 | 54500 | 2.84 | 1.8 | 8.1 | 6.5
Live | 217450443 |  | 9.8 | 15.9 | 51000 | 44500 | 41000 | 2.87 | 2.06 | 54000 | 2.74 | 1.75 | 8.1 | 6.5
Live | 217450444 |  | 9.8 | 16 | 51000 | 44500 | 41000 | 2.87 | 2.06 | 54500 | 2.76 | 1.8 | 8.1 | 6.5
Live | 217450445 |  | 10 | 17.1 | 54500 | 43500 | 40000 | 2.93 | 2.24 |  |  | 1.9 | 8.5 | 7
Live | 217450446 |  | 10 | 16.5 | 55000 | 44000 | 40500 | 2.93 | 2.24 | 54500 | 3.18 | 1.9 | 8.5 | 7
Live | 217450447 |  | 10 | 16.65 | 54500 | 44000 | 40500 | 2.93 | 2.22 | 55000 | 3.14 | 1.9 | 8.5 | 7
Live | 217450448 |  | 10 | 16.8 | 54500 | 44000 | 40500 | 2.93 | 2.22 | 55000 | 3.16 | 1.9 | 8.5 | 7
Live | 217450449 |  | 10 | 16.75 | 54000 | 43500 | 40000 | 2.93 | 2.18 |  |  | 1.85 | 8.5 | 6.5
Live | 217450450 |  | 10 | 15.7 | 53500 | 44000 | 40500 | 2.93 | 2.16 | 54500 | 3.02 | 1.85 | 8.1 | 6.5
Live | 217450451 |  | 10 | 16.55 | 53000 | 44000 | 40500 | 2.93 | 2.18 | 54500 | 3.04 | 1.85 | 8.5 | 7
Live | 217450452 |  | 10 | 16 | 53000 | 44000 | 40500 | 2.93 | 2.16 | 54500 | 3.02 | 1.85 | 8.5 | 7
Live | 217450453 |  | 10 | 16.1 | 53000 | 44000 | 40500 | 2.93 | 2.16 | 54500 | 3 | 1.85 | 8.5 | 7
Live | 217450454 |  | 10 | 16.25 | 53000 | 44000 | 40500 | 2.93 | 2.16 | 54500 | 3 | 1.85 | 8.5 | 7
Live | 217450455 |  | 10 | 16.5 | 53500 | 43500 | 40000 | 2.93 | 2.16 | 54000 | 3.02 | 1.85 | 8.5 | 6.5
Live | 217450456 |  | 10 | 15.5 | 53000 | 44000 | 40500 | 2.93 | 2.14 | 54500 | 2.98 | 1.85 | 8.1 | 6.5
Live | 217450457 |  | 10 | 16.35 | 52500 | 44000 | 40500 | 2.93 | 2.22 | 54500 | 3.12 | 1.9 | 8.5 | 7
Live | 217450458 |  | 9.6 | 16 | 52000 | 44500 | 41000 | 2.81 | 2.18 | 55500 | 3.06 | 1.85 | 8.5 | 7
Live | 217450459 |  | 10 | 16.1 | 52500 | 44000 | 40500 | 2.93 | 2.22 | 54500 | 3.1 | 1.9 | 8.5 | 7
Live | 217450460 |  | 9.8 | 16.2 | 52500 | 44000 | 40500 | 2.87 | 2.2 | 55000 | 3.08 | 1.9 | 8.5 | 7
Live | 217450461 |  | 10 | 16.5 | 53000 | 44000 | 40500 | 2.93 | 2.22 | 54500 | 3.12 | 1.9 | 8.5 | 7
Live | 217450462 |  | 9.8 | 16 | 52500 | 44500 | 41000 | 2.87 | 2.2 | 55000 | 3.06 | 1.9 | 8.5 | 7
Live | 217450463 |  | 10 | 16.15 | 52500 | 44000 | 40500 | 2.93 | 2.22 | 54500 | 3.1 | 1.9 | 8.5 | 7
Live | 217450464 |  | 9.8 | 16.25 | 52500 | 44000 | 41000 | 2.87 | 2.2 | 55000 | 3.08 | 1.9 | 8.5 | 7
Live | 217450465 |  | 11.7 | 16.35 | 23800 | 19800 | 20800 | 3.44 | 2.48 | 24000 | 3.37 | 1.8 | 9 | 7
Live | 217450466 |  | 12 | 16.85 | 23600 | 19600 | 20600 | 3.51 | 2.48 | 23800 | 3.34 | 1.8 | 9 | 7
Live | 217450467 |  | 11 | 16.3 | 23800 | 20000 | 21000 | 3.23 | 2.46 | 24000 | 3.32 | 1.8 | 9 | 7
Live | 217450468 |  | 11 | 16.15 | 23800 | 20000 | 21000 | 3.23 | 2.46 | 24000 | 3.37 | 1.8 | 9 | 7
Live | 217450469 |  | 11.7 | 17 | 23600 | 19800 | 20800 | 3.42 | 2.46 | 23800 | 3.32 | 1.8 | 9 | 7
Live | 217450470 |  | 11 | 16.85 | 23800 | 20000 | 21000 | 3.23 | 2.44 | 24000 | 3.32 | 1.8 | 9 | 7
Live | 217450471 |  | 11.7 | 16.85 | 23800 | 20000 | 21000 | 3.44 | 2.46 | 24000 | 3.33 | 1.8 | 9 | 7
Live | 217450472 |  | 11.7 | 17 | 24000 | 20000 | 20800 | 3.43 | 2.48 |  |  | 1.8 | 9 | 7
Live | 217450473 |  | 12 | 16.7 | 24000 | 19800 | 20600 | 3.52 | 2.55 |  |  | 1.85 | 9 | 7
Live | 217450474 |  | 12 | 17.15 | 24000 | 19600 | 20400 | 3.52 | 2.56 | 23800 | 3.49 | 1.85 | 9 | 7.5
Live | 217450475 |  | 11.7 | 16.6 | 24000 | 20000 | 20800 | 3.43 | 2.52 |  |  | 1.8 | 9 | 7
Live | 217450476 |  | 11.7 | 16.5 | 24000 | 20000 | 20800 | 3.43 | 2.52 |  |  | 1.85 | 9 | 7
Live | 217450477 |  | 12 | 17.25 | 23800 | 19800 | 20600 | 3.52 | 2.55 | 24000 | 3.45 | 1.85 | 9 | 7.5
Live | 217450478 |  | 11.7 | 17.2 | 24000 | 20000 | 20800 | 3.43 | 2.5 |  |  | 1.8 | 9 | 7
Live | 217450479 |  | 11.7 | 17.15 | 24000 | 20000 | 20800 | 3.43 | 2.52 |  |  | 1.8 | 9 | 7
Live | 217450480 |  | 12 | 17.3 | 24000 | 19800 | 20800 | 3.52 | 2.55 |  |  | 1.85 | 9 | 7
Live | 217450482 |  | 11.7 | 16.2 | 23600 | 19800 | 21200 | 3.42 | 2.52 | 24000 | 3.37 | 1.8 | 8.5 | 7
Live | 217450483 |  | 12 | 17.15 | 23800 | 19600 | 20800 | 3.52 | 2.56 |  |  | 1.8 | 9 | 7.5
Live | 217450484 |  | 11.7 | 16.7 | 24000 | 20000 | 21000 | 3.43 | 2.52 |  |  | 1.8 | 9 | 7
Live | 217450485 |  | 11.7 | 16.6 | 24000 | 20000 | 21000 | 3.43 | 2.54 |  |  | 1.8 | 9 | 7
Live | 217450486 |  | 12 | 17.1 | 23800 | 19800 | 21000 | 3.52 | 2.55 | 24000 | 3.41 | 1.8 | 9 | 7
Live | 217450487 |  | 11.7 | 17.25 | 24000 | 20000 | 21000 | 3.43 | 2.52 |  |  | 1.8 | 9 | 7.5
Live | 217450488 |  | 11.7 | 17.2 | 24000 | 20000 | 21000 | 3.43 | 2.54 |  |  | 1.8 | 9 | 7.5
Live | 217450489 |  | 11.7 | 17.35 | 24000 | 19800 | 21000 | 3.43 | 2.55 |  |  | 1.8 | 9 | 7.5
Live | 217450490 |  | 12 | 16.85 | 24000 | 19800 | 20800 | 3.52 | 2.64 |  |  | 1.85 | 9.4 | 7.5
Live | 217450491 |  | 12 | 17.15 | 23800 | 19600 | 20600 | 3.52 | 2.54 |  |  | 1.8 | 9 | 7
Live | 217450492 |  | 11.7 | 16.55 | 24000 | 20000 | 21000 | 3.43 | 2.5 |  |  | 1.8 | 9 | 7
Live | 217450493 |  | 11.7 | 16.4 | 24000 | 20000 | 21000 | 3.43 | 2.5 |  |  | 1.8 | 9 | 7
Live | 217450494 |  | 11.7 | 17.4 | 24000 | 20000 | 21000 | 3.43 | 2.48 |  |  | 1.8 | 9 | 7
Live | 217450495 |  | 11.7 | 17.1 | 24000 | 20000 | 21000 | 3.43 | 2.48 |  |  | 1.8 | 9 | 7
Live | 217450496 |  | 11.7 | 17.1 | 24000 | 20000 | 21000 | 3.43 | 2.5 |  |  | 1.8 | 9 | 7
Live | 217450497 |  | 11.7 | 17.3 | 24000 | 20000 | 21000 | 3.43 | 2.52 |  |  | 1.8 | 9 | 7
Live | 217450498 |  | 11 | 16 | 23800 | 20000 | 21000 | 3.23 | 2.54 | 24000 | 3.4 | 1.8 | 9 | 7.5
Live | 217450499 |  | 11.7 | 16.9 | 23800 | 20000 | 21000 | 3.44 | 2.56 | 24000 | 3.45 | 1.8 | 9.4 | 7.5
Live | 217450500 |  | 11.7 | 17 | 23800 | 20000 | 21000 | 3.44 | 2.56 | 24000 | 3.45 | 1.8 | 9.4 | 7.5
Live | 217450501 |  | 11 | 17.5 | 34000 | 29000 | 28600 | 3.22 | 2.22 | 35600 | 3.08 | 1.8 | 8.5 | 7
Live | 217450502 |  | 11 | 18.3 | 34200 | 28800 | 28400 | 3.22 | 2.24 | 35400 | 3.1 | 1.85 | 8.5 | 7
Live | 217450503 |  | 11 | 17.4 | 33800 | 29000 | 28800 | 3.23 | 2.22 | 35800 | 3.06 | 1.8 | 8.5 | 7
Live | 217450504 |  | 11 | 17.3 | 33800 | 29000 | 28600 | 3.23 | 2.22 | 35800 | 3.06 | 1.8 | 8.5 | 7
Live | 217450505 |  | 10 | 17.75 | 33800 | 29200 | 28800 | 2.93 | 2.22 | 35800 | 3.04 | 1.8 | 8.5 | 7
Live | 217450506 |  | 10 | 17.15 | 34000 | 29200 | 28800 | 2.93 | 2.22 | 35800 | 3.06 | 1.8 | 8.5 | 7
Live | 217450507 |  | 11 | 17.4 | 34000 | 29000 | 28600 | 3.22 | 2.22 | 35800 | 3.06 | 1.8 | 8.5 | 7
Live | 217450508 |  | 11 | 16.65 | 34000 | 28800 | 28400 | 3.22 | 2.24 | 35400 | 3.1 | 1.85 | 8.5 | 7
Live | 217450509 |  | 11 | 17.9 | 34600 | 28800 | 28400 | 3.22 | 2.28 | 35600 | 3.18 | 1.85 | 8.5 | 7
Live | 217450510 |  | 11 | 18.65 | 34800 | 28600 | 28200 | 3.23 | 2.3 | 35600 | 3.22 | 1.85 | 8.5 | 7
Live | 217450511 |  | 11 | 17.8 | 34600 | 29000 | 28600 | 3.22 | 2.28 | 36000 | 3.18 | 1.85 | 8.5 | 7
Live | 217450512 |  | 11 | 17.65 | 34400 | 28800 | 28400 | 3.22 | 2.28 | 35800 | 3.18 | 1.85 | 8.5 | 7
Live | 217450513 |  | 11 | 17.9 | 34400 | 29000 | 28600 | 3.22 | 2.28 | 35800 | 3.16 | 1.85 | 8.5 | 7
Live | 217450514 |  | 11 | 18.05 | 34400 | 29000 | 28600 | 3.22 | 2.26 | 36000 | 3.16 | 1.85 | 8.5 | 7
Live | 217450515 |  | 11 | 17.5 | 34600 | 29000 | 28600 | 3.22 | 2.26 | 36000 | 3.16 | 1.85 | 8.5 | 7
Live | 217450516 |  | 11 | 17.75 | 34800 | 28800 | 28400 | 3.23 | 2.28 | 35800 | 3.18 | 1.85 | 8.5 | 7
Live | 217450517 |  | 11.7 | 17.05 | 34800 | 28600 | 28200 | 3.43 | 2.3 | 35400 | 3.24 | 1.9 | 8.5 | 7
Live | 217450518 |  | 11 | 17.95 | 34400 | 28600 | 28200 | 3.22 | 2.36 | 35800 | 3.28 | 1.9 | 9 | 7
Live | 217450519 |  | 11 | 18.55 | 34600 | 28800 | 28400 | 3.22 | 2.28 | 35600 | 3.18 | 1.85 | 8.5 | 7
Live | 217450520 |  | 11 | 17.7 | 34400 | 29000 | 28600 | 3.22 | 2.26 | 35800 | 3.14 | 1.85 | 8.5 | 7
Live | 217450521 |  | 11 | 17.55 | 34200 | 29000 | 28600 | 3.22 | 2.26 | 35800 | 3.14 | 1.85 | 8.5 | 7
Live | 217450522 |  | 11 | 17.8 | 34200 | 29000 | 28600 | 3.22 | 2.26 | 35800 | 3.12 | 1.85 | 8.5 | 7
Live | 217450523 |  | 11 | 18 | 34200 | 29000 | 28600 | 3.22 | 2.24 | 35800 | 3.12 | 1.85 | 8.5 | 7
Live | 217450524 |  | 11 | 17.4 | 34400 | 29000 | 28600 | 3.22 | 2.24 | 36000 | 3.12 | 1.85 | 8.5 | 7
Live | 217450525 |  | 11 | 17.65 | 34600 | 29000 | 28600 | 3.22 | 2.26 | 35800 | 3.14 | 1.85 | 8.5 | 7
Live | 217450526 |  | 11.7 | 16.95 | 34600 | 28600 | 28200 | 3.43 | 2.28 | 35400 | 3.2 | 1.85 | 8.5 | 7
Live | 217450527 |  | 10 | 16.95 | 32400 | 29200 | 28800 | 2.93 | 2.18 | 35400 | 2.96 | 1.8 | 8.5 | 7
Live | 217450528 |  | 11 | 18.6 | 34000 | 28800 | 28400 | 3.22 | 2.28 | 35600 | 3.2 | 1.85 | 8.5 | 7
Live | 217450529 |  | 10 | 17.7 | 33800 | 29000 | 28600 | 2.93 | 2.26 | 35800 | 3.14 | 1.85 | 8.5 | 7
Live | 217450530 |  | 11 | 17.55 | 33800 | 29000 | 28600 | 3.23 | 2.26 | 35800 | 3.14 | 1.85 | 8.5 | 7
Live | 217450531 |  | 11 | 17.85 | 33600 | 29000 | 28600 | 3.23 | 2.26 | 35800 | 3.12 | 1.85 | 8.5 | 7
Live | 217450532 |  | 10 | 17.1 | 33800 | 29000 | 28600 | 2.93 | 2.24 | 35800 | 3.12 | 1.85 | 8.5 | 7
Live | 217450533 |  | 10 | 17.35 | 33800 | 29200 | 28600 | 2.93 | 2.26 | 36000 | 3.14 | 1.85 | 8.5 | 7
Live | 217450534 |  | 11 | 17.65 | 34000 | 29000 | 28600 | 3.22 | 2.26 | 35800 | 3.16 | 1.85 | 8.5 | 7
Live | 217450535 |  | 11 | 16.9 | 34000 | 28600 | 28200 | 3.22 | 2.28 | 35400 | 3.2 | 1.85 | 8.5 | 7
Live | 217450536 |  | 11 | 18.7 | 34800 | 28600 | 28200 | 3.23 | 2.36 | 35800 | 3.3 | 1.9 | 9 | 7
Live | 217450537 |  | 11 | 16.15 | 35200 | 28800 | 28200 | 3.22 | 2.38 | 36000 | 3.34 | 1.9 | 8.5 | 7
Live | 217450538 |  | 11 | 17.2 | 34600 | 28600 | 28200 | 3.22 | 2.38 | 35600 | 3.32 | 1.9 | 9 | 7
Live | 217450539 |  | 11 | 17.35 | 35000 | 28800 | 28200 | 3.23 | 2.38 | 35800 | 3.32 | 1.9 | 9 | 7
Live | 217450540 |  | 11.7 | 17.7 | 35000 | 28600 | 28200 | 3.43 | 2.38 | 35800 | 3.34 | 1.9 | 9 | 7
Live | 217450541 |  | 11 | 16.6 | 33600 | 28600 | 28200 | 3.23 | 2.26 | 35400 | 3.04 | 1.85 | 8.5 | 7
Live | 217450542 |  | 11 | 16.95 | 33600 | 28600 | 28200 | 3.23 | 2.26 | 35400 | 3.04 | 1.85 | 8.5 | 7
Live | 217450543 |  | 11 | 17.4 | 34400 | 29000 | 28600 | 3.22 | 2.26 | 35800 | 3.12 | 1.85 | 8.5 | 7
Live | 217450544 |  | 10 | 17.25 | 34200 | 29200 | 28800 | 2.93 | 2.24 | 36000 | 3.1 | 1.85 | 8.5 | 7
Live | 217450545 |  | 11 | 17.55 | 34600 | 28600 | 28000 | 3.22 | 2.34 | 35600 | 3.26 | 1.9 | 9 | 7
Live | 217450546 |  | 11 | 18.3 | 35200 | 28800 | 28200 | 3.22 | 2.36 | 36000 | 3.28 | 1.9 | 9 | 7
Live | 217450547 |  | 11 | 17.95 | 35200 | 28800 | 28200 | 3.22 | 2.36 | 36000 | 3.3 | 1.9 | 9 | 7
Live | 217450548 |  | 11 | 17.65 | 35000 | 28800 | 28400 | 3.23 | 2.34 | 36000 | 3.26 | 1.9 | 9 | 7
Live | 217450549 |  | 10 | 16.9 | 44000 | 39000 | 39500 | 2.93 | 2.12 | 47500 | 2.98 | 1.8 | 8.5 | 7
Live | 217450550 |  | 10 | 16.15 | 44000 | 39000 | 39500 | 2.93 | 2.14 | 47500 | 3 | 1.8 | 8.5 | 7
Live | 217450551 |  | 10 | 16.7 | 43500 | 39500 | 39500 | 2.93 | 2.12 | 47500 | 2.96 | 1.8 | 8.5 | 7
Live | 217450552 |  | 10 | 16.8 | 44000 | 39500 | 39500 | 2.93 | 2.12 | 47500 | 2.96 | 1.8 | 8.5 | 7
Live | 217450553 |  | 10 | 17.05 | 44000 | 39000 | 39500 | 2.93 | 2.12 | 47500 | 2.98 | 1.8 | 8.5 | 7
Live | 217450554 |  | 10 | 16.65 | 44500 | 39500 | 39500 | 2.93 | 2.12 | 47500 | 3 | 1.8 | 8.5 | 7
Live | 217450555 |  | 10 | 16.1 | 44000 | 39500 | 40000 | 2.93 | 2.12 | 48000 | 2.98 | 1.8 | 8.5 | 7
Live | 217450556 |  | 10 | 16.15 | 44000 | 39500 | 39500 | 2.93 | 2.12 | 47500 | 2.98 | 1.8 | 8.5 | 7
Live | 217450557 |  | 11 | 16.6 | 45500 | 39000 | 39000 | 3.22 | 2.2 | 47500 | 3.14 | 1.85 | 9 | 7
Live | 217450558 |  | 11 | 17.2 | 45000 | 39000 | 39000 | 3.22 | 2.18 | 47500 | 3.1 | 1.85 | 9 | 7
Live | 217450559 |  | 11 | 17.3 | 45500 | 39000 | 39500 | 3.22 | 2.18 | 47500 | 3.12 | 1.85 | 9 | 7
Live | 217450560 |  | 11 | 17.55 | 45500 | 39000 | 39000 | 3.22 | 2.18 | 47500 | 3.12 | 1.85 | 9 | 7
Live | 217450561 |  | 10 | 17.2 | 46000 | 39000 | 39500 | 2.93 | 2.18 | 48000 | 3.14 | 1.85 | 9 | 7
Live | 217450562 |  | 10 | 16.65 | 45500 | 39500 | 39500 | 2.93 | 2.18 | 48000 | 3.12 | 1.85 | 9 | 7
Live | 217450563 |  | 10 | 16.55 | 45500 | 39000 | 39500 | 2.93 | 2.18 | 48000 | 3.12 | 1.85 | 9 | 7
Live | 217450564 |  | 10 | 16.95 | 45000 | 38500 | 39000 | 2.93 | 2.26 | 47500 | 3.16 | 1.9 | 9 | 7.5
Live | 217450565 |  | 10 | 16 | 44000 | 39000 | 39500 | 2.93 | 2.14 | 47500 | 3 | 1.8 | 8.5 | 7
Live | 217450566 |  | 10 | 16.75 | 43500 | 39000 | 39500 | 2.93 | 2.12 | 47500 | 2.92 | 1.8 | 8.5 | 7
Live | 217450567 |  | 10 | 16.75 | 44000 | 39500 | 39500 | 2.93 | 2.12 | 47500 | 2.96 | 1.8 | 8.5 | 7
Live | 217450568 |  | 10 | 17 | 44000 | 39500 | 39500 | 2.93 | 2.12 | 47500 | 2.98 | 1.8 | 8.5 | 7
Live | 217450569 |  | 10 | 16.2 | 44000 | 39500 | 40000 | 2.93 | 2.12 | 47500 | 2.98 | 1.8 | 8.5 | 7
Live | 217450570 |  | 10 | 16 | 44000 | 39500 | 40000 | 2.93 | 2.12 | 48000 | 2.96 | 1.8 | 8.5 | 7
Live | 217450571 |  | 10 | 16 | 44000 | 39500 | 39500 | 2.93 | 2.12 | 47500 | 2.98 | 1.8 | 8.5 | 7
Live | 217450572 |  | 10 | 16.9 | 43000 | 39000 | 39500 | 2.93 | 2.16 | 47500 | 3 | 1.85 | 9 | 7
Live | 217450573 |  | 10 | 15.9 | 43500 | 39500 | 39500 | 2.93 | 2.12 | 47500 | 2.94 | 1.8 | 8.5 | 7
Live | 217450574 |  | 10 | 16.15 | 43000 | 39000 | 39500 | 2.93 | 2.1 | 47000 | 2.86 | 1.8 | 8.5 | 7
Live | 217450575 |  | 10 | 16.2 | 43000 | 39500 | 40000 | 2.93 | 2.1 | 47500 | 2.92 | 1.8 | 8.5 | 7
Live | 217450576 |  | 10 | 16.45 | 43500 | 39500 | 39500 | 2.93 | 2.1 | 47500 | 2.92 | 1.8 | 8.5 | 7
Live | 217450577 |  | 10 | 16 | 43500 | 39500 | 40000 | 2.93 | 2.1 | 47500 | 2.94 | 1.8 | 8.5 | 7
Live | 217450578 |  | 10 | 15.8 | 43500 | 39500 | 40000 | 2.93 | 2.1 | 48000 | 2.92 | 1.8 | 8.5 | 7
Live | 217450579 |  | 10 | 16 | 43500 | 39500 | 40000 | 2.93 | 2.1 | 47500 | 2.92 | 1.8 | 8.5 | 7
Live | 217450580 |  | 10 | 16.15 | 43500 | 39000 | 39500 | 2.93 | 2.16 | 47500 | 2.98 | 1.85 | 9 | 7
Live | 217450581 |  | 10 | 17.1 | 44500 | 39000 | 39000 | 2.93 | 2.24 | 47500 | 3.16 | 1.9 | 9 | 7.5
Live | 217450582 |  | 10 | 17.25 | 44500 | 39000 | 39000 | 2.93 | 2.22 | 47500 | 3.16 | 1.9 | 9 | 7.5
Live | 217450583 |  | 10 | 16.3 | 45000 | 39500 | 39500 | 2.93 | 2.22 | 48000 | 3.16 | 1.9 | 9 | 7.5
Live | 217450584 |  | 10 | 16.4 | 45000 | 39500 | 39500 | 2.93 | 2.22 | 48000 | 3.16 | 1.9 | 9 | 7.5
Live | 217450585 |  | 9.8 | 16 | 51000 | 44500 | 41000 | 2.87 | 2.06 | 54500 | 2.82 | 1.8 | 8.1 | 6.5
Live | 217450586 |  | 9.8 | 15.9 | 51000 | 44500 | 41000 | 2.87 | 2.06 | 54000 | 2.74 | 1.75 | 8.1 | 6.5
Live | 217450587 |  | 9.8 | 16 | 51000 | 44500 | 41000 | 2.87 | 2.06 | 54500 | 2.76 | 1.8 | 8.1 | 6.5
Live | 217450588 |  | 10 | 17.15 | 54500 | 44000 | 40500 | 2.93 | 2.22 | 55000 | 3.16 | 1.9 | 8.5 | 7
Live | 217450589 |  | 10 | 16.65 | 54500 | 44000 | 40500 | 2.93 | 2.22 | 55000 | 3.14 | 1.9 | 8.5 | 7
Live | 217450590 |  | 10 | 16.8 | 54500 | 44000 | 40500 | 2.93 | 2.22 | 55000 | 3.16 | 1.9 | 8.5 | 7
Live | 217450591 |  | 10 | 15.7 | 53500 | 44000 | 40500 | 2.93 | 2.16 | 54500 | 3.02 | 1.85 | 8.1 | 6.5
Live | 217450592 |  | 10 | 16.65 | 53000 | 44000 | 40500 | 2.93 | 2.16 | 55000 | 3.02 | 1.85 | 8.5 | 7
Live | 217450593 |  | 10 | 16.1 | 53000 | 44000 | 40500 | 2.93 | 2.16 | 54500 | 3 | 1.85 | 8.5 | 7
Live | 217450594 |  | 10 | 16.25 | 53000 | 44000 | 40500 | 2.93 | 2.16 | 54500 | 3 | 1.85 | 8.5 | 7
Live | 217450595 |  | 10 | 15.5 | 53000 | 44000 | 40500 | 2.93 | 2.14 | 54500 | 2.98 | 1.85 | 8.1 | 6.5
Live | 217450596 |  | 10 | 16.1 | 52500 | 44000 | 40500 | 2.93 | 2.22 | 54500 | 3.1 | 1.9 | 8.5 | 7
Live | 217450597 |  | 9.8 | 16.2 | 52500 | 44000 | 40500 | 2.87 | 2.2 | 55000 | 3.08 | 1.9 | 8.5 | 7
Live | 217450598 |  | 10 | 16.15 | 52500 | 44000 | 40500 | 2.93 | 2.22 | 54500 | 3.1 | 1.9 | 8.5 | 7
Live | 217450599 |  | 9.8 | 16.25 | 52500 | 44000 | 41000 | 2.87 | 2.2 | 55000 | 3.08 | 1.9 | 8.5 | 7
Live | 217450600 |  | 11.7 | 16.35 | 23800 | 19800 | 20800 | 3.44 | 2.48 | 24000 | 3.37 | 1.8 | 9 | 7
Live | 217450601 |  | 12 | 16.85 | 23600 | 19600 | 20600 | 3.51 | 2.48 | 23800 | 3.34 | 1.8 | 9 | 7
Live | 217450602 |  | 11 | 16.3 | 23800 | 20000 | 21000 | 3.23 | 2.46 | 24000 | 3.32 | 1.8 | 9 | 7
Live | 217450603 |  | 11 | 16.15 | 23800 | 20000 | 21000 | 3.23 | 2.46 | 24000 | 3.37 | 1.8 | 9 | 7
Live | 217450604 |  | 11.7 | 17 | 23600 | 19800 | 20800 | 3.42 | 2.46 | 23800 | 3.32 | 1.8 | 9 | 7
Live | 217450605 |  | 11 | 16.85 | 23800 | 20000 | 21000 | 3.23 | 2.44 | 24000 | 3.32 | 1.8 | 9 | 7
Live | 217450606 |  | 11.7 | 16.85 | 23800 | 20000 | 21000 | 3.44 | 2.46 | 24000 | 3.33 | 1.8 | 9 | 7
Live | 217450607 |  | 11.7 | 17 | 24000 | 20000 | 20800 | 3.43 | 2.48 |  |  | 1.8 | 9 | 7
Live | 217450608 |  | 12 | 16.7 | 24000 | 19800 | 20600 | 3.52 | 2.55 |  |  | 1.85 | 9 | 7
Live | 217450609 |  | 12 | 17.15 | 24000 | 19600 | 20400 | 3.52 | 2.56 | 23800 | 3.49 | 1.85 | 9 | 7.5
Live | 217450610 |  | 11.7 | 16.6 | 24000 | 20000 | 20800 | 3.43 | 2.52 |  |  | 1.8 | 9 | 7
Live | 217450611 |  | 11.7 | 16.5 | 24000 | 20000 | 20800 | 3.43 | 2.52 |  |  | 1.85 | 9 | 7
Live | 217450612 |  | 12 | 17.25 | 23800 | 19800 | 20600 | 3.52 | 2.55 | 24000 | 3.45 | 1.85 | 9 | 7.5
Live | 217450613 |  | 11.7 | 17.2 | 24000 | 20000 | 20800 | 3.43 | 2.5 |  |  | 1.8 | 9 | 7
Live | 217450614 |  | 11.7 | 17.15 | 24000 | 20000 | 20800 | 3.43 | 2.52 |  |  | 1.8 | 9 | 7
Live | 217450615 |  | 12 | 17.3 | 24000 | 19800 | 20800 | 3.52 | 2.55 |  |  | 1.85 | 9 | 7
Live | 217450617 |  | 11.7 | 16.2 | 23600 | 19800 | 21200 | 3.42 | 2.52 | 24000 | 3.37 | 1.8 | 8.5 | 7
Live | 217450618 |  | 12 | 17.15 | 23800 | 19600 | 20800 | 3.52 | 2.56 |  |  | 1.8 | 9 | 7.5
Live | 217450619 |  | 11.7 | 16.7 | 24000 | 20000 | 21000 | 3.43 | 2.52 |  |  | 1.8 | 9 | 7
Live | 217450620 |  | 11.7 | 16.6 | 24000 | 20000 | 21000 | 3.43 | 2.54 |  |  | 1.8 | 9 | 7
Live | 217450621 |  | 12 | 17.1 | 23800 | 19800 | 21000 | 3.52 | 2.55 | 24000 | 3.41 | 1.8 | 9 | 7
Live | 217450622 |  | 11.7 | 17.25 | 24000 | 20000 | 21000 | 3.43 | 2.52 |  |  | 1.8 | 9 | 7.5
Live | 217450623 |  | 11.7 | 17.2 | 24000 | 20000 | 21000 | 3.43 | 2.54 |  |  | 1.8 | 9 | 7.5
Live | 217450624 |  | 11.7 | 17.35 | 24000 | 19800 | 21000 | 3.43 | 2.55 |  |  | 1.8 | 9 | 7.5
Live | 217450625 |  | 12 | 16.85 | 24000 | 19800 | 20800 | 3.52 | 2.64 |  |  | 1.85 | 9.4 | 7.5
Live | 217450626 |  | 12 | 17.15 | 23800 | 19600 | 20600 | 3.52 | 2.54 |  |  | 1.8 | 9 | 7
Live | 217450627 |  | 11.7 | 16.55 | 24000 | 20000 | 21000 | 3.43 | 2.5 |  |  | 1.8 | 9 | 7
Live | 217450628 |  | 11.7 | 16.4 | 24000 | 20000 | 21000 | 3.43 | 2.5 |  |  | 1.8 | 9 | 7
Live | 217450629 |  | 11.7 | 17.4 | 24000 | 20000 | 21000 | 3.43 | 2.48 |  |  | 1.8 | 9 | 7
Live | 217450630 |  | 11.7 | 17.1 | 24000 | 20000 | 21000 | 3.43 | 2.48 |  |  | 1.8 | 9 | 7
Live | 217450631 |  | 11.7 | 17.1 | 24000 | 20000 | 21000 | 3.43 | 2.5 |  |  | 1.8 | 9 | 7
Live | 217450632 |  | 11.7 | 17.3 | 24000 | 20000 | 21000 | 3.43 | 2.52 |  |  | 1.8 | 9 | 7
Live | 217450633 |  | 11 | 16 | 23800 | 20000 | 21000 | 3.23 | 2.54 | 24000 | 3.4 | 1.8 | 9 | 7.5
Live | 217450634 |  | 11.7 | 16.9 | 23800 | 20000 | 21000 | 3.44 | 2.56 | 24000 | 3.45 | 1.8 | 9.4 | 7.5
Live | 217450635 |  | 11.7 | 17 | 23800 | 20000 | 21000 | 3.44 | 2.56 | 24000 | 3.45 | 1.8 | 9.4 | 7.5
Live | 217450636 |  | 11 | 17.5 | 34000 | 29000 | 28600 | 3.22 | 2.22 | 35600 | 3.08 | 1.8 | 8.5 | 7
Live | 217450637 |  | 11 | 18.3 | 34200 | 28800 | 28400 | 3.22 | 2.24 | 35400 | 3.1 | 1.85 | 8.5 | 7
Live | 217450638 |  | 11 | 17.4 | 33800 | 29000 | 28800 | 3.23 | 2.22 | 35800 | 3.06 | 1.8 | 8.5 | 7
Live | 217450639 |  | 11 | 17.3 | 33800 | 29000 | 28600 | 3.23 | 2.22 | 35800 | 3.06 | 1.8 | 8.5 | 7
Live | 217450640 |  | 10 | 17.75 | 33800 | 29200 | 28800 | 2.93 | 2.22 | 35800 | 3.04 | 1.8 | 8.5 | 7
Live | 217450641 |  | 10 | 17.15 | 34000 | 29200 | 28800 | 2.93 | 2.22 | 35800 | 3.06 | 1.8 | 8.5 | 7
Live | 217450642 |  | 11 | 17.4 | 34000 | 29000 | 28600 | 3.22 | 2.22 | 35800 | 3.06 | 1.8 | 8.5 | 7
Live | 217450643 |  | 11 | 16.65 | 34000 | 28800 | 28400 | 3.22 | 2.24 | 35400 | 3.1 | 1.85 | 8.5 | 7
Live | 217450644 |  | 11 | 17.9 | 34600 | 28800 | 28400 | 3.22 | 2.28 | 35600 | 3.18 | 1.85 | 8.5 | 7
Live | 217450645 |  | 11 | 18.65 | 34800 | 28600 | 28200 | 3.23 | 2.3 | 35600 | 3.22 | 1.85 | 8.5 | 7
Live | 217450646 |  | 11 | 17.8 | 34600 | 29000 | 28600 | 3.22 | 2.28 | 36000 | 3.18 | 1.85 | 8.5 | 7
Live | 217450647 |  | 11 | 17.65 | 34400 | 28800 | 28400 | 3.22 | 2.28 | 35800 | 3.18 | 1.85 | 8.5 | 7
Live | 217450648 |  | 11 | 17.9 | 34400 | 29000 | 28600 | 3.22 | 2.28 | 35800 | 3.16 | 1.85 | 8.5 | 7
Live | 217450649 |  | 11 | 18.05 | 34400 | 29000 | 28600 | 3.22 | 2.26 | 36000 | 3.16 | 1.85 | 8.5 | 7
Live | 217450650 |  | 11 | 17.5 | 34600 | 29000 | 28600 | 3.22 | 2.26 | 36000 | 3.16 | 1.85 | 8.5 | 7
Live | 217450651 |  | 11 | 17.75 | 34800 | 28800 | 28400 | 3.23 | 2.28 | 35800 | 3.18 | 1.85 | 8.5 | 7
Live | 217450652 |  | 11.7 | 17.05 | 34800 | 28600 | 28200 | 3.43 | 2.3 | 35400 | 3.24 | 1.9 | 8.5 | 7
Live | 217450653 |  | 11 | 17.95 | 34400 | 28600 | 28200 | 3.22 | 2.36 | 35800 | 3.28 | 1.9 | 9 | 7
Live | 217450654 |  | 11 | 18.55 | 34600 | 28800 | 28400 | 3.22 | 2.28 | 35600 | 3.18 | 1.85 | 8.5 | 7
Live | 217450655 |  | 11 | 17.7 | 34400 | 29000 | 28600 | 3.22 | 2.26 | 35800 | 3.14 | 1.85 | 8.5 | 7
Live | 217450656 |  | 11 | 17.55 | 34200 | 29000 | 28600 | 3.22 | 2.26 | 35800 | 3.14 | 1.85 | 8.5 | 7
Live | 217450657 |  | 11 | 17.8 | 34200 | 29000 | 28600 | 3.22 | 2.26 | 35800 | 3.12 | 1.85 | 8.5 | 7
Live | 217450658 |  | 11 | 18 | 34200 | 29000 | 28600 | 3.22 | 2.24 | 35800 | 3.12 | 1.85 | 8.5 | 7
Live | 217450659 |  | 11 | 17.4 | 34400 | 29000 | 28600 | 3.22 | 2.24 | 36000 | 3.12 | 1.85 | 8.5 | 7
Live | 217450660 |  | 11 | 17.65 | 34600 | 29000 | 28600 | 3.22 | 2.26 | 35800 | 3.14 | 1.85 | 8.5 | 7
Live | 217450661 |  | 11.7 | 16.95 | 34600 | 28600 | 28200 | 3.43 | 2.28 | 35400 | 3.2 | 1.85 | 8.5 | 7
Live | 217450662 |  | 10 | 16.95 | 32400 | 29200 | 28800 | 2.93 | 2.18 | 35400 | 2.96 | 1.8 | 8.5 | 7
Live | 217450663 |  | 11 | 18.6 | 34000 | 28800 | 28400 | 3.22 | 2.28 | 35600 | 3.2 | 1.85 | 8.5 | 7
Live | 217450664 |  | 10 | 17.7 | 33800 | 29000 | 28600 | 2.93 | 2.26 | 35800 | 3.14 | 1.85 | 8.5 | 7
Live | 217450665 |  | 11 | 17.55 | 33800 | 29000 | 28600 | 3.23 | 2.26 | 35800 | 3.14 | 1.85 | 8.5 | 7
Live | 217450666 |  | 11 | 17.85 | 33600 | 29000 | 28600 | 3.23 | 2.26 | 35800 | 3.12 | 1.85 | 8.5 | 7
Live | 217450667 |  | 10 | 17.1 | 33800 | 29000 | 28600 | 2.93 | 2.24 | 35800 | 3.12 | 1.85 | 8.5 | 7
Live | 217450668 |  | 10 | 17.35 | 33800 | 29200 | 28600 | 2.93 | 2.26 | 36000 | 3.14 | 1.85 | 8.5 | 7
Live | 217450669 |  | 11 | 17.65 | 34000 | 29000 | 28600 | 3.22 | 2.26 | 35800 | 3.16 | 1.85 | 8.5 | 7
Live | 217450670 |  | 11 | 16.9 | 34000 | 28600 | 28200 | 3.22 | 2.28 | 35400 | 3.2 | 1.85 | 8.5 | 7
Live | 217450671 |  | 11 | 18.7 | 34800 | 28600 | 28200 | 3.23 | 2.36 | 35800 | 3.3 | 1.9 | 9 | 7
Live | 217450672 |  | 11 | 16.15 | 35200 | 28800 | 28200 | 3.22 | 2.38 | 36000 | 3.34 | 1.9 | 8.5 | 7
Live | 217450673 |  | 11 | 17.2 | 34600 | 28600 | 28200 | 3.22 | 2.38 | 35600 | 3.32 | 1.9 | 9 | 7
Live | 217450674 |  | 11 | 17.35 | 35000 | 28800 | 28200 | 3.23 | 2.38 | 35800 | 3.32 | 1.9 | 9 | 7
Live | 217450675 |  | 11.7 | 17.7 | 35000 | 28600 | 28200 | 3.43 | 2.38 | 35800 | 3.34 | 1.9 | 9 | 7
Live | 217450676 |  | 11 | 16.6 | 33600 | 28600 | 28200 | 3.23 | 2.26 | 35400 | 3.04 | 1.85 | 8.5 | 7
Live | 217450677 |  | 11 | 16.95 | 33600 | 28600 | 28200 | 3.23 | 2.26 | 35400 | 3.04 | 1.85 | 8.5 | 7
Live | 217450678 |  | 11 | 17.4 | 34400 | 29000 | 28600 | 3.22 | 2.26 | 35800 | 3.12 | 1.85 | 8.5 | 7
Live | 217450679 |  | 10 | 17.25 | 34200 | 29200 | 28800 | 2.93 | 2.24 | 36000 | 3.1 | 1.85 | 8.5 | 7
Live | 217450680 |  | 11 | 17.55 | 34600 | 28600 | 28000 | 3.22 | 2.34 | 35600 | 3.26 | 1.9 | 9 | 7
Live | 217450681 |  | 11 | 18.3 | 35200 | 28800 | 28200 | 3.22 | 2.36 | 36000 | 3.28 | 1.9 | 9 | 7
Live | 217450682 |  | 11 | 17.95 | 35200 | 28800 | 28200 | 3.22 | 2.36 | 36000 | 3.3 | 1.9 | 9 | 7
Live | 217450683 |  | 11 | 17.65 | 35000 | 28800 | 28400 | 3.23 | 2.34 | 36000 | 3.26 | 1.9 | 9 | 7
Live | 217450684 |  | 10 | 16.9 | 44000 | 39000 | 39500 | 2.93 | 2.12 | 47500 | 2.98 | 1.8 | 8.5 | 7
Live | 217450685 |  | 10 | 16.15 | 44000 | 39000 | 39500 | 2.93 | 2.14 | 47500 | 3 | 1.8 | 8.5 | 7
Live | 217450686 |  | 10 | 16.7 | 43500 | 39500 | 39500 | 2.93 | 2.12 | 47500 | 2.96 | 1.8 | 8.5 | 7
Live | 217450687 |  | 10 | 16.8 | 44000 | 39500 | 39500 | 2.93 | 2.12 | 47500 | 2.96 | 1.8 | 8.5 | 7
Live | 217450688 |  | 10 | 17.05 | 44000 | 39000 | 39500 | 2.93 | 2.12 | 47500 | 2.98 | 1.8 | 8.5 | 7
Live | 217450689 |  | 10 | 16.65 | 44500 | 39500 | 39500 | 2.93 | 2.12 | 47500 | 3 | 1.8 | 8.5 | 7
Live | 217450690 |  | 10 | 16.1 | 44000 | 39500 | 40000 | 2.93 | 2.12 | 48000 | 2.98 | 1.8 | 8.5 | 7
Live | 217450691 |  | 10 | 16.15 | 44000 | 39500 | 39500 | 2.93 | 2.12 | 47500 | 2.98 | 1.8 | 8.5 | 7
Live | 217450692 |  | 11 | 16.6 | 45500 | 39000 | 39000 | 3.22 | 2.2 | 47500 | 3.14 | 1.85 | 9 | 7
Live | 217450693 |  | 11 | 17.2 | 45000 | 39000 | 39000 | 3.22 | 2.18 | 47500 | 3.1 | 1.85 | 9 | 7
Live | 217450694 |  | 11 | 17.3 | 45500 | 39000 | 39500 | 3.22 | 2.18 | 47500 | 3.12 | 1.85 | 9 | 7
Live | 217450695 |  | 11 | 17.55 | 45500 | 39000 | 39000 | 3.22 | 2.18 | 47500 | 3.12 | 1.85 | 9 | 7
Live | 217450696 |  | 10 | 17.2 | 46000 | 39000 | 39500 | 2.93 | 2.18 | 48000 | 3.14 | 1.85 | 9 | 7
Live | 217450697 |  | 10 | 16.65 | 45500 | 39500 | 39500 | 2.93 | 2.18 | 48000 | 3.12 | 1.85 | 9 | 7
Live | 217450698 |  | 10 | 16.55 | 45500 | 39000 | 39500 | 2.93 | 2.18 | 48000 | 3.12 | 1.85 | 9 | 7
Live | 217450699 |  | 10 | 16.95 | 45000 | 38500 | 39000 | 2.93 | 2.26 | 47500 | 3.16 | 1.9 | 9 | 7.5
Live | 217450700 |  | 10 | 16 | 44000 | 39000 | 39500 | 2.93 | 2.14 | 47500 | 3 | 1.8 | 8.5 | 7
Live | 217450701 |  | 10 | 16.75 | 43500 | 39000 | 39500 | 2.93 | 2.12 | 47500 | 2.92 | 1.8 | 8.5 | 7
Live | 217450702 |  | 10 | 16.75 | 44000 | 39500 | 39500 | 2.93 | 2.12 | 47500 | 2.96 | 1.8 | 8.5 | 7
Live | 217450703 |  | 10 | 17 | 44000 | 39500 | 39500 | 2.93 | 2.12 | 47500 | 2.98 | 1.8 | 8.5 | 7
Live | 217450704 |  | 10 | 16.2 | 44000 | 39500 | 40000 | 2.93 | 2.12 | 47500 | 2.98 | 1.8 | 8.5 | 7
Live | 217450705 |  | 10 | 16 | 44000 | 39500 | 40000 | 2.93 | 2.12 | 48000 | 2.96 | 1.8 | 8.5 | 7
Live | 217450706 |  | 10 | 16 | 44000 | 39500 | 39500 | 2.93 | 2.12 | 47500 | 2.98 | 1.8 | 8.5 | 7
Live | 217450707 |  | 10 | 16.9 | 43000 | 39000 | 39500 | 2.93 | 2.16 | 47500 | 3 | 1.85 | 9 | 7
Live | 217450708 |  | 10 | 15.9 | 43500 | 39500 | 39500 | 2.93 | 2.12 | 47500 | 2.94 | 1.8 | 8.5 | 7
Live | 217450709 |  | 10 | 16.15 | 43000 | 39000 | 39500 | 2.93 | 2.1 | 47000 | 2.86 | 1.8 | 8.5 | 7
Live | 217450710 |  | 10 | 16.2 | 43000 | 39500 | 40000 | 2.93 | 2.1 | 47500 | 2.92 | 1.8 | 8.5 | 7
Live | 217450711 |  | 10 | 16.45 | 43500 | 39500 | 39500 | 2.93 | 2.1 | 47500 | 2.92 | 1.8 | 8.5 | 7
Live | 217450712 |  | 10 | 16 | 43500 | 39500 | 40000 | 2.93 | 2.1 | 47500 | 2.94 | 1.8 | 8.5 | 7
Live | 217450713 |  | 10 | 15.8 | 43500 | 39500 | 40000 | 2.93 | 2.1 | 48000 | 2.92 | 1.8 | 8.5 | 7
Live | 217450714 |  | 10 | 16 | 43500 | 39500 | 40000 | 2.93 | 2.1 | 47500 | 2.92 | 1.8 | 8.5 | 7
Live | 217450715 |  | 10 | 16.15 | 43500 | 39000 | 39500 | 2.93 | 2.16 | 47500 | 2.98 | 1.85 | 9 | 7
Live | 217450716 |  | 10 | 17.1 | 44500 | 39000 | 39000 | 2.93 | 2.24 | 47500 | 3.16 | 1.9 | 9 | 7.5
Live | 217450717 |  | 10 | 17.25 | 44500 | 39000 | 39000 | 2.93 | 2.22 | 47500 | 3.16 | 1.9 | 9 | 7.5
Live | 217450718 |  | 10 | 16.3 | 45000 | 39500 | 39500 | 2.93 | 2.22 | 48000 | 3.16 | 1.9 | 9 | 7.5
Live | 217450719 |  | 10 | 16.4 | 45000 | 39500 | 39500 | 2.93 | 2.22 | 48000 | 3.16 | 1.9 | 9 | 7.5
Live | 217450720 |  | 9.8 | 16 | 51000 | 44500 | 41000 | 2.87 | 2.06 | 54500 | 2.82 | 1.8 | 8.1 | 6.5
Live | 217450721 |  | 9.8 | 15.9 | 51000 | 44500 | 41000 | 2.87 | 2.06 | 54000 | 2.74 | 1.75 | 8.1 | 6.5
Live | 217450722 |  | 9.8 | 16 | 51000 | 44500 | 41000 | 2.87 | 2.06 | 54500 | 2.76 | 1.8 | 8.1 | 6.5
Live | 217450723 |  | 10 | 17.15 | 54500 | 44000 | 40500 | 2.93 | 2.22 | 55000 | 3.16 | 1.9 | 8.5 | 7
Live | 217450724 |  | 10 | 16.65 | 54500 | 44000 | 40500 | 2.93 | 2.22 | 55000 | 3.14 | 1.9 | 8.5 | 7
Live | 217450725 |  | 10 | 16.8 | 54500 | 44000 | 40500 | 2.93 | 2.22 | 55000 | 3.16 | 1.9 | 8.5 | 7
Live | 217450726 |  | 10 | 15.7 | 53500 | 44000 | 40500 | 2.93 | 2.16 | 54500 | 3.02 | 1.85 | 8.1 | 6.5
Live | 217450727 |  | 10 | 16.65 | 53000 | 44000 | 40500 | 2.93 | 2.16 | 55000 | 3.02 | 1.85 | 8.5 | 7
Live | 217450728 |  | 10 | 16.1 | 53000 | 44000 | 40500 | 2.93 | 2.16 | 54500 | 3 | 1.85 | 8.5 | 7
Live | 217450729 |  | 10 | 16.25 | 53000 | 44000 | 40500 | 2.93 | 2.16 | 54500 | 3 | 1.85 | 8.5 | 7
Live | 217450730 |  | 10 | 15.5 | 53000 | 44000 | 40500 | 2.93 | 2.14 | 54500 | 2.98 | 1.85 | 8.1 | 6.5
Live | 217450731 |  | 10 | 16.1 | 52500 | 44000 | 40500 | 2.93 | 2.22 | 54500 | 3.1 | 1.9 | 8.5 | 7
Live | 217450732 |  | 9.8 | 16.2 | 52500 | 44000 | 40500 | 2.87 | 2.2 | 55000 | 3.08 | 1.9 | 8.5 | 7
Live | 217450733 |  | 10 | 16.15 | 52500 | 44000 | 40500 | 2.93 | 2.22 | 54500 | 3.1 | 1.9 | 8.5 | 7
Live | 217450734 |  | 9.8 | 16.25 | 52500 | 44000 | 41000 | 2.87 | 2.2 | 55000 | 3.08 | 1.9 | 8.5 | 7
Live | 217452745 |  | 11.7 | 23.5 | 15200 | 12500 | 11500 | 3.28 | 2.12 | 16000 | 3.4 | 1.8 | 9.9 | 7.5
Live | 217452895 |  | 8.85 | 17 | 12700 | 10300 | 9500 | 2.58 | 2.1 | 13480 | 2.93 | 1.75 | 8.5 | 6.2
Live | 217455306 |  | 11.5 | 16.5 | 23200 | 15400 | 14400 | 3.37 | 2.08 | 24000 | 2.98 | 1.82 | 8 | 6.4
Live | 217455307 |  | 11.7 | 15.5 | 23000 | 17000 | 17000 | 3.42 | 2.36 | 24000 | 3.04 | 1.98 | 8.5 | 7
Live | 217455308 |  | 11 | 15.2 | 21600 | 15900 | 15700 | 3.23 | 2.14 | 24000 | 3.18 | 1.84 | 8.1 | 6.7
Live | 217455323 |  | 11.7 | 15.5 | 23000 | 17000 | 17000 | 3.42 | 2.36 | 24000 | 3.04 | 1.98 | 8.5 | 7
Live | 217455361 |  | 11.5 | 16.5 | 23200 | 15400 | 14400 | 3.37 | 2.08 | 24000 | 2.98 | 1.82 | 8 | 6.4
Live | 217455373 |  | 13 | 20 | 24000 | 16000 | 15800 | 3.8 | 2.34 | 24000 | 3.37 | 1.88 | 8.2 | 6.7
Live | 217455380 |  | 12 | 15.5 | 24000 | 16400 | 16200 | 3.52 | 2.28 | 24000 | 3.26 | 1.84 | 8.2 | 6.7
Live | 217455381 |  | 13 | 19.5 | 24000 | 16000 | 15800 | 3.8 | 2.34 | 24000 | 3.33 | 1.88 | 8.5 | 6.8
Live | 217455382 |  | 9.8 | 14.7 | 34800 | 20800 | 16900 | 2.87 | 2.3 | 33600 | 3.1 | 2 | 7.8 | 6.2
Live | 217455415 |  | 10 | 14.3 | 34000 | 21200 | 17300 | 2.93 | 2.18 | 36000 | 3.02 | 2.02 | 7.8 | 6.3
Live | 217455519 |  | 11.5 | 16.5 | 23200 | 15400 | 14400 | 3.37 | 2.08 | 24000 | 2.98 | 1.82 | 8 | 6.4
Live | 217455520 |  | 11.7 | 15.5 | 23000 | 17000 | 17000 | 3.42 | 2.36 | 24000 | 3.04 | 1.98 | 8.5 | 7
Live | 217455521 |  | 11 | 15.2 | 21600 | 15900 | 15700 | 3.23 | 2.14 | 24000 | 3.18 | 1.84 | 8.1 | 6.7
Live | 217455536 |  | 11.7 | 15.5 | 23000 | 17000 | 17000 | 3.42 | 2.36 | 24000 | 3.04 | 1.98 | 8.5 | 7
Live | 217455574 |  | 11.5 | 16.5 | 23200 | 15400 | 14400 | 3.37 | 2.08 | 24000 | 2.98 | 1.82 | 8 | 6.4
Live | 217455586 |  | 13 | 20 | 24000 | 16000 | 15800 | 3.8 | 2.34 | 24000 | 3.37 | 1.88 | 8.2 | 6.7
Live | 217455593 |  | 12 | 15.5 | 24000 | 16400 | 16200 | 3.52 | 2.28 | 24000 | 3.26 | 1.84 | 8.2 | 6.7
Live | 217455594 |  | 13 | 19.5 | 24000 | 16000 | 15800 | 3.8 | 2.34 | 24000 | 3.33 | 1.88 | 8.5 | 6.8
Live | 217455595 |  | 9.8 | 14.7 | 34800 | 20800 | 16900 | 2.87 | 2.3 | 33600 | 3.1 | 2 | 7.8 | 6.2
Live | 217455628 |  | 10 | 14.3 | 34000 | 21200 | 17300 | 2.93 | 2.18 | 36000 | 3.02 | 2.02 | 7.8 | 6.3
Live | 217455732 |  | 11.5 | 16.5 | 23200 | 15400 | 14400 | 3.37 | 2.08 | 24000 | 2.98 | 1.82 | 8 | 6.4
Live | 217455733 |  | 11.7 | 15.5 | 23000 | 17000 | 17000 | 3.42 | 2.36 | 24000 | 3.04 | 1.98 | 8.5 | 7
Live | 217455734 |  | 11 | 15.2 | 21600 | 15900 | 15700 | 3.23 | 2.14 | 24000 | 3.18 | 1.84 | 8.1 | 6.7
Live | 217455749 |  | 11.7 | 15.5 | 23000 | 17000 | 17000 | 3.42 | 2.36 | 24000 | 3.04 | 1.98 | 8.5 | 7
Live | 217455787 |  | 11.5 | 16.5 | 23200 | 15400 | 14400 | 3.37 | 2.08 | 24000 | 2.98 | 1.82 | 8 | 6.4
Live | 217455799 |  | 13 | 20 | 24000 | 16000 | 15800 | 3.8 | 2.34 | 24000 | 3.37 | 1.88 | 8.2 | 6.7
Live | 217455806 |  | 12 | 15.5 | 24000 | 16400 | 16200 | 3.52 | 2.28 | 24000 | 3.26 | 1.84 | 8.2 | 6.7
Live | 217455807 |  | 13 | 19.5 | 24000 | 16000 | 15800 | 3.8 | 2.34 | 24000 | 3.33 | 1.88 | 8.5 | 6.8
Live | 217455808 |  | 9.8 | 14.7 | 34800 | 20800 | 16900 | 2.87 | 2.3 | 33600 | 3.1 | 2 | 7.8 | 6.2
Live | 217455841 |  | 10 | 14.3 | 34000 | 21200 | 17300 | 2.93 | 2.18 | 36000 | 3.02 | 2.02 | 7.8 | 6.3
Live | 217455921 |  | 11.2 | 16 | 34400 | 20400 | 16400 | 3.28 | 2.26 | 35000 | 3.08 | 2.1 | 8 | 6.3
Live | 217455922 |  | 11.2 | 15.5 | 34400 | 20400 | 16300 | 3.28 | 2.26 | 34600 | 3.06 | 2.1 | 8 | 6.3
Live | 217455923 |  | 11.2 | 15.5 | 35200 | 20600 | 16500 | 3.29 | 2.28 | 35200 | 3.14 | 2.12 | 8 | 6.3
Live | 217455924 |  | 11.2 | 15.5 | 34600 | 20400 | 16400 | 3.28 | 2.26 | 35000 | 3.08 | 2.1 | 8 | 6.3
Live | 217455925 |  | 11.2 | 15.5 | 34400 | 20400 | 16300 | 3.28 | 2.28 | 34600 | 3.06 | 2.12 | 8 | 6.3
Live | 217455926 |  | 11.2 | 16.5 | 35000 | 20600 | 16500 | 3.28 | 2.26 | 35200 | 3.12 | 2.12 | 8 | 6.3
Live | 217455927 |  | 11 | 16.5 | 34800 | 20800 | 16700 | 3.23 | 2.24 | 35400 | 3.08 | 2.08 | 8 | 6.3
Live | 217455928 |  | 11 | 16.5 | 34800 | 20800 | 16700 | 3.23 | 2.24 | 35400 | 3.08 | 2.08 | 8 | 6.3
Live | 217455929 |  | 11.5 | 18 | 47500 | 29000 | 23400 | 3.37 | 2.32 | 46500 | 2.98 | 1.88 | 8.2 | 6.4
Live | 217455930 |  | 11.7 | 18 | 48000 | 28000 | 22000 | 3.43 | 2.3 | 45500 | 3 | 1.82 | 7.8 | 6.2
Live | 217455931 |  | 11.2 | 16.5 | 48000 | 28200 | 26600 | 3.28 | 2.36 | 45500 | 3.18 | 1.84 | 8.1 | 6.4
Live | 217455932 |  | 11.5 | 16.5 | 48000 | 28000 | 26400 | 3.37 | 2.36 | 45500 | 3.18 | 1.84 | 8.1 | 6.4
Live | 217455966 |  | 11.7 | 18 | 47500 | 29800 | 28800 | 3.43 | 2.34 | 48000 | 3.18 | 1.96 | 8 | 6.5
Live | 217455967 |  | 11.2 | 18 | 47000 | 30200 | 29400 | 3.28 | 2.3 | 48000 | 3.12 | 1.92 | 8 | 6.5
Live | 217455968 |  | 11.2 | 17 | 47000 | 30000 | 29000 | 3.28 | 2.32 | 48000 | 3.14 | 1.94 | 8 | 6.5
Live | 217455969 |  | 11.2 | 17 | 47000 | 30000 | 29200 | 3.28 | 2.32 | 48000 | 3.14 | 1.94 | 8 | 6.5
Live | 217455970 |  | 11.5 | 18.5 | 48000 | 30200 | 29400 | 3.37 | 2.32 | 48000 | 3.18 | 1.94 | 7.8 | 6.4
Live | 217455977 |  | 11.5 | 16.5 | 23200 | 15400 | 14400 | 3.37 | 2.08 | 24000 | 2.98 | 1.82 | 8 | 6.4
Live | 217455978 |  | 11.7 | 15.5 | 23000 | 17000 | 17000 | 3.42 | 2.36 | 24000 | 3.04 | 1.98 | 8.5 | 7
Live | 217455979 |  | 11 | 15.2 | 21600 | 15900 | 15700 | 3.23 | 2.14 | 24000 | 3.18 | 1.84 | 8.1 | 6.7
Live | 217455980 |  | 13 | 19 | 24000 | 16600 | 16600 | 3.8 | 2.44 | 24000 | 3.2 | 2.02 | 8.5 | 7.1
Live | 217455981 |  | 13 | 18.5 | 23800 | 16400 | 16300 | 3.81 | 2.46 | 24000 | 3.15 | 2.02 | 8.5 | 7.1
Live | 217455982 |  | 13 | 19.5 | 23000 | 16200 | 16200 | 3.81 | 2.42 | 24000 | 3.04 | 2 | 8.5 | 7
Live | 217455983 |  | 13 | 19 | 24000 | 16700 | 16600 | 3.8 | 2.43 | 24000 | 3.2 | 2.02 | 8.5 | 7.1
Live | 217455984 |  | 13 | 19 | 24000 | 16600 | 16500 | 3.8 | 2.46 | 24000 | 3.23 | 2.04 | 8.5 | 7.1
Live | 217455985 |  | 13 | 19 | 23000 | 16200 | 16200 | 3.81 | 2.4 | 24000 | 3.04 | 2 | 8.5 | 7
Live | 217455986 |  | 12.8 | 18 | 24000 | 16700 | 16700 | 3.74 | 2.42 | 24000 | 3.18 | 2.02 | 8.5 | 7.1
Live | 217455987 |  | 13 | 18.5 | 24000 | 16600 | 16500 | 3.8 | 2.46 | 24000 | 3.23 | 2.04 | 8.5 | 7.1
Live | 217455988 |  | 13 | 18.5 | 23600 | 16500 | 16500 | 3.8 | 2.42 | 24000 | 3.13 | 2 | 8.5 | 7
Live | 217455989 |  | 13 | 19.5 | 23800 | 16300 | 16300 | 3.81 | 2.46 | 24000 | 3.15 | 2.04 | 8.5 | 7
Live | 217455990 |  | 13 | 19.5 | 23800 | 16300 | 16300 | 3.81 | 2.46 | 24000 | 3.18 | 2.04 | 8.5 | 7
Live | 217455991 |  | 13 | 19.5 | 23800 | 16300 | 16300 | 3.81 | 2.46 | 24000 | 3.18 | 2.04 | 8.5 | 7
Live | 217455994 |  | 13 | 19 | 23800 | 16300 | 16300 | 3.81 | 2.46 | 24000 | 3.15 | 2.02 | 8.5 | 7
Live | 217455995 |  | 13 | 20 | 23600 | 16200 | 16200 | 3.8 | 2.46 | 24000 | 3.14 | 2.02 | 8.5 | 7.1
Live | 217455996 |  | 13 | 19 | 24000 | 16700 | 16600 | 3.8 | 2.43 | 24000 | 3.2 | 2.02 | 8.5 | 7.1
Live | 217455997 |  | 12.8 | 18.5 | 24000 | 16700 | 16700 | 3.74 | 2.43 | 24000 | 3.18 | 2.02 | 8.5 | 7.1
Live | 217455998 |  | 12.8 | 18 | 24000 | 16700 | 16700 | 3.74 | 2.43 | 24000 | 3.18 | 2.02 | 8.5 | 7.1
Live | 217455999 |  | 13 | 19 | 23600 | 16400 | 16400 | 3.8 | 2.44 | 24000 | 3.13 | 2.02 | 8.5 | 7
Live | 217456000 |  | 13 | 19 | 23600 | 16300 | 16300 | 3.8 | 2.46 | 24000 | 3.15 | 2.02 | 8.5 | 7
Live | 217456001 |  | 11.7 | 15.5 | 23000 | 17000 | 17000 | 3.42 | 2.36 | 24000 | 3.04 | 1.98 | 8.5 | 7
Live | 217456002 |  | 13 | 19.5 | 23800 | 16600 | 16500 | 3.81 | 2.44 | 24000 | 3.18 | 2.02 | 8.5 | 7.1
Live | 217456003 |  | 13 | 19.5 | 23800 | 16600 | 16500 | 3.81 | 2.44 | 24000 | 3.18 | 2.02 | 8.5 | 7.1
Live | 217456004 |  | 13 | 20 | 23400 | 16200 | 16200 | 3.81 | 2.43 | 24000 | 3.13 | 2.02 | 8.5 | 7.1
Live | 217456005 |  | 13 | 19 | 24000 | 16700 | 16600 | 3.8 | 2.43 | 24000 | 3.2 | 2.02 | 8.5 | 7.1
Live | 217456006 |  | 13 | 19 | 23200 | 16200 | 16200 | 3.82 | 2.42 | 24000 | 3.06 | 2 | 8.5 | 7.1
Live | 217456007 |  | 13 | 18 | 23600 | 16400 | 16400 | 3.8 | 2.44 | 24000 | 3.14 | 2.02 | 8.5 | 7.1
Live | 217456008 |  | 13 | 19 | 23600 | 16400 | 16400 | 3.8 | 2.44 | 24000 | 3.14 | 2.02 | 8.5 | 7
Live | 217456009 |  | 13 | 18.5 | 23600 | 16400 | 16400 | 3.8 | 2.44 | 24000 | 3.14 | 2.02 | 8.5 | 7
Live | 217456010 |  | 13 | 18.5 | 23600 | 16400 | 16400 | 3.8 | 2.44 | 24000 | 3.14 | 2.02 | 8.5 | 7
Live | 217456011 |  | 13 | 19 | 23400 | 14500 | 13600 | 3.81 | 2.14 | 23000 | 3.02 | 1.86 | 8.2 | 6.5
Live | 217456012 |  | 12.4 | 16 | 24000 | 15200 | 14200 | 3.63 | 2.14 | 24000 | 3.13 | 1.86 | 8.1 | 6.4
Live | 217456013 |  | 13 | 18.5 | 24000 | 14800 | 13800 | 3.8 | 2.18 | 23600 | 3.14 | 1.88 | 8.2 | 6.5
Live | 217456014 |  | 13 | 19.5 | 23400 | 14600 | 13700 | 3.81 | 2.14 | 23200 | 3.02 | 1.86 | 8.1 | 6.4
Live | 217456015 |  | 12.6 | 19 | 24000 | 15100 | 14100 | 3.7 | 2.16 | 24000 | 3.14 | 1.88 | 8.2 | 6.5
Live | 217456016 |  | 12.8 | 19 | 24000 | 15000 | 14000 | 3.74 | 2.18 | 23800 | 3.18 | 1.88 | 8.2 | 6.5
Live | 217456017 |  | 12.8 | 19 | 23400 | 14600 | 13700 | 3.75 | 2.14 | 23200 | 3.02 | 1.84 | 8.1 | 6.4
Live | 217456018 |  | 12.4 | 18 | 24000 | 15100 | 14200 | 3.63 | 2.14 | 24000 | 3.13 | 1.86 | 8.2 | 6.5
Live | 217456019 |  | 12.8 | 18 | 24000 | 15000 | 14000 | 3.74 | 2.18 | 23800 | 3.18 | 1.88 | 8.2 | 6.5
Live | 217456020 |  | 12.4 | 17.5 | 22000 | 15000 | 14900 | 3.64 | 2.2 | 23600 | 3.25 | 1.88 | 8.2 | 6.7
Live | 217456021 |  | 12.4 | 17 | 22400 | 15300 | 15100 | 3.63 | 2.24 | 24000 | 3.37 | 1.9 | 8.5 | 6.8
Live | 217456022 |  | 12.8 | 19 | 23800 | 14900 | 13900 | 3.75 | 2.14 | 23600 | 3.07 | 1.86 | 8.1 | 6.4
Live | 217456023 |  | 13 | 19.5 | 23800 | 14700 | 13800 | 3.81 | 2.18 | 23400 | 3.15 | 1.88 | 8.2 | 6.4
Live | 217456024 |  | 13 | 19 | 23800 | 14700 | 13800 | 3.81 | 2.18 | 23400 | 3.15 | 1.9 | 8.1 | 6.4
Live | 217456025 |  | 13 | 19 | 23800 | 14700 | 13800 | 3.81 | 2.18 | 23400 | 3.15 | 1.9 | 8.1 | 6.4
Live | 217456028 |  | 13 | 19.5 | 23800 | 14700 | 13800 | 3.81 | 2.18 | 23400 | 3.12 | 1.88 | 8.2 | 6.4
Live | 217456029 |  | 12.4 | 17.5 | 22000 | 15100 | 15000 | 3.64 | 2.2 | 23600 | 3.25 | 1.88 | 8.2 | 6.7
Live | 217456030 |  | 13 | 20 | 23800 | 14700 | 13700 | 3.81 | 2.18 | 23400 | 3.12 | 1.88 | 8.2 | 6.5
Live | 217456031 |  | 12 | 17.5 | 22600 | 15600 | 15200 | 3.52 | 2.22 | 24000 | 3.37 | 1.88 | 8.5 | 6.8
Live | 217456032 |  | 12.6 | 19 | 24000 | 15100 | 14100 | 3.7 | 2.16 | 23800 | 3.16 | 1.88 | 8.2 | 6.5
Live | 217456033 |  | 12.2 | 17.5 | 22600 | 15500 | 15100 | 3.58 | 2.22 | 24000 | 3.38 | 1.9 | 8.5 | 6.8
Live | 217456034 |  | 12.4 | 17 | 22000 | 15100 | 15000 | 3.64 | 2.2 | 23800 | 3.24 | 1.88 | 8.2 | 6.7
Live | 217456035 |  | 11.7 | 16.5 | 22400 | 15600 | 15300 | 3.44 | 2.2 | 24000 | 3.32 | 1.88 | 8.2 | 6.7
Live | 217456036 |  | 12.6 | 18 | 24000 | 15100 | 14100 | 3.7 | 2.16 | 24000 | 3.14 | 1.88 | 8.2 | 6.5
Live | 217456037 |  | 12.2 | 17 | 22600 | 15500 | 15100 | 3.58 | 2.22 | 24000 | 3.38 | 1.9 | 8.5 | 6.8
Live | 217456038 |  | 12.6 | 18 | 24000 | 15100 | 14100 | 3.7 | 2.16 | 24000 | 3.14 | 1.88 | 8.2 | 6.5
Live | 217456039 |  | 12.8 | 19 | 23800 | 14800 | 13900 | 3.75 | 2.16 | 23600 | 3.1 | 1.86 | 8.1 | 6.4
Live | 217456040 |  | 13 | 19.5 | 23800 | 14800 | 13800 | 3.81 | 2.16 | 23400 | 3.12 | 1.88 | 8.1 | 6.4
Live | 217456041 |  | 12 | 17.5 | 22200 | 15400 | 15200 | 3.52 | 2.2 | 24000 | 3.29 | 1.88 | 8.2 | 6.7
Live | 217456042 |  | 12.4 | 18 | 22200 | 15200 | 15000 | 3.63 | 2.24 | 23800 | 3.34 | 1.9 | 8.2 | 6.7
Live | 217456043 |  | 12.4 | 18 | 22200 | 15200 | 15000 | 3.63 | 2.24 | 23800 | 3.35 | 1.92 | 8.2 | 6.7
Live | 217456046 |  | 12.4 | 18 | 22200 | 15200 | 15100 | 3.63 | 2.24 | 24000 | 3.33 | 1.9 | 8.2 | 6.7
Live | 217456047 |  | 11.5 | 16.5 | 23200 | 15400 | 14400 | 3.37 | 2.08 | 24000 | 2.98 | 1.82 | 8 | 6.4
Live | 217456048 |  | 12.8 | 19 | 24000 | 15000 | 14000 | 3.74 | 2.15 | 23800 | 3.16 | 1.88 | 8.2 | 6.5
Live | 217456049 |  | 12.8 | 19 | 24000 | 15000 | 14000 | 3.74 | 2.15 | 23800 | 3.16 | 1.88 | 8.2 | 6.5
Live | 217456050 |  | 13 | 20 | 23600 | 14700 | 13700 | 3.8 | 2.16 | 23400 | 3.1 | 1.88 | 8.2 | 6.5
Live | 217456051 |  | 12.6 | 19 | 24000 | 15100 | 14100 | 3.7 | 2.16 | 23800 | 3.16 | 1.88 | 8.2 | 6.5
Live | 217456052 |  | 12.4 | 18 | 22200 | 15200 | 15000 | 3.63 | 2.24 | 23800 | 3.35 | 1.92 | 8.2 | 6.7
Live | 217456053 |  | 13 | 19 | 23400 | 14600 | 13700 | 3.81 | 2.14 | 23200 | 3.04 | 1.86 | 8.2 | 6.5
Live | 217456054 |  | 12 | 17 | 22400 | 15600 | 15200 | 3.51 | 2.2 | 24000 | 3.33 | 1.88 | 8.5 | 6.8
Live | 217456055 |  | 11.7 | 16.5 | 22400 | 15600 | 15200 | 3.44 | 2.2 | 24000 | 3.33 | 1.88 | 8.5 | 6.8
Live | 217456056 |  | 12.2 | 17.5 | 22200 | 15300 | 15100 | 3.57 | 2.22 | 24000 | 3.3 | 1.9 | 8.2 | 6.7
Live | 217456057 |  | 12.4 | 18 | 22200 | 15200 | 15100 | 3.63 | 2.22 | 24000 | 3.32 | 1.9 | 8.2 | 6.7
Live | 217456058 |  | 13 | 18 | 23800 | 14800 | 13800 | 3.81 | 2.16 | 23400 | 3.12 | 1.88 | 8.2 | 6.5
Live | 217456059 |  | 13 | 19.5 | 23800 | 14800 | 13800 | 3.81 | 2.16 | 23400 | 3.12 | 1.88 | 8.1 | 6.4
Live | 217456060 |  | 13 | 19 | 23800 | 14800 | 13900 | 3.81 | 2.16 | 23400 | 3.1 | 1.88 | 8.1 | 6.4
Live | 217456061 |  | 13 | 19 | 23800 | 14800 | 13900 | 3.81 | 2.16 | 23400 | 3.1 | 1.88 | 8.1 | 6.4
Live | 217456062 |  | 13 | 20 | 24000 | 16000 | 15800 | 3.8 | 2.34 | 24000 | 3.37 | 1.88 | 8.2 | 6.7
Live | 217456067 |  | 12 | 15.5 | 24000 | 16400 | 16200 | 3.52 | 2.28 | 24000 | 3.26 | 1.84 | 8.2 | 6.7
Live | 217456068 |  | 13 | 19.5 | 24000 | 16000 | 15800 | 3.8 | 2.34 | 24000 | 3.33 | 1.88 | 8.5 | 6.8
Live | 217456071 |  | 11.2 | 16 | 34400 | 20400 | 16400 | 3.28 | 2.26 | 35000 | 3.08 | 2.1 | 8 | 6.3
Live | 217456072 |  | 11.2 | 15.5 | 34400 | 20400 | 16300 | 3.28 | 2.26 | 34600 | 3.06 | 2.1 | 8 | 6.3
Live | 217456073 |  | 11.2 | 15.5 | 35200 | 20600 | 16500 | 3.29 | 2.28 | 35200 | 3.14 | 2.12 | 8 | 6.3
Live | 217456074 |  | 11.2 | 15.5 | 34600 | 20400 | 16400 | 3.28 | 2.26 | 35000 | 3.08 | 2.1 | 8 | 6.3
Live | 217456075 |  | 11.2 | 15.5 | 34400 | 20400 | 16300 | 3.28 | 2.28 | 34600 | 3.06 | 2.12 | 8 | 6.3
Live | 217456076 |  | 11.2 | 16.5 | 35000 | 20600 | 16500 | 3.28 | 2.26 | 35200 | 3.12 | 2.12 | 8 | 6.3
Live | 217456077 |  | 11 | 16.5 | 34800 | 20800 | 16700 | 3.23 | 2.24 | 35400 | 3.08 | 2.08 | 8 | 6.3
Live | 217456078 |  | 11 | 16.5 | 34800 | 20800 | 16700 | 3.23 | 2.24 | 35400 | 3.08 | 2.08 | 8 | 6.3
Live | 217456079 |  | 11.5 | 18 | 47500 | 29000 | 23400 | 3.37 | 2.32 | 46500 | 2.98 | 1.88 | 8.2 | 6.4
Live | 217456080 |  | 11.7 | 18 | 48000 | 28000 | 22000 | 3.43 | 2.3 | 45500 | 3 | 1.82 | 7.8 | 6.2
Live | 217456081 |  | 11.2 | 16.5 | 48000 | 28200 | 26600 | 3.28 | 2.36 | 45500 | 3.18 | 1.84 | 8.1 | 6.4
Live | 217456082 |  | 11.5 | 16.5 | 48000 | 28000 | 26400 | 3.37 | 2.36 | 45500 | 3.18 | 1.84 | 8.1 | 6.4
Live | 217456116 |  | 11.7 | 18 | 47500 | 29800 | 28800 | 3.43 | 2.34 | 48000 | 3.18 | 1.96 | 8 | 6.5
Live | 217456117 |  | 11.2 | 18 | 47000 | 30200 | 29400 | 3.28 | 2.3 | 48000 | 3.12 | 1.92 | 8 | 6.5
Live | 217456118 |  | 11.2 | 17 | 47000 | 30000 | 29000 | 3.28 | 2.32 | 48000 | 3.14 | 1.94 | 8 | 6.5
Live | 217456119 |  | 11.2 | 17 | 47000 | 30000 | 29200 | 3.28 | 2.32 | 48000 | 3.14 | 1.94 | 8 | 6.5
Live | 217456120 |  | 11.5 | 18.5 | 48000 | 30200 | 29400 | 3.37 | 2.32 | 48000 | 3.18 | 1.94 | 7.8 | 6.4
Live | 217456127 |  | 11.5 | 16.5 | 23200 | 15400 | 14400 | 3.37 | 2.08 | 24000 | 2.98 | 1.82 | 8 | 6.4
Live | 217456128 |  | 11.7 | 15.5 | 23000 | 17000 | 17000 | 3.42 | 2.36 | 24000 | 3.04 | 1.98 | 8.5 | 7
Live | 217456129 |  | 11 | 15.2 | 21600 | 15900 | 15700 | 3.23 | 2.14 | 24000 | 3.18 | 1.84 | 8.1 | 6.7
Live | 217456130 |  | 13 | 19 | 24000 | 16600 | 16600 | 3.8 | 2.44 | 24000 | 3.2 | 2.02 | 8.5 | 7.1
Live | 217456131 |  | 13 | 18.5 | 23800 | 16400 | 16300 | 3.81 | 2.46 | 24000 | 3.15 | 2.02 | 8.5 | 7.1
Live | 217456132 |  | 13 | 19.5 | 23000 | 16200 | 16200 | 3.81 | 2.42 | 24000 | 3.04 | 2 | 8.5 | 7
Live | 217456133 |  | 13 | 19 | 24000 | 16700 | 16600 | 3.8 | 2.43 | 24000 | 3.2 | 2.02 | 8.5 | 7.1
Live | 217456134 |  | 13 | 19 | 24000 | 16600 | 16500 | 3.8 | 2.46 | 24000 | 3.23 | 2.04 | 8.5 | 7.1
Live | 217456135 |  | 13 | 19 | 23000 | 16200 | 16200 | 3.81 | 2.4 | 24000 | 3.04 | 2 | 8.5 | 7
Live | 217456136 |  | 12.8 | 18 | 24000 | 16700 | 16700 | 3.74 | 2.42 | 24000 | 3.18 | 2.02 | 8.5 | 7.1
Live | 217456137 |  | 13 | 18.5 | 24000 | 16600 | 16500 | 3.8 | 2.46 | 24000 | 3.23 | 2.04 | 8.5 | 7.1
Live | 217456138 |  | 13 | 18.5 | 23600 | 16500 | 16500 | 3.8 | 2.42 | 24000 | 3.13 | 2 | 8.5 | 7
Live | 217456139 |  | 13 | 19.5 | 23800 | 16300 | 16300 | 3.81 | 2.46 | 24000 | 3.15 | 2.04 | 8.5 | 7
Live | 217456140 |  | 13 | 19.5 | 23800 | 16300 | 16300 | 3.81 | 2.46 | 24000 | 3.18 | 2.04 | 8.5 | 7
Live | 217456141 |  | 13 | 19.5 | 23800 | 16300 | 16300 | 3.81 | 2.46 | 24000 | 3.18 | 2.04 | 8.5 | 7
Live | 217456144 |  | 13 | 19 | 23800 | 16300 | 16300 | 3.81 | 2.46 | 24000 | 3.15 | 2.02 | 8.5 | 7
Live | 217456145 |  | 13 | 20 | 23600 | 16200 | 16200 | 3.8 | 2.46 | 24000 | 3.14 | 2.02 | 8.5 | 7.1
Live | 217456146 |  | 13 | 19 | 24000 | 16700 | 16600 | 3.8 | 2.43 | 24000 | 3.2 | 2.02 | 8.5 | 7.1
Live | 217456147 |  | 12.8 | 18.5 | 24000 | 16700 | 16700 | 3.74 | 2.43 | 24000 | 3.18 | 2.02 | 8.5 | 7.1
Live | 217456148 |  | 12.8 | 18 | 24000 | 16700 | 16700 | 3.74 | 2.43 | 24000 | 3.18 | 2.02 | 8.5 | 7.1
Live | 217456149 |  | 13 | 19 | 23600 | 16400 | 16400 | 3.8 | 2.44 | 24000 | 3.13 | 2.02 | 8.5 | 7
Live | 217456150 |  | 13 | 19 | 23600 | 16300 | 16300 | 3.8 | 2.46 | 24000 | 3.15 | 2.02 | 8.5 | 7
Live | 217456151 |  | 11.7 | 15.5 | 23000 | 17000 | 17000 | 3.42 | 2.36 | 24000 | 3.04 | 1.98 | 8.5 | 7
Live | 217456152 |  | 13 | 19.5 | 23800 | 16600 | 16500 | 3.81 | 2.44 | 24000 | 3.18 | 2.02 | 8.5 | 7.1
Live | 217456153 |  | 13 | 19.5 | 23800 | 16600 | 16500 | 3.81 | 2.44 | 24000 | 3.18 | 2.02 | 8.5 | 7.1
Live | 217456154 |  | 13 | 20 | 23400 | 16200 | 16200 | 3.81 | 2.43 | 24000 | 3.13 | 2.02 | 8.5 | 7.1
Live | 217456155 |  | 13 | 19 | 24000 | 16700 | 16600 | 3.8 | 2.43 | 24000 | 3.2 | 2.02 | 8.5 | 7.1
Live | 217456156 |  | 13 | 19 | 23200 | 16200 | 16200 | 3.82 | 2.42 | 24000 | 3.06 | 2 | 8.5 | 7.1
Live | 217456157 |  | 13 | 18 | 23600 | 16400 | 16400 | 3.8 | 2.44 | 24000 | 3.14 | 2.02 | 8.5 | 7.1
Live | 217456158 |  | 13 | 19 | 23600 | 16400 | 16400 | 3.8 | 2.44 | 24000 | 3.14 | 2.02 | 8.5 | 7
Live | 217456159 |  | 13 | 18.5 | 23600 | 16400 | 16400 | 3.8 | 2.44 | 24000 | 3.14 | 2.02 | 8.5 | 7
Live | 217456160 |  | 13 | 18.5 | 23600 | 16400 | 16400 | 3.8 | 2.44 | 24000 | 3.14 | 2.02 | 8.5 | 7
Live | 217456161 |  | 13 | 19 | 23400 | 14500 | 13600 | 3.81 | 2.14 | 23000 | 3.02 | 1.86 | 8.2 | 6.5
Live | 217456162 |  | 12.4 | 16 | 24000 | 15200 | 14200 | 3.63 | 2.14 | 24000 | 3.13 | 1.86 | 8.1 | 6.4
Live | 217456163 |  | 13 | 18.5 | 24000 | 14800 | 13800 | 3.8 | 2.18 | 23600 | 3.14 | 1.88 | 8.2 | 6.5
Live | 217456164 |  | 13 | 19.5 | 23400 | 14600 | 13700 | 3.81 | 2.14 | 23200 | 3.02 | 1.86 | 8.1 | 6.4
Live | 217456165 |  | 12.6 | 19 | 24000 | 15100 | 14100 | 3.7 | 2.16 | 24000 | 3.14 | 1.88 | 8.2 | 6.5
Live | 217456166 |  | 12.8 | 19 | 24000 | 15000 | 14000 | 3.74 | 2.18 | 23800 | 3.18 | 1.88 | 8.2 | 6.5
Live | 217456167 |  | 12.8 | 19 | 23400 | 14600 | 13700 | 3.75 | 2.14 | 23200 | 3.02 | 1.84 | 8.1 | 6.4
Live | 217456168 |  | 12.4 | 18 | 24000 | 15100 | 14200 | 3.63 | 2.14 | 24000 | 3.13 | 1.86 | 8.2 | 6.5
Live | 217456169 |  | 12.8 | 18 | 24000 | 15000 | 14000 | 3.74 | 2.18 | 23800 | 3.18 | 1.88 | 8.2 | 6.5
Live | 217456170 |  | 12.4 | 17.5 | 22000 | 15000 | 14900 | 3.64 | 2.2 | 23600 | 3.25 | 1.88 | 8.2 | 6.7
Live | 217456171 |  | 12.4 | 17 | 22400 | 15300 | 15100 | 3.63 | 2.24 | 24000 | 3.37 | 1.9 | 8.5 | 6.8
Live | 217456172 |  | 12.8 | 19 | 23800 | 14900 | 13900 | 3.75 | 2.14 | 23600 | 3.07 | 1.86 | 8.1 | 6.4
Live | 217456173 |  | 13 | 19.5 | 23800 | 14700 | 13800 | 3.81 | 2.18 | 23400 | 3.15 | 1.88 | 8.2 | 6.4
Live | 217456174 |  | 13 | 19 | 23800 | 14700 | 13800 | 3.81 | 2.18 | 23400 | 3.15 | 1.9 | 8.1 | 6.4
Live | 217456175 |  | 13 | 19 | 23800 | 14700 | 13800 | 3.81 | 2.18 | 23400 | 3.15 | 1.9 | 8.1 | 6.4
Live | 217456178 |  | 13 | 19.5 | 23800 | 14700 | 13800 | 3.81 | 2.18 | 23400 | 3.12 | 1.88 | 8.2 | 6.4
Live | 217456179 |  | 12.4 | 17.5 | 22000 | 15100 | 15000 | 3.64 | 2.2 | 23600 | 3.25 | 1.88 | 8.2 | 6.7
Live | 217456180 |  | 13 | 20 | 23800 | 14700 | 13700 | 3.81 | 2.18 | 23400 | 3.12 | 1.88 | 8.2 | 6.5
Live | 217456181 |  | 12 | 17.5 | 22600 | 15600 | 15200 | 3.52 | 2.22 | 24000 | 3.37 | 1.88 | 8.5 | 6.8
Live | 217456182 |  | 12.6 | 19 | 24000 | 15100 | 14100 | 3.7 | 2.16 | 23800 | 3.16 | 1.88 | 8.2 | 6.5
Live | 217456183 |  | 12.2 | 17.5 | 22600 | 15500 | 15100 | 3.58 | 2.22 | 24000 | 3.38 | 1.9 | 8.5 | 6.8
Live | 217456184 |  | 12.4 | 17 | 22000 | 15100 | 15000 | 3.64 | 2.2 | 23800 | 3.24 | 1.88 | 8.2 | 6.7
Live | 217456185 |  | 11.7 | 16.5 | 22400 | 15600 | 15300 | 3.44 | 2.2 | 24000 | 3.32 | 1.88 | 8.2 | 6.7
Live | 217456186 |  | 12.6 | 18 | 24000 | 15100 | 14100 | 3.7 | 2.16 | 24000 | 3.14 | 1.88 | 8.2 | 6.5
Live | 217456187 |  | 12.2 | 17 | 22600 | 15500 | 15100 | 3.58 | 2.22 | 24000 | 3.38 | 1.9 | 8.5 | 6.8
Live | 217456188 |  | 12.6 | 18 | 24000 | 15100 | 14100 | 3.7 | 2.16 | 24000 | 3.14 | 1.88 | 8.2 | 6.5
Live | 217456189 |  | 12.8 | 19 | 23800 | 14800 | 13900 | 3.75 | 2.16 | 23600 | 3.1 | 1.86 | 8.1 | 6.4
Live | 217456190 |  | 13 | 19.5 | 23800 | 14800 | 13800 | 3.81 | 2.16 | 23400 | 3.12 | 1.88 | 8.1 | 6.4
Live | 217456191 |  | 12 | 17.5 | 22200 | 15400 | 15200 | 3.52 | 2.2 | 24000 | 3.29 | 1.88 | 8.2 | 6.7
Live | 217456192 |  | 12.4 | 18 | 22200 | 15200 | 15000 | 3.63 | 2.24 | 23800 | 3.34 | 1.9 | 8.2 | 6.7
Live | 217456193 |  | 12.4 | 18 | 22200 | 15200 | 15000 | 3.63 | 2.24 | 23800 | 3.35 | 1.92 | 8.2 | 6.7
Live | 217456196 |  | 12.4 | 18 | 22200 | 15200 | 15100 | 3.63 | 2.24 | 24000 | 3.33 | 1.9 | 8.2 | 6.7
Live | 217456197 |  | 11.5 | 16.5 | 23200 | 15400 | 14400 | 3.37 | 2.08 | 24000 | 2.98 | 1.82 | 8 | 6.4
Live | 217456198 |  | 12.8 | 19 | 24000 | 15000 | 14000 | 3.74 | 2.15 | 23800 | 3.16 | 1.88 | 8.2 | 6.5
Live | 217456199 |  | 12.8 | 19 | 24000 | 15000 | 14000 | 3.74 | 2.15 | 23800 | 3.16 | 1.88 | 8.2 | 6.5
Live | 217456200 |  | 13 | 20 | 23600 | 14700 | 13700 | 3.8 | 2.16 | 23400 | 3.1 | 1.88 | 8.2 | 6.5
Live | 217456201 |  | 12.6 | 19 | 24000 | 15100 | 14100 | 3.7 | 2.16 | 23800 | 3.16 | 1.88 | 8.2 | 6.5
Live | 217456202 |  | 12.4 | 18 | 22200 | 15200 | 15000 | 3.63 | 2.24 | 23800 | 3.35 | 1.92 | 8.2 | 6.7
Live | 217456203 |  | 13 | 19 | 23400 | 14600 | 13700 | 3.81 | 2.14 | 23200 | 3.04 | 1.86 | 8.2 | 6.5
Live | 217456204 |  | 12 | 17 | 22400 | 15600 | 15200 | 3.51 | 2.2 | 24000 | 3.33 | 1.88 | 8.5 | 6.8
Live | 217456205 |  | 11.7 | 16.5 | 22400 | 15600 | 15200 | 3.44 | 2.2 | 24000 | 3.33 | 1.88 | 8.5 | 6.8
Live | 217456206 |  | 12.2 | 17.5 | 22200 | 15300 | 15100 | 3.57 | 2.22 | 24000 | 3.3 | 1.9 | 8.2 | 6.7
Live | 217456207 |  | 12.4 | 18 | 22200 | 15200 | 15100 | 3.63 | 2.22 | 24000 | 3.32 | 1.9 | 8.2 | 6.7
Live | 217456208 |  | 13 | 18 | 23800 | 14800 | 13800 | 3.81 | 2.16 | 23400 | 3.12 | 1.88 | 8.2 | 6.5
Live | 217456209 |  | 13 | 19.5 | 23800 | 14800 | 13800 | 3.81 | 2.16 | 23400 | 3.12 | 1.88 | 8.1 | 6.4
Live | 217456210 |  | 13 | 19 | 23800 | 14800 | 13900 | 3.81 | 2.16 | 23400 | 3.1 | 1.88 | 8.1 | 6.4
Live | 217456211 |  | 13 | 19 | 23800 | 14800 | 13900 | 3.81 | 2.16 | 23400 | 3.1 | 1.88 | 8.1 | 6.4
Live | 217456212 |  | 13 | 20 | 24000 | 16000 | 15800 | 3.8 | 2.34 | 24000 | 3.37 | 1.88 | 8.2 | 6.7
Live | 217456217 |  | 12 | 15.5 | 24000 | 16400 | 16200 | 3.52 | 2.28 | 24000 | 3.26 | 1.84 | 8.2 | 6.7
Live | 217456218 |  | 13 | 19.5 | 24000 | 16000 | 15800 | 3.8 | 2.34 | 24000 | 3.33 | 1.88 | 8.5 | 6.8
Live | 217456220 |  | 11.7 | 18.2 | 24000 | 20600 | 23000 | 3.43 | 2.6 | 26000 | 3.79 | 1.8 | 10.5 | 8
Live | 217456221 |  | 10.8 | 17.6 | 30000 | 26200 | 24000 | 3.16 | 2.6 | 32000 | 3.8 | 1.8 | 10 | 7.8
Live | 217456222 |  | 9.8 | 17.4 | 36000 | 26200 | 26000 | 2.87 | 2.6 |  |  | 1.8 | 9.5 | 7.4
Live | 217456223 |  | 10.5 | 18 | 42000 | 33000 | 33000 | 3.08 | 2.5 | 45000 | 3.5 | 1.8 | 10 | 7.5
Live | 217456224 |  | 9.5 | 17.3 | 47500 | 37000 | 36000 | 2.78 | 2.4 | 48000 | 3.3 | 1.8 | 10 | 7.5
Live | 217456225 |  | 12 | 20 | 24000 | 19000 | 22000 | 3.52 | 2.8 | 26000 | 4.01 | 1.8 | 10 | 8
Live | 217456226 |  | 12 | 20 | 30000 | 26000 | 27000 | 3.52 | 2.6 | 32000 | 3.71 | 1.8 | 10 | 8
Live | 217456227 |  | 11 | 19 | 36000 | 27000 | 29000 | 3.23 | 2.4 | 37000 | 3.7 | 1.8 | 10 | 7.5
Live | 217456228 |  | 11.7 | 18.2 | 24000 | 20600 | 23000 | 3.43 | 2.6 | 26000 | 3.79 | 1.8 | 10.5 | 8
Live | 217456229 |  | 10.8 | 17.6 | 30000 | 26200 | 24000 | 3.16 | 2.6 | 32000 | 3.8 | 1.8 | 10 | 7.8
Live | 217456230 |  | 9.8 | 17.4 | 36000 | 26200 | 26000 | 2.87 | 2.6 |  |  | 1.8 | 9.5 | 7.4
Live | 217456231 |  | 10.5 | 18 | 42000 | 33000 | 33000 | 3.08 | 2.5 | 45000 | 3.5 | 1.8 | 10 | 7.5
Live | 217456232 |  | 9.5 | 17.3 | 47500 | 37000 | 36000 | 2.78 | 2.4 | 48000 | 3.3 | 1.8 | 10 | 7.5
Live | 217456233 |  | 12 | 20 | 24000 | 19000 | 22000 | 3.52 | 2.8 | 26000 | 4.01 | 1.8 | 10 | 8
Live | 217456234 |  | 12 | 20 | 30000 | 26000 | 27000 | 3.52 | 2.6 | 32000 | 3.71 | 1.8 | 10 | 8
Live | 217456235 |  | 11 | 19 | 36000 | 27000 | 29000 | 3.23 | 2.4 | 37000 | 3.7 | 1.8 | 10 | 7.5
Live | 217456236 |  | 10.2 | 16 | 21600 | 13400 | 10800 | 3.17 | 2.65 | 22000 | 3.58 | 1.8 | 8.6 | 6.9
Live | 217456237 |  | 10.2 | 16 | 21600 | 13400 | 10800 | 3.17 | 2.65 | 22000 | 3.58 | 1.8 | 8.6 | 6.9
Live | 217456238 |  | 12.2 | 20 | 9400 | 6800 | 7500 | 3.58 | 2.81 | 11000 | 3.71 | 1.8 | 9.5 | 7.5
Live | 217456239 |  | 12 | 19.8 | 12600 | 8000 | 9000 | 3.52 | 2.69 | 13700 | 3.68 | 1.79 | 9.5 | 7.3
Live | 217456240 |  | 11.7 | 18.5 | 16800 | 12100 | 14400 | 3.42 | 2.4 | 19800 | 3.21 | 1.8 | 9.1 | 7.2
Live | 217456241 |  | 11.2 | 19 | 31500 | 20400 | 24000 | 3.29 | 2.79 |  |  | 1.8 | 10 | 7.6
Live | 217456242 |  | 10.6 | 18.8 | 35400 | 22600 | 26000 | 3.11 | 2.6 | 38500 | 3.5 | 1.8 | 9.3 | 7.1
Live | 217456243 |  | 12.2 | 20 | 9400 | 6800 | 7500 | 3.58 | 2.81 | 11000 | 3.71 | 1.8 | 9.5 | 7.5
Live | 217456244 |  | 12 | 19.8 | 12600 | 8000 | 9000 | 3.52 | 2.69 | 13700 | 3.68 | 1.79 | 9.5 | 7.3
Live | 217456245 |  | 11.7 | 18.5 | 16800 | 12100 | 14400 | 3.42 | 2.4 | 19800 | 3.21 | 1.8 | 9.1 | 7.2
Live | 217456246 |  | 11.2 | 19 | 31500 | 20400 | 24000 | 3.29 | 2.79 |  |  | 1.8 | 10 | 7.6
Live | 217456247 |  | 10.6 | 18.8 | 35400 | 22600 | 26000 | 3.11 | 2.6 | 38500 | 3.5 | 1.8 | 9.3 | 7.1
Live | 217456248 |  | 12 | 20 | 9400 | 6400 | 8500 | 3.53 | 2.5 | 11000 | 3.58 | 1.81 | 9.5 | 7.5
Live | 217456249 |  | 9.5 | 19 | 12600 | 8200 | 9500 | 2.78 | 2.5 | 13700 | 3.4 | 1.8 | 9.2 | 7.2
Live | 217456251 |  | 12 | 20 | 9400 | 6400 | 8500 | 3.53 | 2.5 | 11000 | 3.58 | 1.81 | 9.5 | 7.5
Live | 217456252 |  | 9.5 | 19 | 12600 | 8200 | 9500 | 2.78 | 2.5 | 13700 | 3.4 | 1.8 | 9.2 | 7.2
Live | 217456254 |  | 11.7 | 17.8 | 9400 | 7700 | 8000 | 3.44 | 2.59 | 11000 | 3.79 | 1.8 | 9.4 | 7.7
Live | 217456255 |  | 10.3 | 17 | 12600 | 9600 | 9100 | 3.03 | 2.4 | 14300 | 3.71 | 1.8 | 9.4 | 7.7
Live | 217456256 |  | 10.8 | 17.3 | 17800 | 16500 | 15200 | 3.16 | 2.51 | 20900 | 3.4 | 1.8 | 9 | 7.7
Live | 217456257 |  | 10 | 18 | 25200 | 18700 | 20000 | 2.93 | 2.6 | 27200 | 3.61 | 1.8 | 9.4 | 7.5
Live | 217456258 |  | 10.3 | 17 | 31500 | 22000 | 25000 | 3.02 | 2.7 | 35200 | 3.59 | 1.8 | 9.4 | 7.5
Live | 217456259 |  | 9.5 | 16 | 34600 | 27500 | 25200 | 2.79 | 2.6 | 39600 | 3.2 | 1.8 | 9 | 7.3
Live | 217456260 |  | 11.7 | 17.8 | 9400 | 7700 | 8000 | 3.44 | 2.59 | 11000 | 3.79 | 1.8 | 9.4 | 7.7
Live | 217456261 |  | 10.3 | 17 | 12600 | 9600 | 9100 | 3.03 | 2.4 | 14300 | 3.71 | 1.8 | 9.4 | 7.7
Live | 217456262 |  | 10.8 | 17.3 | 17800 | 16500 | 15200 | 3.16 | 2.51 | 20900 | 3.4 | 1.8 | 9 | 7.7
Live | 217456263 |  | 10 | 18 | 25200 | 18700 | 20000 | 2.93 | 2.6 | 27200 | 3.61 | 1.8 | 9.4 | 7.5
Live | 217456264 |  | 10.3 | 17 | 31500 | 22000 | 25000 | 3.02 | 2.7 | 35200 | 3.59 | 1.8 | 9.4 | 7.5
Live | 217456265 |  | 9.5 | 16 | 34600 | 27500 | 25200 | 2.79 | 2.6 | 39600 | 3.2 | 1.8 | 9 | 7.3
Live | 217457221 |  | 10 | 16 | 32400 | 24000 | 19700 | 2.93 | 2.6 | 32400 | 3.37 | 2 | 8.1 | 7.2
Live | 217457222 |  | 10 | 16 | 32400 | 24000 | 19800 | 2.93 | 2.6 | 32400 | 3.37 | 2 | 8.1 | 7.3
Live | 217457223 |  | 10 | 16 | 32800 | 23600 | 19400 | 2.93 | 2.7 | 32800 | 3.45 | 2 | 8.1 | 7.3
Live | 217457224 |  | 10 | 16 | 32600 | 23800 | 19700 | 2.93 | 2.6 | 32600 | 3.38 | 2 | 8.1 | 7.2
Live | 217457225 |  | 10 | 16 | 32600 | 23800 | 19600 | 2.93 | 2.6 | 32600 | 3.4 | 2 | 8.1 | 7.2
Live | 217457227 |  | 10 | 16 | 32400 | 23800 | 19700 | 2.93 | 2.6 | 32400 | 3.38 | 2 | 8.1 | 7.3
Live | 217457228 |  | 10 | 16 | 32800 | 23600 | 19400 | 2.93 | 2.7 | 32800 | 3.45 | 2 | 8.1 | 7.3
Live | 217457230 |  | 10 | 16 | 32400 | 23800 | 19700 | 2.93 | 2.6 | 32400 | 3.38 | 2 | 8.1 | 7.3
Live | 217457231 |  | 10 | 16 | 32600 | 23800 | 19500 | 2.93 | 2.7 | 32600 | 3.41 | 2 | 8.1 | 7.3
Live | 217457234 |  | 10 | 16 | 32600 | 24000 | 19700 | 2.93 | 2.6 | 32600 | 3.36 | 2 | 8.1 | 7.2
Live | 217457235 |  | 10 | 16 | 32600 | 23800 | 19600 | 2.93 | 2.6 | 32600 | 3.38 | 2 | 8.1 | 7.2
Live | 217457239 |  | 10 | 16 | 32800 | 23600 | 19400 | 2.93 | 2.7 | 32800 | 3.43 | 2 | 8.1 | 7.2
Live | 217457240 |  | 10 | 16 | 32600 | 23800 | 19600 | 2.93 | 2.6 | 32600 | 3.38 | 2 | 8.1 | 7.2
Live | 217457241 |  | 10 | 16 | 32600 | 23800 | 19500 | 2.93 | 2.7 | 32600 | 3.41 | 2 | 8.1 | 7.3
Live | 217457243 |  | 10 | 16 | 32600 | 23800 | 19600 | 2.93 | 2.6 | 32600 | 3.38 | 2 | 8.1 | 7.2
Live | 217457244 |  | 10 | 16 | 32600 | 24000 | 19700 | 2.93 | 2.6 | 32600 | 3.36 | 2 | 8.1 | 7.2
Live | 217457245 |  | 10 | 16 | 32800 | 23600 | 19400 | 2.93 | 2.7 | 32800 | 3.45 | 2 | 8.1 | 7.3
Live | 217457247 |  | 10 | 16 | 32600 | 23800 | 19600 | 2.93 | 2.6 | 32600 | 3.4 | 2 | 8.1 | 7.2
Live | 217457248 |  | 10 | 16 | 32600 | 23800 | 19600 | 2.93 | 2.6 | 32600 | 3.4 | 2 | 8.1 | 7.2
Live | 217457249 |  | 10 | 16 | 32400 | 24000 | 19700 | 2.93 | 2.6 | 32400 | 3.37 | 2 | 8.1 | 7.3
Live | 217457250 |  | 10 | 16 | 55000 | 37800 | 30000 | 2.93 | 2.5 | 55000 | 3.2 | 2 | 8.1 | 7
Live | 217457251 |  | 10 | 16 | 55000 | 37800 | 30000 | 2.93 | 2.5 | 55000 | 3.2 | 2 | 8.1 | 7
Live | 217457252 |  | 10 | 16 | 55500 | 37800 | 29800 | 2.93 | 2.5 | 55500 | 3.2 | 2 | 8.1 | 7
Live | 217457253 |  | 10 | 16 | 55000 | 37800 | 30000 | 2.93 | 2.5 | 55000 | 3.2 | 2 | 8.1 | 7
Live | 217457254 |  | 10 | 16 | 55000 | 37800 | 30000 | 2.93 | 2.5 | 55000 | 3.2 | 2 | 8.1 | 7
Live | 217457255 |  | 10 | 16 | 55500 | 37800 | 29800 | 2.93 | 2.5 | 55500 | 3.2 | 2 | 8.1 | 7
Live | 217457256 |  | 9 | 16 | 55000 | 37800 | 30200 | 2.64 | 2.5 | 55000 | 3.2 | 2 | 8.1 | 7
Live | 217457257 |  | 10 | 16 | 55000 | 37800 | 30000 | 2.93 | 2.5 | 55000 | 3.2 | 2 | 8.1 | 7
Live | 217457258 |  | 10 | 16 | 55000 | 37800 | 30200 | 2.93 | 2.5 | 55000 | 3.2 | 2 | 8.1 | 7
Live | 217457259 |  | 10 | 16 | 55500 | 37800 | 29800 | 2.93 | 2.5 | 55500 | 3.2 | 2 | 8.1 | 7
Live | 217457260 |  | 10 | 16 | 55500 | 37800 | 29800 | 2.93 | 2.5 | 55500 | 3.2 | 2 | 8.1 | 7
Live | 217457261 |  | 10 | 16 | 55000 | 37800 | 30200 | 2.93 | 2.5 | 55000 | 3.2 | 2 | 8.1 | 7
Live | 217457262 |  | 10 | 16 | 55000 | 37800 | 30200 | 2.93 | 2.5 |  |  | 2 | 8.1 | 7
Live | 217457263 |  | 10 | 16 | 55500 | 37800 | 29800 | 2.93 | 2.5 | 55500 | 3.2 | 2 | 8.1 | 7
Live | 217457264 |  | 10 | 16 | 55500 | 37800 | 29600 | 2.93 | 2.5 | 55500 | 3.2 | 2 | 8.1 | 7
Live | 217457265 |  | 10 | 16 | 55500 | 37800 | 29800 | 2.93 | 2.5 | 55500 | 3.2 | 2 | 8.1 | 7
Live | 217457266 |  | 9 | 16 | 55000 | 37800 | 30200 | 2.64 | 2.5 | 55000 | 3.2 | 2 | 8.1 | 7
Live | 217457267 |  | 10 | 16 | 55000 | 37800 | 30000 | 2.93 | 2.5 | 55000 | 3.2 | 2 | 8.1 | 7
Live | 217457268 |  | 10 | 16 | 55000 | 37800 | 30000 | 2.93 | 2.5 | 55000 | 3.2 | 2 | 8.1 | 7
Live | 217457269 |  | 10 | 16 | 55500 | 37800 | 29600 | 2.93 | 2.5 | 55500 | 3.2 | 2 | 8.1 | 7
Live | 217457270 |  | 10 | 16 | 55500 | 37800 | 29800 | 2.93 | 2.5 | 55500 | 3.2 | 2 | 8.1 | 7
Live | 217457271 |  | 10 | 16 | 55500 | 37800 | 29800 | 2.93 | 2.5 | 55500 | 3.2 | 2 | 8.1 | 7
Live | 217457272 |  | 10 | 16 | 55000 | 37800 | 30000 | 2.93 | 2.5 | 55000 | 3.2 | 2 | 8.1 | 7
Live | 217457273 |  | 10 | 16 | 55500 | 37800 | 29800 | 2.93 | 2.5 | 55500 | 3.2 | 2 | 8.1 | 7
Live | 217457274 |  | 10 | 16 | 55500 | 37800 | 29600 | 2.93 | 2.5 | 55500 | 3.2 | 2 | 8.1 | 7
Live | 217457275 |  | 10 | 16 | 55500 | 37800 | 29600 | 2.93 | 2.5 | 55500 | 3.2 | 2 | 8.1 | 7
Live | 217457276 |  | 9 | 16 | 55000 | 37800 | 30200 | 2.64 | 2.5 | 55000 | 3.2 | 2 | 8.1 | 7
Live | 217457277 |  | 10 | 16 | 55000 | 37800 | 30000 | 2.93 | 2.5 | 55000 | 3.2 | 2 | 8.1 | 7
Live | 217457278 |  | 9 | 16 | 51500 | 36600 | 28000 | 2.64 | 2.5 | 51500 | 3.31 | 2 | 8.1 | 6.9
Live | 217457279 |  | 9 | 16 | 51500 | 36800 | 28000 | 2.64 | 2.5 | 51500 | 3.31 | 2 | 8.1 | 6.9
Live | 217457280 |  | 9 | 15.2 | 51000 | 36800 | 28200 | 2.64 | 2.5 | 51000 | 3.31 | 2 | 8.1 | 6.9
Live | 217457281 |  | 9 | 15.2 | 51000 | 36800 | 28200 | 2.64 | 2.5 | 51000 | 3.31 | 2 | 8.1 | 6.9
Live | 217457282 |  | 9 | 16 | 51500 | 36600 | 28000 | 2.64 | 2.5 | 51500 | 3.31 | 2 | 8.1 | 6.9
Live | 217457283 |  | 9 | 16 | 51500 | 36600 | 27800 | 2.64 | 2.5 | 51500 | 3.31 | 2 | 8.1 | 6.9
Live | 217457284 |  | 9 | 16 | 51500 | 36800 | 28200 | 2.64 | 2.5 | 51500 | 3.31 | 2 | 8.1 | 6.9
Live | 217457285 |  | 9 | 16 | 51500 | 36600 | 28000 | 2.64 | 2.5 | 51500 | 3.31 | 2 | 8.1 | 6.9
Live | 217457286 |  | 9 | 16 | 51500 | 36800 | 28000 | 2.64 | 2.5 | 51500 | 3.31 | 2 | 8.1 | 6.9
Live | 217457287 |  | 9 | 15.2 | 51000 | 37000 | 28200 | 2.64 | 2.5 | 51000 | 3.31 | 2 | 8.1 | 6.9
Live | 217457288 |  | 9 | 15.2 | 51000 | 37000 | 28200 | 2.64 | 2.5 | 51000 | 3.31 | 2 | 8.1 | 6.9
Live | 217457289 |  | 9 | 15.2 | 51000 | 37000 | 28400 | 2.64 | 2.5 | 51000 | 3.31 | 2 | 8.1 | 6.9
Live | 217457290 |  | 9 | 15.2 | 51000 | 37000 | 28400 | 2.64 | 2.5 | 51000 | 3.31 | 2 | 8.1 | 6.9
Live | 217457291 |  | 9 | 15.2 | 51000 | 37000 | 28400 | 2.64 | 2.5 | 51000 | 3.31 | 2 | 8.1 | 6.9
Live | 217457292 |  | 9 | 15.2 | 51000 | 37000 | 28400 | 2.64 | 2.5 | 51000 | 3.31 | 2 | 8.1 | 6.9
Live | 217457293 |  | 9 | 15.2 | 51000 | 37000 | 28200 | 2.64 | 2.5 | 51000 | 3.31 | 2 | 8.1 | 6.9
Live | 217457294 |  | 9 | 15.2 | 51000 | 37000 | 28400 | 2.64 | 2.5 | 51000 | 3.31 | 2 | 8.1 | 6.9
Live | 217457295 |  | 9 | 15.2 | 51000 | 37000 | 28200 | 2.64 | 2.5 | 51000 | 3.31 | 2 | 8.1 | 6.9
Live | 217457296 |  | 9 | 15.2 | 51000 | 37000 | 28400 | 2.64 | 2.5 |  |  | 2 | 8.1 | 6.9
Live | 217457297 |  | 9 | 15.2 | 51000 | 37000 | 28200 | 2.64 | 2.5 | 51000 | 3.31 | 2 | 8.1 | 6.9
Live | 217457298 |  | 9 | 15.2 | 51000 | 37000 | 28400 | 2.64 | 2.5 | 51000 | 3.31 | 2 | 8.1 | 6.9
Live | 217457299 |  | 9 | 15.2 | 51000 | 37000 | 28400 | 2.64 | 2.5 | 51000 | 3.31 | 2 | 8.1 | 6.9
Live | 217457300 |  | 9 | 15.2 | 51000 | 37000 | 28400 | 2.64 | 2.5 | 51000 | 3.31 | 2 | 8.1 | 6.9
Live | 217457302 |  | 10 | 16 | 33000 | 23600 | 19300 | 2.93 | 2.7 | 33000 | 3.45 | 2 | 8.1 | 7.2
Live | 217457303 |  | 10 | 16 | 32800 | 23600 | 19400 | 2.93 | 2.7 | 32800 | 3.45 | 2 | 8.1 | 7.3
Live | 217457305 |  | 10 | 16 | 32600 | 23800 | 19600 | 2.93 | 2.7 | 32600 | 3.41 | 2 | 8.1 | 7.3
Live | 217457306 |  | 10 | 16 | 33000 | 23400 | 19200 | 2.93 | 2.7 | 33000 | 3.48 | 2 | 8.1 | 7.2
Live | 217457307 |  | 10 | 16 | 33000 | 23600 | 19300 | 2.93 | 2.7 | 33000 | 3.45 | 2 | 8.1 | 7.2
Live | 217457310 |  | 10 | 16 | 33000 | 23600 | 19400 | 2.93 | 2.7 | 33000 | 3.45 | 2 | 8.1 | 7.2
Live | 217457311 |  | 10 | 16 | 33000 | 23600 | 19300 | 2.93 | 2.7 | 33000 | 3.45 | 2 | 8.1 | 7.2
Live | 217457313 |  | 10 | 16 | 33000 | 23600 | 19300 | 2.93 | 2.7 | 33000 | 3.45 | 2 | 8.1 | 7.2
Live | 217457314 |  | 10 | 16 | 32600 | 23800 | 19700 | 2.93 | 2.6 | 32600 | 3.38 | 2 | 8.1 | 7.2
Live | 217457316 |  | 10 | 16 | 33000 | 23400 | 19200 | 2.93 | 2.7 | 33000 | 3.48 | 2 | 8.1 | 7.2
Live | 217457317 |  | 10 | 16 | 32600 | 23800 | 19600 | 2.93 | 2.7 | 32600 | 3.41 | 2 | 8.1 | 7.3
Live | 217457318 |  | 10 | 16 | 32800 | 23600 | 19500 | 2.93 | 2.7 | 32800 | 3.43 | 2 | 8.1 | 7.2
Live | 217457320 |  | 10 | 16 | 32800 | 23600 | 19400 | 2.93 | 2.7 | 32800 | 3.45 | 2 | 8.1 | 7.3
Live | 217457321 |  | 10 | 16 | 32800 | 23600 | 19400 | 2.93 | 2.7 | 32800 | 3.45 | 2 | 8.1 | 7.3
Live | 217457322 |  | 10 | 16 | 32800 | 23800 | 19500 | 2.93 | 2.7 | 32800 | 3.42 | 2 | 8.1 | 7.2
Live | 217457323 |  | 10 | 16 | 32800 | 23600 | 19500 | 2.93 | 2.7 | 32800 | 3.42 | 2 | 8.1 | 7.2
Live | 217457325 |  | 10 | 16 | 32800 | 23800 | 19500 | 2.93 | 2.7 | 32800 | 3.42 | 2 | 8.1 | 7.2
Live | 217457327 |  | 10 | 16 | 32600 | 24000 | 19700 | 2.93 | 2.6 | 32600 | 3.36 | 2 | 8.1 | 7.2
Live | 217457329 |  | 10 | 16 | 32600 | 24000 | 19700 | 2.93 | 2.6 | 32600 | 3.36 | 2 | 8.1 | 7.2
Live | 217457330 |  | 10 | 16 | 32600 | 23800 | 19600 | 2.93 | 2.6 | 32600 | 3.38 | 2 | 8.1 | 7.2
Live | 217457331 |  | 10 | 16 | 32600 | 23800 | 19600 | 2.93 | 2.6 | 32600 | 3.4 | 2 | 8.1 | 7.2
Live | 217457332 |  | 10 | 16 | 32600 | 23800 | 19600 | 2.93 | 2.6 | 32600 | 3.4 | 2 | 8.1 | 7.2
Live | 217457333 |  | 10 | 16 | 32800 | 23800 | 19500 | 2.93 | 2.7 | 32800 | 3.41 | 2 | 8.1 | 7.2
Live | 217457334 |  | 10 | 16 | 32800 | 23800 | 19500 | 2.93 | 2.7 | 32800 | 3.41 | 2 | 8.1 | 7.2
Live | 217457335 |  | 10 | 16 | 32600 | 23800 | 19600 | 2.93 | 2.6 | 32600 | 3.38 | 2 | 8.1 | 7.2
Live | 217457336 |  | 10 | 16 | 32800 | 23600 | 19500 | 2.93 | 2.7 | 32800 | 3.42 | 2 | 8.1 | 7.2
Live | 217457338 |  | 10 | 16 | 32800 | 23600 | 19500 | 2.93 | 2.7 | 32800 | 3.43 | 2 | 8.1 | 7.3
Live | 217457339 |  | 10 | 16 | 32800 | 23800 | 19500 | 2.93 | 2.7 | 32800 | 3.42 | 2 | 8.1 | 7.2
Live | 217457340 |  | 10 | 16 | 32600 | 24000 | 19700 | 2.93 | 2.6 | 32600 | 3.36 | 2 | 8.1 | 7.2
Live | 217457341 |  | 10 | 16 | 32600 | 23800 | 19700 | 2.93 | 2.6 | 32600 | 3.38 | 2 | 8.1 | 7.2
Live | 217457342 |  | 10 | 16 | 32400 | 24000 | 19800 | 2.93 | 2.6 | 32400 | 3.37 | 2 | 8.1 | 7.3
Live | 217457343 |  | 10 | 16 | 32400 | 23800 | 19700 | 2.93 | 2.6 | 32400 | 3.38 | 2 | 8.1 | 7.3
Live | 217457344 |  | 10 | 16 | 32800 | 23600 | 19500 | 2.93 | 2.7 | 32800 | 3.43 | 2 | 8.1 | 7.3
Live | 217457345 |  | 10 | 16 | 32800 | 23600 | 19500 | 2.93 | 2.7 | 32800 | 3.43 | 2 | 8.1 | 7.3
Live | 217457346 |  | 10 | 16 | 32800 | 23600 | 19500 | 2.93 | 2.7 | 32800 | 3.42 | 2 | 8.1 | 7.2
Live | 217457347 |  | 10 | 16 | 32600 | 23800 | 19600 | 2.93 | 2.6 | 32600 | 3.4 | 2 | 8.1 | 7.3
Live | 217457348 |  | 10 | 16 | 32800 | 23800 | 19500 | 2.93 | 2.7 | 32800 | 3.41 | 2 | 8.1 | 7.2
Live | 217457349 |  | 10 | 16 | 32400 | 24000 | 19700 | 2.93 | 2.6 | 32400 | 3.37 | 2 | 8.1 | 7.2
Live | 217457350 |  | 10 | 16 | 32600 | 23800 | 19700 | 2.93 | 2.6 | 32600 | 3.38 | 2 | 8.1 | 7.2
Live | 217457351 |  | 10 | 16 | 32600 | 23800 | 19600 | 2.93 | 2.6 | 32600 | 3.4 | 2 | 8.1 | 7.2
Live | 217457352 |  | 10 | 16 | 55500 | 37800 | 29800 | 2.93 | 2.5 | 55500 | 3.2 | 2 | 8.1 | 7
Live | 217457353 |  | 10 | 16 | 55000 | 37800 | 30200 | 2.93 | 2.5 | 55000 | 3.2 | 2 | 8.1 | 7
Live | 217457354 |  | 10 | 16 | 55000 | 37800 | 30000 | 2.93 | 2.5 | 55000 | 3.2 | 2 | 8.1 | 7
Live | 217457355 |  | 10 | 16 | 55500 | 37800 | 29800 | 2.93 | 2.5 | 55500 | 3.2 | 2 | 8.1 | 7
Live | 217457356 |  | 10 | 16 | 55000 | 37800 | 30000 | 2.93 | 2.5 | 55000 | 3.2 | 2 | 8.1 | 7
Live | 217457357 |  | 10 | 16 | 55500 | 37800 | 29600 | 2.93 | 2.5 | 55500 | 3.2 | 2 | 8.1 | 7
Live | 217457403 |  | 11 | 17 | 34200 | 23800 | 19700 | 3.22 | 2.6 | 33400 | 3.38 | 2 | 8.5 | 7.3
Live | 217457404 |  | 11 | 17 | 34200 | 23800 | 19700 | 3.22 | 2.6 | 33400 | 3.38 | 2 | 8.5 | 7.3
Live | 217457405 |  | 11 | 17 | 34200 | 23800 | 19800 | 3.22 | 2.7 | 33400 | 3.46 | 2 | 8.5 | 7.3
Live | 217457406 |  | 11 | 17 | 34200 | 23600 | 19700 | 3.22 | 2.7 | 33400 | 3.46 | 2 | 8.5 | 7.3
Live | 217457407 |  | 11 | 17 | 34200 | 23800 | 19700 | 3.22 | 2.6 | 33400 | 3.38 | 2 | 8.5 | 7.3
Live | 217457408 |  | 11 | 17 | 34200 | 23800 | 19900 | 3.22 | 2.6 | 33600 | 3.38 | 2 | 8.5 | 7.3
Live | 217457409 |  | 11 | 17 | 34200 | 23800 | 19900 | 3.22 | 2.7 | 33600 | 3.43 | 2 | 8.5 | 7.3
Live | 217457410 |  | 10 | 16 | 34200 | 24000 | 20000 | 2.93 | 2.69 | 33800 | 3.44 | 2 | 8.5 | 7.3
Live | 217457411 |  | 10.5 | 17 | 34200 | 23800 | 19900 | 3.07 | 2.6 | 33600 | 3.38 | 2 | 8.5 | 7.3
Live | 217457412 |  | 10 | 16 | 34000 | 24000 | 20200 | 2.93 | 2.6 | 33800 | 3.38 | 2 | 8.5 | 7.3
Live | 217457413 |  | 11 | 17 | 34200 | 24000 | 19800 | 3.22 | 2.6 | 33400 | 3.38 | 2 | 8.5 | 7.3
Live | 217457414 |  | 11 | 17 | 34200 | 23800 | 19700 | 3.22 | 2.6 | 33400 | 3.38 | 2 | 8.5 | 7.3
Live | 217457415 |  | 10 | 16 | 34200 | 24000 | 20000 | 2.93 | 2.6 | 33800 | 3.36 | 2 | 8.5 | 7.3
Live | 217457416 |  | 10.5 | 17 | 34200 | 24000 | 20000 | 3.07 | 2.6 | 33600 | 3.37 | 2 | 8.5 | 7.3
Live | 217457417 |  | 10 | 16 | 34200 | 24000 | 20000 | 2.93 | 2.6 | 33600 | 3.37 | 2 | 8.5 | 7.3
Live | 217457418 |  | 10.5 | 17 | 34200 | 23800 | 20000 | 3.07 | 2.6 | 33600 | 3.38 | 2 | 8.5 | 7.3
Live | 217457419 |  | 11 | 17 | 34200 | 23800 | 19800 | 3.22 | 2.6 | 33400 | 3.38 | 2 | 8.5 | 7.3
Live | 217457420 |  | 10 | 16 | 34200 | 23800 | 20000 | 2.93 | 2.6 | 33600 | 3.38 | 2 | 8.5 | 7.3
Live | 217457421 |  | 10 | 16 | 34200 | 24000 | 20000 | 2.93 | 2.6 |  |  | 2 | 8.5 | 7.3
Live | 217457422 |  | 10.5 | 17 | 34200 | 23800 | 20000 | 3.07 | 2.7 | 33600 | 3.43 | 2 | 8.5 | 7.3
Live | 217457423 |  | 11 | 17 | 34200 | 23800 | 19800 | 3.22 | 2.6 | 33400 | 3.4 | 2 | 8.5 | 7.3
Live | 217457424 |  | 11 | 17 | 34200 | 24000 | 19800 | 3.22 | 2.6 | 33400 | 3.38 | 2 | 8.5 | 7.3
Live | 217457425 |  | 10.5 | 17 | 34200 | 23800 | 19900 | 3.07 | 2.6 | 33600 | 3.38 | 2 | 8.5 | 7.3
Live | 217457426 |  | 11 | 17 | 34200 | 23600 | 19600 | 3.22 | 2.7 | 33200 | 3.44 | 2 | 8.5 | 7.3
Live | 217457427 |  | 11 | 17 | 34200 | 23600 | 19800 | 3.22 | 2.7 | 33400 | 3.43 | 2 | 8.5 | 7.3
Live | 217457428 |  | 11 | 17 | 34200 | 24000 | 19800 | 3.22 | 2.6 | 33400 | 3.35 | 2 | 8.5 | 7.3
Live | 217457429 |  | 10 | 16 | 34200 | 23800 | 20000 | 2.93 | 2.6 | 33600 | 3.38 | 2 | 8.5 | 7.3
Live | 217457430 |  | 11 | 17 | 34200 | 23600 | 19700 | 3.22 | 2.7 | 33400 | 3.42 | 2 | 8.5 | 7.3
Live | 217457431 |  | 10.5 | 17 | 34200 | 23800 | 20000 | 3.07 | 2.6 | 33600 | 3.38 | 2 | 8.5 | 7.3
Live | 217457432 |  | 11 | 17 | 34200 | 23600 | 19800 | 3.22 | 2.6 | 33400 | 3.38 | 2 | 8.5 | 7.3
Live | 217457433 |  | 10.5 | 17 | 34200 | 24000 | 19900 | 3.07 | 2.6 | 33600 | 3.37 | 2 | 8.5 | 7.3
Live | 217457434 |  | 10.5 | 17 | 34200 | 23800 | 20000 | 3.07 | 2.7 | 33600 | 3.46 | 2 | 8.5 | 7.3
Live | 217457435 |  | 10.5 | 17 | 34200 | 24000 | 20000 | 3.07 | 2.6 | 33600 | 3.4 | 2 | 8.5 | 7.3
Live | 217457436 |  | 10.5 | 17 | 34200 | 23800 | 19900 | 3.07 | 2.7 | 33600 | 3.43 | 2 | 8.5 | 7.3
Live | 217457437 |  | 11 | 17 | 34200 | 23600 | 19700 | 3.22 | 2.6 | 33400 | 3.38 | 2 | 8.5 | 7.3
Live | 217457438 |  | 11 | 17 | 34200 | 24000 | 19800 | 3.22 | 2.6 | 33400 | 3.36 | 2 | 8.5 | 7.3
Live | 217457439 |  | 10.5 | 17 | 34200 | 23800 | 20000 | 3.07 | 2.7 | 33600 | 3.42 | 2 | 8.5 | 7.3
Live | 217457440 |  | 11 | 17 | 34200 | 23800 | 19800 | 3.22 | 2.7 | 33400 | 3.42 | 2 | 8.5 | 7.3
Live | 217457441 |  | 11 | 17 | 34200 | 23800 | 19900 | 3.22 | 2.6 | 33600 | 3.4 | 2 | 8.5 | 7.3
Live | 217457442 |  | 11 | 17 | 34200 | 23800 | 19800 | 3.22 | 2.6 | 33400 | 3.38 | 2 | 8.5 | 7.3
Live | 217457443 |  | 11 | 17 | 34200 | 23600 | 19800 | 3.22 | 2.7 |  |  | 2 | 8.5 | 7.3
Live | 217457444 |  | 10 | 16 | 34000 | 24000 | 20000 | 2.93 | 2.6 |  |  | 2 | 8.5 | 7.3
Live | 217457445 |  | 11 | 17 | 34200 | 23600 | 19700 | 3.22 | 2.7 | 33400 | 3.43 | 2 | 8.5 | 7.3
Live | 217457446 |  | 10.5 | 17 | 34200 | 23800 | 19900 | 3.07 | 2.7 | 33600 | 3.43 | 2 | 8.5 | 7.3
Live | 217457447 |  | 11 | 17 | 34200 | 23600 | 19700 | 3.22 | 2.7 | 33400 | 3.43 | 2 | 8.5 | 7.3
Live | 217457448 |  | 11 | 17 | 34200 | 24000 | 19600 | 3.22 | 2.6 | 33200 | 3.37 | 2 | 8.5 | 7.3
Live | 217457449 |  | 11 | 17 | 34200 | 23800 | 19800 | 3.22 | 2.6 | 33400 | 3.38 | 2 | 8.5 | 7.3
Live | 217457450 |  | 10.5 | 17 | 34200 | 23800 | 19900 | 3.07 | 2.7 | 33600 | 3.44 | 2 | 8.5 | 7.3
Live | 217457451 |  | 10 | 16 | 34200 | 23800 | 20000 | 2.93 | 2.6 | 33600 | 3.4 | 2 | 8.5 | 7.3
Live | 217457452 |  | 10 | 16 | 34200 | 24000 | 20000 | 2.93 | 2.6 | 33800 | 3.38 | 2 | 8.5 | 7.3
Live | 217457453 |  | 11 | 17 | 34200 | 23600 | 19800 | 3.22 | 2.7 | 33400 | 3.47 | 2 | 8.5 | 7.3
Live | 217457454 |  | 11 | 17 | 34200 | 23600 | 19700 | 3.22 | 2.7 | 33400 | 3.48 | 2 | 8.5 | 7.3
Live | 217457455 |  | 11 | 17 | 34200 | 24200 | 19700 | 3.22 | 2.6 | 33400 | 3.3 | 2 | 8.5 | 7.3
Live | 217457456 |  | 11 | 17 | 34200 | 23800 | 19800 | 3.22 | 2.7 | 33400 | 3.42 | 2 | 8.5 | 7.3
Live | 217457457 |  | 11 | 17 | 34200 | 23600 | 19600 | 3.22 | 2.7 | 33200 | 3.46 | 2 | 8.5 | 7.3
Live | 217457458 |  | 11 | 17 | 34200 | 23600 | 19800 | 3.22 | 2.7 | 33400 | 3.47 | 2 | 8.5 | 7.3
Live | 217457459 |  | 11 | 17 | 34200 | 23600 | 19800 | 3.22 | 2.7 | 33400 | 3.48 | 2 | 8.5 | 7.3
Live | 217457460 |  | 11 | 17 | 34200 | 23600 | 19600 | 3.22 | 2.7 | 33200 | 3.46 | 2 | 8.5 | 7.3
Live | 217457461 |  | 11 | 17 | 34200 | 23600 | 19700 | 3.22 | 2.7 | 33400 | 3.45 | 2 | 8.5 | 7.3
Live | 217457462 |  | 11 | 17 | 34200 | 23800 | 19900 | 3.22 | 2.7 | 33600 | 3.47 | 2 | 8.5 | 7.3
Live | 217457463 |  | 11 | 17 | 34200 | 23800 | 19800 | 3.22 | 2.7 | 33400 | 3.41 | 2 | 8.5 | 7.3
Live | 217457464 |  | 11 | 17 | 34200 | 23800 | 19800 | 3.22 | 2.7 |  |  | 2 | 8.5 | 7.3
Live | 217457465 |  | 11 | 17 | 34200 | 23800 | 19800 | 3.22 | 2.7 | 33400 | 3.45 | 2 | 8.5 | 7.3
Live | 217457466 |  | 11 | 17 | 34200 | 23600 | 19700 | 3.22 | 2.7 | 33400 | 3.47 | 2 | 8.5 | 7.3
Live | 217457467 |  | 10.5 | 17 | 34200 | 23800 | 19900 | 3.07 | 2.7 | 33600 | 3.42 | 2 | 8.5 | 7.3
Live | 217457468 |  | 11 | 17 | 34200 | 23400 | 19600 | 3.22 | 2.6 | 33200 | 3.3 | 2 | 8.5 | 7.3
Live | 217457469 |  | 11 | 17 | 34200 | 23800 | 19900 | 3.22 | 2.7 | 33600 | 3.47 | 2 | 8.5 | 7.3
Live | 217457470 |  | 11 | 17 | 34200 | 23400 | 19600 | 3.22 | 2.7 | 33200 | 3.47 | 2 | 8.5 | 7.3
Live | 217457471 |  | 11 | 17 | 34200 | 23600 | 19800 | 3.22 | 2.7 | 33400 | 3.48 | 2 | 8.5 | 7.3
Live | 217457472 |  | 11 | 17 | 34200 | 23800 | 19600 | 3.22 | 2.6 | 33200 | 3.37 | 2 | 8.5 | 7.3
Live | 217457473 |  | 11 | 17 | 34200 | 23600 | 19700 | 3.22 | 2.7 | 33400 | 3.47 | 2 | 8.5 | 7.3
Live | 217457474 |  | 11 | 17 | 34200 | 23800 | 19800 | 3.22 | 2.7 | 33400 | 3.41 | 2 | 8.5 | 7.3
Live | 217457475 |  | 11 | 17 | 34200 | 23800 | 19700 | 3.22 | 2.6 | 33400 | 3.38 | 2 | 8.5 | 7.3
Live | 217457476 |  | 11 | 17 | 34200 | 23600 | 19600 | 3.22 | 2.7 | 33200 | 3.45 | 2 | 8.5 | 7.3
Live | 217457477 |  | 11 | 17 | 34200 | 23600 | 19800 | 3.22 | 2.7 | 33400 | 3.48 | 2 | 8.5 | 7.3
Live | 217457478 |  | 11 | 17 | 34200 | 23600 | 19800 | 3.22 | 2.7 | 33400 | 3.48 | 2 | 8.5 | 7.3
Live | 217457479 |  | 11 | 17 | 34200 | 23600 | 19700 | 3.22 | 2.7 | 33400 | 3.48 | 2 | 8.5 | 7.3
Live | 217457480 |  | 11 | 17 | 34200 | 23800 | 19900 | 3.22 | 2.7 | 33600 | 3.41 | 2 | 8.5 | 7.3
Live | 217457481 |  | 11 | 17 | 34200 | 23600 | 19700 | 3.22 | 2.7 | 33400 | 3.46 | 2 | 8.5 | 7.3
Live | 217457482 |  | 11 | 17 | 34200 | 23600 | 19700 | 3.22 | 2.7 | 33400 | 3.46 | 2 | 8.5 | 7.3
Live | 217457483 |  | 11 | 17 | 34200 | 23800 | 19800 | 3.22 | 2.7 | 33400 | 3.41 | 2 | 8.5 | 7.3
Live | 217457484 |  | 11 | 17 | 34200 | 23600 | 19600 | 3.22 | 2.7 | 33200 | 3.46 | 2 | 8.5 | 7.3
Live | 217457485 |  | 11 | 17 | 34200 | 23800 | 19700 | 3.22 | 2.7 | 33400 | 3.42 | 2 | 8.5 | 7.3
Live | 217457486 |  | 11 | 17 | 34200 | 23600 | 19600 | 3.22 | 2.7 | 33200 | 3.46 | 2 | 8.5 | 7.3
Live | 217457487 |  | 11 | 17 | 34200 | 23600 | 19800 | 3.22 | 2.7 | 33400 | 3.45 | 2 | 8.5 | 7.3
Live | 217462485 |  | 12.5 | 20.5 | 47500 | 37800 | 33000 | 3.66 | 2.44 | 45000 | 3.46 | 2.14 | 9 | 7.4
Live | 217462486 |  | 12 | 19.5 | 47000 | 38000 | 33200 | 3.51 | 2.42 | 45000 | 3.42 | 2.12 | 9 | 7.3
Live | 217463581 |  | 11 | 16 | 32000 | 22300 | 28000 | 2.61 | 2 | 34400 | 3.37 | 1.8 | 8.5 | 7
Live | 217463582 |  | 9.8 | 16 | 52000 | 35600 | 48000 | 2.61 | 2.09 | 54600 | 3.07 | 1.8 | 8.5 | 7
Live | 217463583 |  | 11 | 16 | 22000 | 15200 | 24000 | 3.03 | 2.09 | 24300 | 3.38 | 1.8 | 8.5 | 7
Live | 217463584 |  | 11 | 16 | 47000 | 31600 | 47000 | 2.75 | 2.1 | 48500 | 3.17 | 1.85 | 8.8 | 7
Live | 217463589 |  | 11.2 | 19 | 57500 | 45000 | 39500 | 3 | 2.21 |  |  | 1.9 | 9.5 | 7.2
Live | 217463590 |  | 11.2 | 19 | 57500 | 45000 | 39500 | 3 | 2.21 | 58000 | 3.2 | 1.9 | 9.5 | 7.2
Live | 217463700 |  | 11.7 | 19.5 | 24100 | 17600 | 20000 | 3.43 | 2.7 | 27500 | 3.7 | 1.8 | 9.5 | 7.5
Live | 217463701 |  | 11.7 | 19.5 | 24100 | 17600 | 20000 | 3.43 | 2.7 | 27500 | 3.7 | 1.8 | 9.5 | 7.5
Live | 217463863 |  | 11.7 | 19 | 45000 | 29600 | 36000 | 2.2 | 2.6 | 45000 | 2.9 | 2 | 9.5 | 8.6
Live | 217464061 |  | 11.7 | 19 | 30700 | 19200 | 24300 | 2.69 | 2.3 | 32000 | 2.8 | 1.9 | 10 | 7.5
Live | 217464330 |  | 10 | 16.5 | 55000 | 36400 | 30600 | 2.93 | 2.14 | 54500 | 2.94 | 1.94 | 8.1 | 6.5
Live | 217464331 |  | 10 | 16.5 | 55000 | 36400 | 30600 | 2.93 | 2.14 | 54500 | 2.94 | 1.94 | 8.1 | 6.5
Live | 217464332 |  | 10 | 16.5 | 55000 | 36400 | 30600 | 2.93 | 2.14 | 54500 | 2.94 | 1.94 | 8.1 | 6.5
Live | 217464333 |  | 9.8 | 16.5 | 55500 | 37000 | 31200 | 2.87 | 2.14 | 55500 | 2.96 | 1.92 | 8.1 | 6.5
Live | 217464334 |  | 9.8 | 16.5 | 55500 | 37000 | 31200 | 2.87 | 2.14 | 55500 | 2.96 | 1.92 | 8.1 | 6.5
Live | 217464335 |  | 9.8 | 16.5 | 55500 | 37000 | 31200 | 2.87 | 2.14 | 55500 | 2.96 | 1.92 | 8.1 | 6.5
Live | 217464336 |  | 11.5 | 17 | 47500 | 28000 | 22000 | 3.37 | 2.28 | 45500 | 2.96 | 1.82 | 7.8 | 6.2
Live | 217464337 |  | 11.5 | 17 | 47500 | 28000 | 22000 | 3.37 | 2.28 | 45500 | 2.96 | 1.82 | 7.8 | 6.2
Live | 217464340 |  | 11.5 | 17 | 47500 | 28000 | 22000 | 3.37 | 2.28 | 45500 | 2.98 | 1.82 | 7.8 | 6.2
Live | 217464341 |  | 11.5 | 17 | 47500 | 28000 | 22000 | 3.37 | 2.28 | 45500 | 2.98 | 1.82 | 7.8 | 6.2
Live | 217464344 |  | 11.7 | 17 | 47500 | 27800 | 21800 | 3.43 | 2.28 | 45500 | 2.96 | 1.82 | 7.8 | 6.2
Live | 217464345 |  | 11.7 | 17 | 47500 | 27800 | 21800 | 3.43 | 2.28 | 45500 | 2.96 | 1.82 | 7.8 | 6.2
Live | 217464348 |  | 11.5 | 18 | 48000 | 28400 | 22200 | 3.37 | 2.3 | 46000 | 3.04 | 1.82 | 7.8 | 6.2
Live | 217464349 |  | 11.5 | 18 | 48000 | 28400 | 22200 | 3.37 | 2.3 | 46000 | 3.04 | 1.82 | 7.8 | 6.2
Live | 217464352 |  | 11.5 | 18 | 48000 | 28400 | 22200 | 3.37 | 2.3 | 46000 | 3.04 | 1.82 | 7.8 | 6.2
Live | 217464353 |  | 11.5 | 18 | 48000 | 28400 | 22200 | 3.37 | 2.3 | 46000 | 3.04 | 1.82 | 7.8 | 6.2
Live | 217464356 |  | 11.7 | 17 | 47500 | 27800 | 22000 | 3.43 | 2.28 | 45500 | 2.96 | 1.82 | 7.8 | 6.2
Live | 217464357 |  | 11.7 | 17 | 47500 | 27800 | 22000 | 3.43 | 2.28 | 45500 | 2.96 | 1.82 | 7.8 | 6.2
Live | 217464360 |  | 11.7 | 17 | 47500 | 27600 | 21800 | 3.43 | 2.3 | 45000 | 2.98 | 1.84 | 7.8 | 6.2
Live | 217464361 |  | 11.7 | 17 | 47500 | 27600 | 21800 | 3.43 | 2.3 | 45000 | 2.98 | 1.84 | 7.8 | 6.2
Live | 217464364 |  | 11.7 | 17 | 47500 | 27600 | 21800 | 3.43 | 2.3 | 45000 | 2.98 | 1.84 | 7.8 | 6.2
Live | 217464365 |  | 11.7 | 17 | 47500 | 27600 | 21800 | 3.43 | 2.3 | 45000 | 2.98 | 1.84 | 7.8 | 6.2
Live | 217464372 |  | 11.2 | 17.5 | 48000 | 28600 | 22400 | 3.28 | 2.26 | 46500 | 3 | 1.8 | 7.8 | 6.2
Live | 217464373 |  | 11.2 | 17.5 | 48000 | 28600 | 22400 | 3.28 | 2.26 | 46500 | 3 | 1.8 | 7.8 | 6.2
Live | 217464376 |  | 11 | 18 | 34600 | 18800 | 14900 | 3.22 | 2.24 | 32200 | 2.86 | 1.92 | 8.2 | 6.3
Live | 217464377 |  | 11 | 18 | 34600 | 18800 | 14900 | 3.22 | 2.24 | 32200 | 2.86 | 1.92 | 8.2 | 6.3
Live | 217464380 |  | 11 | 18 | 34600 | 18900 | 15000 | 3.22 | 2.24 | 32400 | 2.86 | 1.9 | 8.2 | 6.3
Live | 217464381 |  | 11 | 18 | 34600 | 18900 | 15000 | 3.22 | 2.24 | 32400 | 2.86 | 1.9 | 8.2 | 6.3
Live | 217464384 |  | 11 | 18.5 | 34600 | 18700 | 14900 | 3.22 | 2.26 | 32200 | 2.88 | 1.92 | 8.2 | 6.3
Live | 217464385 |  | 11 | 18.5 | 34600 | 18700 | 14900 | 3.22 | 2.26 | 32200 | 2.88 | 1.92 | 8.2 | 6.3
Live | 217464388 |  | 11 | 18.5 | 34600 | 18700 | 14900 | 3.22 | 2.26 | 32200 | 2.88 | 1.92 | 8.2 | 6.3
Live | 217464389 |  | 11 | 18.5 | 34600 | 18700 | 14900 | 3.22 | 2.26 | 32200 | 2.88 | 1.92 | 8.2 | 6.3
Live | 217464392 |  | 11 | 18.5 | 34400 | 18700 | 14800 | 3.22 | 2.26 | 32000 | 2.86 | 1.92 | 8.2 | 6.3
Live | 217464393 |  | 11 | 18.5 | 34400 | 18700 | 14800 | 3.22 | 2.26 | 32000 | 2.86 | 1.92 | 8.2 | 6.3
Live | 217464396 |  | 11 | 18.5 | 34400 | 18700 | 14800 | 3.22 | 2.26 | 32000 | 2.86 | 1.92 | 8.2 | 6.3
Live | 217464397 |  | 11 | 18.5 | 34400 | 18700 | 14800 | 3.22 | 2.26 | 32000 | 2.86 | 1.92 | 8.2 | 6.3
Live | 217464400 |  | 11 | 19 | 34800 | 19000 | 15100 | 3.23 | 2.24 | 32600 | 2.9 | 1.9 | 8.2 | 6.3
Live | 217464401 |  | 11 | 19 | 34800 | 19000 | 15100 | 3.23 | 2.24 | 32600 | 2.9 | 1.9 | 8.2 | 6.3
Live | 217464404 |  | 11 | 18.5 | 34400 | 18800 | 14900 | 3.22 | 2.24 | 32200 | 2.84 | 1.9 | 8.2 | 6.3
Live | 217464405 |  | 11 | 18.5 | 34400 | 18800 | 14900 | 3.22 | 2.24 | 32200 | 2.84 | 1.9 | 8.2 | 6.3
Live | 217464408 |  | 11 | 18.5 | 34400 | 18800 | 14900 | 3.22 | 2.24 | 32200 | 2.84 | 1.9 | 8.2 | 6.3
Live | 217464409 |  | 11 | 18.5 | 34400 | 18800 | 14900 | 3.22 | 2.24 | 32200 | 2.84 | 1.9 | 8.2 | 6.3
Live | 217464412 |  | 11 | 18 | 34200 | 18600 | 14800 | 3.22 | 2.24 | 32000 | 2.82 | 1.92 | 8.2 | 6.3
Live | 217464413 |  | 11 | 18 | 34200 | 18600 | 14800 | 3.22 | 2.24 | 32000 | 2.82 | 1.92 | 8.2 | 6.3
Live | 217464416 |  | 11 | 18 | 34600 | 18900 | 15000 | 3.22 | 2.24 | 32400 | 2.86 | 1.9 | 8.2 | 6.3
Live | 217464417 |  | 11 | 18 | 34600 | 18900 | 15000 | 3.22 | 2.24 | 32400 | 2.86 | 1.9 | 8.2 | 6.3
Live | 217464420 |  | 11 | 17.5 | 34800 | 18900 | 15100 | 3.23 | 2.24 | 32400 | 2.88 | 1.9 | 8.1 | 6.2
Live | 217464421 |  | 11 | 17.5 | 34800 | 18900 | 15100 | 3.23 | 2.24 | 32400 | 2.88 | 1.9 | 8.1 | 6.2
Live | 217464424 |  | 11 | 18 | 34800 | 18900 | 15000 | 3.23 | 2.26 | 32400 | 2.9 | 1.92 | 8.2 | 6.3
Live | 217464425 |  | 11 | 18 | 34800 | 18900 | 15000 | 3.23 | 2.26 | 32400 | 2.9 | 1.92 | 8.2 | 6.3
Live | 217464428 |  | 11 | 18.5 | 34400 | 18600 | 14800 | 3.22 | 2.26 | 32000 | 2.84 | 1.92 | 8.2 | 6.3
Live | 217464429 |  | 11 | 18.5 | 34400 | 18600 | 14800 | 3.22 | 2.26 | 32000 | 2.84 | 1.92 | 8.2 | 6.3
Live | 217464432 |  | 11 | 18 | 34400 | 18700 | 14900 | 3.22 | 2.24 | 32000 | 2.84 | 1.92 | 8.2 | 6.3
Live | 217464433 |  | 11 | 18 | 34400 | 18700 | 14900 | 3.22 | 2.24 | 32000 | 2.84 | 1.92 | 8.2 | 6.3
Live | 217464436 |  | 11 | 18 | 34800 | 18800 | 14900 | 3.23 | 2.26 | 32400 | 2.9 | 1.92 | 8.2 | 6.3
Live | 217464437 |  | 11 | 18 | 34800 | 18800 | 14900 | 3.23 | 2.26 | 32400 | 2.9 | 1.92 | 8.2 | 6.3
Live | 217464440 |  | 11 | 18 | 34800 | 18800 | 14900 | 3.23 | 2.26 | 32400 | 2.9 | 1.92 | 8.2 | 6.3
Live | 217464441 |  | 11 | 18 | 34800 | 18800 | 14900 | 3.23 | 2.26 | 32400 | 2.9 | 1.92 | 8.2 | 6.3
Live | 217464444 |  | 11.2 | 17 | 34800 | 18600 | 14800 | 3.28 | 2.28 | 32200 | 2.9 | 1.94 | 8.2 | 6.3
Live | 217464445 |  | 11.2 | 17 | 34800 | 18600 | 14800 | 3.28 | 2.28 | 32200 | 2.9 | 1.94 | 8.2 | 6.3
Live | 217464448 |  | 11.2 | 17 | 34800 | 18600 | 14800 | 3.28 | 2.28 | 32200 | 2.9 | 1.94 | 8.2 | 6.3
Live | 217464449 |  | 11.2 | 17 | 34800 | 18600 | 14800 | 3.28 | 2.28 | 32200 | 2.9 | 1.94 | 8.2 | 6.3
Live | 217464452 |  | 11.2 | 19 | 34800 | 18700 | 14800 | 3.28 | 2.28 | 32200 | 2.9 | 1.94 | 8.2 | 6.3
Live | 217464453 |  | 11.2 | 19 | 34800 | 18700 | 14800 | 3.28 | 2.28 | 32200 | 2.9 | 1.94 | 8.2 | 6.3
Live | 217464456 |  | 11 | 18 | 34400 | 18700 | 14800 | 3.22 | 2.24 | 32200 | 2.84 | 1.92 | 8.2 | 6.3
Live | 217464457 |  | 11 | 18 | 34400 | 18700 | 14800 | 3.22 | 2.24 | 32200 | 2.84 | 1.92 | 8.2 | 6.3
Live | 217464460 |  | 11 | 18 | 34200 | 18700 | 14900 | 3.22 | 2.24 | 32200 | 2.82 | 1.9 | 8.2 | 6.3
Live | 217464461 |  | 11 | 18 | 34200 | 18700 | 14900 | 3.22 | 2.24 | 32200 | 2.82 | 1.9 | 8.2 | 6.3
Live | 217464464 |  | 9.8 | 16.5 | 54500 | 38000 | 32600 | 2.87 | 2.42 | 58000 | 3.16 | 2.2 | 8.5 | 6.9
Live | 217464465 |  | 9.8 | 16.5 | 54500 | 38000 | 32600 | 2.87 | 2.42 | 58000 | 3.16 | 2.2 | 8.5 | 6.9
Live | 217464466 |  | 9.8 | 16.5 | 54500 | 38000 | 32600 | 2.87 | 2.42 | 58000 | 3.16 | 2.2 | 8.5 | 6.9
Live | 217464467 |  | 9.8 | 16.5 | 54500 | 38000 | 32600 | 2.87 | 2.42 | 58000 | 3.16 | 2.2 | 8.5 | 6.9
Live | 217464468 |  | 9.8 | 16.5 | 54500 | 38000 | 32600 | 2.87 | 2.42 | 58000 | 3.16 | 2.2 | 8.5 | 6.9
Live | 217464831 |  | 11.2 | 16 | 34400 | 20400 | 16400 | 3.28 | 2.26 | 35000 | 3.08 | 2.1 | 8 | 6.3
Live | 217464832 |  | 11 | 15.5 | 34400 | 20400 | 16400 | 3.22 | 2.26 | 35000 | 3.08 | 2.1 | 8 | 6.3
Live | 217464833 |  | 11.2 | 15.5 | 34400 | 20400 | 16300 | 3.28 | 2.26 | 34600 | 3.06 | 2.1 | 8 | 6.3
Live | 217464834 |  | 11.2 | 15.5 | 35200 | 20600 | 16500 | 3.29 | 2.28 | 35200 | 3.14 | 2.12 | 8 | 6.3
Live | 217464835 |  | 11.2 | 15.5 | 34600 | 20400 | 16400 | 3.28 | 2.26 | 35000 | 3.08 | 2.1 | 8 | 6.3
Live | 217464836 |  | 11.2 | 15.5 | 34400 | 20400 | 16300 | 3.28 | 2.28 | 34600 | 3.06 | 2.12 | 8 | 6.3
Live | 217464837 |  | 11.5 | 18 | 47500 | 29000 | 23400 | 3.37 | 2.32 | 46500 | 2.98 | 1.88 | 8.2 | 6.4
Live | 217464838 |  | 11.7 | 18 | 48000 | 28000 | 22000 | 3.43 | 2.3 | 45500 | 3 | 1.82 | 7.8 | 6.2
Live | 217464839 |  | 11.2 | 16.5 | 48000 | 28200 | 26600 | 3.28 | 2.36 | 45500 | 3.18 | 1.84 | 8.1 | 6.4
Live | 217464840 |  | 11.2 | 16.5 | 48000 | 28200 | 26600 | 3.28 | 2.36 | 45500 | 3.18 | 1.84 | 8.1 | 6.4
Live | 217464841 |  | 11.5 | 16.5 | 48000 | 28000 | 26400 | 3.37 | 2.36 | 45500 | 3.18 | 1.84 | 8.1 | 6.4
Live | 217464842 |  | 11.5 | 16.5 | 48000 | 28000 | 26400 | 3.37 | 2.36 | 45500 | 3.18 | 1.84 | 8.1 | 6.4
Live | 217464843 |  | 11.2 | 18 | 46500 | 29000 | 28800 | 3.28 | 2.38 | 47000 | 3.2 | 1.92 | 8.2 | 6.7
Live | 217464844 |  | 11.2 | 17 | 46500 | 29000 | 28600 | 3.28 | 2.38 | 47000 | 3.18 | 1.92 | 8.2 | 6.7
Live | 217464845 |  | 11.2 | 17 | 46500 | 29000 | 28600 | 3.28 | 2.38 | 47000 | 3.18 | 1.92 | 8.2 | 6.7
Live | 217464846 |  | 11.2 | 17 | 46000 | 28800 | 28600 | 3.28 | 2.36 | 46500 | 3.14 | 1.9 | 8.2 | 6.6
Live | 217464847 |  | 11.2 | 17.5 | 46500 | 29200 | 29000 | 3.28 | 2.38 | 47500 | 3.22 | 1.9 | 8.2 | 6.7
Live | 217464848 |  | 11.2 | 17.5 | 46500 | 29200 | 29000 | 3.28 | 2.38 | 47500 | 3.22 | 1.9 | 8.2 | 6.7
Live | 217464849 |  | 11 | 17 | 46000 | 29000 | 28800 | 3.23 | 2.34 | 47000 | 3.14 | 1.9 | 8.2 | 6.6
Live | 217464850 |  | 11.2 | 17.5 | 46000 | 29000 | 28600 | 3.28 | 2.36 | 47000 | 3.16 | 1.9 | 8.2 | 6.6
Live | 217464851 |  | 11 | 17 | 46500 | 29200 | 29000 | 3.22 | 2.36 | 47500 | 3.2 | 1.9 | 8.2 | 6.6
Live | 217464852 |  | 11 | 17 | 46000 | 29000 | 28800 | 3.23 | 2.36 | 47000 | 3.14 | 1.9 | 8.2 | 6.6
Live | 217464853 |  | 11.2 | 16.5 | 46000 | 29000 | 28600 | 3.28 | 2.36 | 47000 | 3.14 | 1.9 | 8.2 | 6.6
Live | 217464854 |  | 11.2 | 17.5 | 47000 | 29400 | 29000 | 3.28 | 2.38 | 47500 | 3.24 | 1.92 | 8.1 | 6.6
Live | 217464855 |  | 11 | 17 | 46500 | 29400 | 29000 | 3.22 | 2.36 | 47500 | 3.18 | 1.9 | 8.2 | 6.6
Live | 217464856 |  | 11.7 | 18 | 47500 | 29800 | 28800 | 3.43 | 2.34 | 48000 | 3.18 | 1.96 | 8 | 6.5
Live | 217464857 |  | 11.2 | 18 | 47000 | 30200 | 29400 | 3.28 | 2.3 | 48000 | 3.12 | 1.92 | 8 | 6.5
Live | 217464858 |  | 11.2 | 17 | 47000 | 30000 | 29000 | 3.28 | 2.32 | 48000 | 3.14 | 1.94 | 8 | 6.5
Live | 217464859 |  | 11.2 | 17 | 47000 | 30000 | 29200 | 3.28 | 2.32 | 48000 | 3.14 | 1.94 | 8 | 6.5
Live | 217464860 |  | 11.5 | 17.5 | 47500 | 32600 | 29800 | 3.37 | 2.44 | 48000 | 3.24 | 1.92 | 8.5 | 6.9
Live | 217464862 |  | 13 | 19 | 24000 | 16600 | 16600 | 3.8 | 2.44 | 24000 | 3.2 | 2.02 | 8.5 | 7.1
Live | 217464863 |  | 13 | 18.5 | 23800 | 16400 | 16300 | 3.81 | 2.46 | 24000 | 3.15 | 2.02 | 8.5 | 7.1
Live | 217464864 |  | 13 | 18.5 | 23800 | 16400 | 16300 | 3.81 | 2.46 | 24000 | 3.15 | 2.02 | 8.5 | 7.1
Live | 217464865 |  | 13 | 19.5 | 23000 | 16200 | 16200 | 3.81 | 2.42 | 24000 | 3.04 | 2 | 8.5 | 7
Live | 217464866 |  | 13 | 19 | 24000 | 16700 | 16600 | 3.8 | 2.43 | 24000 | 3.2 | 2.02 | 8.5 | 7.1
Live | 217464867 |  | 13 | 19 | 24000 | 16600 | 16500 | 3.8 | 2.46 | 24000 | 3.23 | 2.04 | 8.5 | 7.1
Live | 217464868 |  | 12.8 | 18 | 24000 | 16700 | 16700 | 3.74 | 2.42 | 24000 | 3.18 | 2.02 | 8.5 | 7.1
Live | 217464869 |  | 13 | 18.5 | 24000 | 16600 | 16500 | 3.8 | 2.46 | 24000 | 3.23 | 2.04 | 8.5 | 7.1
Live | 217464870 |  | 13 | 19 | 23600 | 16400 | 16400 | 3.8 | 2.44 | 24000 | 3.14 | 2.02 | 8.5 | 7
Live | 217464871 |  | 13 | 20 | 23600 | 16200 | 16200 | 3.8 | 2.46 | 24000 | 3.14 | 2.02 | 8.5 | 7.1
Live | 217464872 |  | 13 | 19 | 24000 | 16700 | 16600 | 3.8 | 2.43 | 24000 | 3.2 | 2.02 | 8.5 | 7.1
Live | 217464873 |  | 12.8 | 18.5 | 24000 | 16700 | 16700 | 3.74 | 2.43 | 24000 | 3.18 | 2.02 | 8.5 | 7.1
Live | 217464874 |  | 12.8 | 18 | 24000 | 16700 | 16700 | 3.74 | 2.43 | 24000 | 3.18 | 2.02 | 8.5 | 7.1
Live | 217464875 |  | 13 | 19.5 | 23800 | 16600 | 16500 | 3.81 | 2.44 | 24000 | 3.18 | 2.02 | 8.5 | 7.1
Live | 217464876 |  | 13 | 19.5 | 23800 | 16600 | 16500 | 3.81 | 2.44 | 24000 | 3.18 | 2.02 | 8.5 | 7.1
Live | 217464877 |  | 13 | 20 | 23400 | 16200 | 16200 | 3.81 | 2.43 | 24000 | 3.13 | 2.02 | 8.5 | 7.1
Live | 217464878 |  | 13 | 19 | 24000 | 16700 | 16600 | 3.8 | 2.43 | 24000 | 3.2 | 2.02 | 8.5 | 7.1
Live | 217464879 |  | 13 | 19 | 24000 | 16700 | 16600 | 3.8 | 2.43 | 24000 | 3.2 | 2.02 | 8.5 | 7.1
Live | 217464880 |  | 13 | 19 | 23200 | 16200 | 16200 | 3.82 | 2.42 | 24000 | 3.06 | 2 | 8.5 | 7.1
Live | 217464881 |  | 13 | 19 | 23200 | 16200 | 16200 | 3.82 | 2.42 | 24000 | 3.06 | 2 | 8.5 | 7.1
Live | 217464882 |  | 13 | 18 | 23600 | 16400 | 16400 | 3.8 | 2.44 | 24000 | 3.14 | 2.02 | 8.5 | 7.1
Live | 217464883 |  | 13 | 18 | 23600 | 16300 | 16300 | 3.8 | 2.44 | 24000 | 3.14 | 2.02 | 8.5 | 7.1
Live | 217464886 |  | 13 | 19 | 23400 | 14500 | 13600 | 3.81 | 2.14 | 23000 | 3.02 | 1.86 | 8.2 | 6.5
Live | 217464887 |  | 12.4 | 16 | 24000 | 15200 | 14200 | 3.63 | 2.14 | 24000 | 3.13 | 1.86 | 8.1 | 6.4
Live | 217464888 |  | 12.4 | 16 | 24000 | 15200 | 14200 | 3.63 | 2.14 | 24000 | 3.13 | 1.86 | 8.1 | 6.4
Live | 217464889 |  | 13 | 18.5 | 24000 | 14800 | 13800 | 3.8 | 2.18 | 23600 | 3.14 | 1.88 | 8.2 | 6.5
Live | 217464890 |  | 13 | 18.5 | 24000 | 14800 | 13800 | 3.8 | 2.18 | 23600 | 3.14 | 1.88 | 8.2 | 6.5
Live | 217464891 |  | 13 | 19.5 | 23400 | 14600 | 13700 | 3.81 | 2.14 | 23200 | 3.02 | 1.86 | 8.1 | 6.4
Live | 217464892 |  | 12.6 | 19 | 24000 | 15100 | 14100 | 3.7 | 2.16 | 24000 | 3.14 | 1.88 | 8.2 | 6.5
Live | 217464893 |  | 12.8 | 19 | 24000 | 15000 | 14000 | 3.74 | 2.18 | 23800 | 3.18 | 1.88 | 8.2 | 6.5
Live | 217464894 |  | 12.4 | 18 | 24000 | 15100 | 14200 | 3.63 | 2.14 | 24000 | 3.13 | 1.86 | 8.2 | 6.5
Live | 217464895 |  | 12.8 | 18 | 24000 | 15000 | 14000 | 3.74 | 2.18 | 23800 | 3.18 | 1.88 | 8.2 | 6.5
Live | 217464898 |  | 12.4 | 17.5 | 22000 | 15000 | 14900 | 3.64 | 2.2 | 23600 | 3.25 | 1.88 | 8.2 | 6.7
Live | 217464899 |  | 13 | 19 | 23800 | 14800 | 13800 | 3.81 | 2.16 | 23400 | 3.1 | 1.88 | 8.1 | 6.4
Live | 217464900 |  | 12.4 | 17 | 22400 | 15300 | 15100 | 3.63 | 2.24 | 24000 | 3.37 | 1.9 | 8.5 | 6.8
Live | 217464901 |  | 12.4 | 17 | 22400 | 15300 | 15100 | 3.63 | 2.24 | 24000 | 3.37 | 1.9 | 8.5 | 6.8
Live | 217464902 |  | 12.4 | 17.5 | 22000 | 15100 | 15000 | 3.64 | 2.2 | 23600 | 3.25 | 1.88 | 8.2 | 6.7
Live | 217464903 |  | 13 | 20 | 23800 | 14700 | 13700 | 3.81 | 2.18 | 23400 | 3.12 | 1.88 | 8.2 | 6.5
Live | 217464904 |  | 12 | 17.5 | 22600 | 15600 | 15200 | 3.52 | 2.22 | 24000 | 3.37 | 1.88 | 8.5 | 6.8
Live | 217464905 |  | 12.6 | 19 | 24000 | 15100 | 14100 | 3.7 | 2.16 | 23800 | 3.16 | 1.88 | 8.2 | 6.5
Live | 217464906 |  | 12.2 | 17.5 | 22600 | 15500 | 15100 | 3.58 | 2.22 | 24000 | 3.38 | 1.9 | 8.5 | 6.8
Live | 217464907 |  | 11.7 | 16.5 | 22400 | 15600 | 15300 | 3.44 | 2.2 | 24000 | 3.32 | 1.88 | 8.2 | 6.7
Live | 217464908 |  | 12.6 | 18 | 24000 | 15100 | 14100 | 3.7 | 2.16 | 24000 | 3.14 | 1.88 | 8.2 | 6.5
Live | 217464909 |  | 12.2 | 17 | 22600 | 15500 | 15100 | 3.58 | 2.22 | 24000 | 3.38 | 1.9 | 8.5 | 6.8
Live | 217464910 |  | 12.6 | 18 | 24000 | 15100 | 14100 | 3.7 | 2.16 | 24000 | 3.14 | 1.88 | 8.2 | 6.5
Live | 217464911 |  | 12.4 | 17.5 | 22200 | 15300 | 15100 | 3.63 | 2.22 | 24000 | 3.32 | 1.9 | 8.2 | 6.7
Live | 217464912 |  | 12.8 | 19 | 24000 | 15000 | 14000 | 3.74 | 2.15 | 23800 | 3.16 | 1.88 | 8.2 | 6.5
Live | 217464913 |  | 12.8 | 19 | 24000 | 15000 | 14000 | 3.74 | 2.15 | 23800 | 3.16 | 1.88 | 8.2 | 6.5
Live | 217464914 |  | 13 | 20 | 23600 | 14700 | 13700 | 3.8 | 2.16 | 23400 | 3.1 | 1.88 | 8.2 | 6.5
Live | 217464915 |  | 12.6 | 19 | 24000 | 15100 | 14100 | 3.7 | 2.16 | 23800 | 3.16 | 1.88 | 8.2 | 6.5
Live | 217464916 |  | 12.6 | 19 | 24000 | 15100 | 14100 | 3.7 | 2.16 | 23800 | 3.16 | 1.88 | 8.2 | 6.5
Live | 217464917 |  | 13 | 19 | 23400 | 14600 | 13700 | 3.81 | 2.14 | 23200 | 3.04 | 1.86 | 8.2 | 6.5
Live | 217464918 |  | 12 | 17 | 22400 | 15600 | 15200 | 3.51 | 2.2 | 24000 | 3.33 | 1.88 | 8.5 | 6.8
Live | 217464919 |  | 11.7 | 16.5 | 22400 | 15600 | 15200 | 3.44 | 2.2 | 24000 | 3.33 | 1.88 | 8.5 | 6.8
Live | 217464920 |  | 13 | 19 | 23400 | 14600 | 13700 | 3.81 | 2.14 | 23200 | 3.04 | 1.86 | 8.2 | 6.5
Live | 217464921 |  | 13 | 18 | 23800 | 14800 | 13800 | 3.81 | 2.16 | 23400 | 3.12 | 1.88 | 8.2 | 6.5
Live | 217464922 |  | 13 | 18.5 | 23800 | 14800 | 13800 | 3.81 | 2.16 | 23400 | 3.12 | 1.88 | 8.2 | 6.5
Live | 217464929 |  | 10 | 15.2 | 35200 | 21000 | 16700 | 2.93 | 2.3 | 32000 | 3 | 2.1 | 8.2 | 6.5
Live | 217464930 |  | 9.8 | 16 | 35600 | 21400 | 17100 | 2.87 | 2.28 | 32200 | 2.96 | 2.06 | 8.2 | 6.5
Live | 217464931 |  | 10.5 | 16 | 34800 | 20400 | 16200 | 3.08 | 2.32 | 31200 | 2.98 | 2.12 | 8.2 | 6.5
Live | 217464932 |  | 10 | 15.5 | 35400 | 20800 | 16500 | 2.93 | 2.34 | 31800 | 3.04 | 2.12 | 8.2 | 6.5
Live | 217464933 |  | 10 | 15.5 | 35400 | 20800 | 16500 | 2.93 | 2.34 | 31800 | 3.04 | 2.12 | 8.2 | 6.5
Live | 217464934 |  | 10 | 17 | 35000 | 20800 | 16500 | 2.93 | 2.3 | 31600 | 2.96 | 2.1 | 8.2 | 6.5
Live | 217464935 |  | 10 | 16 | 34800 | 20600 | 16300 | 2.93 | 2.3 | 31400 | 2.96 | 2.1 | 8.2 | 6.5
Live | 217464936 |  | 10 | 16 | 34800 | 20600 | 16300 | 2.93 | 2.32 | 31400 | 2.96 | 2.12 | 8.2 | 6.5
Live | 217464937 |  | 10 | 16 | 34800 | 20600 | 16400 | 2.93 | 2.32 | 31600 | 2.98 | 2.12 | 8.2 | 6.5
Live | 217464938 |  | 10 | 16.5 | 35600 | 21000 | 16700 | 2.93 | 2.34 | 32000 | 3.04 | 2.12 | 8.2 | 6.4
Live | 217464939 |  | 10 | 16 | 35000 | 20800 | 16400 | 2.93 | 2.32 | 31600 | 2.98 | 2.12 | 8.2 | 6.5
Live | 217464940 |  | 10 | 15.2 | 34200 | 20800 | 16500 | 2.93 | 2.4 | 31800 | 3 | 2.06 | 8.2 | 6.5
Live | 217464942 |  | 10 | 16.5 | 34200 | 20800 | 16500 | 2.93 | 2.4 | 31600 | 3 | 2.06 | 8.2 | 6.5
Live | 217464943 |  | 10.5 | 17 | 34600 | 20800 | 16500 | 3.07 | 2.44 | 32000 | 3.08 | 2.08 | 8.2 | 6.5
Live | 217464944 |  | 10.5 | 15.5 | 34600 | 20800 | 16400 | 3.07 | 2.46 | 32000 | 3.08 | 2.08 | 8.2 | 6.5
Live | 217464945 |  | 10.5 | 15.5 | 34600 | 20800 | 16400 | 3.07 | 2.46 | 32000 | 3.08 | 2.08 | 8.2 | 6.5
Live | 217464946 |  | 10 | 16.5 | 34800 | 21000 | 16600 | 2.93 | 2.44 | 32200 | 3.08 | 2.08 | 8.2 | 6.5
Live | 217464947 |  | 10 | 16.5 | 34800 | 21000 | 16600 | 2.93 | 2.44 | 32200 | 3.08 | 2.08 | 8.2 | 6.5
Live | 217464948 |  | 10.5 | 15.5 | 34600 | 20800 | 16300 | 3.07 | 2.46 | 31800 | 3.06 | 2.1 | 8.2 | 6.5
Live | 217464949 |  | 10.5 | 15.5 | 34600 | 20800 | 16300 | 3.07 | 2.46 | 31800 | 3.06 | 2.1 | 8.2 | 6.5
Live | 217464950 |  | 10 | 16 | 34400 | 21200 | 16800 | 2.93 | 2.38 | 32200 | 3 | 2.04 | 8.2 | 6.5
Live | 217464951 |  | 10 | 16 | 34200 | 20800 | 16500 | 2.93 | 2.4 | 32000 | 3 | 2.06 | 8.2 | 6.5
Live | 217464952 |  | 10 | 16 | 34200 | 20800 | 16400 | 2.93 | 2.42 | 31800 | 3 | 2.06 | 8.2 | 6.5
Live | 217464953 |  | 10.5 | 16 | 34400 | 20800 | 16800 | 3.07 | 2.2 | 35400 | 3.02 | 2.04 | 8 | 6.3
Live | 217464954 |  | 10 | 16.5 | 34800 | 21200 | 16700 | 2.93 | 2.42 | 32200 | 3.06 | 2.06 | 8.2 | 6.5
Live | 217464955 |  | 10.5 | 16 | 34400 | 20800 | 16900 | 3.07 | 2.2 | 35400 | 3.02 | 2.04 | 8 | 6.3
Live | 217464956 |  | 10 | 15.5 | 34800 | 21200 | 16700 | 2.93 | 2.42 | 32400 | 3.06 | 2.06 | 8.1 | 6.4
Live | 217464957 |  | 10.5 | 16 | 34200 | 20600 | 16500 | 3.07 | 2.24 | 34800 | 3.02 | 2.08 | 8 | 6.3
Live | 217464958 |  | 10.5 | 16 | 34600 | 21000 | 16900 | 3.07 | 2.2 | 35400 | 3.02 | 2.04 | 8 | 6.3
Live | 217464959 |  | 10 | 16.5 | 34600 | 21200 | 16700 | 2.93 | 2.4 | 32200 | 3.02 | 2.04 | 8.2 | 6.5
Live | 217464960 |  | 10 | 16.5 | 34000 | 20800 | 16400 | 2.93 | 2.4 | 31800 | 2.98 | 2.06 | 8.2 | 6.5
Live | 217464961 |  | 10.5 | 16.5 | 34800 | 22200 | 16800 | 3.08 | 2.38 | 35400 | 3.16 | 2.2 | 8.5 | 6.7
Live | 217464962 |  | 10.5 | 16 | 34800 | 22200 | 16900 | 3.08 | 2.36 | 35400 | 3.16 | 2.2 | 8.5 | 6.7
Live | 217464963 |  | 10.5 | 16.5 | 34800 | 22000 | 16800 | 3.08 | 2.38 | 35400 | 3.16 | 2.2 | 8.5 | 6.7
Live | 217464964 |  | 10.5 | 17.5 | 33400 | 21800 | 16600 | 3.08 | 2.1 | 32800 | 2.86 | 1.94 | 8.1 | 6.4
Live | 217464965 |  | 10.5 | 17.5 | 33400 | 21800 | 16600 | 3.08 | 2.1 | 32800 | 2.86 | 1.94 | 8.1 | 6.4
Live | 217464966 |  | 10.5 | 17.5 | 33600 | 21600 | 16500 | 3.08 | 2.12 | 32600 | 2.86 | 1.96 | 8.1 | 6.4
Live | 217464967 |  | 10.5 | 17.5 | 33800 | 21800 | 16600 | 3.08 | 2.12 | 32800 | 2.88 | 1.96 | 8.1 | 6.4
Live | 217464968 |  | 10.5 | 17.5 | 33800 | 21800 | 16600 | 3.08 | 2.12 | 32800 | 2.88 | 1.96 | 8.1 | 6.4
Live | 217464969 |  | 10.5 | 17.5 | 33600 | 21800 | 16700 | 3.08 | 2.12 | 33000 | 2.88 | 1.94 | 8.1 | 6.4
Live | 217464970 |  | 10.5 | 17.5 | 33600 | 21800 | 16600 | 3.08 | 2.12 | 32800 | 2.88 | 1.94 | 8.1 | 6.4
Live | 217464971 |  | 10.5 | 18 | 34200 | 22200 | 16800 | 3.07 | 2.14 | 33400 | 2.92 | 1.94 | 8.2 | 6.4
Live | 217464972 |  | 10.5 | 17.5 | 33600 | 21600 | 16500 | 3.08 | 2.12 | 32600 | 2.86 | 1.96 | 8.1 | 6.4
Live | 217464974 |  | 11.7 | 14.7 | 22400 | 15600 | 15300 | 3.44 | 2.2 | 24000 | 3.32 | 1.88 | 8.2 | 6.7
Live | 217464975 |  | 11.7 | 14.7 | 22400 | 15600 | 15300 | 3.44 | 2.2 | 24000 | 3.32 | 1.88 | 8.2 | 6.7
Live | 217464980 |  | 11.2 | 16 | 34400 | 20400 | 16400 | 3.28 | 2.26 | 35000 | 3.08 | 2.1 | 8 | 6.3
Live | 217464981 |  | 11 | 15.5 | 34400 | 20400 | 16400 | 3.22 | 2.26 | 35000 | 3.08 | 2.1 | 8 | 6.3
Live | 217464982 |  | 11.2 | 15.5 | 34400 | 20400 | 16300 | 3.28 | 2.26 | 34600 | 3.06 | 2.1 | 8 | 6.3
Live | 217464983 |  | 11.2 | 15.5 | 35200 | 20600 | 16500 | 3.29 | 2.28 | 35200 | 3.14 | 2.12 | 8 | 6.3
Live | 217464984 |  | 11.2 | 15.5 | 34600 | 20400 | 16400 | 3.28 | 2.26 | 35000 | 3.08 | 2.1 | 8 | 6.3
Live | 217464985 |  | 11.2 | 15.5 | 34400 | 20400 | 16300 | 3.28 | 2.28 | 34600 | 3.06 | 2.12 | 8 | 6.3
Live | 217464986 |  | 11.5 | 18 | 47500 | 29000 | 23400 | 3.37 | 2.32 | 46500 | 2.98 | 1.88 | 8.2 | 6.4
Live | 217464987 |  | 11.7 | 18 | 48000 | 28000 | 22000 | 3.43 | 2.3 | 45500 | 3 | 1.82 | 7.8 | 6.2
Live | 217464988 |  | 11.2 | 16.5 | 48000 | 28200 | 26600 | 3.28 | 2.36 | 45500 | 3.18 | 1.84 | 8.1 | 6.4
Live | 217464989 |  | 11.2 | 16.5 | 48000 | 28200 | 26600 | 3.28 | 2.36 | 45500 | 3.18 | 1.84 | 8.1 | 6.4
Live | 217464990 |  | 11.5 | 16.5 | 48000 | 28000 | 26400 | 3.37 | 2.36 | 45500 | 3.18 | 1.84 | 8.1 | 6.4
Live | 217464991 |  | 11.5 | 16.5 | 48000 | 28000 | 26400 | 3.37 | 2.36 | 45500 | 3.18 | 1.84 | 8.1 | 6.4
Live | 217464992 |  | 11.2 | 18 | 46500 | 29000 | 28800 | 3.28 | 2.38 | 47000 | 3.2 | 1.92 | 8.2 | 6.7
Live | 217464993 |  | 11.2 | 17 | 46500 | 29000 | 28600 | 3.28 | 2.38 | 47000 | 3.18 | 1.92 | 8.2 | 6.7
Live | 217464994 |  | 11.2 | 17 | 46500 | 29000 | 28600 | 3.28 | 2.38 | 47000 | 3.18 | 1.92 | 8.2 | 6.7
Live | 217464995 |  | 11.2 | 17 | 46000 | 28800 | 28600 | 3.28 | 2.36 | 46500 | 3.14 | 1.9 | 8.2 | 6.6
Live | 217464996 |  | 11.2 | 17.5 | 46500 | 29200 | 29000 | 3.28 | 2.38 | 47500 | 3.22 | 1.9 | 8.2 | 6.7
Live | 217464997 |  | 11.2 | 17.5 | 46500 | 29200 | 29000 | 3.28 | 2.38 | 47500 | 3.22 | 1.9 | 8.2 | 6.7
Live | 217464998 |  | 11 | 17 | 46000 | 29000 | 28800 | 3.23 | 2.34 | 47000 | 3.14 | 1.9 | 8.2 | 6.6
Live | 217464999 |  | 11.2 | 17.5 | 46000 | 29000 | 28600 | 3.28 | 2.36 | 47000 | 3.16 | 1.9 | 8.2 | 6.6
Live | 217465000 |  | 11 | 17 | 46500 | 29200 | 29000 | 3.22 | 2.36 | 47500 | 3.2 | 1.9 | 8.2 | 6.6
Live | 217465001 |  | 11 | 17 | 46000 | 29000 | 28800 | 3.23 | 2.36 | 47000 | 3.14 | 1.9 | 8.2 | 6.6
Live | 217465002 |  | 11.2 | 16.5 | 46000 | 29000 | 28600 | 3.28 | 2.36 | 47000 | 3.14 | 1.9 | 8.2 | 6.6
Live | 217465003 |  | 11.2 | 17.5 | 47000 | 29400 | 29000 | 3.28 | 2.38 | 47500 | 3.24 | 1.92 | 8.1 | 6.6
Live | 217465004 |  | 11 | 17 | 46500 | 29400 | 29000 | 3.22 | 2.36 | 47500 | 3.18 | 1.9 | 8.2 | 6.6
Live | 217465005 |  | 11.7 | 18 | 47500 | 29800 | 28800 | 3.43 | 2.34 | 48000 | 3.18 | 1.96 | 8 | 6.5
Live | 217465006 |  | 11.2 | 18 | 47000 | 30200 | 29400 | 3.28 | 2.3 | 48000 | 3.12 | 1.92 | 8 | 6.5
Live | 217465007 |  | 11.2 | 17 | 47000 | 30000 | 29000 | 3.28 | 2.32 | 48000 | 3.14 | 1.94 | 8 | 6.5
Live | 217465008 |  | 11.2 | 17 | 47000 | 30000 | 29200 | 3.28 | 2.32 | 48000 | 3.14 | 1.94 | 8 | 6.5
Live | 217465009 |  | 11.5 | 17.5 | 47500 | 32600 | 29800 | 3.37 | 2.44 | 48000 | 3.24 | 1.92 | 8.5 | 6.9
Live | 217465011 |  | 13 | 19 | 24000 | 16600 | 16600 | 3.8 | 2.44 | 24000 | 3.2 | 2.02 | 8.5 | 7.1
Live | 217465012 |  | 13 | 18.5 | 23800 | 16400 | 16300 | 3.81 | 2.46 | 24000 | 3.15 | 2.02 | 8.5 | 7.1
Live | 217465013 |  | 13 | 18.5 | 23800 | 16400 | 16300 | 3.81 | 2.46 | 24000 | 3.15 | 2.02 | 8.5 | 7.1
Live | 217465014 |  | 13 | 19.5 | 23000 | 16200 | 16200 | 3.81 | 2.42 | 24000 | 3.04 | 2 | 8.5 | 7
Live | 217465015 |  | 13 | 19 | 24000 | 16700 | 16600 | 3.8 | 2.43 | 24000 | 3.2 | 2.02 | 8.5 | 7.1
Live | 217465016 |  | 13 | 19 | 24000 | 16600 | 16500 | 3.8 | 2.46 | 24000 | 3.23 | 2.04 | 8.5 | 7.1
Live | 217465017 |  | 12.8 | 18 | 24000 | 16700 | 16700 | 3.74 | 2.42 | 24000 | 3.18 | 2.02 | 8.5 | 7.1
Live | 217465018 |  | 13 | 18.5 | 24000 | 16600 | 16500 | 3.8 | 2.46 | 24000 | 3.23 | 2.04 | 8.5 | 7.1
Live | 217465019 |  | 13 | 19 | 23600 | 16400 | 16400 | 3.8 | 2.44 | 24000 | 3.14 | 2.02 | 8.5 | 7
Live | 217465020 |  | 13 | 20 | 23600 | 16200 | 16200 | 3.8 | 2.46 | 24000 | 3.14 | 2.02 | 8.5 | 7.1
Live | 217465021 |  | 13 | 19 | 24000 | 16700 | 16600 | 3.8 | 2.43 | 24000 | 3.2 | 2.02 | 8.5 | 7.1
Live | 217465022 |  | 12.8 | 18.5 | 24000 | 16700 | 16700 | 3.74 | 2.43 | 24000 | 3.18 | 2.02 | 8.5 | 7.1
Live | 217465023 |  | 12.8 | 18 | 24000 | 16700 | 16700 | 3.74 | 2.43 | 24000 | 3.18 | 2.02 | 8.5 | 7.1
Live | 217465024 |  | 13 | 19.5 | 23800 | 16600 | 16500 | 3.81 | 2.44 | 24000 | 3.18 | 2.02 | 8.5 | 7.1
Live | 217465025 |  | 13 | 19.5 | 23800 | 16600 | 16500 | 3.81 | 2.44 | 24000 | 3.18 | 2.02 | 8.5 | 7.1
Live | 217465026 |  | 13 | 20 | 23400 | 16200 | 16200 | 3.81 | 2.43 | 24000 | 3.13 | 2.02 | 8.5 | 7.1
Live | 217465027 |  | 13 | 19 | 24000 | 16700 | 16600 | 3.8 | 2.43 | 24000 | 3.2 | 2.02 | 8.5 | 7.1
Live | 217465028 |  | 13 | 19 | 24000 | 16700 | 16600 | 3.8 | 2.43 | 24000 | 3.2 | 2.02 | 8.5 | 7.1
Live | 217465029 |  | 13 | 19 | 23200 | 16200 | 16200 | 3.82 | 2.42 | 24000 | 3.06 | 2 | 8.5 | 7.1
Live | 217465030 |  | 13 | 19 | 23200 | 16200 | 16200 | 3.82 | 2.42 | 24000 | 3.06 | 2 | 8.5 | 7.1
Live | 217465031 |  | 13 | 18 | 23600 | 16400 | 16400 | 3.8 | 2.44 | 24000 | 3.14 | 2.02 | 8.5 | 7.1
Live | 217465032 |  | 13 | 18 | 23600 | 16300 | 16300 | 3.8 | 2.44 | 24000 | 3.14 | 2.02 | 8.5 | 7.1
Live | 217465035 |  | 13 | 19 | 23400 | 14500 | 13600 | 3.81 | 2.14 | 23000 | 3.02 | 1.86 | 8.2 | 6.5
Live | 217465036 |  | 12.4 | 16 | 24000 | 15200 | 14200 | 3.63 | 2.14 | 24000 | 3.13 | 1.86 | 8.1 | 6.4
Live | 217465037 |  | 12.4 | 16 | 24000 | 15200 | 14200 | 3.63 | 2.14 | 24000 | 3.13 | 1.86 | 8.1 | 6.4
Live | 217465038 |  | 13 | 18.5 | 24000 | 14800 | 13800 | 3.8 | 2.18 | 23600 | 3.14 | 1.88 | 8.2 | 6.5
Live | 217465039 |  | 13 | 18.5 | 24000 | 14800 | 13800 | 3.8 | 2.18 | 23600 | 3.14 | 1.88 | 8.2 | 6.5
Live | 217465040 |  | 13 | 19.5 | 23400 | 14600 | 13700 | 3.81 | 2.14 | 23200 | 3.02 | 1.86 | 8.1 | 6.4
Live | 217465041 |  | 12.6 | 19 | 24000 | 15100 | 14100 | 3.7 | 2.16 | 24000 | 3.14 | 1.88 | 8.2 | 6.5
Live | 217465042 |  | 12.8 | 19 | 24000 | 15000 | 14000 | 3.74 | 2.18 | 23800 | 3.18 | 1.88 | 8.2 | 6.5
Live | 217465043 |  | 12.4 | 18 | 24000 | 15100 | 14200 | 3.63 | 2.14 | 24000 | 3.13 | 1.86 | 8.2 | 6.5
Live | 217465044 |  | 12.8 | 18 | 24000 | 15000 | 14000 | 3.74 | 2.18 | 23800 | 3.18 | 1.88 | 8.2 | 6.5
Live | 217465047 |  | 12.4 | 17.5 | 22000 | 15000 | 14900 | 3.64 | 2.2 | 23600 | 3.25 | 1.88 | 8.2 | 6.7
Live | 217465048 |  | 13 | 19 | 23800 | 14800 | 13800 | 3.81 | 2.16 | 23400 | 3.1 | 1.88 | 8.1 | 6.4
Live | 217465049 |  | 12.4 | 17 | 22400 | 15300 | 15100 | 3.63 | 2.24 | 24000 | 3.37 | 1.9 | 8.5 | 6.8
Live | 217465050 |  | 12.4 | 17 | 22400 | 15300 | 15100 | 3.63 | 2.24 | 24000 | 3.37 | 1.9 | 8.5 | 6.8
Live | 217465051 |  | 12.4 | 17.5 | 22000 | 15100 | 15000 | 3.64 | 2.2 | 23600 | 3.25 | 1.88 | 8.2 | 6.7
Live | 217465052 |  | 13 | 20 | 23800 | 14700 | 13700 | 3.81 | 2.18 | 23400 | 3.12 | 1.88 | 8.2 | 6.5
Live | 217465053 |  | 12 | 17.5 | 22600 | 15600 | 15200 | 3.52 | 2.22 | 24000 | 3.37 | 1.88 | 8.5 | 6.8
Live | 217465054 |  | 12.6 | 19 | 24000 | 15100 | 14100 | 3.7 | 2.16 | 23800 | 3.16 | 1.88 | 8.2 | 6.5
Live | 217465055 |  | 12.2 | 17.5 | 22600 | 15500 | 15100 | 3.58 | 2.22 | 24000 | 3.38 | 1.9 | 8.5 | 6.8
Live | 217465056 |  | 11.7 | 16.5 | 22400 | 15600 | 15300 | 3.44 | 2.2 | 24000 | 3.32 | 1.88 | 8.2 | 6.7
Live | 217465057 |  | 12.6 | 18 | 24000 | 15100 | 14100 | 3.7 | 2.16 | 24000 | 3.14 | 1.88 | 8.2 | 6.5
Live | 217465058 |  | 12.2 | 17 | 22600 | 15500 | 15100 | 3.58 | 2.22 | 24000 | 3.38 | 1.9 | 8.5 | 6.8
Live | 217465059 |  | 12.6 | 18 | 24000 | 15100 | 14100 | 3.7 | 2.16 | 24000 | 3.14 | 1.88 | 8.2 | 6.5
Live | 217465060 |  | 12.4 | 17.5 | 22200 | 15300 | 15100 | 3.63 | 2.22 | 24000 | 3.32 | 1.9 | 8.2 | 6.7
Live | 217465061 |  | 12.8 | 19 | 24000 | 15000 | 14000 | 3.74 | 2.15 | 23800 | 3.16 | 1.88 | 8.2 | 6.5
Live | 217465062 |  | 12.8 | 19 | 24000 | 15000 | 14000 | 3.74 | 2.15 | 23800 | 3.16 | 1.88 | 8.2 | 6.5
Live | 217465063 |  | 13 | 20 | 23600 | 14700 | 13700 | 3.8 | 2.16 | 23400 | 3.1 | 1.88 | 8.2 | 6.5
Live | 217465064 |  | 12.6 | 19 | 24000 | 15100 | 14100 | 3.7 | 2.16 | 23800 | 3.16 | 1.88 | 8.2 | 6.5
Live | 217465065 |  | 12.6 | 19 | 24000 | 15100 | 14100 | 3.7 | 2.16 | 23800 | 3.16 | 1.88 | 8.2 | 6.5
Live | 217465066 |  | 13 | 19 | 23400 | 14600 | 13700 | 3.81 | 2.14 | 23200 | 3.04 | 1.86 | 8.2 | 6.5
Live | 217465067 |  | 12 | 17 | 22400 | 15600 | 15200 | 3.51 | 2.2 | 24000 | 3.33 | 1.88 | 8.5 | 6.8
Live | 217465068 |  | 11.7 | 16.5 | 22400 | 15600 | 15200 | 3.44 | 2.2 | 24000 | 3.33 | 1.88 | 8.5 | 6.8
Live | 217465069 |  | 13 | 19 | 23400 | 14600 | 13700 | 3.81 | 2.14 | 23200 | 3.04 | 1.86 | 8.2 | 6.5
Live | 217465070 |  | 13 | 18 | 23800 | 14800 | 13800 | 3.81 | 2.16 | 23400 | 3.12 | 1.88 | 8.2 | 6.5
Live | 217465071 |  | 13 | 18.5 | 23800 | 14800 | 13800 | 3.81 | 2.16 | 23400 | 3.12 | 1.88 | 8.2 | 6.5
Live | 217465078 |  | 10 | 15.2 | 35200 | 21000 | 16700 | 2.93 | 2.3 | 32000 | 3 | 2.1 | 8.2 | 6.5
Live | 217465079 |  | 9.8 | 16 | 35600 | 21400 | 17100 | 2.87 | 2.28 | 32200 | 2.96 | 2.06 | 8.2 | 6.5
Live | 217465080 |  | 10.5 | 16 | 34800 | 20400 | 16200 | 3.08 | 2.32 | 31200 | 2.98 | 2.12 | 8.2 | 6.5
Live | 217465081 |  | 10 | 15.5 | 35400 | 20800 | 16500 | 2.93 | 2.34 | 31800 | 3.04 | 2.12 | 8.2 | 6.5
Live | 217465082 |  | 10 | 15.5 | 35400 | 20800 | 16500 | 2.93 | 2.34 | 31800 | 3.04 | 2.12 | 8.2 | 6.5
Live | 217465083 |  | 10 | 17 | 35000 | 20800 | 16500 | 2.93 | 2.3 | 31600 | 2.96 | 2.1 | 8.2 | 6.5
Live | 217465084 |  | 10 | 16 | 34800 | 20600 | 16300 | 2.93 | 2.3 | 31400 | 2.96 | 2.1 | 8.2 | 6.5
Live | 217465085 |  | 10 | 16 | 34800 | 20600 | 16300 | 2.93 | 2.32 | 31400 | 2.96 | 2.12 | 8.2 | 6.5
Live | 217465086 |  | 10 | 16 | 34800 | 20600 | 16400 | 2.93 | 2.32 | 31600 | 2.98 | 2.12 | 8.2 | 6.5
Live | 217465087 |  | 10 | 16.5 | 35600 | 21000 | 16700 | 2.93 | 2.34 | 32000 | 3.04 | 2.12 | 8.2 | 6.4
Live | 217465088 |  | 10 | 16 | 35000 | 20800 | 16400 | 2.93 | 2.32 | 31600 | 2.98 | 2.12 | 8.2 | 6.5
Live | 217465089 |  | 10 | 15.2 | 34200 | 20800 | 16500 | 2.93 | 2.4 | 31800 | 3 | 2.06 | 8.2 | 6.5
Live | 217465091 |  | 10 | 16.5 | 34200 | 20800 | 16500 | 2.93 | 2.4 | 31600 | 3 | 2.06 | 8.2 | 6.5
Live | 217465092 |  | 10.5 | 17 | 34600 | 20800 | 16500 | 3.07 | 2.44 | 32000 | 3.08 | 2.08 | 8.2 | 6.5
Live | 217465093 |  | 10.5 | 15.5 | 34600 | 20800 | 16400 | 3.07 | 2.46 | 32000 | 3.08 | 2.08 | 8.2 | 6.5
Live | 217465094 |  | 10.5 | 15.5 | 34600 | 20800 | 16400 | 3.07 | 2.46 | 32000 | 3.08 | 2.08 | 8.2 | 6.5
Live | 217465095 |  | 10 | 16.5 | 34800 | 21000 | 16600 | 2.93 | 2.44 | 32200 | 3.08 | 2.08 | 8.2 | 6.5
Live | 217465096 |  | 10 | 16.5 | 34800 | 21000 | 16600 | 2.93 | 2.44 | 32200 | 3.08 | 2.08 | 8.2 | 6.5
Live | 217465097 |  | 10.5 | 15.5 | 34600 | 20800 | 16300 | 3.07 | 2.46 | 31800 | 3.06 | 2.1 | 8.2 | 6.5
Live | 217465098 |  | 10.5 | 15.5 | 34600 | 20800 | 16300 | 3.07 | 2.46 | 31800 | 3.06 | 2.1 | 8.2 | 6.5
Live | 217465099 |  | 10 | 16 | 34400 | 21200 | 16800 | 2.93 | 2.38 | 32200 | 3 | 2.04 | 8.2 | 6.5
Live | 217465100 |  | 10 | 16 | 34200 | 20800 | 16500 | 2.93 | 2.4 | 32000 | 3 | 2.06 | 8.2 | 6.5
Live | 217465101 |  | 10 | 16 | 34200 | 20800 | 16400 | 2.93 | 2.42 | 31800 | 3 | 2.06 | 8.2 | 6.5
Live | 217465102 |  | 10.5 | 16 | 34400 | 20800 | 16800 | 3.07 | 2.2 | 35400 | 3.02 | 2.04 | 8 | 6.3
Live | 217465103 |  | 10 | 16.5 | 34800 | 21200 | 16700 | 2.93 | 2.42 | 32200 | 3.06 | 2.06 | 8.2 | 6.5
Live | 217465104 |  | 10.5 | 16 | 34400 | 20800 | 16900 | 3.07 | 2.2 | 35400 | 3.02 | 2.04 | 8 | 6.3
Live | 217465105 |  | 10 | 15.5 | 34800 | 21200 | 16700 | 2.93 | 2.42 | 32400 | 3.06 | 2.06 | 8.1 | 6.4
Live | 217465106 |  | 10.5 | 16 | 34200 | 20600 | 16500 | 3.07 | 2.24 | 34800 | 3.02 | 2.08 | 8 | 6.3
Live | 217465107 |  | 10.5 | 16 | 34600 | 21000 | 16900 | 3.07 | 2.2 | 35400 | 3.02 | 2.04 | 8 | 6.3
Live | 217465108 |  | 10 | 16.5 | 34600 | 21200 | 16700 | 2.93 | 2.4 | 32200 | 3.02 | 2.04 | 8.2 | 6.5
Live | 217465109 |  | 10 | 16.5 | 34000 | 20800 | 16400 | 2.93 | 2.4 | 31800 | 2.98 | 2.06 | 8.2 | 6.5
Live | 217465110 |  | 10.5 | 16.5 | 34800 | 22200 | 16800 | 3.08 | 2.38 | 35400 | 3.16 | 2.2 | 8.5 | 6.7
Live | 217465111 |  | 10.5 | 16 | 34800 | 22200 | 16900 | 3.08 | 2.36 | 35400 | 3.16 | 2.2 | 8.5 | 6.7
Live | 217465112 |  | 10.5 | 16.5 | 34800 | 22000 | 16800 | 3.08 | 2.38 | 35400 | 3.16 | 2.2 | 8.5 | 6.7
Live | 217465113 |  | 10.5 | 17.5 | 33400 | 21800 | 16600 | 3.08 | 2.1 | 32800 | 2.86 | 1.94 | 8.1 | 6.4
Live | 217465114 |  | 10.5 | 17.5 | 33400 | 21800 | 16600 | 3.08 | 2.1 | 32800 | 2.86 | 1.94 | 8.1 | 6.4
Live | 217465115 |  | 10.5 | 17.5 | 33600 | 21600 | 16500 | 3.08 | 2.12 | 32600 | 2.86 | 1.96 | 8.1 | 6.4
Live | 217465116 |  | 10.5 | 17.5 | 33800 | 21800 | 16600 | 3.08 | 2.12 | 32800 | 2.88 | 1.96 | 8.1 | 6.4
Live | 217465117 |  | 10.5 | 17.5 | 33800 | 21800 | 16600 | 3.08 | 2.12 | 32800 | 2.88 | 1.96 | 8.1 | 6.4
Live | 217465118 |  | 10.5 | 17.5 | 33600 | 21800 | 16700 | 3.08 | 2.12 | 33000 | 2.88 | 1.94 | 8.1 | 6.4
Live | 217465119 |  | 10.5 | 17.5 | 33600 | 21800 | 16600 | 3.08 | 2.12 | 32800 | 2.88 | 1.94 | 8.1 | 6.4
Live | 217465120 |  | 10.5 | 18 | 34200 | 22200 | 16800 | 3.07 | 2.14 | 33400 | 2.92 | 1.94 | 8.2 | 6.4
Live | 217465121 |  | 10.5 | 17.5 | 33600 | 21600 | 16500 | 3.08 | 2.12 | 32600 | 2.86 | 1.96 | 8.1 | 6.4
Live | 217465123 |  | 11.7 | 14.7 | 22400 | 15600 | 15300 | 3.44 | 2.2 | 24000 | 3.32 | 1.88 | 8.2 | 6.7
Live | 217465124 |  | 11.7 | 14.7 | 22400 | 15600 | 15300 | 3.44 | 2.2 | 24000 | 3.32 | 1.88 | 8.2 | 6.7
Live | 217465129 |  | 11.2 | 16 | 34400 | 20400 | 16400 | 3.28 | 2.26 | 35000 | 3.08 | 2.1 | 8 | 6.3
Live | 217465130 |  | 11 | 15.5 | 34400 | 20400 | 16400 | 3.22 | 2.26 | 35000 | 3.08 | 2.1 | 8 | 6.3
Live | 217465131 |  | 11.2 | 15.5 | 34400 | 20400 | 16300 | 3.28 | 2.26 | 34600 | 3.06 | 2.1 | 8 | 6.3
Live | 217465132 |  | 11.2 | 15.5 | 35200 | 20600 | 16500 | 3.29 | 2.28 | 35200 | 3.14 | 2.12 | 8 | 6.3
Live | 217465133 |  | 11.2 | 15.5 | 34600 | 20400 | 16400 | 3.28 | 2.26 | 35000 | 3.08 | 2.1 | 8 | 6.3
Live | 217465134 |  | 11.2 | 15.5 | 34400 | 20400 | 16300 | 3.28 | 2.28 | 34600 | 3.06 | 2.12 | 8 | 6.3
Live | 217465135 |  | 11.5 | 18 | 47500 | 29000 | 23400 | 3.37 | 2.32 | 46500 | 2.98 | 1.88 | 8.2 | 6.4
Live | 217465136 |  | 11.7 | 18 | 48000 | 28000 | 22000 | 3.43 | 2.3 | 45500 | 3 | 1.82 | 7.8 | 6.2
Live | 217465137 |  | 11.2 | 16.5 | 48000 | 28200 | 26600 | 3.28 | 2.36 | 45500 | 3.18 | 1.84 | 8.1 | 6.4
Live | 217465138 |  | 11.2 | 16.5 | 48000 | 28200 | 26600 | 3.28 | 2.36 | 45500 | 3.18 | 1.84 | 8.1 | 6.4
Live | 217465139 |  | 11.5 | 16.5 | 48000 | 28000 | 26400 | 3.37 | 2.36 | 45500 | 3.18 | 1.84 | 8.1 | 6.4
Live | 217465140 |  | 11.5 | 16.5 | 48000 | 28000 | 26400 | 3.37 | 2.36 | 45500 | 3.18 | 1.84 | 8.1 | 6.4
Live | 217465141 |  | 11.2 | 18 | 46500 | 29000 | 28800 | 3.28 | 2.38 | 47000 | 3.2 | 1.92 | 8.2 | 6.7
Live | 217465142 |  | 11.2 | 17 | 46500 | 29000 | 28600 | 3.28 | 2.38 | 47000 | 3.18 | 1.92 | 8.2 | 6.7
Live | 217465143 |  | 11.2 | 17 | 46500 | 29000 | 28600 | 3.28 | 2.38 | 47000 | 3.18 | 1.92 | 8.2 | 6.7
Live | 217465144 |  | 11.2 | 17 | 46000 | 28800 | 28600 | 3.28 | 2.36 | 46500 | 3.14 | 1.9 | 8.2 | 6.6
Live | 217465145 |  | 11.2 | 17.5 | 46500 | 29200 | 29000 | 3.28 | 2.38 | 47500 | 3.22 | 1.9 | 8.2 | 6.7
Live | 217465146 |  | 11.2 | 17.5 | 46500 | 29200 | 29000 | 3.28 | 2.38 | 47500 | 3.22 | 1.9 | 8.2 | 6.7
Live | 217465147 |  | 11 | 17 | 46000 | 29000 | 28800 | 3.23 | 2.34 | 47000 | 3.14 | 1.9 | 8.2 | 6.6
Live | 217465148 |  | 11.2 | 17.5 | 46000 | 29000 | 28600 | 3.28 | 2.36 | 47000 | 3.16 | 1.9 | 8.2 | 6.6
Live | 217465149 |  | 11 | 17 | 46500 | 29200 | 29000 | 3.22 | 2.36 | 47500 | 3.2 | 1.9 | 8.2 | 6.6
Live | 217465150 |  | 11 | 17 | 46000 | 29000 | 28800 | 3.23 | 2.36 | 47000 | 3.14 | 1.9 | 8.2 | 6.6
Live | 217465151 |  | 11.2 | 16.5 | 46000 | 29000 | 28600 | 3.28 | 2.36 | 47000 | 3.14 | 1.9 | 8.2 | 6.6
Live | 217465152 |  | 11.2 | 17.5 | 47000 | 29400 | 29000 | 3.28 | 2.38 | 47500 | 3.24 | 1.92 | 8.1 | 6.6
Live | 217465153 |  | 11 | 17 | 46500 | 29400 | 29000 | 3.22 | 2.36 | 47500 | 3.18 | 1.9 | 8.2 | 6.6
Live | 217465154 |  | 11.7 | 18 | 47500 | 29800 | 28800 | 3.43 | 2.34 | 48000 | 3.18 | 1.96 | 8 | 6.5
Live | 217465155 |  | 11.2 | 18 | 47000 | 30200 | 29400 | 3.28 | 2.3 | 48000 | 3.12 | 1.92 | 8 | 6.5
Live | 217465156 |  | 11.2 | 17 | 47000 | 30000 | 29000 | 3.28 | 2.32 | 48000 | 3.14 | 1.94 | 8 | 6.5
Live | 217465157 |  | 11.2 | 17 | 47000 | 30000 | 29200 | 3.28 | 2.32 | 48000 | 3.14 | 1.94 | 8 | 6.5
Live | 217465158 |  | 11.5 | 17.5 | 47500 | 32600 | 29800 | 3.37 | 2.44 | 48000 | 3.24 | 1.92 | 8.5 | 6.9
Live | 217465160 |  | 13 | 19 | 24000 | 16600 | 16600 | 3.8 | 2.44 | 24000 | 3.2 | 2.02 | 8.5 | 7.1
Live | 217465161 |  | 13 | 18.5 | 23800 | 16400 | 16300 | 3.81 | 2.46 | 24000 | 3.15 | 2.02 | 8.5 | 7.1
Live | 217465162 |  | 13 | 18.5 | 23800 | 16400 | 16300 | 3.81 | 2.46 | 24000 | 3.15 | 2.02 | 8.5 | 7.1
Live | 217465163 |  | 13 | 19.5 | 23000 | 16200 | 16200 | 3.81 | 2.42 | 24000 | 3.04 | 2 | 8.5 | 7
Live | 217465164 |  | 13 | 19 | 24000 | 16700 | 16600 | 3.8 | 2.43 | 24000 | 3.2 | 2.02 | 8.5 | 7.1
Live | 217465165 |  | 13 | 19 | 24000 | 16600 | 16500 | 3.8 | 2.46 | 24000 | 3.23 | 2.04 | 8.5 | 7.1
Live | 217465166 |  | 12.8 | 18 | 24000 | 16700 | 16700 | 3.74 | 2.42 | 24000 | 3.18 | 2.02 | 8.5 | 7.1
Live | 217465167 |  | 13 | 18.5 | 24000 | 16600 | 16500 | 3.8 | 2.46 | 24000 | 3.23 | 2.04 | 8.5 | 7.1
Live | 217465168 |  | 13 | 19 | 23600 | 16400 | 16400 | 3.8 | 2.44 | 24000 | 3.14 | 2.02 | 8.5 | 7
Live | 217465169 |  | 13 | 20 | 23600 | 16200 | 16200 | 3.8 | 2.46 | 24000 | 3.14 | 2.02 | 8.5 | 7.1
Live | 217465170 |  | 13 | 19 | 24000 | 16700 | 16600 | 3.8 | 2.43 | 24000 | 3.2 | 2.02 | 8.5 | 7.1
Live | 217465171 |  | 12.8 | 18.5 | 24000 | 16700 | 16700 | 3.74 | 2.43 | 24000 | 3.18 | 2.02 | 8.5 | 7.1
Live | 217465172 |  | 12.8 | 18 | 24000 | 16700 | 16700 | 3.74 | 2.43 | 24000 | 3.18 | 2.02 | 8.5 | 7.1
Live | 217465173 |  | 13 | 19.5 | 23800 | 16600 | 16500 | 3.81 | 2.44 | 24000 | 3.18 | 2.02 | 8.5 | 7.1
Live | 217465174 |  | 13 | 19.5 | 23800 | 16600 | 16500 | 3.81 | 2.44 | 24000 | 3.18 | 2.02 | 8.5 | 7.1
Live | 217465175 |  | 13 | 20 | 23400 | 16200 | 16200 | 3.81 | 2.43 | 24000 | 3.13 | 2.02 | 8.5 | 7.1
Live | 217465176 |  | 13 | 19 | 24000 | 16700 | 16600 | 3.8 | 2.43 | 24000 | 3.2 | 2.02 | 8.5 | 7.1
Live | 217465177 |  | 13 | 19 | 24000 | 16700 | 16600 | 3.8 | 2.43 | 24000 | 3.2 | 2.02 | 8.5 | 7.1
Live | 217465178 |  | 13 | 19 | 23200 | 16200 | 16200 | 3.82 | 2.42 | 24000 | 3.06 | 2 | 8.5 | 7.1
Live | 217465179 |  | 13 | 19 | 23200 | 16200 | 16200 | 3.82 | 2.42 | 24000 | 3.06 | 2 | 8.5 | 7.1
Live | 217465180 |  | 13 | 18 | 23600 | 16400 | 16400 | 3.8 | 2.44 | 24000 | 3.14 | 2.02 | 8.5 | 7.1
Live | 217465181 |  | 13 | 18 | 23600 | 16300 | 16300 | 3.8 | 2.44 | 24000 | 3.14 | 2.02 | 8.5 | 7.1
Live | 217465184 |  | 13 | 19 | 23400 | 14500 | 13600 | 3.81 | 2.14 | 23000 | 3.02 | 1.86 | 8.2 | 6.5
Live | 217465185 |  | 12.4 | 16 | 24000 | 15200 | 14200 | 3.63 | 2.14 | 24000 | 3.13 | 1.86 | 8.1 | 6.4
Live | 217465186 |  | 12.4 | 16 | 24000 | 15200 | 14200 | 3.63 | 2.14 | 24000 | 3.13 | 1.86 | 8.1 | 6.4
Live | 217465187 |  | 13 | 18.5 | 24000 | 14800 | 13800 | 3.8 | 2.18 | 23600 | 3.14 | 1.88 | 8.2 | 6.5
Live | 217465188 |  | 13 | 18.5 | 24000 | 14800 | 13800 | 3.8 | 2.18 | 23600 | 3.14 | 1.88 | 8.2 | 6.5
Live | 217465189 |  | 13 | 19.5 | 23400 | 14600 | 13700 | 3.81 | 2.14 | 23200 | 3.02 | 1.86 | 8.1 | 6.4
Live | 217465190 |  | 12.6 | 19 | 24000 | 15100 | 14100 | 3.7 | 2.16 | 24000 | 3.14 | 1.88 | 8.2 | 6.5
Live | 217465191 |  | 12.8 | 19 | 24000 | 15000 | 14000 | 3.74 | 2.18 | 23800 | 3.18 | 1.88 | 8.2 | 6.5
Live | 217465192 |  | 12.4 | 18 | 24000 | 15100 | 14200 | 3.63 | 2.14 | 24000 | 3.13 | 1.86 | 8.2 | 6.5
Live | 217465193 |  | 12.8 | 18 | 24000 | 15000 | 14000 | 3.74 | 2.18 | 23800 | 3.18 | 1.88 | 8.2 | 6.5
Live | 217465196 |  | 12.4 | 17.5 | 22000 | 15000 | 14900 | 3.64 | 2.2 | 23600 | 3.25 | 1.88 | 8.2 | 6.7
Live | 217465197 |  | 13 | 19 | 23800 | 14800 | 13800 | 3.81 | 2.16 | 23400 | 3.1 | 1.88 | 8.1 | 6.4
Live | 217465198 |  | 12.4 | 17 | 22400 | 15300 | 15100 | 3.63 | 2.24 | 24000 | 3.37 | 1.9 | 8.5 | 6.8
Live | 217465199 |  | 12.4 | 17 | 22400 | 15300 | 15100 | 3.63 | 2.24 | 24000 | 3.37 | 1.9 | 8.5 | 6.8
Live | 217465200 |  | 12.4 | 17.5 | 22000 | 15100 | 15000 | 3.64 | 2.2 | 23600 | 3.25 | 1.88 | 8.2 | 6.7
Live | 217465201 |  | 13 | 20 | 23800 | 14700 | 13700 | 3.81 | 2.18 | 23400 | 3.12 | 1.88 | 8.2 | 6.5
Live | 217465202 |  | 12 | 17.5 | 22600 | 15600 | 15200 | 3.52 | 2.22 | 24000 | 3.37 | 1.88 | 8.5 | 6.8
Live | 217465203 |  | 12.6 | 19 | 24000 | 15100 | 14100 | 3.7 | 2.16 | 23800 | 3.16 | 1.88 | 8.2 | 6.5
Live | 217465204 |  | 12.2 | 17.5 | 22600 | 15500 | 15100 | 3.58 | 2.22 | 24000 | 3.38 | 1.9 | 8.5 | 6.8
Live | 217465205 |  | 11.7 | 16.5 | 22400 | 15600 | 15300 | 3.44 | 2.2 | 24000 | 3.32 | 1.88 | 8.2 | 6.7
Live | 217465206 |  | 12.6 | 18 | 24000 | 15100 | 14100 | 3.7 | 2.16 | 24000 | 3.14 | 1.88 | 8.2 | 6.5
Live | 217465207 |  | 12.2 | 17 | 22600 | 15500 | 15100 | 3.58 | 2.22 | 24000 | 3.38 | 1.9 | 8.5 | 6.8
Live | 217465208 |  | 12.6 | 18 | 24000 | 15100 | 14100 | 3.7 | 2.16 | 24000 | 3.14 | 1.88 | 8.2 | 6.5
Live | 217465209 |  | 12.4 | 17.5 | 22200 | 15300 | 15100 | 3.63 | 2.22 | 24000 | 3.32 | 1.9 | 8.2 | 6.7
Live | 217465210 |  | 12.8 | 19 | 24000 | 15000 | 14000 | 3.74 | 2.15 | 23800 | 3.16 | 1.88 | 8.2 | 6.5
Live | 217465211 |  | 12.8 | 19 | 24000 | 15000 | 14000 | 3.74 | 2.15 | 23800 | 3.16 | 1.88 | 8.2 | 6.5
Live | 217465212 |  | 13 | 20 | 23600 | 14700 | 13700 | 3.8 | 2.16 | 23400 | 3.1 | 1.88 | 8.2 | 6.5
Live | 217465213 |  | 12.6 | 19 | 24000 | 15100 | 14100 | 3.7 | 2.16 | 23800 | 3.16 | 1.88 | 8.2 | 6.5
Live | 217465214 |  | 12.6 | 19 | 24000 | 15100 | 14100 | 3.7 | 2.16 | 23800 | 3.16 | 1.88 | 8.2 | 6.5
Live | 217465215 |  | 13 | 19 | 23400 | 14600 | 13700 | 3.81 | 2.14 | 23200 | 3.04 | 1.86 | 8.2 | 6.5
Live | 217465216 |  | 12 | 17 | 22400 | 15600 | 15200 | 3.51 | 2.2 | 24000 | 3.33 | 1.88 | 8.5 | 6.8
Live | 217465217 |  | 11.7 | 16.5 | 22400 | 15600 | 15200 | 3.44 | 2.2 | 24000 | 3.33 | 1.88 | 8.5 | 6.8
Live | 217465218 |  | 13 | 19 | 23400 | 14600 | 13700 | 3.81 | 2.14 | 23200 | 3.04 | 1.86 | 8.2 | 6.5
Live | 217465219 |  | 13 | 18 | 23800 | 14800 | 13800 | 3.81 | 2.16 | 23400 | 3.12 | 1.88 | 8.2 | 6.5
Live | 217465220 |  | 13 | 18.5 | 23800 | 14800 | 13800 | 3.81 | 2.16 | 23400 | 3.12 | 1.88 | 8.2 | 6.5
Live | 217465227 |  | 10 | 15.2 | 35200 | 21000 | 16700 | 2.93 | 2.3 | 32000 | 3 | 2.1 | 8.2 | 6.5
Live | 217465228 |  | 9.8 | 16 | 35600 | 21400 | 17100 | 2.87 | 2.28 | 32200 | 2.96 | 2.06 | 8.2 | 6.5
Live | 217465229 |  | 10.5 | 16 | 34800 | 20400 | 16200 | 3.08 | 2.32 | 31200 | 2.98 | 2.12 | 8.2 | 6.5
Live | 217465230 |  | 10 | 15.5 | 35400 | 20800 | 16500 | 2.93 | 2.34 | 31800 | 3.04 | 2.12 | 8.2 | 6.5
Live | 217465231 |  | 10 | 15.5 | 35400 | 20800 | 16500 | 2.93 | 2.34 | 31800 | 3.04 | 2.12 | 8.2 | 6.5
Live | 217465232 |  | 10 | 17 | 35000 | 20800 | 16500 | 2.93 | 2.3 | 31600 | 2.96 | 2.1 | 8.2 | 6.5
Live | 217465233 |  | 10 | 16 | 34800 | 20600 | 16300 | 2.93 | 2.3 | 31400 | 2.96 | 2.1 | 8.2 | 6.5
Live | 217465234 |  | 10 | 16 | 34800 | 20600 | 16300 | 2.93 | 2.32 | 31400 | 2.96 | 2.12 | 8.2 | 6.5
Live | 217465235 |  | 10 | 16 | 34800 | 20600 | 16400 | 2.93 | 2.32 | 31600 | 2.98 | 2.12 | 8.2 | 6.5
Live | 217465236 |  | 10 | 16.5 | 35600 | 21000 | 16700 | 2.93 | 2.34 | 32000 | 3.04 | 2.12 | 8.2 | 6.4
Live | 217465237 |  | 10 | 16 | 35000 | 20800 | 16400 | 2.93 | 2.32 | 31600 | 2.98 | 2.12 | 8.2 | 6.5
Live | 217465238 |  | 10 | 15.2 | 34200 | 20800 | 16500 | 2.93 | 2.4 | 31800 | 3 | 2.06 | 8.2 | 6.5
Live | 217465240 |  | 10 | 16.5 | 34200 | 20800 | 16500 | 2.93 | 2.4 | 31600 | 3 | 2.06 | 8.2 | 6.5
Live | 217465241 |  | 10.5 | 17 | 34600 | 20800 | 16500 | 3.07 | 2.44 | 32000 | 3.08 | 2.08 | 8.2 | 6.5
Live | 217465242 |  | 10.5 | 15.5 | 34600 | 20800 | 16400 | 3.07 | 2.46 | 32000 | 3.08 | 2.08 | 8.2 | 6.5
Live | 217465243 |  | 10.5 | 15.5 | 34600 | 20800 | 16400 | 3.07 | 2.46 | 32000 | 3.08 | 2.08 | 8.2 | 6.5
Live | 217465244 |  | 10 | 16.5 | 34800 | 21000 | 16600 | 2.93 | 2.44 | 32200 | 3.08 | 2.08 | 8.2 | 6.5
Live | 217465245 |  | 10 | 16.5 | 34800 | 21000 | 16600 | 2.93 | 2.44 | 32200 | 3.08 | 2.08 | 8.2 | 6.5
Live | 217465246 |  | 10.5 | 15.5 | 34600 | 20800 | 16300 | 3.07 | 2.46 | 31800 | 3.06 | 2.1 | 8.2 | 6.5
Live | 217465247 |  | 10.5 | 15.5 | 34600 | 20800 | 16300 | 3.07 | 2.46 | 31800 | 3.06 | 2.1 | 8.2 | 6.5
Live | 217465248 |  | 10 | 16 | 34400 | 21200 | 16800 | 2.93 | 2.38 | 32200 | 3 | 2.04 | 8.2 | 6.5
Live | 217465249 |  | 10 | 16 | 34200 | 20800 | 16500 | 2.93 | 2.4 | 32000 | 3 | 2.06 | 8.2 | 6.5
Live | 217465250 |  | 10 | 16 | 34200 | 20800 | 16400 | 2.93 | 2.42 | 31800 | 3 | 2.06 | 8.2 | 6.5
Live | 217465251 |  | 10.5 | 16 | 34400 | 20800 | 16800 | 3.07 | 2.2 | 35400 | 3.02 | 2.04 | 8 | 6.3
Live | 217465252 |  | 10 | 16.5 | 34800 | 21200 | 16700 | 2.93 | 2.42 | 32200 | 3.06 | 2.06 | 8.2 | 6.5
Live | 217465253 |  | 10.5 | 16 | 34400 | 20800 | 16900 | 3.07 | 2.2 | 35400 | 3.02 | 2.04 | 8 | 6.3
Live | 217465254 |  | 10 | 15.5 | 34800 | 21200 | 16700 | 2.93 | 2.42 | 32400 | 3.06 | 2.06 | 8.1 | 6.4
Live | 217465255 |  | 10.5 | 16 | 34200 | 20600 | 16500 | 3.07 | 2.24 | 34800 | 3.02 | 2.08 | 8 | 6.3
Live | 217465256 |  | 10.5 | 16 | 34600 | 21000 | 16900 | 3.07 | 2.2 | 35400 | 3.02 | 2.04 | 8 | 6.3
Live | 217465257 |  | 10 | 16.5 | 34600 | 21200 | 16700 | 2.93 | 2.4 | 32200 | 3.02 | 2.04 | 8.2 | 6.5
Live | 217465258 |  | 10 | 16.5 | 34000 | 20800 | 16400 | 2.93 | 2.4 | 31800 | 2.98 | 2.06 | 8.2 | 6.5
Live | 217465259 |  | 10.5 | 16.5 | 34800 | 22200 | 16800 | 3.08 | 2.38 | 35400 | 3.16 | 2.2 | 8.5 | 6.7
Live | 217465260 |  | 10.5 | 16 | 34800 | 22200 | 16900 | 3.08 | 2.36 | 35400 | 3.16 | 2.2 | 8.5 | 6.7
Live | 217465261 |  | 10.5 | 16.5 | 34800 | 22000 | 16800 | 3.08 | 2.38 | 35400 | 3.16 | 2.2 | 8.5 | 6.7
Live | 217465262 |  | 10.5 | 17.5 | 33400 | 21800 | 16600 | 3.08 | 2.1 | 32800 | 2.86 | 1.94 | 8.1 | 6.4
Live | 217465263 |  | 10.5 | 17.5 | 33400 | 21800 | 16600 | 3.08 | 2.1 | 32800 | 2.86 | 1.94 | 8.1 | 6.4
Live | 217465264 |  | 10.5 | 17.5 | 33600 | 21600 | 16500 | 3.08 | 2.12 | 32600 | 2.86 | 1.96 | 8.1 | 6.4
Live | 217465265 |  | 10.5 | 17.5 | 33800 | 21800 | 16600 | 3.08 | 2.12 | 32800 | 2.88 | 1.96 | 8.1 | 6.4
Live | 217465266 |  | 10.5 | 17.5 | 33800 | 21800 | 16600 | 3.08 | 2.12 | 32800 | 2.88 | 1.96 | 8.1 | 6.4
Live | 217465267 |  | 10.5 | 17.5 | 33600 | 21800 | 16700 | 3.08 | 2.12 | 33000 | 2.88 | 1.94 | 8.1 | 6.4
Live | 217465268 |  | 10.5 | 17.5 | 33600 | 21800 | 16600 | 3.08 | 2.12 | 32800 | 2.88 | 1.94 | 8.1 | 6.4
Live | 217465269 |  | 10.5 | 18 | 34200 | 22200 | 16800 | 3.07 | 2.14 | 33400 | 2.92 | 1.94 | 8.2 | 6.4
Live | 217465270 |  | 10.5 | 17.5 | 33600 | 21600 | 16500 | 3.08 | 2.12 | 32600 | 2.86 | 1.96 | 8.1 | 6.4
Live | 217465272 |  | 11.7 | 14.7 | 22400 | 15600 | 15300 | 3.44 | 2.2 | 24000 | 3.32 | 1.88 | 8.2 | 6.7
Live | 217465273 |  | 11.7 | 14.7 | 22400 | 15600 | 15300 | 3.44 | 2.2 | 24000 | 3.32 | 1.88 | 8.2 | 6.7
Live | 217465292 |  | 9.8 | 17.5 | 55000 | 39000 | 32600 | 2.87 | 2.18 | 59000 | 2.98 | 2.04 | 8.5 | 6.7
Live | 217465293 |  | 9.8 | 17.5 | 55000 | 39000 | 32600 | 2.87 | 2.18 | 59000 | 2.98 | 2.04 | 8.5 | 6.7
Live | 217465294 |  | 10 | 17.5 | 55500 | 38500 | 32200 | 2.93 | 2.2 | 59000 | 3.04 | 2.08 | 8.5 | 6.7
Live | 217465295 |  | 10 | 17.5 | 55500 | 38500 | 32200 | 2.93 | 2.2 | 59000 | 3.04 | 2.08 | 8.5 | 6.7
Live | 217465296 |  | 9.8 | 17.5 | 55000 | 39000 | 32600 | 2.87 | 2.18 | 59000 | 2.98 | 2.04 | 8.5 | 6.7
Live | 217465297 |  | 9.8 | 17.5 | 55000 | 39000 | 32600 | 2.87 | 2.18 | 59000 | 2.98 | 2.04 | 8.5 | 6.7
Live | 217465298 |  | 10 | 16.5 | 54500 | 38500 | 32000 | 2.93 | 2.2 | 59000 | 3 | 2.08 | 8.2 | 6.7
Live | 217465299 |  | 10 | 16.5 | 54500 | 38500 | 32000 | 2.93 | 2.2 | 59000 | 3 | 2.08 | 8.2 | 6.7
Live | 217465300 |  | 9.8 | 17.5 | 55000 | 39000 | 32600 | 2.87 | 2.18 | 59000 | 2.98 | 2.04 | 8.5 | 6.7
Live | 217465301 |  | 9.8 | 17.5 | 55000 | 39000 | 32600 | 2.87 | 2.18 | 59000 | 2.98 | 2.04 | 8.5 | 6.7
Live | 217465304 |  | 10 | 16.5 | 55500 | 36600 | 30800 | 2.93 | 2.14 | 55000 | 2.98 | 1.94 | 8.1 | 6.5
Live | 217465305 |  | 10 | 16.5 | 55500 | 36600 | 30800 | 2.93 | 2.14 | 55000 | 2.98 | 1.94 | 8.1 | 6.5
Live | 217465306 |  | 10 | 17.5 | 55500 | 36400 | 30600 | 2.93 | 2.18 | 55000 | 2.98 | 1.96 | 8.1 | 6.5
Live | 217465307 |  | 10 | 17.5 | 55500 | 36400 | 30600 | 2.93 | 2.18 | 55000 | 2.98 | 1.96 | 8.1 | 6.5
Live | 217465308 |  | 10 | 17.5 | 56000 | 36400 | 30400 | 2.93 | 2.18 | 54500 | 3 | 1.96 | 8.2 | 6.5
Live | 217465309 |  | 10 | 17.5 | 56000 | 36400 | 30400 | 2.93 | 2.18 | 54500 | 3 | 1.96 | 8.2 | 6.5
Live | 217465310 |  | 10 | 17.5 | 55500 | 36400 | 30600 | 2.93 | 2.18 | 54500 | 3 | 1.96 | 8.1 | 6.5
Live | 217465311 |  | 10 | 17.5 | 55500 | 36400 | 30600 | 2.93 | 2.18 | 54500 | 3 | 1.96 | 8.1 | 6.5
Live | 217465314 |  | 10 | 17.5 | 56000 | 36200 | 30400 | 2.93 | 2.2 | 54500 | 3.02 | 1.96 | 8.2 | 6.5
Live | 217465315 |  | 10 | 17.5 | 56000 | 36200 | 30400 | 2.93 | 2.2 | 54500 | 3.02 | 1.96 | 8.2 | 6.5
Live | 217465316 |  | 10 | 17.5 | 56000 | 36200 | 30400 | 2.93 | 2.2 | 54500 | 3.02 | 1.96 | 8.2 | 6.5
Live | 217465317 |  | 10 | 17.5 | 56000 | 36200 | 30400 | 2.93 | 2.2 | 54500 | 3.02 | 1.96 | 8.2 | 6.5
Live | 217465318 |  | 10 | 17.5 | 56000 | 36400 | 30400 | 2.93 | 2.18 | 54500 | 3 | 1.96 | 8.2 | 6.5
Live | 217465319 |  | 10 | 17.5 | 56000 | 36400 | 30400 | 2.93 | 2.18 | 54500 | 3 | 1.96 | 8.2 | 6.5
Live | 217465320 |  | 10 | 18 | 56000 | 36200 | 30400 | 2.93 | 2.2 | 54500 | 3 | 1.96 | 8.2 | 6.5
Live | 217465321 |  | 10 | 18 | 56000 | 36200 | 30400 | 2.93 | 2.2 | 54500 | 3 | 1.96 | 8.2 | 6.5
Live | 217465322 |  | 10 | 17.5 | 56000 | 36200 | 30400 | 2.93 | 2.18 | 54500 | 3 | 1.96 | 8.2 | 6.5
Live | 217465323 |  | 10 | 17.5 | 56000 | 36200 | 30400 | 2.93 | 2.18 | 54500 | 3 | 1.96 | 8.2 | 6.5
Live | 217465324 |  | 9.8 | 16.5 | 56000 | 37000 | 31200 | 2.87 | 2.14 | 55500 | 3 | 1.94 | 8.1 | 6.5
Live | 217465325 |  | 9.8 | 16.5 | 56000 | 37000 | 31200 | 2.87 | 2.14 | 55500 | 3 | 1.94 | 8.1 | 6.5
Live | 217465326 |  | 10 | 17 | 55500 | 36800 | 31000 | 2.93 | 2.16 | 55500 | 3 | 1.94 | 8.2 | 6.5
Live | 217465327 |  | 10 | 17 | 55500 | 36800 | 31000 | 2.93 | 2.16 | 55500 | 3 | 1.94 | 8.2 | 6.5
Live | 217465328 |  | 10 | 17 | 56000 | 36800 | 31000 | 2.93 | 2.16 | 55500 | 3.02 | 1.94 | 8.2 | 6.5
Live | 217465329 |  | 10 | 17 | 56000 | 36800 | 31000 | 2.93 | 2.16 | 55500 | 3.02 | 1.94 | 8.2 | 6.5
Live | 217465330 |  | 9.8 | 16.5 | 56000 | 37000 | 31200 | 2.87 | 2.16 | 55500 | 3 | 1.94 | 8.1 | 6.5
Live | 217465331 |  | 9.8 | 16.5 | 56000 | 37000 | 31200 | 2.87 | 2.16 | 55500 | 3 | 1.94 | 8.1 | 6.5
Live | 217465332 |  | 10 | 16.5 | 56000 | 37000 | 31000 | 2.93 | 2.16 | 55500 | 3.02 | 1.94 | 8.2 | 6.5
Live | 217465333 |  | 10 | 16.5 | 56000 | 37000 | 31000 | 2.93 | 2.16 | 55500 | 3.02 | 1.94 | 8.2 | 6.5
Live | 217465334 |  | 9.8 | 14.7 | 54500 | 38000 | 32600 | 2.87 | 2.42 | 58000 | 3.16 | 2.2 | 8.5 | 7
Live | 217465335 |  | 9.8 | 14.7 | 54500 | 38000 | 32600 | 2.87 | 2.42 | 58000 | 3.16 | 2.2 | 8.5 | 7
Live | 217465336 |  | 9.8 | 14.7 | 54500 | 38000 | 32600 | 2.87 | 2.42 | 58000 | 3.16 | 2.2 | 8.5 | 7
Live | 217465337 |  | 9.8 | 14.7 | 54500 | 38000 | 32600 | 2.87 | 2.42 | 58000 | 3.16 | 2.2 | 8.5 | 7
Live | 217465338 |  | 9.8 | 14.7 | 54500 | 38000 | 32600 | 2.87 | 2.42 | 58000 | 3.16 | 2.2 | 8.5 | 7
Live | 217465339 |  | 10 | 14.7 | 34200 | 19500 | 15600 | 2.93 | 2.2 | 32800 | 2.84 | 1.86 | 8.2 | 6.3
Live | 217465340 |  | 10 | 14.7 | 34200 | 19500 | 15600 | 2.93 | 2.2 | 32800 | 2.84 | 1.86 | 8.2 | 6.3
Live | 217465341 |  | 10 | 14.7 | 34200 | 19500 | 15600 | 2.93 | 2.2 | 32800 | 2.84 | 1.86 | 8.2 | 6.3
Live | 217465342 |  | 10 | 14.7 | 34200 | 19500 | 15600 | 2.93 | 2.2 | 32800 | 2.84 | 1.86 | 8.2 | 6.3
Live | 217465343 |  | 10 | 14.7 | 34200 | 19500 | 15600 | 2.93 | 2.2 | 32800 | 2.84 | 1.86 | 8.2 | 6.3
Live | 217465344 |  | 10.5 | 18.5 | 34400 | 19000 | 15100 | 3.07 | 2.22 | 32400 | 2.84 | 1.9 | 8.2 | 6.3
Live | 217465345 |  | 10.5 | 18.5 | 34400 | 19000 | 15100 | 3.07 | 2.22 | 32400 | 2.84 | 1.9 | 8.2 | 6.3
Live | 217465348 |  | 10 | 14.7 | 34200 | 19500 | 15600 | 2.93 | 2.2 | 32800 | 2.84 | 1.86 | 8.2 | 6.3
Live | 217465349 |  | 10 | 14.7 | 34200 | 19500 | 15600 | 2.93 | 2.2 | 32800 | 2.84 | 1.86 | 8.2 | 6.3
Live | 217465350 |  | 10 | 14.7 | 34200 | 19500 | 15600 | 2.93 | 2.2 | 32800 | 2.84 | 1.86 | 8.2 | 6.3
Live | 217465351 |  | 10 | 14.7 | 34200 | 19500 | 15600 | 2.93 | 2.2 | 32800 | 2.84 | 1.86 | 8.2 | 6.3
Live | 217465352 |  | 10 | 14.7 | 34200 | 19500 | 15600 | 2.93 | 2.2 | 32800 | 2.84 | 1.86 | 8.2 | 6.3
Live | 217465405 |  | 11.7 | 19 | 23300 | 19000 | 18000 | 2.7 | 2.3 |  |  | 1.9 | 10 | 7.5
Live | 217465406 |  | 12.1 | 19.3 | 21900 | 19600 | 19600 | 3.27 | 2.4 | 23000 | 3.47 | 2.1 | 10.8 | 9.2
Live | 217465407 |  | 10.8 | 17.5 | 27600 | 21800 | 19600 | 2.84 | 2.34 | 32200 | 3.64 | 1.96 | 10.5 | 8.2
Live | 217465408 |  | 11.7 | 17.5 | 37800 | 31900 | 32000 | 3.05 | 2.25 | 40200 | 3.59 | 2 | 10.2 | 8.2
Live | 217465409 |  | 11.2 | 16.8 | 41500 | 40000 | 34600 | 2.76 | 2.17 | 48500 | 3.22 | 1.8 | 9.6 | 8
Live | 217465410 |  | 10 | 15.2 | 53400 | 48000 | 43000 | 2.59 | 2 | 59000 | 2.56 | 1.83 | 8.1 | 6.8
Live | 217465615 |  | 11 | 15.2 | 22900 | 17800 | 17800 | 3.21 | 2.16 | 24000 | 3.1 | 1.8 | 8.5 | 6.6
Live | 217465732 |  | 11.2 | 20 | 25200 | 15600 | 22000 | 3.28 | 2.71 |  |  | 1.8 | 9.5 | 7.5
Live | 217465733 |  | 11.2 | 20 | 25200 | 15600 | 22000 | 3.28 | 2.71 |  |  | 1.8 | 9.5 | 7.5
Live | 217465734 |  | 11.2 | 20 | 31500 | 21000 | 25800 | 3.29 | 2.8 | 34100 | 3.59 | 1.8 | 9.5 | 7.5
Live | 217465735 |  | 11.2 | 20 | 31500 | 21000 | 25800 | 3.29 | 2.8 | 34100 | 3.59 | 1.8 | 9.5 | 7.5
Live | 217465736 |  | 10.5 | 20 | 34000 | 24000 | 26200 | 3.08 | 2.6 | 40700 | 3 | 1.8 | 9.5 | 7.5
Live | 217465737 |  | 10.5 | 20 | 34000 | 24000 | 26200 | 3.08 | 2.6 | 40700 | 3 | 1.8 | 9.5 | 7.5
Live | 217465738 |  | 12 | 20.5 | 24000 | 21800 | 17900 | 3.52 | 2.66 | 25200 | 3.97 | 2.22 | 10 | 8
Live | 217465739 |  | 11.2 | 16 | 22200 | 22400 | 18000 | 3.29 | 2.4 | 24000 | 3.41 | 2.04 | 9.4 | 7.5
Live | 217465740 |  | 13 | 20.5 | 23600 | 22400 | 18600 | 3.8 | 2.68 | 24800 | 3.91 | 2.3 | 10 | 8
Live | 217465741 |  | 13 | 19.5 | 23000 | 22000 | 17600 | 3.81 | 2.52 | 24800 | 3.67 | 2.12 | 10 | 7.8
Live | 217465742 |  | 12.6 | 18.5 | 22800 | 22000 | 17700 | 3.69 | 2.5 | 25000 | 3.65 | 2.1 | 9.8 | 7.8
Live | 217465743 |  | 12.6 | 18.5 | 22800 | 22000 | 17700 | 3.69 | 2.5 | 25000 | 3.65 | 2.1 | 9.8 | 7.8
Live | 217465744 |  | 12.6 | 19 | 22800 | 22000 | 17700 | 3.69 | 2.5 | 25000 | 3.65 | 2.1 | 9.8 | 7.8
Live | 217465745 |  | 13 | 19 | 23000 | 21800 | 17600 | 3.81 | 2.54 | 24800 | 3.71 | 2.12 | 9.8 | 7.8
Live | 217465746 |  | 13 | 19 | 23000 | 22000 | 17600 | 3.81 | 2.52 | 24800 | 3.67 | 2.12 | 9.8 | 7.8
Live | 217465747 |  | 13 | 19 | 23000 | 22000 | 17600 | 3.81 | 2.52 | 24800 | 3.67 | 2.12 | 9.8 | 7.8
Live | 217465750 |  | 12.8 | 19 | 23000 | 22000 | 17600 | 3.74 | 2.52 | 24800 | 3.67 | 2.12 | 9.8 | 7.8
Live | 217465751 |  | 12.6 | 19 | 22800 | 22000 | 17800 | 3.69 | 2.5 | 25000 | 3.63 | 2.1 | 9.8 | 7.8
Live | 217465752 |  | 12.8 | 19 | 23000 | 22000 | 17700 | 3.74 | 2.52 | 25000 | 3.66 | 2.12 | 9.8 | 7.8
Live | 217465753 |  | 11.2 | 16 | 22200 | 22400 | 18000 | 3.29 | 2.4 | 24000 | 3.41 | 2.04 | 9.4 | 7.5
Live | 217465755 |  | 11.7 | 20 | 34000 | 31800 | 25400 | 3.42 | 2.38 | 33600 | 3.67 | 2.1 | 10 | 7.7
Live | 217465756 |  | 12 | 20.5 | 48000 | 38000 | 32600 | 3.52 | 2.4 | 44500 | 3.36 | 2.08 | 9 | 7.1
Live | 217465757 |  | 10.7 | 15 | 52500 | 44000 | 35800 | 3.13 | 2.26 | 54000 | 3.18 | 2.08 | 8.5 | 7
Live | 217465758 |  | 11.7 | 20.5 | 54500 | 45500 | 35600 | 3.43 | 2.26 | 54000 | 3.14 | 2.12 | 8.5 | 7.1
Live | 217465760 |  | 11.7 | 20.5 | 54500 | 45500 | 35600 | 3.43 | 2.26 | 54000 | 3.12 | 2.12 | 8.5 | 7.1
Live | 217465769 |  | 12 | 20 | 54000 | 43500 | 35200 | 3.52 | 2.28 | 52500 | 3.2 | 2.08 | 8.5 | 7.1
Live | 217465773 |  | 11.2 | 16 | 52500 | 40500 | 34600 | 3.28 | 2.58 | 54000 | 3.26 | 2.14 | 8.5 | 7
Live | 217465774 |  | 11.2 | 16 | 54000 | 43500 | 34600 | 3.28 | 2.38 | 54000 | 3.12 | 2.14 | 8.5 | 7
Live | 217465775 |  | 12 | 20.5 | 55000 | 44000 | 34800 | 3.52 | 2.42 | 53000 | 3.22 | 2.16 | 8.5 | 7.1
Live | 217465777 |  | 12 | 20.5 | 55000 | 44000 | 34800 | 3.52 | 2.42 | 53000 | 3.22 | 2.16 | 8.5 | 7.1
Live | 217465787 |  | 10.5 | 18.5 | 34000 | 30000 | 24400 | 3.08 | 2.34 | 32200 | 3.7 | 2.1 | 9 | 7.3
Live | 217465788 |  | 10.5 | 14.7 | 32400 | 28200 | 22200 | 3.07 | 2.16 | 30800 | 3.2 | 2 | 8.5 | 6.9
Live | 217465789 |  | 11.2 | 18.5 | 34000 | 28400 | 22200 | 3.28 | 2.26 | 31200 | 3.42 | 2.06 | 9 | 7.1
Live | 217465790 |  | 11.5 | 18.5 | 34000 | 28200 | 22200 | 3.37 | 2.28 | 31200 | 3.46 | 2.08 | 9 | 7.1
Live | 217465791 |  | 11.2 | 18.5 | 34000 | 28400 | 22200 | 3.28 | 2.26 | 31200 | 3.44 | 2.06 | 9 | 7.1
Live | 217465792 |  | 11.2 | 18.5 | 34000 | 28400 | 22200 | 3.28 | 2.26 | 31200 | 3.44 | 2.06 | 9 | 7.1
Live | 217465795 |  | 11.2 | 18.5 | 34000 | 28400 | 22200 | 3.28 | 2.26 | 31200 | 3.42 | 2.06 | 9 | 7.1
Live | 217465796 |  | 11 | 18 | 33800 | 28600 | 22600 | 3.23 | 2.22 | 31400 | 3.33 | 2.04 | 8.5 | 7.1
Live | 217465797 |  | 11.2 | 18.5 | 34000 | 28400 | 22400 | 3.28 | 2.26 | 31200 | 3.4 | 2.06 | 9 | 7.1
Live | 217465798 |  | 10.5 | 14.7 | 32400 | 28200 | 22200 | 3.07 | 2.16 | 30800 | 3.2 | 2 | 8.5 | 6.9
Live | 217465799 |  | 11.2 | 18.5 | 34000 | 28400 | 22400 | 3.28 | 2.26 | 31200 | 3.42 | 2.06 | 9 | 7.1
Live | 217465802 |  | 11.2 | 16.2 | 45500 | 36000 | 30000 | 3.28 | 2.28 | 49000 | 3.06 | 2.1 | 8.2 | 6.8
Live | 217465803 |  | 11.5 | 16 | 46000 | 40500 | 32200 | 3.37 | 2.26 | 47000 | 3.26 | 1.92 | 8.5 | 6.9
Live | 217465804 |  | 12 | 20 | 46000 | 38000 | 33800 | 3.52 | 2.22 | 43500 | 3.06 | 1.98 | 8.2 | 6.8
Live | 217465805 |  | 11.7 | 20 | 46000 | 38000 | 33800 | 3.43 | 2.22 | 44000 | 3.04 | 1.96 | 8.2 | 6.8
Live | 217465806 |  | 12 | 20 | 46000 | 38000 | 33800 | 3.52 | 2.22 | 44000 | 3.06 | 1.96 | 8.2 | 6.8
Live | 217465807 |  | 12 | 19.5 | 46000 | 38000 | 33800 | 3.52 | 2.22 | 44000 | 3.04 | 1.96 | 8.1 | 6.8
Live | 217465808 |  | 12 | 19.5 | 46000 | 38000 | 33800 | 3.52 | 2.22 | 44000 | 3.04 | 1.96 | 8.1 | 6.8
Live | 217465811 |  | 11.7 | 19.5 | 46000 | 38500 | 34200 | 3.43 | 2.2 | 44000 | 3 | 1.96 | 8.1 | 6.8
Live | 217465812 |  | 11.7 | 19.5 | 46000 | 38500 | 34000 | 3.43 | 2.2 | 44000 | 3.02 | 1.96 | 8.1 | 6.8
Live | 217465813 |  | 11.7 | 19.5 | 46000 | 38000 | 34000 | 3.43 | 2.2 | 44000 | 3.02 | 1.96 | 8.1 | 6.8
Live | 217465814 |  | 11.7 | 20 | 46000 | 38500 | 34200 | 3.43 | 2.2 | 44000 | 3 | 1.96 | 8.1 | 6.8
Live | 217465815 |  | 11.5 | 19.5 | 46000 | 38500 | 34200 | 3.37 | 2.2 | 44000 | 3 | 1.96 | 8.1 | 6.8
Live | 217465816 |  | 11.7 | 19.5 | 46000 | 38500 | 34000 | 3.43 | 2.2 | 44000 | 3.02 | 1.96 | 8.1 | 6.8
Live | 217465817 |  | 12.2 | 20.5 | 47000 | 35600 | 29400 | 3.58 | 2.34 | 48000 | 3.16 | 2.16 | 8.5 | 6.9
Live | 217465818 |  | 12 | 20 | 47000 | 35600 | 29600 | 3.51 | 2.32 | 48000 | 3.14 | 2.14 | 8.2 | 6.9
Live | 217465819 |  | 12.6 | 20.5 | 47000 | 39500 | 31200 | 3.69 | 2.3 | 45500 | 3.36 | 1.96 | 8.5 | 7
Live | 217465820 |  | 12 | 20 | 47000 | 35600 | 29600 | 3.51 | 2.34 | 48000 | 3.16 | 2.14 | 8.2 | 6.9
Live | 217465821 |  | 12.6 | 20.5 | 47000 | 39500 | 31400 | 3.69 | 2.3 | 45500 | 3.36 | 1.96 | 8.5 | 7
Live | 217465822 |  | 12 | 20 | 47000 | 35600 | 29600 | 3.51 | 2.34 | 48000 | 3.16 | 2.14 | 8.2 | 6.9
Live | 217465823 |  | 12 | 20 | 47000 | 35600 | 29600 | 3.51 | 2.34 | 48000 | 3.16 | 2.14 | 8.2 | 6.9
Live | 217465826 |  | 11.7 | 20 | 46500 | 35800 | 29800 | 3.43 | 2.3 | 49000 | 3.1 | 2.12 | 8.2 | 6.8
Live | 217465827 |  | 11.7 | 19.5 | 46500 | 35800 | 29800 | 3.43 | 2.32 | 49000 | 3.12 | 2.12 | 8.2 | 6.8
Live | 217465828 |  | 12 | 20 | 47000 | 35800 | 29600 | 3.51 | 2.32 | 49000 | 3.14 | 2.14 | 8.2 | 6.8
Live | 217465829 |  | 11.7 | 20 | 46500 | 36000 | 29800 | 3.43 | 2.3 | 49000 | 3.1 | 2.12 | 8.2 | 6.8
Live | 217465830 |  | 11.7 | 19.5 | 46500 | 35800 | 29800 | 3.43 | 2.32 | 49000 | 3.12 | 2.12 | 8.2 | 6.8
Live | 217465831 |  | 12.4 | 20.5 | 47000 | 39500 | 31400 | 3.63 | 2.3 | 45500 | 3.34 | 1.96 | 8.5 | 7
Live | 217465834 |  | 12.4 | 20.5 | 47000 | 39500 | 31400 | 3.63 | 2.28 | 46000 | 3.34 | 1.94 | 8.5 | 7
Live | 217465835 |  | 12.6 | 20.5 | 47000 | 39500 | 31400 | 3.69 | 2.3 | 45500 | 3.36 | 1.96 | 8.5 | 7
Live | 217465836 |  | 11.2 | 16.5 | 46000 | 40500 | 34800 | 3.28 | 2.34 | 48500 | 3.34 | 2.1 | 9 | 7.5
Live | 217465837 |  | 11.2 | 15.7 | 46500 | 41000 | 35000 | 3.28 | 2.26 | 48500 | 3.32 | 1.98 | 8.2 | 7.3
Live | 217465838 |  | 11.5 | 19.5 | 46500 | 42000 | 33800 | 3.37 | 2.2 | 49000 | 3.1 | 1.94 | 8.2 | 6.9
Live | 217465841 |  | 12.4 | 20 | 48000 | 40000 | 33800 | 3.63 | 2.26 | 47500 | 3.38 | 2 | 9 | 7.3
Live | 217465844 |  | 12.2 | 20 | 48000 | 40000 | 34000 | 3.58 | 2.26 | 47500 | 3.38 | 1.98 | 9 | 7.3
Live | 217465845 |  | 12.2 | 20 | 48000 | 40000 | 34000 | 3.58 | 2.26 | 47500 | 3.38 | 2 | 9 | 7.3
Live | 217465846 |  | 12 | 20.5 | 47500 | 39500 | 34000 | 3.52 | 2.34 | 47500 | 3.4 | 2.12 | 9.5 | 7.5
Live | 217465847 |  | 12 | 20.5 | 47500 | 39500 | 34200 | 3.52 | 2.34 | 47500 | 3.4 | 2.12 | 9.5 | 7.5
Live | 217465848 |  | 12 | 20.5 | 47500 | 39500 | 34200 | 3.52 | 2.34 | 47500 | 3.4 | 2.12 | 9.5 | 7.5
Live | 217465849 |  | 12 | 20 | 47500 | 39500 | 34200 | 3.52 | 2.34 | 46500 | 3.4 | 2.1 | 9.5 | 7.5
Live | 217465850 |  | 12 | 20 | 47500 | 39500 | 34200 | 3.52 | 2.34 | 46500 | 3.4 | 2.1 | 9.5 | 7.5
Live | 217465853 |  | 11.7 | 20 | 47000 | 39500 | 34400 | 3.43 | 2.32 | 47000 | 3.36 | 2.1 | 9.5 | 7.5
Live | 217465854 |  | 11.7 | 20 | 47000 | 39500 | 34400 | 3.43 | 2.32 | 47000 | 3.36 | 2.1 | 9.5 | 7.5
Live | 217465855 |  | 11.7 | 20 | 47500 | 39500 | 34200 | 3.43 | 2.34 | 46500 | 3.38 | 2.1 | 9.5 | 7.5
Live | 217465856 |  | 11.7 | 20 | 47000 | 39500 | 34400 | 3.43 | 2.32 | 47000 | 3.36 | 2.1 | 9.5 | 7.5
Live | 217465857 |  | 11.7 | 20 | 47000 | 39500 | 34400 | 3.43 | 2.32 | 47000 | 3.36 | 2.1 | 9.5 | 7.5
Live | 217465859 |  | 11 | 19.5 | 55000 | 46000 | 35800 | 3.22 | 2.22 | 54500 | 3.06 | 2.08 | 8.5 | 7
Live | 217465860 |  | 11.2 | 19.5 | 55500 | 45500 | 35600 | 3.28 | 2.26 | 54500 | 3.12 | 2.12 | 8.5 | 7
Live | 217465861 |  | 11.2 | 19 | 55500 | 46000 | 35600 | 3.28 | 2.24 | 54500 | 3.1 | 2.1 | 8.5 | 7
Live | 217465862 |  | 11.2 | 19.5 | 55500 | 45500 | 35600 | 3.28 | 2.26 | 54000 | 3.12 | 2.12 | 8.5 | 7
Live | 217465863 |  | 11.2 | 19.5 | 55000 | 45500 | 35400 | 3.28 | 2.24 | 54000 | 3.1 | 2.12 | 8.5 | 7
Live | 217465864 |  | 11.2 | 19 | 55500 | 46000 | 35800 | 3.28 | 2.24 | 54500 | 3.1 | 2.1 | 8.5 | 7
Live | 217465865 |  | 11.5 | 19 | 55000 | 44000 | 35800 | 3.37 | 2.28 | 53000 | 3.2 | 2.08 | 8.5 | 7
Live | 217465866 |  | 11.7 | 19.5 | 55000 | 43500 | 35600 | 3.43 | 2.28 | 53000 | 3.22 | 2.08 | 8.5 | 7
Live | 217465867 |  | 11.7 | 18 | 54500 | 43500 | 35400 | 3.43 | 2.26 | 53000 | 3.2 | 2.08 | 8.5 | 7
Live | 217465868 |  | 11.7 | 19 | 54500 | 43500 | 35400 | 3.43 | 2.26 | 53000 | 3.2 | 2.08 | 8.5 | 7
Live | 217465869 |  | 11.7 | 17.5 | 54500 | 43500 | 35400 | 3.43 | 2.26 | 52500 | 3.18 | 2.08 | 8.5 | 7
Live | 217465870 |  | 11.5 | 19 | 54500 | 44000 | 35800 | 3.37 | 2.26 | 53500 | 3.18 | 2.06 | 8.5 | 7
Live | 217465871 |  | 11.5 | 18.5 | 55000 | 44000 | 35800 | 3.37 | 2.26 | 53000 | 3.2 | 2.08 | 8.5 | 7
Live | 217465872 |  | 11.5 | 19.5 | 55500 | 44000 | 35000 | 3.37 | 2.38 | 53500 | 3.14 | 2.14 | 8.5 | 7
Live | 217465873 |  | 11.7 | 19.5 | 56000 | 44000 | 34800 | 3.43 | 2.42 | 53000 | 3.22 | 2.16 | 8.5 | 7
Live | 217465874 |  | 11.7 | 19.5 | 56000 | 44000 | 34800 | 3.43 | 2.4 | 53500 | 3.18 | 2.16 | 8.5 | 7
Live | 217465875 |  | 11.7 | 20 | 56000 | 44000 | 34800 | 3.43 | 2.42 | 53000 | 3.2 | 2.16 | 8.5 | 7
Live | 217465876 |  | 11.7 | 19.5 | 55500 | 43500 | 34600 | 3.43 | 2.4 | 53000 | 3.18 | 2.16 | 8.5 | 7
Live | 217465877 |  | 11.5 | 19 | 56000 | 44000 | 35000 | 3.37 | 2.4 | 53500 | 3.18 | 2.14 | 8.5 | 7
Live | 217465878 |  | 11.7 | 19.5 | 55500 | 43500 | 34600 | 3.43 | 2.4 | 53000 | 3.16 | 2.16 | 8.5 | 7
Live | 217465879 |  | 11.5 | 19 | 54000 | 40000 | 34200 | 3.37 | 2.58 | 52500 | 3.28 | 2.14 | 8.5 | 7.1
Live | 217465880 |  | 11.7 | 18.5 | 53500 | 40000 | 34000 | 3.43 | 2.58 | 52500 | 3.28 | 2.14 | 8.5 | 7.1
Live | 217465881 |  | 11.5 | 19 | 54000 | 45500 | 38500 | 3.37 | 2.44 | 52500 | 3.34 | 2.16 | 8.5 | 7.1
Live | 217465882 |  | 11.2 | 18.5 | 53500 | 43500 | 38000 | 3.28 | 2.4 | 54000 | 3.42 | 2.16 | 8.5 | 7.2
Live | 217465883 |  | 11.2 | 17 | 54000 | 45500 | 38500 | 3.28 | 2.44 | 52500 | 3.34 | 2.16 | 8.5 | 7.3
Live | 217465884 |  | 12.6 | 20 | 23200 | 22000 | 17600 | 3.7 | 2.5 | 24000 | 3.64 | 2.1 | 9.8 | 7.5
Live | 217465885 |  | 12.6 | 20 | 23200 | 22000 | 17600 | 3.7 | 2.5 | 24000 | 3.64 | 2.1 | 9.8 | 7.5
Live | 217465886 |  | 13 | 19.5 | 22800 | 21600 | 17300 | 3.82 | 2.48 | 24000 | 3.59 | 2.1 | 9.8 | 7.5
Live | 217465887 |  | 12.6 | 19.5 | 23200 | 22000 | 17700 | 3.7 | 2.5 | 24000 | 3.64 | 2.1 | 9.8 | 7.5
Live | 217465888 |  | 12.4 | 16.5 | 23200 | 22000 | 17800 | 3.64 | 2.48 | 24000 | 3.61 | 2.08 | 9.6 | 7.5
Live | 217465889 |  | 12.4 | 18.5 | 23200 | 22000 | 17800 | 3.64 | 2.5 | 24000 | 3.63 | 2.1 | 9.8 | 7.5
Live | 217465890 |  | 12.4 | 19 | 23200 | 22000 | 17800 | 3.64 | 2.5 | 24000 | 3.63 | 2.1 | 9.8 | 7.5
Live | 217465891 |  | 13 | 19 | 23000 | 21800 | 17500 | 3.81 | 2.48 | 24000 | 3.61 | 2.1 | 9.8 | 7.5
Live | 217465892 |  | 13 | 19 | 23200 | 21800 | 17400 | 3.82 | 2.5 | 24000 | 3.64 | 2.1 | 9.8 | 7.5
Live | 217465893 |  | 12.6 | 19.5 | 23200 | 22000 | 17700 | 3.7 | 2.5 | 24000 | 3.64 | 2.1 | 9.8 | 7.5
Live | 217465894 |  | 12.8 | 19.5 | 23400 | 22000 | 17700 | 3.75 | 2.52 | 24000 | 3.68 | 2.1 | 9.8 | 7.5
Live | 217465895 |  | 12.4 | 18.5 | 23200 | 22000 | 17800 | 3.64 | 2.5 | 24000 | 3.61 | 2.08 | 9.8 | 7.5
Live | 217465896 |  | 12.8 | 19 | 23400 | 22000 | 17700 | 3.75 | 2.52 | 24000 | 3.68 | 2.1 | 9.8 | 7.8
Live | 217465897 |  | 12.4 | 17 | 23800 | 22000 | 18100 | 3.63 | 2.48 | 24000 | 3.55 | 2.12 | 9 | 7.5
Live | 217465898 |  | 11.5 | 19 | 34000 | 31400 | 25200 | 3.37 | 2.38 | 33400 | 3.72 | 2.1 | 8.5 | 7.2
Live | 217465899 |  | 11.2 | 16.5 | 33400 | 27800 | 21800 | 3.28 | 2.22 | 30600 | 3.32 | 2.04 | 8.5 | 7
Live | 217465900 |  | 11.5 | 18.5 | 33800 | 27800 | 21800 | 3.37 | 2.26 | 30600 | 3.42 | 2.06 | 9 | 7.1
Live | 217465901 |  | 11.7 | 17 | 33800 | 27800 | 21600 | 3.43 | 2.26 | 30600 | 3.44 | 2.08 | 8.5 | 7.1
Live | 217465902 |  | 11.7 | 17.5 | 33800 | 27600 | 21600 | 3.43 | 2.26 | 30400 | 3.41 | 2.08 | 8.5 | 7.1
Live | 217465903 |  | 11.2 | 17.5 | 33600 | 28200 | 22000 | 3.28 | 2.22 | 31000 | 3.32 | 2.04 | 8.5 | 7
Live | 217465904 |  | 11.2 | 16 | 33400 | 27800 | 21800 | 3.28 | 2.22 | 30600 | 3.33 | 2.04 | 8.5 | 7
Live | 217465905 |  | 11.5 | 16.5 | 33400 | 27800 | 21600 | 3.38 | 2.22 | 30400 | 3.34 | 2.04 | 8.5 | 7
Live | 217465906 |  | 12.2 | 20 | 34800 | 29000 | 23800 | 3.58 | 2.34 | 31800 | 3.76 | 2.08 | 9 | 7.3
Live | 217465907 |  | 11.2 | 17.5 | 33400 | 28000 | 22000 | 3.28 | 2.22 | 30800 | 3.32 | 2.04 | 8.5 | 7
Live | 217465908 |  | 11.2 | 18 | 34000 | 28200 | 22000 | 3.28 | 2.24 | 31000 | 3.4 | 2.06 | 8.5 | 7.1
Live | 217465909 |  | 11.2 | 16 | 33800 | 28200 | 22000 | 3.28 | 2.24 | 30800 | 3.36 | 2.04 | 8.5 | 7
Live | 217465910 |  | 11.2 | 16 | 33400 | 27800 | 21600 | 3.28 | 2.2 | 30400 | 3.32 | 2.04 | 8.5 | 7
Live | 217465911 |  | 11.2 | 18 | 33600 | 28000 | 21800 | 3.28 | 2.22 | 30800 | 3.34 | 2.04 | 8.5 | 7
Live | 217465912 |  | 11.2 | 18 | 33600 | 28000 | 21800 | 3.28 | 2.22 | 30800 | 3.34 | 2.04 | 8.5 | 7
Live | 217465913 |  | 11.5 | 16.5 | 33600 | 27800 | 21800 | 3.37 | 2.22 | 30600 | 3.36 | 2.04 | 8.5 | 7
Live | 217465914 |  | 11.5 | 18 | 33800 | 28000 | 21800 | 3.37 | 2.24 | 30600 | 3.38 | 2.06 | 8.5 | 7.1
Live | 217465915 |  | 11.2 | 17 | 33600 | 28000 | 22000 | 3.28 | 2.22 | 30800 | 3.36 | 2.04 | 8.5 | 7
Live | 217465918 |  | 12 | 19 | 46000 | 38000 | 33200 | 3.52 | 2.22 | 43500 | 3.04 | 1.98 | 8.2 | 6.8
Live | 217465920 |  | 11.7 | 19 | 46500 | 35800 | 29800 | 3.43 | 2.3 | 48000 | 3.1 | 2.12 | 8.2 | 6.8
Live | 217465921 |  | 12.2 | 20 | 46500 | 35200 | 29200 | 3.58 | 2.34 | 47500 | 3.12 | 2.16 | 8.2 | 6.9
Live | 217465922 |  | 12.2 | 19 | 46500 | 35200 | 29200 | 3.58 | 2.32 | 47500 | 3.12 | 2.16 | 8.2 | 6.9
Live | 217465924 |  | 12 | 19.5 | 47000 | 35600 | 29400 | 3.51 | 2.32 | 48000 | 3.14 | 2.14 | 8.2 | 6.9
Live | 217465925 |  | 12 | 19 | 46000 | 35200 | 29200 | 3.52 | 2.3 | 47500 | 3.06 | 2.12 | 8.2 | 6.8
Live | 217465926 |  | 12.2 | 19 | 46500 | 35200 | 29200 | 3.58 | 2.32 | 47500 | 3.08 | 2.14 | 8.2 | 6.8
Live | 217465927 |  | 12 | 19 | 46500 | 35400 | 29400 | 3.51 | 2.32 | 48000 | 3.12 | 2.14 | 8.2 | 6.8
Live | 217465928 |  | 12 | 19 | 46000 | 35200 | 29200 | 3.52 | 2.3 | 47500 | 3.08 | 2.14 | 8.2 | 6.8
Live | 217465932 |  | 12.2 | 19 | 46500 | 35000 | 29000 | 3.58 | 2.32 | 47500 | 3.1 | 2.14 | 8.2 | 6.8
Live | 217465934 |  | 12 | 19 | 46500 | 38500 | 31200 | 3.51 | 2.34 | 45000 | 3.22 | 2.1 | 8.5 | 7.1
Live | 217465935 |  | 11.7 | 19.5 | 47000 | 38000 | 34400 | 3.43 | 2.46 | 44000 | 3.4 | 2.18 | 8.5 | 7.3
Live | 217465940 |  | 11.7 | 19.5 | 47000 | 38000 | 34800 | 3.43 | 2.44 | 44000 | 3.4 | 2.2 | 9 | 7.4
Live | 217465941 |  | 11.7 | 19.5 | 47500 | 40500 | 34800 | 3.43 | 2.36 | 47500 | 3.42 | 2.12 | 9.6 | 7.5
Live | 217465942 |  | 12.2 | 20.5 | 47500 | 39500 | 34200 | 3.58 | 2.38 | 47000 | 3.46 | 2.14 | 9.6 | 7.5
Live | 217465943 |  | 12.2 | 19.5 | 47500 | 39500 | 34000 | 3.58 | 2.38 | 46500 | 3.44 | 2.14 | 9.6 | 7.5
Live | 217465944 |  | 12 | 19.5 | 47000 | 39500 | 34000 | 3.51 | 2.34 | 46500 | 3.4 | 2.12 | 9.5 | 7.5
Live | 217465945 |  | 12 | 20 | 47500 | 40000 | 34400 | 3.52 | 2.4 | 47000 | 3.46 | 2.14 | 9.6 | 7.5
Live | 217465946 |  | 12 | 19.5 | 47000 | 39500 | 34200 | 3.51 | 2.34 | 46500 | 3.38 | 2.12 | 9.5 | 7.5
Live | 217465947 |  | 12 | 19.5 | 47000 | 39500 | 34200 | 3.51 | 2.34 | 46500 | 3.4 | 2.12 | 9.5 | 7.5
Live | 217465948 |  | 12 | 19 | 47000 | 39500 | 34000 | 3.51 | 2.36 | 46500 | 3.4 | 2.12 | 9.5 | 7.5
Live | 217465949 |  | 12 | 19.5 | 47000 | 39500 | 34200 | 3.51 | 2.34 | 46500 | 3.38 | 2.12 | 9.5 | 7.5
Live | 217465950 |  | 12 | 19 | 47000 | 39500 | 34200 | 3.51 | 2.34 | 46500 | 3.38 | 2.12 | 9.5 | 7.5
Live | 217465951 |  | 13 | 20.5 | 24000 | 21600 | 17800 | 3.8 | 2.54 | 24000 | 3.72 | 2.16 | 8.5 | 7.5
Live | 217465952 |  | 13 | 20.5 | 23800 | 22000 | 17900 | 3.81 | 2.6 | 24000 | 3.93 | 2.14 | 9.8 | 7.5
Live | 217465953 |  | 13 | 20.5 | 24000 | 22400 | 18600 | 3.8 | 2.72 | 24000 | 3.89 | 2.3 | 9.8 | 7.8
Live | 217465954 |  | 10 | 16.5 | 34000 | 30000 | 24400 | 2.93 | 2.34 | 32200 | 3.7 | 2.1 | 8.5 | 7.3
Live | 217465955 |  | 11.5 | 18.5 | 34000 | 28000 | 22000 | 3.37 | 2.26 | 30800 | 3.42 | 2.06 | 8.5 | 7.1
Live | 217465956 |  | 11.7 | 19.5 | 34400 | 29400 | 24400 | 3.43 | 2.32 | 32200 | 3.66 | 2.06 | 8.5 | 7.4
Live | 217465957 |  | 11.2 | 18 | 34000 | 28200 | 22200 | 3.28 | 2.26 | 31000 | 3.42 | 2.06 | 8.5 | 7.1
Live | 217465958 |  | 12 | 19.5 | 34600 | 29200 | 24200 | 3.52 | 2.32 | 32000 | 3.71 | 2.06 | 8.5 | 7.2
Live | 217465959 |  | 12 | 20 | 47000 | 39500 | 34000 | 3.51 | 2.36 | 47500 | 3.4 | 2.12 | 8.5 | 7.5
Live | 217465977 |  | 11.2 | 15.2 | 32800 | 31000 | 22600 | 3.28 | 2.34 | 31400 | 3.57 | 1.92 | 9.4 | 7.3
Live | 217465978 |  | 11.5 | 15.5 | 33000 | 30800 | 22400 | 3.37 | 2.36 | 31400 | 3.62 | 1.94 | 9.6 | 7.4
Live | 217465979 |  | 11.7 | 15.2 | 33600 | 26600 | 21400 | 3.43 | 2.5 | 32000 | 3.59 | 2.06 | 9.4 | 7.4
Live | 217465981 |  | 10.5 | 17.5 | 52000 | 42500 | 32800 | 3.08 | 2.36 | 54500 | 2.96 | 2.14 | 8.5 | 6.9
Live | 217465982 |  | 11 | 18.5 | 53000 | 43000 | 32800 | 3.22 | 2.4 | 54500 | 3.02 | 2.16 | 8.5 | 7
Live | 217465983 |  | 11 | 18.5 | 53000 | 43000 | 32800 | 3.22 | 2.38 | 54500 | 3 | 2.16 | 8.5 | 7
Live | 217465984 |  | 11 | 18 | 52500 | 42500 | 32600 | 3.23 | 2.4 | 54500 | 3 | 2.16 | 8.5 | 7
Live | 217465985 |  | 11 | 18.5 | 52500 | 42500 | 32600 | 3.23 | 2.38 | 54000 | 2.98 | 2.16 | 8.5 | 7
Live | 217465986 |  | 10.5 | 18 | 52500 | 43000 | 32800 | 3.08 | 2.38 | 54500 | 2.98 | 2.14 | 8.5 | 7
Live | 217465988 |  | 13 | 19 | 23600 | 19200 | 14200 | 3.8 | 2.28 | 24600 | 3.22 | 1.76 | 8.5 | 6.7
Live | 217465990 |  | 13 | 19 | 24000 | 19200 | 14200 | 3.8 | 2.26 | 24600 | 3.2 | 1.76 | 8.5 | 6.7
Live | 217465991 |  | 13 | 18 | 24000 | 19200 | 14200 | 3.8 | 2.28 | 24600 | 3.22 | 1.76 | 8.5 | 6.7
Live | 217465992 |  | 13 | 19.5 | 23600 | 19200 | 14100 | 3.8 | 2.28 | 24600 | 3.23 | 1.76 | 8.5 | 6.7
Live | 217465993 |  | 13 | 19 | 23600 | 19200 | 14100 | 3.8 | 2.28 | 24600 | 3.23 | 1.76 | 8.5 | 6.7
Live | 217465994 |  | 13 | 19 | 23600 | 19200 | 14100 | 3.8 | 2.28 | 24600 | 3.23 | 1.76 | 8.5 | 6.7
Live | 217465995 |  | 13 | 19 | 23600 | 19200 | 14200 | 3.8 | 2.28 | 24600 | 3.22 | 1.76 | 8.5 | 6.7
Live | 217465996 |  | 13 | 19 | 23600 | 19200 | 14200 | 3.8 | 2.28 | 24600 | 3.22 | 1.76 | 8.5 | 6.7
Live | 217465997 |  | 11.5 | 16 | 22600 | 20000 | 16700 | 3.36 | 2.32 | 27000 | 3.32 | 1.98 | 8.2 | 6.9
Live | 217465998 |  | 11.7 | 16 | 22800 | 21200 | 17500 | 3.43 | 2.32 | 24600 | 3.34 | 1.98 | 8.5 | 7.2
Live | 217465999 |  | 12 | 16 | 23400 | 21800 | 18100 | 3.52 | 2.24 | 25400 | 3.18 | 1.94 | 8.2 | 6.9
Live | 217466000 |  | 11.2 | 15.5 | 21600 | 21400 | 17500 | 3.28 | 2.36 | 25000 | 3.41 | 2 | 8.5 | 7.2
Live | 217466001 |  | 13 | 20 | 24000 | 21200 | 17300 | 3.8 | 2.46 | 25200 | 3.64 | 2.1 | 9.8 | 7.5
Live | 217466002 |  | 13 | 19.5 | 24000 | 21200 | 17300 | 3.8 | 2.5 | 25400 | 3.72 | 2.12 | 10.2 | 7.8
Live | 217466003 |  | 12 | 18 | 23400 | 19700 | 16400 | 3.52 | 2.38 | 26800 | 3.41 | 2.02 | 8.5 | 7
Live | 217466004 |  | 12.5 | 18 | 23200 | 19500 | 16200 | 3.66 | 2.38 | 26400 | 3.42 | 2.04 | 8.5 | 7
Live | 217466005 |  | 12.5 | 19.5 | 23600 | 19700 | 16300 | 3.66 | 2.38 | 26800 | 3.46 | 2.02 | 8.5 | 7
Live | 217466006 |  | 12.5 | 19 | 23600 | 19700 | 16400 | 3.66 | 2.38 | 26800 | 3.46 | 2.02 | 8.5 | 7
Live | 217466007 |  | 12.5 | 18.5 | 23600 | 19700 | 16300 | 3.66 | 2.4 | 26800 | 3.46 | 2.02 | 8.5 | 7
Live | 217466008 |  | 12.5 | 17.5 | 23600 | 19800 | 16400 | 3.66 | 2.38 | 26800 | 3.44 | 2.02 | 8.5 | 7
Live | 217466009 |  | 12.5 | 20 | 23200 | 19700 | 16300 | 3.66 | 2.38 | 26800 | 3.46 | 2 | 8.5 | 7.1
Live | 217466010 |  | 12.5 | 20 | 23400 | 19600 | 16200 | 3.67 | 2.42 | 26600 | 3.5 | 2.02 | 8.5 | 7.1
Live | 217466011 |  | 12.5 | 20 | 23400 | 19700 | 16300 | 3.67 | 2.4 | 26800 | 3.46 | 2 | 8.5 | 7.1
Live | 217466012 |  | 12.5 | 19.5 | 23200 | 19800 | 16400 | 3.66 | 2.36 | 26800 | 3.41 | 1.98 | 8.5 | 7
Live | 217466013 |  | 12.5 | 18.5 | 23400 | 19600 | 16200 | 3.67 | 2.44 | 26600 | 3.54 | 2.04 | 8.5 | 7
Live | 217466014 |  | 12.5 | 19.5 | 23400 | 19600 | 16200 | 3.67 | 2.4 | 26600 | 3.5 | 2.02 | 8.5 | 7.1
Live | 217466015 |  | 12.5 | 16.5 | 23800 | 21000 | 17300 | 3.67 | 2.4 | 24400 | 3.51 | 2.04 | 9 | 7.3
Live | 217466016 |  | 12.5 | 18.5 | 23200 | 19600 | 16200 | 3.66 | 2.4 | 26800 | 3.51 | 2.02 | 8.5 | 7
Live | 217466017 |  | 12.5 | 18.5 | 23200 | 19700 | 16300 | 3.66 | 2.4 | 26800 | 3.48 | 2.02 | 8.5 | 7
Live | 217466018 |  | 13 | 19 | 23800 | 20600 | 16900 | 3.81 | 2.42 | 24000 | 3.53 | 2.06 | 9 | 7.4
Live | 217466019 |  | 11.5 | 16.5 | 22600 | 20200 | 16800 | 3.36 | 2.32 | 27400 | 3.35 | 1.98 | 8.2 | 6.9
Live | 217466020 |  | 13 | 19.5 | 23800 | 20800 | 17200 | 3.81 | 2.4 | 24400 | 3.54 | 2.04 | 9 | 7.4
Live | 217466021 |  | 13 | 19.5 | 23800 | 20800 | 17100 | 3.81 | 2.42 | 24400 | 3.56 | 2.06 | 9 | 7.4
Live | 217466022 |  | 12.5 | 18.5 | 23800 | 21000 | 17300 | 3.67 | 2.4 | 24400 | 3.51 | 2.04 | 9 | 7.4
Live | 217466023 |  | 13 | 18.5 | 23800 | 20800 | 17100 | 3.81 | 2.42 | 24400 | 3.56 | 2.06 | 9 | 7.4
Live | 217466024 |  | 13 | 19.5 | 23200 | 20800 | 17200 | 3.82 | 2.42 | 24400 | 3.54 | 2.04 | 9 | 7.4
Live | 217466025 |  | 13 | 20 | 23600 | 20800 | 17000 | 3.8 | 2.44 | 24200 | 3.62 | 2.08 | 9.4 | 7.5
Live | 217466026 |  | 13 | 19.5 | 23600 | 20800 | 17000 | 3.8 | 2.44 | 24200 | 3.62 | 2.08 | 9.4 | 7.5
Live | 217466029 |  | 13 | 20 | 23600 | 20800 | 17000 | 3.8 | 2.44 | 24200 | 3.6 | 2.06 | 9.4 | 7.5
Live | 217466030 |  | 13 | 19.5 | 23600 | 20800 | 17000 | 3.8 | 2.44 | 24200 | 3.62 | 2.08 | 9.4 | 7.5
Live | 217466031 |  | 13 | 18.5 | 23800 | 21000 | 17200 | 3.81 | 2.4 | 24400 | 3.52 | 2.04 | 9 | 7.4
Live | 217466032 |  | 13 | 18.5 | 23800 | 21000 | 17200 | 3.81 | 2.4 | 24400 | 3.52 | 2.04 | 9 | 7.4
Live | 217466033 |  | 13 | 19.5 | 23600 | 20800 | 17100 | 3.8 | 2.42 | 24400 | 3.56 | 2.06 | 9.4 | 7.4
Live | 217466034 |  | 13 | 20 | 23600 | 20800 | 17000 | 3.8 | 2.44 | 24400 | 3.59 | 2.06 | 9.4 | 7.5
Live | 217466035 |  | 13 | 20 | 23800 | 21200 | 17500 | 3.81 | 2.26 | 24800 | 3.27 | 1.96 | 8.5 | 7
Live | 217466036 |  | 13 | 20 | 23800 | 21200 | 17500 | 3.81 | 2.26 | 24800 | 3.27 | 1.96 | 8.5 | 7
Live | 217466037 |  | 13 | 20 | 24000 | 21400 | 17600 | 3.8 | 2.28 | 24800 | 3.3 | 1.98 | 8.5 | 7
Live | 217466038 |  | 12 | 18.5 | 22600 | 21000 | 17100 | 3.52 | 2.44 | 24600 | 3.6 | 2.06 | 9 | 7.4
Live | 217466039 |  | 12 | 18.5 | 22600 | 21000 | 17100 | 3.52 | 2.44 | 24600 | 3.6 | 2.06 | 9 | 7.4
Live | 217466040 |  | 12.5 | 20.5 | 22200 | 20600 | 16700 | 3.66 | 2.42 | 24200 | 3.55 | 2.04 | 9 | 7.3
Live | 217466041 |  | 12 | 19.5 | 22800 | 21000 | 17200 | 3.52 | 2.46 | 24600 | 3.62 | 2.06 | 9 | 7.4
Live | 217466042 |  | 12.5 | 18 | 22400 | 20800 | 16900 | 3.67 | 2.44 | 24200 | 3.56 | 2.04 | 9 | 7.4
Live | 217466043 |  | 12.5 | 20 | 22400 | 21000 | 17100 | 3.67 | 2.48 | 24600 | 3.64 | 2.06 | 9 | 7.5
Live | 217466044 |  | 12.5 | 19.5 | 22200 | 21000 | 17100 | 3.66 | 2.46 | 24600 | 3.62 | 2.06 | 9 | 7.5
Live | 217466045 |  | 12.5 | 19.5 | 22200 | 21000 | 17100 | 3.66 | 2.46 | 24600 | 3.62 | 2.06 | 9 | 7.5
Live | 217466046 |  | 11.2 | 19 | 32600 | 27200 | 22600 | 3.28 | 3.24 | 33200 | 3.41 | 2.26 | 10.4 | 8.1
Live | 217466047 |  | 11.2 | 18 | 33200 | 27200 | 22800 | 3.29 | 3.25 | 33600 | 3.5 | 2.26 | 10.4 | 8.1
Live | 217466048 |  | 11.5 | 19 | 32600 | 27000 | 22400 | 3.38 | 3.26 | 33000 | 3.42 | 2.26 | 10.4 | 8.1
Live | 217466049 |  | 11.5 | 19 | 33000 | 27200 | 22400 | 3.37 | 3.28 | 33200 | 3.46 | 2.26 | 10.4 | 8.1
Live | 217466050 |  | 11.2 | 18 | 32800 | 27200 | 22600 | 3.28 | 3.24 | 33400 | 3.43 | 2.24 | 10.4 | 8.1
Live | 217466051 |  | 11 | 18.5 | 32000 | 30000 | 18400 | 3.22 | 2.68 | 32000 | 3.33 | 2.22 | 8.8 | 7.2
Live | 217466054 |  | 11.5 | 16 | 32600 | 27000 | 22400 | 3.38 | 3.24 | 33200 | 3.41 | 2.26 | 10.2 | 8
Live | 217466055 |  | 11.7 | 19 | 33000 | 27200 | 22400 | 3.43 | 3.29 | 33200 | 3.5 | 2.28 | 10.4 | 8.1
Live | 217466056 |  | 11.7 | 17 | 33000 | 27000 | 22400 | 3.43 | 3.3 | 33000 | 3.5 | 2.28 | 10.4 | 8.1
Live | 217466057 |  | 11.5 | 18.5 | 33000 | 27200 | 22600 | 3.37 | 3.28 | 33400 | 3.5 | 2.28 | 10.4 | 8.1
Live | 217466058 |  | 11.7 | 17 | 32800 | 27000 | 22400 | 3.43 | 3.32 | 33000 | 3.5 | 2.28 | 10.4 | 8.1
Live | 217466059 |  | 11.2 | 17.5 | 32800 | 27400 | 22600 | 3.28 | 3.2 | 33400 | 3.4 | 2.24 | 10.2 | 8.1
Live | 217466060 |  | 11.2 | 17.5 | 32600 | 27000 | 22600 | 3.28 | 3.24 | 33000 | 3.41 | 2.24 | 10.4 | 8.1
Live | 217466061 |  | 11.5 | 18 | 32600 | 27000 | 22400 | 3.38 | 3.24 | 33000 | 3.42 | 2.26 | 10.4 | 8.1
Live | 217466062 |  | 11.2 | 18.5 | 33000 | 27400 | 22800 | 3.28 | 3.22 | 33600 | 3.44 | 2.24 | 10.2 | 8
Live | 217466063 |  | 11.2 | 18 | 33000 | 27400 | 22600 | 3.28 | 3.26 | 33400 | 3.48 | 2.26 | 10.4 | 8.1
Live | 217466064 |  | 11.2 | 19 | 33000 | 27600 | 23000 | 3.28 | 3.26 | 33800 | 3.53 | 2.26 | 10.4 | 8.2
Live | 217466065 |  | 11.7 | 19.5 | 33200 | 27400 | 22800 | 3.43 | 3.32 | 33600 | 3.58 | 2.3 | 10.4 | 8.2
Live | 217466066 |  | 11.5 | 19 | 33200 | 27400 | 22800 | 3.37 | 3.32 | 33600 | 3.55 | 2.28 | 10.4 | 8.2
Live | 217466067 |  | 11.5 | 19 | 33200 | 27400 | 22800 | 3.37 | 3.32 | 33600 | 3.55 | 2.28 | 10.4 | 8.2
Live | 217466070 |  | 11.5 | 19 | 33000 | 27600 | 22800 | 3.37 | 3.27 | 33800 | 3.53 | 2.28 | 10.4 | 8.2
Live | 217466071 |  | 11.2 | 18.5 | 32800 | 27400 | 22600 | 3.28 | 3.24 | 33400 | 3.43 | 2.24 | 10.4 | 8.1
Live | 217466072 |  | 11.5 | 18 | 32400 | 27000 | 22400 | 3.37 | 3.24 | 33200 | 3.4 | 2.24 | 10.4 | 8.1
Live | 217466073 |  | 11.2 | 19 | 33000 | 27800 | 23000 | 3.28 | 3.22 | 34000 | 3.46 | 2.24 | 10.4 | 8.1
Live | 217466074 |  | 11.5 | 19 | 33000 | 27600 | 23000 | 3.37 | 3.26 | 33800 | 3.53 | 2.26 | 10.4 | 8.2
Live | 217466075 |  | 11 | 18 | 33400 | 28600 | 19400 | 3.22 | 2.4 | 34400 | 3.24 | 2.26 | 9 | 7.2
Live | 217466076 |  | 11.5 | 17.5 | 33600 | 28200 | 19100 | 3.37 | 2.44 | 33800 | 3.32 | 2.34 | 9 | 7.2
Live | 217466077 |  | 11 | 19 | 33600 | 28800 | 19500 | 3.23 | 2.4 | 34400 | 3.24 | 2.26 | 9 | 7.2
Live | 217466078 |  | 11 | 16 | 33000 | 27800 | 22400 | 3.22 | 2.28 | 30600 | 3.2 | 2.42 | 9 | 7.3
Live | 217466079 |  | 11.2 | 18 | 33400 | 28400 | 19300 | 3.28 | 2.4 | 34000 | 3.26 | 2.32 | 9 | 7.2
Live | 217466080 |  | 11 | 18 | 34000 | 28800 | 19500 | 3.22 | 2.4 | 34400 | 3.26 | 2.26 | 9 | 7.2
Live | 217466085 |  | 11.5 | 17.5 | 33600 | 28200 | 19100 | 3.37 | 2.44 | 33800 | 3.32 | 2.34 | 9 | 7.2
Live | 217466086 |  | 11.5 | 19 | 33200 | 27600 | 22400 | 3.37 | 2.32 | 30600 | 3.3 | 2.46 | 9 | 7.4
Live | 217466087 |  | 11 | 17 | 33200 | 27600 | 22400 | 3.22 | 2.32 | 30600 | 3.3 | 2.46 | 9 | 7.4
Live | 217466088 |  | 11.2 | 17.5 | 32400 | 30600 | 24000 | 3.29 | 2.22 | 31600 | 3.26 | 1.94 | 8.5 | 7.2
Live | 217466089 |  | 11.2 | 17.5 | 32400 | 30600 | 24000 | 3.29 | 2.22 | 31600 | 3.26 | 1.94 | 8.5 | 7.2
Live | 217466090 |  | 11.7 | 17 | 34200 | 28400 | 19200 | 3.43 | 2.48 | 34200 | 3.4 | 2.36 | 9 | 7.2
Live | 217466091 |  | 11.2 | 18.5 | 33000 | 31000 | 24200 | 3.28 | 2.26 | 32000 | 3.34 | 1.96 | 9 | 7.2
Live | 217466092 |  | 11.5 | 18 | 33400 | 27800 | 22600 | 3.38 | 2.32 | 30800 | 3.29 | 2.44 | 9 | 7.4
Live | 217466093 |  | 11.5 | 18 | 32400 | 30600 | 23800 | 3.37 | 2.22 | 31600 | 3.28 | 1.94 | 8.5 | 7.1
Live | 217466094 |  | 11.5 | 17.5 | 33600 | 28400 | 19100 | 3.37 | 2.44 | 34000 | 3.32 | 2.34 | 9 | 7.2
Live | 217466095 |  | 11.7 | 17.5 | 33800 | 28200 | 19100 | 3.43 | 2.44 | 33800 | 3.32 | 2.36 | 9 | 7.2
Live | 217466096 |  | 11.5 | 18 | 32600 | 30600 | 24000 | 3.38 | 2.24 | 31600 | 3.32 | 1.96 | 8.5 | 7.2
Live | 217466097 |  | 11.2 | 17.5 | 32600 | 30800 | 24000 | 3.28 | 2.22 | 31800 | 3.28 | 1.94 | 8.8 | 7.2
Live | 217466098 |  | 11.7 | 17 | 33200 | 27800 | 22200 | 3.43 | 2.32 | 30400 | 3.3 | 2.46 | 9 | 7.4
Live | 217466101 |  | 11 | 17.5 | 32800 | 28200 | 22600 | 3.23 | 2.28 | 31000 | 3.2 | 2.4 | 9 | 7.4
Live | 217466102 |  | 11.5 | 18.5 | 34000 | 28600 | 19300 | 3.37 | 2.46 | 34400 | 3.38 | 2.34 | 9.2 | 7.3
Live | 217466103 |  | 11.2 | 17.5 | 33000 | 27800 | 22400 | 3.28 | 2.28 | 30600 | 3.21 | 2.42 | 9 | 7.4
Live | 217466104 |  | 11.5 | 18 | 33000 | 27800 | 22200 | 3.37 | 2.3 | 30400 | 3.22 | 2.42 | 9 | 7.4
Live | 217466105 |  | 11.2 | 18.5 | 33200 | 28000 | 22800 | 3.29 | 2.3 | 31000 | 3.24 | 2.42 | 9 | 7.4
Live | 217466106 |  | 11.2 | 19 | 34000 | 28800 | 19500 | 3.28 | 2.42 | 34600 | 3.3 | 2.28 | 9.2 | 7.3
Live | 217466107 |  | 11.2 | 18 | 33400 | 28000 | 22600 | 3.28 | 2.3 | 31000 | 3.28 | 2.42 | 9 | 7.4
Live | 217466108 |  | 11.2 | 18.5 | 34000 | 28800 | 19500 | 3.28 | 2.42 | 34600 | 3.32 | 2.28 | 9 | 7.3
Live | 217466109 |  | 11.2 | 18.5 | 34000 | 28800 | 19500 | 3.28 | 2.42 | 34600 | 3.32 | 2.28 | 9.2 | 7.3
Live | 217466110 |  | 11.2 | 18.5 | 33400 | 28200 | 22800 | 3.28 | 2.32 | 31400 | 3.3 | 2.42 | 9 | 7.5
Live | 217466111 |  | 11 | 19 | 33600 | 28000 | 22600 | 3.23 | 2.34 | 31200 | 3.36 | 2.46 | 9.4 | 7.5
Live | 217466112 |  | 11.5 | 19 | 33400 | 28000 | 22800 | 3.38 | 2.34 | 31200 | 3.36 | 2.46 | 9.4 | 7.5
Live | 217466115 |  | 11 | 19 | 33400 | 28200 | 22800 | 3.22 | 2.32 | 31200 | 3.33 | 2.44 | 9.4 | 7.5
Live | 217466116 |  | 11.2 | 18 | 32600 | 30800 | 22200 | 3.28 | 2.32 | 31200 | 3.54 | 1.92 | 9.4 | 7.3
Live | 217466117 |  | 11.2 | 16 | 32400 | 30600 | 22000 | 3.29 | 2.3 | 31000 | 3.54 | 1.9 | 9.4 | 7.3
Live | 217466118 |  | 11.5 | 16 | 32600 | 30600 | 22000 | 3.38 | 2.32 | 31000 | 3.56 | 1.92 | 9.4 | 7.3
Live | 217466119 |  | 11.5 | 19 | 33400 | 28000 | 22800 | 3.38 | 2.34 | 31200 | 3.36 | 2.46 | 9.4 | 7.5
Live | 217466120 |  | 11.2 | 18 | 33200 | 28000 | 22600 | 3.29 | 2.3 | 30800 | 3.24 | 2.42 | 9 | 7.4
Live | 217466121 |  | 11.2 | 18 | 32800 | 31200 | 22600 | 3.28 | 2.36 | 31600 | 3.65 | 1.94 | 9.6 | 7.5
Live | 217466122 |  | 11 | 18 | 32800 | 27800 | 22400 | 3.23 | 2.28 | 30400 | 3.2 | 2.42 | 9 | 7.4
Live | 217466123 |  | 11.2 | 18.5 | 33200 | 28400 | 23000 | 3.29 | 2.3 | 31400 | 3.26 | 2.4 | 9 | 7.5
Live | 217466124 |  | 11.5 | 18 | 33000 | 31000 | 22400 | 3.37 | 2.38 | 31600 | 3.66 | 1.94 | 9.6 | 7.5
Live | 217466125 |  | 11.2 | 19 | 33400 | 28200 | 22800 | 3.28 | 2.32 | 31400 | 3.3 | 2.42 | 9.4 | 7.5
Live | 217466126 |  | 11.2 | 17.5 | 32800 | 31200 | 22600 | 3.28 | 2.36 | 31600 | 3.62 | 1.94 | 9.6 | 7.4
Live | 217466127 |  | 11.5 | 17.5 | 32800 | 31200 | 22600 | 3.37 | 2.38 | 31600 | 3.65 | 1.94 | 9.6 | 7.4
Live | 217466128 |  | 11.5 | 17.5 | 32800 | 31200 | 22600 | 3.37 | 2.38 | 31600 | 3.65 | 1.94 | 9.6 | 7.4
Live | 217466131 |  | 11.2 | 18.5 | 32800 | 31200 | 22600 | 3.28 | 2.36 | 31800 | 3.6 | 1.92 | 9.6 | 7.5
Live | 217466132 |  | 11.2 | 18 | 32800 | 31200 | 22600 | 3.28 | 2.36 | 31600 | 3.62 | 1.94 | 9.6 | 7.5
Live | 217466133 |  | 11.2 | 17.5 | 32800 | 31200 | 22600 | 3.28 | 2.36 | 31600 | 3.62 | 1.94 | 9.6 | 7.4
Live | 217466134 |  | 11.5 | 18 | 32800 | 31200 | 22600 | 3.37 | 2.36 | 31600 | 3.65 | 1.94 | 9.6 | 7.5
Live | 217466135 |  | 11.7 | 17 | 33600 | 27000 | 21600 | 3.43 | 2.52 | 32400 | 3.62 | 2.04 | 9.6 | 7.4
Live | 217466136 |  | 11.7 | 17 | 33600 | 26800 | 21400 | 3.43 | 2.52 | 32400 | 3.64 | 2.06 | 9.6 | 7.4
Live | 217466137 |  | 11.5 | 16.5 | 32600 | 30600 | 22200 | 3.38 | 2.32 | 31200 | 3.56 | 1.92 | 9.6 | 7.4
Live | 217466138 |  | 11.7 | 16.5 | 33600 | 27000 | 21600 | 3.43 | 2.5 | 32400 | 3.6 | 2.04 | 9.6 | 7.4
Live | 217466139 |  | 11.7 | 16.9 | 33600 | 27000 | 21600 | 3.43 | 2.52 | 32400 | 3.62 | 2.04 | 9.6 | 7.4
Live | 217466140 |  | 11.2 | 18.5 | 32800 | 31200 | 22600 | 3.28 | 2.36 | 31600 | 3.62 | 1.94 | 9.6 | 7.5
Live | 217466141 |  | 11.7 | 16.9 | 33600 | 27000 | 21600 | 3.43 | 2.52 | 32400 | 3.62 | 2.04 | 9.6 | 7.4
Live | 217466143 |  | 11.2 | 18 | 32800 | 31200 | 22600 | 3.28 | 2.36 | 31600 | 3.6 | 1.92 | 9.6 | 7.5
Live | 217466144 |  | 11.7 | 17.5 | 33400 | 27000 | 21600 | 3.43 | 2.5 | 32400 | 3.58 | 2.04 | 9.6 | 7.4
Live | 217466145 |  | 11.2 | 17.5 | 32800 | 31200 | 22600 | 3.28 | 2.36 | 31600 | 3.62 | 1.94 | 9.6 | 7.4
Live | 217466146 |  | 11.5 | 17 | 33400 | 27000 | 21600 | 3.38 | 2.5 | 32400 | 3.6 | 2.04 | 9.6 | 7.4
Live | 217466147 |  | 11.7 | 17 | 33600 | 27000 | 21600 | 3.43 | 2.52 | 32400 | 3.62 | 2.04 | 9.6 | 7.4
Live | 217466149 |  | 11.7 | 16.5 | 33600 | 27000 | 21600 | 3.43 | 2.5 | 32400 | 3.6 | 2.04 | 9.4 | 7.4
Live | 217466150 |  | 11.7 | 17.5 | 33600 | 27000 | 21600 | 3.43 | 2.5 | 32400 | 3.6 | 2.04 | 9.6 | 7.4
Live | 217466151 |  | 11.5 | 17 | 33400 | 27000 | 21600 | 3.38 | 2.5 | 32400 | 3.58 | 2.04 | 9.6 | 7.4
Live | 217466152 |  | 11.7 | 16.5 | 33600 | 27000 | 21600 | 3.43 | 2.5 | 32400 | 3.6 | 2.04 | 9.6 | 7.4
Live | 217466153 |  | 11 | 16 | 45000 | 37200 | 34000 | 3.22 | 2.24 | 44500 | 3.16 | 2.02 | 8.2 | 7.1
Live | 217466154 |  | 11 | 17 | 46000 | 39000 | 32600 | 3.23 | 2.42 | 51000 | 3.16 | 2.04 | 8.1 | 6.9
Live | 217466155 |  | 11.5 | 18.5 | 46000 | 36800 | 33400 | 3.37 | 2.24 | 43500 | 3.16 | 2.02 | 8.5 | 7.1
Live | 217466156 |  | 12 | 19.5 | 46000 | 36200 | 32800 | 3.52 | 2.26 | 43000 | 3.22 | 2.04 | 8.5 | 7.1
Live | 217466157 |  | 11.7 | 19 | 45500 | 36400 | 33200 | 3.43 | 2.26 | 43500 | 3.22 | 2.04 | 8.5 | 7.1
Live | 217466158 |  | 11.7 | 18.5 | 45500 | 36400 | 33200 | 3.43 | 2.26 | 43500 | 3.2 | 2.04 | 8.5 | 7.1
Live | 217466159 |  | 11.7 | 20 | 46000 | 36400 | 33200 | 3.43 | 2.28 | 44000 | 3.24 | 2.04 | 8.5 | 7.1
Live | 217466160 |  | 12 | 20 | 46000 | 36400 | 33200 | 3.52 | 2.28 | 43500 | 3.24 | 2.04 | 8.5 | 7.1
Live | 217466161 |  | 11.7 | 19.5 | 46000 | 36600 | 33200 | 3.43 | 2.28 | 44000 | 3.22 | 2.04 | 8.5 | 7.1
Live | 217466162 |  | 12 | 20 | 46000 | 36400 | 33200 | 3.52 | 2.28 | 43500 | 3.24 | 2.04 | 8.5 | 7.1
Live | 217466163 |  | 12 | 20 | 46000 | 36400 | 33200 | 3.52 | 2.28 | 43500 | 3.24 | 2.04 | 8.5 | 7.1
Live | 217466166 |  | 11.7 | 20 | 46000 | 36600 | 33400 | 3.43 | 2.26 | 43500 | 3.2 | 2.04 | 8.5 | 7.1
Live | 217466167 |  | 12 | 20.5 | 47000 | 38500 | 32000 | 3.51 | 2.46 | 50000 | 3.22 | 2.06 | 8.2 | 6.9
Live | 217466168 |  | 11.7 | 19.5 | 46000 | 36600 | 33400 | 3.43 | 2.26 | 43500 | 3.22 | 2.04 | 8.5 | 7.1
Live | 217466169 |  | 11.7 | 20 | 46000 | 36600 | 33200 | 3.43 | 2.28 | 43500 | 3.22 | 2.04 | 8.5 | 7.1
Live | 217466170 |  | 11.7 | 20.5 | 46500 | 39000 | 32400 | 3.43 | 2.4 | 50500 | 3.16 | 2.02 | 8.2 | 6.9
Live | 217466171 |  | 11.7 | 20.5 | 46500 | 39000 | 32400 | 3.43 | 2.42 | 50500 | 3.16 | 2.02 | 8.2 | 6.9
Live | 217466172 |  | 11.7 | 20.5 | 46500 | 39000 | 32400 | 3.43 | 2.42 | 50500 | 3.16 | 2.04 | 8.2 | 6.9
Live | 217466173 |  | 11.7 | 20 | 46000 | 36800 | 33400 | 3.43 | 2.26 | 43500 | 3.2 | 2.04 | 8.5 | 7.1
Live | 217466174 |  | 11.7 | 19.5 | 46000 | 36600 | 33400 | 3.43 | 2.26 | 43500 | 3.2 | 2.04 | 8.5 | 7.1
Live | 217466175 |  | 11.7 | 20.5 | 46500 | 39000 | 32400 | 3.43 | 2.42 | 50500 | 3.16 | 2.04 | 8.2 | 6.9
Live | 217466176 |  | 11.7 | 20.5 | 46500 | 39000 | 32400 | 3.43 | 2.42 | 50500 | 3.16 | 2.04 | 8.2 | 7
Live | 217466177 |  | 11.2 | 19 | 32600 | 27200 | 22600 | 3.28 | 3.24 | 33200 | 3.41 | 2.26 | 10.4 | 8.1
Live | 217466178 |  | 10.5 | 14.7 | 32000 | 27800 | 23000 | 3.07 | 3.15 | 33800 | 3.34 | 2.2 | 9.8 | 7.8
Live | 217466179 |  | 10.5 | 14.7 | 32000 | 27800 | 23000 | 3.07 | 3.15 | 33800 | 3.34 | 2.2 | 9.8 | 7.8
Live | 217466180 |  | 10.5 | 15.5 | 32600 | 28800 | 19600 | 3.08 | 2.38 | 34400 | 3.18 | 2.26 | 8.5 | 7.1
Live | 217466181 |  | 10.5 | 14.7 | 31800 | 28200 | 22800 | 3.08 | 2.24 | 30800 | 3.1 | 2.36 | 8.5 | 7.3
Live | 217466182 |  | 10.5 | 14.3 | 31200 | 31000 | 24400 | 3.08 | 2.18 | 31800 | 3.16 | 1.92 | 8.5 | 7.1
Live | 217466183 |  | 10.5 | 15.5 | 32600 | 28800 | 19600 | 3.08 | 2.38 | 34400 | 3.18 | 2.26 | 8.5 | 7.1
Live | 217466184 |  | 11.5 | 14.7 | 33400 | 26800 | 21400 | 3.38 | 2.48 | 32200 | 3.53 | 2.04 | 9.4 | 7.3
Live | 217466186 |  | 12.5 | 20.5 | 47500 | 37800 | 33000 | 3.66 | 2.44 | 45000 | 3.46 | 2.14 | 9 | 7.4
Live | 217466187 |  | 12 | 19.5 | 47000 | 38000 | 33200 | 3.51 | 2.42 | 45000 | 3.42 | 2.12 | 9 | 7.3
Live | 217469233 |  | 12 | 18 | 34500 | 29600 | 34000 | 3.17 | 2.47 | 34400 | 3.2 | 2 | 10 | 7
Live | 217469234 |  | 11.7 | 18.5 | 53000 | 47300 | 54000 | 3.08 | 2.64 | 54400 | 3.33 | 2.1 | 10.5 | 7
Live | 217469242 |  | 9.8 | 16 | 52000 | 41000 | 54000 | 2.75 | 2.33 | 54600 | 3.07 | 1.8 | 9 | 7
Live | 217469243 |  | 11 | 16 | 23000 | 15200 | 24000 | 3.16 | 2.09 | 24300 | 3.18 | 1.8 | 8.5 | 7
Live | 217469244 |  | 11 | 16 | 32000 | 22300 | 32000 | 2.76 | 2 | 35400 | 3.17 | 1.8 | 8.5 | 7
Live | 217476459 |  | 11.7 | 18.5 | 33600 | 26600 | 24400 | 3.43 | 2.46 | 31400 | 3.68 | 2.14 | 9.4 | 7.5
Live | 217476462 |  | 11.7 | 18.5 | 33600 | 26600 | 24400 | 3.43 | 2.46 | 31400 | 3.67 | 2.14 | 9.4 | 7.5
Live | 217476463 |  | 11.7 | 18.5 | 33600 | 26800 | 24400 | 3.43 | 2.44 | 31600 | 3.65 | 2.14 | 9.4 | 7.5
Live | 217476464 |  | 11.7 | 18.5 | 33600 | 26600 | 24400 | 3.43 | 2.46 | 31400 | 3.67 | 2.14 | 9.4 | 7.5
Live | 217476466 |  | 11.5 | 19.5 | 43500 | 39500 | 37400 | 3.37 | 2 | 43000 | 3.28 | 1.86 | 8 | 6.7
Live | 217476468 |  | 11.5 | 19.5 | 43500 | 39500 | 37600 | 3.37 | 2 | 43000 | 3.26 | 1.86 | 7.8 | 6.7
Live | 217476469 |  | 11.5 | 19 | 43500 | 39500 | 37600 | 3.37 | 2 | 43500 | 3.24 | 1.84 | 7.8 | 6.7
Live | 217476470 |  | 11.5 | 19.5 | 43500 | 39500 | 37600 | 3.37 | 2 | 43000 | 3.26 | 1.86 | 8 | 6.7
Live | 217476476 |  | 12.2 | 18.5 | 22000 | 20200 | 18500 | 3.58 | 2.16 | 24000 | 3.18 | 1.78 | 8.2 | 7
Live | 217476477 |  | 12 | 19 | 21800 | 20200 | 18600 | 3.51 | 2.14 | 24000 | 3.14 | 1.76 | 8.2 | 7
Live | 217476478 |  | 12 | 18.5 | 21800 | 20400 | 18600 | 3.51 | 2.14 | 24000 | 3.14 | 1.76 | 8.2 | 7
Live | 217476479 |  | 12 | 18 | 21800 | 20200 | 18600 | 3.51 | 2.14 | 24000 | 3.14 | 1.76 | 8.2 | 7
Live | 217476480 |  | 12.4 | 19 | 35200 | 30000 | 27800 | 3.63 | 2.42 | 31400 | 3.33 | 2 | 8.1 | 7
Live | 217476481 |  | 13.4 | 20 | 35400 | 27800 | 26600 | 3.93 | 2.3 | 31200 | 3.27 | 2.08 | 8.5 | 7.2
Live | 217476484 |  | 13.4 | 20 | 35400 | 27800 | 26600 | 3.93 | 2.3 | 31200 | 3.24 | 2.08 | 8.5 | 7.2
Live | 217476492 |  | 13.2 | 19.5 | 35400 | 28000 | 26800 | 3.87 | 2.28 | 31400 | 3.2 | 2.06 | 8.5 | 7.1
Live | 217476497 |  | 12.8 | 17.5 | 34400 | 29600 | 30000 | 3.75 | 2.48 | 32600 | 3.47 | 2.16 | 9.4 | 7.8
Live | 217476498 |  | 12.6 | 17 | 34400 | 29600 | 30000 | 3.69 | 2.46 | 32600 | 3.46 | 2.16 | 9.4 | 7.8
Live | 217476499 |  | 12.4 | 17 | 34400 | 29600 | 30200 | 3.64 | 2.46 | 32600 | 3.44 | 2.16 | 9.4 | 7.8
Live | 217476502 |  | 12.4 | 17 | 34400 | 29600 | 30200 | 3.64 | 2.44 | 32800 | 3.42 | 2.16 | 9 | 7.5
Live | 217476503 |  | 12.6 | 17 | 34400 | 29600 | 30200 | 3.69 | 2.46 | 32600 | 3.44 | 2.16 | 9.4 | 7.8
Live | 217476504 |  | 12.6 | 17 | 34400 | 29600 | 30000 | 3.69 | 2.46 | 32600 | 3.46 | 2.16 | 9.4 | 7.8
Live | 217476505 |  | 12.8 | 17.5 | 34400 | 29600 | 30000 | 3.75 | 2.48 | 32600 | 3.47 | 2.16 | 9.4 | 7.8
Live | 217476506 |  | 12.6 | 18.5 | 35000 | 28800 | 26600 | 3.69 | 2.56 | 31800 | 3.74 | 2.12 | 9.8 | 7.8
Live | 217476509 |  | 12.8 | 18.5 | 35000 | 28800 | 26600 | 3.76 | 2.56 | 32000 | 3.74 | 2.12 | 9.8 | 7.8
Live | 217476521 |  | 12.2 | 19 | 45500 | 38500 | 37000 | 3.57 | 2.38 | 44000 | 3.3 | 1.82 | 8.5 | 7.1
Live | 217476522 |  | 12.2 | 19 | 45000 | 38500 | 37200 | 3.57 | 2.36 | 44000 | 3.28 | 1.82 | 8.5 | 7.1
Live | 217476523 |  | 12 | 19 | 45000 | 39000 | 37400 | 3.52 | 2.34 | 44000 | 3.26 | 1.82 | 8.5 | 7.1
Live | 217476524 |  | 12 | 18.5 | 45000 | 39000 | 37400 | 3.52 | 2.34 | 44000 | 3.26 | 1.82 | 8.5 | 7.1
Live | 217476525 |  | 12 | 19 | 45000 | 39000 | 37400 | 3.52 | 2.36 | 44000 | 3.26 | 1.82 | 8.5 | 7.1
Live | 217476526 |  | 12.2 | 19 | 45000 | 38500 | 37200 | 3.57 | 2.36 | 44000 | 3.28 | 1.82 | 8.5 | 7.1
Live | 217476527 |  | 12.2 | 19 | 45000 | 38500 | 37200 | 3.57 | 2.36 | 44000 | 3.3 | 1.82 | 8.5 | 7.1
Live | 217477678 |  | 11 | 18 | 35400 | 29000 | 24400 | 2.98 | 2.14 |  |  | 2 | 9 | 7.2
Live | 217477679 |  | 11 | 18 | 56500 | 43000 | 38000 | 3.14 | 2.11 |  |  | 1.9 | 9 | 7.2
Live | 217477680 |  | 11 | 18 | 35400 | 29000 | 24400 | 2.98 | 2.14 |  |  | 1.95 | 9 | 7.2
Live | 217477681 |  | 12 | 18 | 38500 | 35000 | 28000 | 3.28 | 2.2 |  |  | 1.95 | 9 | 7.3
Live | 217477682 |  | 11 | 18 | 35400 | 29000 | 24400 | 2.98 | 2.14 |  |  | 1.95 | 9 | 7.2
Live | 217477683 |  | 12 | 18 | 38500 | 35000 | 28000 | 3.28 | 2.2 |  |  | 1.95 | 9 | 7.3
Live | 217477684 |  | 11 | 16 | 35400 | 27000 | 23600 | 2.88 | 2.15 |  |  | 1.9 | 9 | 7
Live | 217477685 |  | 11 | 16 | 55500 | 42000 | 37200 | 2.88 | 2.2 |  |  | 1.9 | 9 | 6.9
Live | 217477686 |  | 11 | 16 | 35400 | 27000 | 23600 | 2.88 | 2.15 |  |  | 1.9 | 9 | 7
Live | 217477687 |  | 11 | 16 | 35400 | 27000 | 23600 | 2.88 | 2.15 | 37000 | 2.82 | 1.9 | 9 | 7
Live | 217477688 |  | 11 | 18 | 35400 | 29000 | 24400 | 2.98 | 2.14 | 38000 | 3.08 | 2 | 9 | 7.2
Live | 217477689 |  | 11 | 16 | 55500 | 42000 | 37200 | 2.88 | 2.2 | 56000 | 2.87 | 1.9 | 9 | 6.9
Live | 217477690 |  | 11 | 18 | 56500 | 43000 | 38000 | 3.14 | 2.11 | 57000 | 3.07 | 1.9 | 9 | 7.2
Live | 217477691 |  | 11 | 16 | 35400 | 27000 | 23600 | 2.88 | 2.15 | 37000 | 2.82 | 1.9 | 9 | 7
Live | 217477692 |  | 11 | 18 | 35400 | 29000 | 24400 | 2.98 | 2.14 | 38000 | 3.08 | 1.95 | 9 | 7.2
Live | 217477693 |  | 12 | 18 | 38500 | 35000 | 28000 | 3.28 | 2.2 | 41000 | 3.18 | 1.95 | 9 | 7.3
Live | 217477694 |  | 11 | 18 | 35400 | 29000 | 24400 | 2.98 | 2.14 | 38000 | 3.08 | 1.95 | 9 | 7.2
Live | 217477695 |  | 12 | 18 | 38500 | 35000 | 28000 | 3.28 | 2.2 | 41000 | 3.18 | 1.95 | 9 | 7.3
Live | 217477696 |  | 8.6 | 19 | 36800 | 25600 | 22000 | 2.45 | 2.27 | 44000 | 2.69 | 1.9 | 8.5 | 6.6
Live | 217477697 |  | 8.6 | 19 | 36800 | 25600 | 22000 | 2.45 | 2.27 | 44000 | 2.69 | 1.9 | 8.5 | 6.6
Live | 217477698 |  | 12 | 20.5 | 32800 | 21000 | 20000 | 3 | 2.08 | 31400 | 3.08 | 2.03 | 9.5 | 7.2
Live | 217477699 |  | 12 | 20.5 | 32800 | 21000 | 20000 | 3 | 2.08 | 31400 | 3.08 | 2.03 | 9.5 | 7.2
Live | 217478339 |  | 15 | 25.6 | 27900 | 23200 | 22600 | 3.59 | 2.35 | 29700 | 3.57 | 2.34 | 16.2 | 12.9
Live | 217478340 |  | 12.5 | 19 | 22000 | 21600 | 18000 | 3.31 | 2.3 | 22000 | 3.31 | 2 | 9.7 | 8
Live | 217478341 |  | 11.7 | 18.3 | 27000 | 22200 | 21600 | 2.76 | 2.24 | 30000 | 3.22 | 1.87 | 10 | 8
Live | 217478342 |  | 11.7 | 16.8 | 39000 | 37800 | 32600 | 3.16 | 2.39 | 38500 | 3.74 | 1.96 | 10 | 8.3
Live | 217478343 |  | 11.7 | 17.4 | 42000 | 41000 | 39000 | 2.77 | 2.03 | 48000 | 3.22 | 1.9 | 10.3 | 8.6
Live | 217478344 |  | 10.5 | 16.5 | 51000 | 38300 | 46000 | 2.89 | 2.02 | 57300 | 3.23 | 1.9 | 9.5 | 8
Live | 217478345 |  | 10 | 16 | 56300 | 50400 | 52000 | 2.57 | 2.3 | 64500 | 3.17 | 1.8 | 9 | 8
Live | 217482392 |  | 11.7 | 16.1 | 22800 | 21000 | 18000 | 3.15 | 2 | 22800 | 3.28 | 2.06 | 9.5 | 7.8
Live | 217482393 |  | 11.7 | 16.1 | 22800 | 21000 | 18000 | 3.15 | 2 | 22800 | 3.28 | 2.06 | 9.5 | 7.8
Live | 217482394 |  | 10 | 16 | 27600 | 22000 | 21000 | 2.8 | 2 | 30000 | 3.03 | 1.8 | 9.5 | 7
Live | 217482395 |  | 10 | 16 | 27600 | 22000 | 21000 | 2.8 | 2 | 30000 | 3.03 | 1.8 | 9.5 | 7
Live | 217482396 |  | 10 | 15.3 | 34800 | 31700 | 30400 | 2.77 | 2 | 35900 | 2.93 | 1.8 | 9.3 | 7.7
Live | 217482397 |  | 11 | 16 | 36000 | 38000 | 32000 | 2.82 | 2.24 | 39000 | 3.28 | 1.85 | 9.6 | 8.2
Live | 217482398 |  | 11 | 16 | 36000 | 38000 | 32000 | 2.82 | 2.24 | 39000 | 3.28 | 1.85 | 9.6 | 8.2
Live | 217482400 |  | 10.7 | 15.8 | 41000 | 39000 | 36000 | 2.66 | 2.18 | 46000 | 2.97 | 1.9 | 9.4 | 7.9
Live | 217482401 |  | 10.7 | 15.8 | 41000 | 39000 | 36000 | 2.66 | 2.18 | 46000 | 2.97 | 1.9 | 9.4 | 7.9
Live | 217482402 |  | 10 | 15.2 | 48000 | 36000 | 42000 | 2.49 | 2.29 | 50000 | 2.76 | 1.85 | 8.8 | 7.4
Live | 217482403 |  | 9.8 | 14.5 | 47000 | 53000 | 40000 | 2.7 | 2.18 | 53000 | 3 | 1.8 | 8.4 | 7.2
Live | 217482404 |  | 10 | 16 | 55000 | 50000 | 45000 | 2.55 | 2.02 | 57000 | 2.55 | 1.8 | 8.5 | 6.9
Live | 217482405 |  | 10 | 15.2 | 53400 | 48000 | 43000 | 2.59 | 2 | 59000 | 2.56 | 1.83 | 8.1 | 6.8
Live | 217482406 |  | 12.1 | 19.3 | 21900 | 19600 | 19600 | 3.27 | 2.4 | 23000 | 3.47 | 2.1 | 10.8 | 9.2
Live | 217482407 |  | 10.8 | 17.5 | 27600 | 21800 | 19600 | 2.84 | 2.34 | 32200 | 3.64 | 1.96 | 10.5 | 8.2
Live | 217482408 |  | 11.7 | 17.5 | 37800 | 31900 | 32000 | 3.05 | 2.25 | 40200 | 3.59 | 2 | 10.2 | 8.2
Live | 217482409 |  | 11.2 | 16.8 | 41500 | 40000 | 34600 | 2.76 | 2.17 | 48500 | 3.22 | 1.8 | 9.6 | 8
Live | 217482410 |  | 12 | 18 | 20400 | 19800 | 18000 | 3.15 | 2.38 | 21600 | 3.3 | 2.2 | 10 | 8.3
Live | 217482411 |  | 12 | 18.7 | 27000 | 24000 | 23600 | 3.04 | 2.39 | 29000 | 3.27 | 2.1 | 10 | 8
Live | 217482412 |  | 12.1 | 19.3 | 21900 | 19600 | 19600 | 3.27 | 2.4 | 23000 | 3.47 | 2.1 | 10.8 | 9.2
Live | 217482413 |  | 10.8 | 17.5 | 27600 | 21800 | 19600 | 2.84 | 2.34 | 32200 | 3.64 | 1.96 | 10.5 | 8.2
Live | 217482414 |  | 11.7 | 17.5 | 37800 | 31900 | 32000 | 3.05 | 2.25 | 40200 | 3.59 | 2 | 10.2 | 8.2
Live | 217482415 |  | 11.2 | 16.8 | 41500 | 40000 | 34600 | 2.76 | 2.17 | 48500 | 3.22 | 1.8 | 9.6 | 8
Live | 217482416 |  | 15 | 22 | 12700 | 9500 | 8100 | 3.88 | 2.53 | 11500 | 3.55 | 2.4 | 12 | 10.3
Live | 217482417 |  | 15 | 22 | 12700 | 9500 | 8100 | 3.88 | 2.53 | 11500 | 3.55 | 2.4 | 12 | 10.3
Live | 217482418 |  | 14.6 | 24 | 12900 | 11900 | 10600 | 3.29 | 2 | 13900 | 3.02 | 1.83 | 12.1 | 9.5
Live | 217482419 |  | 14.6 | 24 | 12900 | 11900 | 10600 | 3.29 | 2 | 13900 | 3.02 | 1.83 | 12.1 | 9.5
Live | 217482420 |  | 14 | 22.6 | 13600 | 12600 | 11000 | 3.47 | 2.1 | 15700 | 3.46 | 1.84 | 12.1 | 9.3
Live | 217482421 |  | 14 | 22.6 | 13600 | 12600 | 11000 | 3.47 | 2.1 | 15700 | 3.46 | 1.84 | 12.1 | 9.3
Live | 217482422 |  | 15.1 | 27.2 | 13700 | 12200 | 11300 | 3.49 | 2.17 | 16100 | 3.5 | 1.84 | 10.9 | 8.9
Live | 217482423 |  | 14 | 20.5 | 13100 | 12600 | 11900 | 3.05 | 1.94 | 16500 | 3.41 | 1.85 | 13.8 | 10.8
Live | 217482424 |  | 14 | 20.5 | 13100 | 12600 | 11900 | 3.05 | 1.94 | 16500 | 3.41 | 1.85 | 13.8 | 10.8
Live | 217482425 |  | 13 | 23 | 13900 | 11900 | 11500 | 3.31 | 1.95 | 15200 | 3.25 | 1.99 | 10 | 8
Live | 217482426 |  | 12.5 | 22.2 | 15100 | 12900 | 11500 | 3.51 | 2.14 | 16300 | 3.59 | 1.99 | 11.6 | 8.9
Live | 217482427 |  | 12.5 | 25 | 14000 | 12400 | 11300 | 3.57 | 2.14 | 16100 | 3.5 | 1.88 | 10.5 | 8.3
Live | 217482428 |  | 12 | 20 | 13300 | 14000 | 12000 | 3.09 | 2.31 | 16500 | 3.41 | 1.95 | 10.6 | 8.5
Live | 217482429 |  | 12.5 | 20.6 | 19000 | 18800 | 17500 | 3.28 | 2.05 | 22200 | 3.27 | 1.89 | 12.2 | 9.2
Live | 217482430 |  | 12.5 | 20 | 18500 | 18000 | 17000 | 3.31 | 2.1 | 20000 | 3.01 | 1.9 | 12.3 | 9.5
Live | 217482431 |  | 12.5 | 20 | 17200 | 18800 | 17500 | 3.15 | 2.13 | 20000 | 3.12 | 1.95 | 10.3 | 8.7
Live | 217482432 |  | 12.5 | 20.4 | 19200 | 20200 | 17000 | 3.37 | 2.24 | 20700 | 3.32 | 1.86 | 10.3 | 8.2
Live | 217482433 |  | 12 | 18.4 | 20600 | 20000 | 18000 | 3.37 | 2.5 | 23000 | 3.85 | 2.1 | 11.1 | 9
Live | 217482434 |  | 12 | 20.7 | 26200 | 23900 | 23800 | 3.34 | 2.48 | 30700 | 3.61 | 2.23 | 11.6 | 9.2
Live | 217482435 |  | 12 | 20.4 | 25600 | 23300 | 24200 | 3.26 | 2.38 | 29500 | 3.36 | 2.16 | 12.1 | 9.8
Live | 217482436 |  | 12 | 19 | 28000 | 23600 | 24000 | 3.4 | 2.48 | 31400 | 3.71 | 2.18 | 11.7 | 9.3
Live | 217482437 |  | 15 | 22 | 12700 | 9500 | 8100 | 3.88 | 2.53 | 11500 | 3.55 | 2.4 | 12 | 10.3
Live | 217482438 |  | 14.6 | 24 | 12900 | 11900 | 10600 | 3.29 | 2 | 13900 | 3.02 | 1.83 | 12.1 | 9.5
Live | 217482439 |  | 14 | 22.6 | 13600 | 12600 | 11000 | 3.47 | 2.1 | 15700 | 3.46 | 1.84 | 12.1 | 9.3
Live | 217482440 |  | 15.1 | 27.2 | 13700 | 12200 | 11300 | 3.49 | 2.17 | 16100 | 3.5 | 1.84 | 10.9 | 8.9
Live | 217482441 |  | 14 | 20.5 | 13100 | 12600 | 11900 | 3.05 | 1.94 | 16500 | 3.41 | 1.85 | 13.8 | 10.8
Live | 217482442 |  | 13 | 23 | 13900 | 11900 | 11500 | 3.31 | 1.95 | 15200 | 3.25 | 1.99 | 10 | 8
Live | 217482443 |  | 12.5 | 22.2 | 15100 | 12900 | 11500 | 3.51 | 2.14 | 16300 | 3.59 | 1.99 | 11.6 | 8.9
Live | 217482444 |  | 12.5 | 25 | 14000 | 12400 | 11300 | 3.57 | 2.14 | 16100 | 3.5 | 1.88 | 10.5 | 8.3
Live | 217482445 |  | 12 | 20 | 13300 | 14000 | 12000 | 3.09 | 2.31 | 16500 | 3.41 | 1.95 | 10.6 | 8.5
Live | 217482446 |  | 12.5 | 20.6 | 19000 | 18800 | 17500 | 3.28 | 2.05 | 22200 | 3.27 | 1.89 | 12.2 | 9.2
Live | 217482447 |  | 12.5 | 20 | 18500 | 18000 | 17000 | 3.31 | 2.1 | 20000 | 3.01 | 1.9 | 12.3 | 9.5
Live | 217482448 |  | 12.5 | 20 | 17200 | 18800 | 17500 | 3.15 | 2.13 | 20000 | 3.12 | 1.95 | 10.3 | 8.7
Live | 217482449 |  | 12.5 | 20.4 | 19200 | 20200 | 17000 | 3.37 | 2.24 | 20700 | 3.32 | 1.86 | 10.3 | 8.2
Live | 217482450 |  | 12 | 18.4 | 20600 | 20000 | 18000 | 3.37 | 2.5 | 23000 | 3.85 | 2.1 | 11.1 | 9
Live | 217482451 |  | 12 | 20.7 | 26200 | 23900 | 23800 | 3.34 | 2.48 | 30700 | 3.61 | 2.23 | 11.6 | 9.2
Live | 217482452 |  | 12 | 20.4 | 25600 | 23300 | 24200 | 3.26 | 2.38 | 29500 | 3.36 | 2.16 | 12.1 | 9.8
Live | 217482453 |  | 12 | 19 | 28000 | 23600 | 24000 | 3.4 | 2.48 | 31400 | 3.71 | 2.18 | 11.7 | 9.3
Live | 217482454 |  | 15 | 22 | 12700 | 9500 | 8100 | 3.88 | 2.53 | 11500 | 3.55 | 2.4 | 12 | 10.3
Live | 217482455 |  | 14.6 | 24 | 12900 | 11900 | 10600 | 3.29 | 2 | 13900 | 3.02 | 1.83 | 12.1 | 9.5
Live | 217482456 |  | 14 | 22.6 | 13600 | 12600 | 11000 | 3.47 | 2.1 | 15700 | 3.46 | 1.84 | 12.1 | 9.3
Live | 217482457 |  | 15.1 | 27.2 | 13700 | 12200 | 11300 | 3.49 | 2.17 | 16100 | 3.5 | 1.84 | 10.9 | 8.9
Live | 217482458 |  | 14 | 20.5 | 13100 | 12600 | 11900 | 3.05 | 1.94 | 16500 | 3.41 | 1.85 | 13.8 | 10.8
Live | 217482459 |  | 13 | 23 | 13900 | 11900 | 11500 | 3.31 | 1.95 | 15200 | 3.25 | 1.99 | 10 | 8
Live | 217482460 |  | 12.5 | 22.2 | 15100 | 12900 | 11500 | 3.51 | 2.14 | 16300 | 3.59 | 1.99 | 11.6 | 8.9
Live | 217482461 |  | 12.5 | 25 | 14000 | 12400 | 11300 | 3.57 | 2.14 | 16100 | 3.5 | 1.88 | 10.5 | 8.3
Live | 217482462 |  | 12 | 20 | 13300 | 14000 | 12000 | 3.09 | 2.31 | 16500 | 3.41 | 1.95 | 10.6 | 8.5
Live | 217482463 |  | 12.5 | 20.6 | 19000 | 18800 | 17500 | 3.28 | 2.05 | 22200 | 3.27 | 1.89 | 12.2 | 9.2
Live | 217482464 |  | 12.5 | 20 | 18500 | 18000 | 17000 | 3.31 | 2.1 | 20000 | 3.01 | 1.9 | 12.3 | 9.5
Live | 217482465 |  | 12.5 | 20 | 17200 | 18800 | 17500 | 3.15 | 2.13 | 20000 | 3.12 | 1.95 | 10.3 | 8.7
Live | 217482466 |  | 12.5 | 20.4 | 19200 | 20200 | 17000 | 3.37 | 2.24 | 20700 | 3.32 | 1.86 | 10.3 | 8.2
Live | 217482467 |  | 12 | 18.4 | 20600 | 20000 | 18000 | 3.37 | 2.5 | 23000 | 3.85 | 2.1 | 11.1 | 9
Live | 217482468 |  | 12 | 20.7 | 26200 | 23900 | 23800 | 3.34 | 2.48 | 30700 | 3.61 | 2.23 | 11.6 | 9.2
Live | 217482469 |  | 12 | 20.4 | 25600 | 23300 | 24200 | 3.26 | 2.38 | 29500 | 3.36 | 2.16 | 12.1 | 9.8
Live | 217482470 |  | 12 | 19 | 28000 | 23600 | 24000 | 3.4 | 2.48 | 31400 | 3.71 | 2.18 | 11.7 | 9.3
Live | 217482532 |  | 9 | 15.2 | 32500 | 24800 | 23800 | 2.61 | 2.19 | 34500 | 2.88 | 1.8 | 8.5 | 6.6
Live | 217482533 |  | 11.5 | 15.2 | 24000 | 16200 | 20000 | 3.3 | 2.26 | 24000 | 3.15 | 1.8 | 8.5 | 6.6
Live | 217482534 |  | 11.5 | 15.2 | 24000 | 16200 | 20000 | 3.3 | 2.26 | 24000 | 3.15 | 1.8 | 8.5 | 6.6
Live | 217482535 |  | 9 | 15.2 | 32500 | 24800 | 23800 | 2.61 | 2.19 | 34500 | 2.88 | 1.8 | 8.5 | 6.6
Live | 217482536 |  | 11.5 | 15.2 | 24000 | 16200 | 20000 | 3.3 | 2.26 | 24000 | 3.15 | 1.8 | 8.5 | 6.6
Live | 217482537 |  | 11.5 | 15.2 | 24000 | 16200 | 20000 | 3.3 | 2.26 | 24000 | 3.15 | 1.8 | 8.5 | 6.6
Live | 217483011 |  | 9.5 | 15.2 | 48500 | 31400 | 34400 | 2.76 | 2.3 | 48500 | 2.97 | 1.8 | 8.5 | 6.6
Live | 217483606 |  | 12.5 | 18.5 | 17500 | 14000 | 17000 | 3.54 | 2.37 | 17400 | 3.59 | 2 | 9 | 6.5
Live | 217483607 |  | 12.5 | 18.5 | 18500 | 14800 | 18000 | 3.52 | 2.34 | 18400 | 3.57 | 2 | 9 | 6.5
Live | 217484310 |  | 10.5 | 15.2 | 23500 | 17800 | 19000 | 3.03 | 2.38 | 23400 | 3.03 | 1.8 | 8.5 | 6.6
Live | 217484311 |  | 9 | 15.2 | 32500 | 24600 | 24600 | 2.59 | 2.18 | 34500 | 2.86 | 1.8 | 8.5 | 6.6
Live | 217485717 |  | 10.6 | 21 | 37000 | 27500 | 24600 | 2.85 | 1.99 | 36500 | 2.81 | 1.8 | 8.5 | 7.5
Live | 217485718 |  | 10.9 | 22 | 33000 | 27000 | 23000 | 2.98 | 2.08 |  |  | 1.8 | 9 | 7
Live | 217485871 |  | 8.85 | 17 | 12700 | 10300 | 9500 | 2.58 | 2.1 | 13480 | 2.93 | 1.75 | 8.5 | 6.2
Live | 217488530 |  | 11 | 20 | 33700 | 19800 | 19700 | 3.09 | 1.99 | 30900 | 3.09 | 1.88 | 9.2 | 6.9
Live | 217488531 |  | 9 | 18 | 36200 | 25000 | 21400 | 2.56 | 2.14 | 36600 | 2.72 | 1.8 | 8.5 | 6.8
Live | 217488570 |  | 11.25 | 18.5 | 32000 | 24100 | 20400 | 2.7 | 1.91 | 31000 | 3.24 | 1.8 | 8.5 | 7.5
Live | 217488572 |  | 11.25 | 22.5 | 32000 | 24100 | 21000 | 2.8 | 1.91 | 32000 | 3.25 | 1.8 | 8.5 | 7.5
Live | 217488573 |  | 12 | 20 | 41000 | 27300 | 24400 | 3 | 1.96 | 37500 | 2.75 | 2 | 8.5 | 7.5
Live | 217488574 |  | 11.95 | 20 | 43000 | 27600 | 23800 | 3.15 | 2.64 | 39200 | 3.6 | 1.9 | 8.5 | 7.5
Live | 217488575 |  | 11 | 21 | 37400 | 27000 | 23400 | 2.74 | 2.26 | 37400 | 3.55 | 1.9 | 8.5 | 7.5
Live | 217488576 |  | 11.25 | 21 | 42200 | 26600 | 22000 | 3.09 | 2.4 | 37400 | 3.65 | 1.8 | 8.5 | 7.5
Live | 217488577 |  | 10.6 | 21 | 37000 | 27500 | 24600 | 2.85 | 1.99 | 34100 | 2.62 | 1.8 | 8.5 | 7.5
Live | 217491798 |  | 10 | 16.5 | 55500 | 34800 | 26800 | 2.93 | 2.18 | 55000 | 3 | 1.84 | 7.8 | 6.2
Live | 217491799 |  | 9 | 16.5 | 52500 | 37000 | 30000 | 2.64 | 2.08 | 57500 | 3.02 | 1.84 | 8.2 | 6.5
Live | 217493068 |  | 12.4 | 18.5 | 23400 | 14200 | 14300 | 3.63 | 2.18 | 23400 | 3.23 | 1.8 | 8 | 6.5
Live | 217493069 |  | 12.8 | 19.5 | 23600 | 14900 | 15500 | 3.76 | 2.48 | 23200 | 3.6 | 2.04 | 8.5 | 6.8
Live | 217493070 |  | 12.6 | 18 | 24000 | 15800 | 15500 | 3.7 | 2.34 | 23600 | 3.29 | 1.88 | 8.5 | 6.8
Live | 217493071 |  | 11.7 | 16 | 23400 | 16000 | 15700 | 3.43 | 2.28 | 23600 | 3.14 | 1.84 | 8.2 | 6.7
Live | 217493072 |  | 12.8 | 19 | 23800 | 15100 | 15600 | 3.75 | 2.18 | 23600 | 3.33 | 1.76 | 8.2 | 6.5
Live | 217493073 |  | 11.2 | 18 | 35200 | 21600 | 17700 | 3.29 | 2.61 | 34200 | 3.52 | 2.2 | 8.4 | 6.75
Live | 217493074 |  | 11 | 16.5 | 34200 | 18700 | 14800 | 3.22 | 2.24 | 32000 | 2.84 | 1.92 | 8.2 | 6.3
Live | 217493075 |  | 11.2 | 19 | 34800 | 18700 | 14800 | 3.28 | 2.28 | 32200 | 2.9 | 1.94 | 8.2 | 6.3
Live | 217493076 |  | 11.2 | 17 | 34800 | 18600 | 14800 | 3.28 | 2.28 | 32200 | 2.9 | 1.94 | 8.2 | 6.3
Live | 217493077 |  | 11.2 | 17 | 34800 | 18600 | 14800 | 3.28 | 2.28 | 32200 | 2.9 | 1.94 | 8.2 | 6.3
Live | 217493078 |  | 11 | 18 | 34800 | 18800 | 14900 | 3.23 | 2.26 | 32400 | 2.9 | 1.92 | 8.2 | 6.3
Live | 217493079 |  | 11 | 18 | 34800 | 18800 | 14900 | 3.23 | 2.26 | 32400 | 2.9 | 1.92 | 8.2 | 6.3
Live | 217493080 |  | 11.2 | 17.5 | 34600 | 18500 | 14700 | 3.28 | 2.28 | 32000 | 2.9 | 1.94 | 8.2 | 6.3
Live | 217493081 |  | 11.2 | 17.5 | 34600 | 18500 | 14700 | 3.28 | 2.28 | 32000 | 2.9 | 1.94 | 8.2 | 6.3
Live | 217493082 |  | 11 | 18 | 34400 | 18700 | 14900 | 3.22 | 2.24 | 32000 | 2.84 | 1.92 | 8.2 | 6.3
Live | 217493083 |  | 11 | 18.5 | 34400 | 18600 | 14800 | 3.22 | 2.26 | 32000 | 2.84 | 1.92 | 8.2 | 6.3
Live | 217493084 |  | 11 | 18 | 34800 | 18900 | 15000 | 3.23 | 2.26 | 32400 | 2.9 | 1.92 | 8.2 | 6.3
Live | 217493085 |  | 11 | 17.5 | 34800 | 18900 | 15100 | 3.23 | 2.24 | 32400 | 2.88 | 1.9 | 8.1 | 6.2
Live | 217493086 |  | 11 | 18 | 34600 | 18900 | 15000 | 3.22 | 2.24 | 32400 | 2.86 | 1.9 | 8.2 | 6.3
Live | 217493087 |  | 11 | 18 | 34200 | 18600 | 14800 | 3.22 | 2.24 | 32000 | 2.82 | 1.92 | 8.2 | 6.3
Live | 217493088 |  | 11 | 18.5 | 34400 | 18800 | 14900 | 3.22 | 2.24 | 32200 | 2.84 | 1.9 | 8.2 | 6.3
Live | 217493089 |  | 11 | 18.5 | 34400 | 18800 | 14900 | 3.22 | 2.24 | 32200 | 2.84 | 1.9 | 8.2 | 6.3
Live | 217493090 |  | 11 | 19 | 34800 | 19000 | 15100 | 3.23 | 2.24 | 32600 | 2.9 | 1.9 | 8.2 | 6.3
Live | 217493091 |  | 11 | 18.5 | 34400 | 18700 | 14800 | 3.22 | 2.26 | 32000 | 2.86 | 1.92 | 8.2 | 6.3
Live | 217493092 |  | 11 | 18.5 | 34400 | 18700 | 14800 | 3.22 | 2.26 | 32000 | 2.86 | 1.92 | 8.2 | 6.3
Live | 217493093 |  | 11 | 18.5 | 34600 | 18700 | 14900 | 3.22 | 2.26 | 32200 | 2.88 | 1.92 | 8.2 | 6.3
Live | 217493094 |  | 11 | 18.5 | 34600 | 18700 | 14900 | 3.22 | 2.26 | 32200 | 2.88 | 1.92 | 8.2 | 6.3
Live | 217493095 |  | 11 | 18 | 34600 | 18900 | 15000 | 3.22 | 2.24 | 32400 | 2.86 | 1.9 | 8.2 | 6.3
Live | 217493096 |  | 11 | 18 | 34600 | 18800 | 14900 | 3.22 | 2.24 | 32200 | 2.86 | 1.92 | 8.2 | 6.3
Live | 217493097 |  | 11 | 16 | 33600 | 21600 | 16300 | 3.23 | 2.52 | 36000 | 3.06 | 1.92 | 8 | 6.4
Live | 217493098 |  | 11 | 16 | 33600 | 21600 | 16300 | 3.23 | 2.52 | 36000 | 3.06 | 1.92 | 8 | 6.4
Live | 217493099 |  | 11 | 16 | 33400 | 21600 | 16300 | 3.22 | 2.52 | 36000 | 3.06 | 1.92 | 8 | 6.4
Live | 217493100 |  | 11 | 16 | 33400 | 21600 | 16300 | 3.22 | 2.52 | 36000 | 3.06 | 1.92 | 8 | 6.4
Live | 217493101 |  | 11 | 16 | 33200 | 21400 | 16200 | 3.22 | 2.52 | 36000 | 3.04 | 1.94 | 8 | 6.4
Live | 217493103 |  | 11 | 15.5 | 34600 | 21000 | 16500 | 3.22 | 2.32 | 32800 | 3.21 | 2.06 | 8.1 | 6.4
Live | 217493104 |  | 11.2 | 16.5 | 34200 | 20600 | 16100 | 3.29 | 2.34 | 32200 | 3.22 | 2.1 | 8.2 | 6.5
Live | 217493105 |  | 11.2 | 16 | 34800 | 21000 | 16400 | 3.28 | 2.34 | 32800 | 3.26 | 2.08 | 8.1 | 6.4
Live | 217493106 |  | 11.2 | 16 | 34800 | 21000 | 16400 | 3.28 | 2.34 | 32800 | 3.26 | 2.08 | 8.1 | 6.4
Live | 217493107 |  | 11 | 17.5 | 34200 | 20800 | 16300 | 3.22 | 2.32 | 32600 | 3.2 | 2.06 | 8.2 | 6.5
Live | 217493108 |  | 11.2 | 16.5 | 34200 | 20800 | 16200 | 3.29 | 2.32 | 32400 | 3.18 | 2.08 | 8.2 | 6.4
Live | 217493109 |  | 11.2 | 16.5 | 34200 | 20600 | 16200 | 3.29 | 2.34 | 32400 | 3.2 | 2.08 | 8.2 | 6.5
Live | 217493110 |  | 11.2 | 16.5 | 34200 | 20800 | 16300 | 3.29 | 2.32 | 32400 | 3.2 | 2.08 | 8.2 | 6.4
Live | 217493111 |  | 11.2 | 17 | 34600 | 20800 | 16400 | 3.28 | 2.34 | 32600 | 3.24 | 2.08 | 8.1 | 6.4
Live | 217493112 |  | 11.2 | 16.5 | 34400 | 20800 | 16300 | 3.28 | 2.32 | 32400 | 3.2 | 2.08 | 8.2 | 6.4
Live | 217493113 |  | 11.2 | 18.2 | 48000 | 29800 | 23200 | 3.28 | 2.5 | 48000 | 3.34 | 2 | 8.4 | 6.6
Live | 217493114 |  | 11.2 | 18 | 48000 | 32200 | 32600 | 3.28 | 2.66 | 47500 | 3.46 | 2.26 | 9 | 7.4
Live | 217493115 |  | 11 | 17.5 | 48000 | 29600 | 23800 | 3.23 | 2.28 | 47500 | 2.96 | 1.84 | 8.2 | 6.4
Live | 217493116 |  | 11 | 17 | 47000 | 29600 | 23800 | 3.23 | 2.26 | 47000 | 2.86 | 1.82 | 8.1 | 6.4
Live | 217493117 |  | 11.5 | 18 | 48000 | 29200 | 23400 | 3.37 | 2.34 | 47000 | 3 | 1.88 | 8.2 | 6.4
Live | 217493118 |  | 11.5 | 17.5 | 48000 | 29000 | 23400 | 3.37 | 2.34 | 47000 | 2.98 | 1.88 | 8.2 | 6.4
Live | 217493119 |  | 11.5 | 17.5 | 48000 | 29000 | 23400 | 3.37 | 2.34 | 47000 | 2.98 | 1.88 | 8.2 | 6.4
Live | 217493120 |  | 11.5 | 17 | 47500 | 29000 | 23200 | 3.37 | 2.32 | 46500 | 2.94 | 1.88 | 8.2 | 6.4
Live | 217493121 |  | 11.2 | 18 | 48000 | 29400 | 23600 | 3.28 | 2.32 | 47500 | 3 | 1.88 | 8.2 | 6.4
Live | 217493122 |  | 11.2 | 18 | 48000 | 29400 | 23600 | 3.28 | 2.32 | 47500 | 3 | 1.88 | 8.2 | 6.4
Live | 217493123 |  | 11.2 | 18 | 47500 | 29200 | 23400 | 3.28 | 2.3 | 46500 | 2.94 | 1.86 | 8.2 | 6.4
Live | 217493124 |  | 11.5 | 17.5 | 47500 | 29200 | 23400 | 3.37 | 2.32 | 46500 | 2.96 | 1.88 | 8.2 | 6.4
Live | 217493125 |  | 11.2 | 17.5 | 48000 | 29400 | 23600 | 3.28 | 2.32 | 47000 | 2.98 | 1.86 | 8.2 | 6.4
Live | 217493126 |  | 11.2 | 18 | 47500 | 29200 | 23400 | 3.28 | 2.3 | 47000 | 2.94 | 1.86 | 8.2 | 6.4
Live | 217493127 |  | 11.5 | 17 | 47500 | 29200 | 23400 | 3.37 | 2.32 | 46500 | 2.96 | 1.86 | 8.2 | 6.4
Live | 217493128 |  | 11.2 | 17.5 | 48000 | 29400 | 23600 | 3.28 | 2.32 | 47500 | 3.02 | 1.88 | 8 | 6.3
Live | 217493129 |  | 11.5 | 17 | 47500 | 29000 | 23400 | 3.37 | 2.3 | 46500 | 2.94 | 1.86 | 8.2 | 6.4
Live | 217493130 |  | 11.2 | 17.5 | 48000 | 28600 | 22400 | 3.28 | 2.26 | 46500 | 3 | 1.8 | 7.8 | 6.2
Live | 217493131 |  | 11.5 | 17 | 47000 | 28000 | 22000 | 3.37 | 2.26 | 45500 | 2.92 | 1.8 | 7.8 | 6.1
Live | 217493132 |  | 11.7 | 18 | 48000 | 28000 | 22000 | 3.43 | 2.3 | 45500 | 3.02 | 1.82 | 7.8 | 6.2
Live | 217493133 |  | 11.7 | 17 | 47500 | 27600 | 21800 | 3.43 | 2.3 | 45000 | 2.98 | 1.84 | 7.8 | 6.2
Live | 217493134 |  | 11.7 | 17 | 47500 | 27600 | 21800 | 3.43 | 2.3 | 45000 | 2.98 | 1.84 | 7.8 | 6.2
Live | 217493135 |  | 11.7 | 17 | 47500 | 27800 | 22000 | 3.43 | 2.28 | 45500 | 2.96 | 1.82 | 7.8 | 6.2
Live | 217493136 |  | 11.5 | 18 | 48000 | 28400 | 22200 | 3.37 | 2.3 | 46000 | 3.04 | 1.82 | 7.8 | 6.2
Live | 217493137 |  | 11.5 | 18 | 48000 | 28400 | 22200 | 3.37 | 2.3 | 46000 | 3.04 | 1.82 | 7.8 | 6.2
Live | 217493138 |  | 11.5 | 18 | 47500 | 28000 | 22000 | 3.37 | 2.28 | 45500 | 2.96 | 1.8 | 7.8 | 6.2
Live | 217493139 |  | 11.5 | 18 | 47500 | 28000 | 22000 | 3.37 | 2.28 | 45500 | 2.98 | 1.82 | 7.8 | 6.2
Live | 217493140 |  | 11.7 | 17 | 47500 | 27800 | 21800 | 3.43 | 2.28 | 45500 | 2.96 | 1.82 | 7.8 | 6.2
Live | 217493141 |  | 11.5 | 18 | 47500 | 28000 | 22000 | 3.37 | 2.28 | 45500 | 2.96 | 1.82 | 7.8 | 6.2
Live | 217493142 |  | 11.5 | 17 | 47500 | 28000 | 22000 | 3.37 | 2.28 | 45500 | 2.98 | 1.82 | 7.8 | 6.2
Live | 217493143 |  | 11.5 | 18 | 48000 | 29000 | 23400 | 3.37 | 2.2 | 46500 | 2.9 | 1.8 | 7.8 | 6.2
Live | 217493144 |  | 11.5 | 18 | 47500 | 28000 | 22000 | 3.37 | 2.28 | 45500 | 2.96 | 1.82 | 7.8 | 6.2
Live | 217493145 |  | 11.2 | 17.5 | 48000 | 29400 | 23800 | 3.28 | 2.2 | 47000 | 2.9 | 1.8 | 7.8 | 6.2
Live | 217493146 |  | 11.5 | 17.5 | 48000 | 29200 | 23600 | 3.37 | 2.2 | 46500 | 2.92 | 1.8 | 7.8 | 6.2
Live | 217493147 |  | 11.5 | 17.5 | 48000 | 29200 | 23600 | 3.37 | 2.2 | 46500 | 2.92 | 1.8 | 7.8 | 6.2
Live | 217493148 |  | 11.5 | 17 | 47500 | 28000 | 22000 | 3.37 | 2.28 | 45500 | 2.96 | 1.82 | 7.8 | 6.2
Live | 217493149 |  | 11.5 | 18 | 47500 | 28200 | 22200 | 3.37 | 2.28 | 45500 | 2.96 | 1.8 | 7.8 | 6.2
Live | 217493150 |  | 11.5 | 18 | 47500 | 28200 | 22200 | 3.37 | 2.28 | 45500 | 2.96 | 1.8 | 7.8 | 6.2
Live | 217493151 |  | 11.7 | 18 | 47500 | 28000 | 22000 | 3.43 | 2.28 | 45500 | 2.98 | 1.82 | 7.8 | 6.2
Live | 217493152 |  | 11.7 | 18 | 47500 | 28000 | 22000 | 3.43 | 2.28 | 45500 | 2.98 | 1.82 | 7.8 | 6.2
Live | 217493153 |  | 12.6 | 19 | 23400 | 14100 | 14100 | 3.69 | 2.16 | 23400 | 3.27 | 1.94 | 8 | 6.4
Live | 217493154 |  | 12.6 | 19 | 23400 | 14100 | 14200 | 3.69 | 2.16 | 23600 | 3.26 | 1.94 | 7.8 | 6.4
Live | 217493155 |  | 12.6 | 18.5 | 23600 | 15000 | 15600 | 3.7 | 2.5 | 23400 | 3.65 | 2.04 | 8.5 | 6.9
Live | 217493157 |  | 13 | 19.5 | 24000 | 15000 | 15600 | 3.8 | 2.2 | 23600 | 3.37 | 1.78 | 8.5 | 6.6
Live | 217493158 |  | 11.5 | 18 | 47500 | 28200 | 23400 | 3.37 | 2.36 | 47500 | 3.34 | 2.06 | 8.2 | 6.5
Live | 217493159 |  | 11.7 | 18 | 48000 | 28600 | 23400 | 3.43 | 2.4 | 47000 | 3.18 | 2.06 | 7.8 | 6.3
Live | 217493161 |  | 11.2 | 17.5 | 48000 | 32400 | 32800 | 3.28 | 2.64 | 48000 | 3.44 | 2.24 | 9 | 7.4
Live | 217493162 |  | 11.2 | 16 | 34400 | 20400 | 16400 | 3.28 | 2.26 | 35000 | 3.08 | 2.1 | 8 | 6.3
Live | 217493163 |  | 11 | 15.5 | 34400 | 20400 | 16400 | 3.22 | 2.26 | 35000 | 3.08 | 2.1 | 8 | 6.3
Live | 217493164 |  | 11.2 | 15.5 | 34400 | 20400 | 16300 | 3.28 | 2.26 | 34600 | 3.06 | 2.1 | 8 | 6.3
Live | 217493165 |  | 11.2 | 15.5 | 35200 | 20600 | 16500 | 3.29 | 2.28 | 35200 | 3.14 | 2.12 | 8 | 6.3
Live | 217493166 |  | 11.2 | 15.5 | 34600 | 20400 | 16400 | 3.28 | 2.26 | 35000 | 3.08 | 2.1 | 8 | 6.3
Live | 217493167 |  | 11.2 | 15.5 | 34400 | 20400 | 16300 | 3.28 | 2.28 | 34600 | 3.06 | 2.12 | 8 | 6.3
Live | 217493168 |  | 11.5 | 18 | 47500 | 29000 | 23400 | 3.37 | 2.32 | 46500 | 2.98 | 1.88 | 8.2 | 6.4
Live | 217493172 |  | 11.7 | 18 | 48000 | 28000 | 22000 | 3.43 | 2.3 | 45500 | 3 | 1.82 | 7.8 | 6.2
Live | 217493173 |  | 11.2 | 16.5 | 48000 | 28200 | 26600 | 3.28 | 2.36 | 45500 | 3.18 | 1.84 | 8.1 | 6.4
Live | 217493174 |  | 11.2 | 16.5 | 48000 | 28200 | 26600 | 3.28 | 2.36 | 45500 | 3.18 | 1.84 | 8.1 | 6.4
Live | 217493175 |  | 11.5 | 16.5 | 48000 | 28000 | 26400 | 3.37 | 2.36 | 45500 | 3.18 | 1.84 | 8.1 | 6.4
Live | 217493176 |  | 11.5 | 16.5 | 48000 | 28000 | 26400 | 3.37 | 2.36 | 45500 | 3.18 | 1.84 | 8.1 | 6.4
Live | 217493178 |  | 11.2 | 18 | 46500 | 29000 | 28800 | 3.28 | 2.38 | 47000 | 3.2 | 1.92 | 8.2 | 6.7
Live | 217493179 |  | 11.2 | 17 | 46500 | 29000 | 28600 | 3.28 | 2.38 | 47000 | 3.18 | 1.92 | 8.2 | 6.7
Live | 217493180 |  | 11.2 | 17 | 46500 | 29000 | 28600 | 3.28 | 2.38 | 47000 | 3.18 | 1.92 | 8.2 | 6.7
Live | 217493181 |  | 11.2 | 17 | 46000 | 28800 | 28600 | 3.28 | 2.36 | 46500 | 3.14 | 1.9 | 8.2 | 6.6
Live | 217493182 |  | 11.2 | 17.5 | 46500 | 29200 | 29000 | 3.28 | 2.38 | 47500 | 3.22 | 1.9 | 8.2 | 6.7
Live | 217493183 |  | 11.2 | 17.5 | 46500 | 29200 | 29000 | 3.28 | 2.38 | 47500 | 3.22 | 1.9 | 8.2 | 6.7
Live | 217493184 |  | 11 | 17 | 46000 | 29000 | 28800 | 3.23 | 2.34 | 47000 | 3.14 | 1.9 | 8.2 | 6.6
Live | 217493185 |  | 11.2 | 17.5 | 46000 | 29000 | 28600 | 3.28 | 2.36 | 47000 | 3.16 | 1.9 | 8.2 | 6.6
Live | 217493186 |  | 11 | 17 | 46500 | 29200 | 29000 | 3.22 | 2.36 | 47500 | 3.2 | 1.9 | 8.2 | 6.6
Live | 217493187 |  | 11 | 17 | 46000 | 29000 | 28800 | 3.23 | 2.36 | 47000 | 3.14 | 1.9 | 8.2 | 6.6
Live | 217493188 |  | 11.2 | 16.5 | 46000 | 29000 | 28600 | 3.28 | 2.36 | 47000 | 3.14 | 1.9 | 8.2 | 6.6
Live | 217493189 |  | 11.2 | 17.5 | 47000 | 29400 | 29000 | 3.28 | 2.38 | 47500 | 3.24 | 1.92 | 8.1 | 6.6
Live | 217493190 |  | 11 | 17 | 46500 | 29400 | 29000 | 3.22 | 2.36 | 47500 | 3.18 | 1.9 | 8.2 | 6.6
Live | 217493193 |  | 11.7 | 18 | 47500 | 29800 | 28800 | 3.43 | 2.34 | 48000 | 3.18 | 1.96 | 8 | 6.5
Live | 217493194 |  | 11.2 | 18 | 47000 | 30200 | 29400 | 3.28 | 2.3 | 48000 | 3.12 | 1.92 | 8 | 6.5
Live | 217493195 |  | 11.2 | 17 | 47000 | 30000 | 29000 | 3.28 | 2.32 | 48000 | 3.14 | 1.94 | 8 | 6.5
Live | 217493196 |  | 11.2 | 17 | 47000 | 30000 | 29200 | 3.28 | 2.32 | 48000 | 3.14 | 1.94 | 8 | 6.5
Live | 217493197 |  | 11.5 | 17.5 | 47500 | 32600 | 29800 | 3.37 | 2.44 | 48000 | 3.24 | 1.92 | 8.5 | 6.9
Live | 217493198 |  | 11.5 | 16.5 | 23200 | 15400 | 14400 | 3.37 | 2.08 | 24000 | 2.98 | 1.82 | 8 | 6.4
Live | 217493199 |  | 11.7 | 15.5 | 23000 | 17000 | 17000 | 3.42 | 2.36 | 24000 | 3.04 | 1.98 | 8.5 | 7
Live | 217493200 |  | 11 | 15.2 | 21600 | 15900 | 15700 | 3.23 | 2.14 | 24000 | 3.18 | 1.84 | 8.1 | 6.7
Live | 217493202 |  | 13 | 19 | 24000 | 16600 | 16600 | 3.8 | 2.44 | 24000 | 3.2 | 2.02 | 8.5 | 7.1
Live | 217493203 |  | 13 | 18.5 | 23800 | 16400 | 16300 | 3.81 | 2.46 | 24000 | 3.15 | 2.02 | 8.5 | 7.1
Live | 217493204 |  | 13 | 18.5 | 23800 | 16400 | 16300 | 3.81 | 2.46 | 24000 | 3.15 | 2.02 | 8.5 | 7.1
Live | 217493205 |  | 13 | 19.5 | 23000 | 16200 | 16200 | 3.81 | 2.42 | 24000 | 3.04 | 2 | 8.5 | 7
Live | 217493206 |  | 13 | 19 | 24000 | 16700 | 16600 | 3.8 | 2.43 | 24000 | 3.2 | 2.02 | 8.5 | 7.1
Live | 217493207 |  | 13 | 19 | 24000 | 16600 | 16500 | 3.8 | 2.46 | 24000 | 3.23 | 2.04 | 8.5 | 7.1
Live | 217493208 |  | 12.8 | 18 | 24000 | 16700 | 16700 | 3.74 | 2.42 | 24000 | 3.18 | 2.02 | 8.5 | 7.1
Live | 217493209 |  | 13 | 18.5 | 24000 | 16600 | 16500 | 3.8 | 2.46 | 24000 | 3.23 | 2.04 | 8.5 | 7.1
Live | 217493210 |  | 13 | 19 | 23600 | 16400 | 16400 | 3.8 | 2.44 | 24000 | 3.14 | 2.02 | 8.5 | 7
Live | 217493211 |  | 13 | 20 | 23600 | 16200 | 16200 | 3.8 | 2.46 | 24000 | 3.14 | 2.02 | 8.5 | 7.1
Live | 217493212 |  | 13 | 19 | 24000 | 16700 | 16600 | 3.8 | 2.43 | 24000 | 3.2 | 2.02 | 8.5 | 7.1
Live | 217493213 |  | 12.8 | 18.5 | 24000 | 16700 | 16700 | 3.74 | 2.43 | 24000 | 3.18 | 2.02 | 8.5 | 7.1
Live | 217493214 |  | 12.8 | 18 | 24000 | 16700 | 16700 | 3.74 | 2.43 | 24000 | 3.18 | 2.02 | 8.5 | 7.1
Live | 217493215 |  | 11.7 | 15.5 | 23000 | 17000 | 17000 | 3.42 | 2.36 | 24000 | 3.04 | 1.98 | 8.5 | 7
Live | 217493216 |  | 13 | 19.5 | 23800 | 16600 | 16500 | 3.81 | 2.44 | 24000 | 3.18 | 2.02 | 8.5 | 7.1
Live | 217493217 |  | 13 | 19.5 | 23800 | 16600 | 16500 | 3.81 | 2.44 | 24000 | 3.18 | 2.02 | 8.5 | 7.1
Live | 217493218 |  | 13 | 20 | 23400 | 16200 | 16200 | 3.81 | 2.43 | 24000 | 3.13 | 2.02 | 8.5 | 7.1
Live | 217493219 |  | 13 | 19 | 24000 | 16700 | 16600 | 3.8 | 2.43 | 24000 | 3.2 | 2.02 | 8.5 | 7.1
Live | 217493220 |  | 13 | 19 | 24000 | 16700 | 16600 | 3.8 | 2.43 | 24000 | 3.2 | 2.02 | 8.5 | 7.1
Live | 217493221 |  | 13 | 19 | 23200 | 16200 | 16200 | 3.82 | 2.42 | 24000 | 3.06 | 2 | 8.5 | 7.1
Live | 217493222 |  | 13 | 19 | 23200 | 16200 | 16200 | 3.82 | 2.42 | 24000 | 3.06 | 2 | 8.5 | 7.1
Live | 217493223 |  | 13 | 18 | 23600 | 16400 | 16400 | 3.8 | 2.44 | 24000 | 3.14 | 2.02 | 8.5 | 7.1
Live | 217493224 |  | 13 | 18 | 23600 | 16300 | 16300 | 3.8 | 2.44 | 24000 | 3.14 | 2.02 | 8.5 | 7.1
Live | 217493227 |  | 13 | 19 | 23400 | 14500 | 13600 | 3.81 | 2.14 | 23000 | 3.02 | 1.86 | 8.2 | 6.5
Live | 217493228 |  | 12.4 | 16 | 24000 | 15200 | 14200 | 3.63 | 2.14 | 24000 | 3.13 | 1.86 | 8.1 | 6.4
Live | 217493229 |  | 12.4 | 16 | 24000 | 15200 | 14200 | 3.63 | 2.14 | 24000 | 3.13 | 1.86 | 8.1 | 6.4
Live | 217493230 |  | 13 | 18.5 | 24000 | 14800 | 13800 | 3.8 | 2.18 | 23600 | 3.14 | 1.88 | 8.2 | 6.5
Live | 217493231 |  | 13 | 18.5 | 24000 | 14800 | 13800 | 3.8 | 2.18 | 23600 | 3.14 | 1.88 | 8.2 | 6.5
Live | 217493232 |  | 13 | 19.5 | 23400 | 14600 | 13700 | 3.81 | 2.14 | 23200 | 3.02 | 1.86 | 8.1 | 6.4
Live | 217493233 |  | 12.6 | 19 | 24000 | 15100 | 14100 | 3.7 | 2.16 | 24000 | 3.14 | 1.88 | 8.2 | 6.5
Live | 217493234 |  | 12.8 | 19 | 24000 | 15000 | 14000 | 3.74 | 2.18 | 23800 | 3.18 | 1.88 | 8.2 | 6.5
Live | 217493235 |  | 12.4 | 18 | 24000 | 15100 | 14200 | 3.63 | 2.14 | 24000 | 3.13 | 1.86 | 8.2 | 6.5
Live | 217493236 |  | 12.8 | 18 | 24000 | 15000 | 14000 | 3.74 | 2.18 | 23800 | 3.18 | 1.88 | 8.2 | 6.5
Live | 217493239 |  | 12.4 | 17.5 | 22000 | 15000 | 14900 | 3.64 | 2.2 | 23600 | 3.25 | 1.88 | 8.2 | 6.7
Live | 217493240 |  | 13 | 19 | 23800 | 14800 | 13800 | 3.81 | 2.16 | 23400 | 3.1 | 1.88 | 8.1 | 6.4
Live | 217493241 |  | 12.4 | 17 | 22400 | 15300 | 15100 | 3.63 | 2.24 | 24000 | 3.37 | 1.9 | 8.5 | 6.8
Live | 217493242 |  | 12.4 | 17 | 22400 | 15300 | 15100 | 3.63 | 2.24 | 24000 | 3.37 | 1.9 | 8.5 | 6.8
Live | 217493243 |  | 12.4 | 17.5 | 22000 | 15100 | 15000 | 3.64 | 2.2 | 23600 | 3.25 | 1.88 | 8.2 | 6.7
Live | 217493244 |  | 13 | 20 | 23800 | 14700 | 13700 | 3.81 | 2.18 | 23400 | 3.12 | 1.88 | 8.2 | 6.5
Live | 217493245 |  | 12 | 17.5 | 22600 | 15600 | 15200 | 3.52 | 2.22 | 24000 | 3.37 | 1.88 | 8.5 | 6.8
Live | 217493246 |  | 12.6 | 19 | 24000 | 15100 | 14100 | 3.7 | 2.16 | 23800 | 3.16 | 1.88 | 8.2 | 6.5
Live | 217493247 |  | 12.2 | 17.5 | 22600 | 15500 | 15100 | 3.58 | 2.22 | 24000 | 3.38 | 1.9 | 8.5 | 6.8
Live | 217493248 |  | 11.7 | 16.5 | 22400 | 15600 | 15300 | 3.44 | 2.2 | 24000 | 3.32 | 1.88 | 8.2 | 6.7
Live | 217493249 |  | 12.6 | 18 | 24000 | 15100 | 14100 | 3.7 | 2.16 | 24000 | 3.14 | 1.88 | 8.2 | 6.5
Live | 217493250 |  | 12.2 | 17 | 22600 | 15500 | 15100 | 3.58 | 2.22 | 24000 | 3.38 | 1.9 | 8.5 | 6.8
Live | 217493251 |  | 12.6 | 18 | 24000 | 15100 | 14100 | 3.7 | 2.16 | 24000 | 3.14 | 1.88 | 8.2 | 6.5
Live | 217493252 |  | 12.4 | 17.5 | 22200 | 15300 | 15100 | 3.63 | 2.22 | 24000 | 3.32 | 1.9 | 8.2 | 6.7
Live | 217493253 |  | 11.5 | 16.5 | 23200 | 15400 | 14400 | 3.37 | 2.08 | 24000 | 2.98 | 1.82 | 8 | 6.4
Live | 217493254 |  | 12.8 | 19 | 24000 | 15000 | 14000 | 3.74 | 2.15 | 23800 | 3.16 | 1.88 | 8.2 | 6.5
Live | 217493255 |  | 12.8 | 19 | 24000 | 15000 | 14000 | 3.74 | 2.15 | 23800 | 3.16 | 1.88 | 8.2 | 6.5
Live | 217493256 |  | 13 | 20 | 23600 | 14700 | 13700 | 3.8 | 2.16 | 23400 | 3.1 | 1.88 | 8.2 | 6.5
Live | 217493257 |  | 12.6 | 19 | 24000 | 15100 | 14100 | 3.7 | 2.16 | 23800 | 3.16 | 1.88 | 8.2 | 6.5
Live | 217493258 |  | 12.6 | 19 | 24000 | 15100 | 14100 | 3.7 | 2.16 | 23800 | 3.16 | 1.88 | 8.2 | 6.5
Live | 217493259 |  | 13 | 19 | 23400 | 14600 | 13700 | 3.81 | 2.14 | 23200 | 3.04 | 1.86 | 8.2 | 6.5
Live | 217493260 |  | 12 | 17 | 22400 | 15600 | 15200 | 3.51 | 2.2 | 24000 | 3.33 | 1.88 | 8.5 | 6.8
Live | 217493261 |  | 11.7 | 16.5 | 22400 | 15600 | 15200 | 3.44 | 2.2 | 24000 | 3.33 | 1.88 | 8.5 | 6.8
Live | 217493262 |  | 13 | 19 | 23400 | 14600 | 13700 | 3.81 | 2.14 | 23200 | 3.04 | 1.86 | 8.2 | 6.5
Live | 217493263 |  | 13 | 18 | 23800 | 14800 | 13800 | 3.81 | 2.16 | 23400 | 3.12 | 1.88 | 8.2 | 6.5
Live | 217493264 |  | 13 | 18.5 | 23800 | 14800 | 13800 | 3.81 | 2.16 | 23400 | 3.12 | 1.88 | 8.2 | 6.5
Live | 217493265 |  | 13 | 20 | 24000 | 16000 | 15800 | 3.8 | 2.34 | 24000 | 3.37 | 1.88 | 8.2 | 6.7
Live | 217493272 |  | 12 | 15.5 | 24000 | 16400 | 16200 | 3.52 | 2.28 | 24000 | 3.26 | 1.84 | 8.2 | 6.7
Live | 217493273 |  | 13 | 19.5 | 24000 | 16000 | 15800 | 3.8 | 2.34 | 24000 | 3.33 | 1.88 | 8.5 | 6.8
Live | 217493416 |  | 10.2 | 16 | 21600 | 13400 | 10800 | 3.17 | 2.65 | 22000 | 3.58 | 1.8 | 8.6 | 6.9
Live | 217493417 |  | 10.2 | 16 | 21600 | 13400 | 10800 | 3.17 | 2.65 | 22000 | 3.58 | 1.8 | 8.6 | 6.9
Live | 217493418 |  | 10 | 16 | 27600 | 19700 | 19000 | 2.8 | 2.66 | 27000 | 2.73 | 1.8 | 9 | 7
Live | 217493419 |  | 10 | 16 | 27600 | 19700 | 19000 | 2.8 | 2.66 | 27000 | 3.03 | 1.8 | 9 | 7
Live | 217493420 |  | 10 | 15.5 | 30000 | 19800 | 19000 | 2.8 | 2.08 | 29000 | 3.2 | 1.8 | 8.1 | 6.5
Live | 217493421 |  | 10 | 15.8 | 33700 | 25000 | 19000 | 3.05 | 2.5 | 30000 | 3.12 | 1.9 | 8.2 | 6.6
Live | 217493422 |  | 10 | 15.8 | 33700 | 25000 | 19000 | 3.05 | 2.5 | 30000 | 3.12 | 1.9 | 8.2 | 6.6
Live | 217493423 |  | 10 | 14.9 | 33400 | 26000 | 27600 | 2.52 | 2.18 |  |  | 1.9 | 8.5 | 7.3
Live | 217493424 |  | 9.6 | 14.7 | 38600 | 29600 | 27200 | 2.76 | 2.1 | 41000 | 3.2 | 2 | 8.5 | 6.5
Live | 217493425 |  | 9.6 | 14.7 | 38600 | 29600 | 27200 | 2.76 | 2.1 | 41000 | 3.2 | 2 | 8.5 | 6.5
Live | 217493426 |  | 10 | 15.2 | 49000 | 37800 | 40000 | 2.83 | 2.32 | 50000 | 3.02 | 1.85 | 9 | 7
Live | 217493427 |  | 9.8 | 14.8 | 47000 | 47500 | 38000 | 2.62 | 1.99 | 51000 | 3.07 | 1.75 | 8 | 6.6
Live | 217493428 |  | 8.5 | 14.9 | 51500 | 43000 | 37800 | 2.52 | 1.99 | 50000 | 2.89 | 1.78 | 8.1 | 6.6
Live | 217493429 |  | 8.2 | 14.3 | 50000 | 40500 | 38000 | 2.4 | 1.88 | 50000 | 2.82 | 1.8 | 8.2 | 6.8
Live | 217493430 |  | 11.7 | 16.1 | 22800 | 21000 | 18000 | 3.15 | 2 | 22800 | 3.28 | 2.06 | 9.5 | 7.8
Live | 217493431 |  | 10 | 16 | 27600 | 22000 | 21000 | 2.8 | 2 | 30000 | 3.03 | 1.8 | 9.5 | 7
Live | 217493432 |  | 11.7 | 16.1 | 22800 | 21000 | 18000 | 3.15 | 2 | 22800 | 3.28 | 2.06 | 9.5 | 7.8
Live | 217493433 |  | 10 | 16 | 27600 | 22000 | 21000 | 2.8 | 2 | 30000 | 3.03 | 1.8 | 9.5 | 7
Live | 217493434 |  | 10 | 15.3 | 34800 | 31700 | 30400 | 2.77 | 2 | 35900 | 2.93 | 1.8 | 9.3 | 7.7
Live | 217493436 |  | 11 | 16 | 36000 | 38000 | 32000 | 2.82 | 2.24 | 39000 | 3.28 | 1.85 | 9.6 | 8.2
Live | 217493437 |  | 10.7 | 15.8 | 41000 | 39000 | 36000 | 2.66 | 2.18 | 46000 | 2.97 | 1.9 | 9.4 | 7.9
Live | 217493438 |  | 11 | 16 | 36000 | 38000 | 32000 | 2.82 | 2.24 | 39000 | 3.28 | 1.85 | 9.6 | 8.2
Live | 217493439 |  | 10.7 | 15.8 | 41000 | 39000 | 36000 | 2.66 | 2.18 | 46000 | 2.97 | 1.9 | 9.4 | 7.9
Live | 217493440 |  | 10 | 15.2 | 48000 | 36000 | 42000 | 2.49 | 2.29 | 50000 | 2.76 | 1.85 | 8.8 | 7.4
Live | 217493441 |  | 9.8 | 14.5 | 47000 | 53000 | 40000 | 2.7 | 2.18 | 53000 | 3 | 1.8 | 8.4 | 7.2
Live | 217493442 |  | 10 | 16 | 55000 | 50000 | 45000 | 2.55 | 2.02 | 57000 | 2.55 | 1.8 | 8.5 | 6.9
Live | 217495906 |  | 9.8 | 15.5 | 52000 | 33400 | 45000 | 2.87 | 2.2 |  |  | 1.8 | 8.5 | 6.8
Live | 217495907 |  | 9.8 | 16.5 | 52000 | 33400 | 46000 | 2.87 | 2.5 | 53500 | 3.5 | 2 | 8.8 | 7.2
Live | 217495908 |  | 9.8 | 15.5 | 52000 | 33400 | 45000 | 2.87 | 2.2 |  |  | 1.8 | 8.5 | 6.8
Live | 217495909 |  | 9.8 | 16.5 | 52000 | 33400 | 46000 | 2.87 | 2.5 | 53500 | 3.5 | 2 | 8.8 | 7.2
Live | 217495910 |  | 9.8 | 15.5 | 52000 | 33400 | 45000 | 2.87 | 2.2 |  |  | 1.8 | 8.5 | 6.8
Live | 217495911 |  | 9.8 | 16.5 | 52000 | 33400 | 46000 | 2.87 | 2.5 | 53500 | 3.5 | 2 | 8.8 | 7.2
Live | 217495912 |  | 11 | 17 | 49500 | 42500 | 39000 | 3.22 | 2.4 | 49500 | 3.12 | 2 | 8.5 | 8
Live | 217495913 |  | 11 | 17 | 49500 | 42500 | 39000 | 3.22 | 2.4 | 49500 | 3.12 | 2 | 8.5 | 8
Live | 217495914 |  | 11 | 17 | 49500 | 42500 | 39000 | 3.22 | 2.4 | 49500 | 3.12 | 2 | 8.5 | 8
Live | 217495917 |  | 10.5 | 17 | 55500 | 37000 | 29800 | 3.07 | 2.5 | 54500 | 3.3 | 2 | 8.5 | 6.9
Live | 217495919 |  | 10.5 | 17 | 55500 | 37000 | 29800 | 3.07 | 2.5 | 54500 | 3.3 | 2 | 8.5 | 6.9
Live | 217495921 |  | 10.5 | 17 | 55500 | 37000 | 29800 | 3.07 | 2.5 | 54500 | 3.3 | 2 | 8.5 | 6.9
Live | 217495927 |  | 10 | 16 | 56000 | 36800 | 29200 | 2.93 | 2.6 | 55500 | 3.35 | 2 | 8.1 | 7
Live | 217495928 |  | 10 | 16 | 40500 | 29200 | 24400 | 2.93 | 2.4 | 40500 | 3.05 | 2 | 8.1 | 7.4
Live | 217495929 |  | 10 | 16 | 22800 | 15800 | 12400 | 2.93 | 2.6 | 22800 | 3.48 | 2 | 8.1 | 7.2
Live | 217495931 |  | 10 | 16 | 56000 | 36800 | 29200 | 2.93 | 2.6 | 55500 | 3.35 | 2 | 8.1 | 7
Live | 217495932 |  | 10 | 16 | 40500 | 29200 | 24400 | 2.93 | 2.4 | 40500 | 3.05 | 2 | 8.1 | 7.4
Live | 217495933 |  | 10 | 16 | 22800 | 15800 | 12400 | 2.93 | 2.6 | 22800 | 3.48 | 2 | 8.1 | 7.2
Live | 217495947 |  | 9 | 16 | 51500 | 36600 | 27800 | 2.64 | 2.5 | 51500 | 3.31 | 2 | 8.1 | 6.9
Live | 217495948 |  | 9 | 16 | 51500 | 36600 | 27800 | 2.64 | 2.5 | 51500 | 3.31 | 2 | 8.1 | 6.9
Live | 217496794 |  | 11.5 | 18 | 34800 | 20800 | 17400 | 3.37 | 2.58 | 32800 | 3.46 | 2.3 | 8 | 6.9
Live | 217497276 |  | 12 | 20 | 20300 | 15400 | 12100 | 2.59 | 2.15 | 22500 | 2.87 | 1.85 | 8.5 | 7
Live | 217500176 |  | 12 | 21 | 49100 | 44500 | 37800 | 3 | 2.4 | 48000 | 3.9 | 2.1 | 10 | 8
Live | 217500177 |  | 11.7 | 18 | 49100 | 44000 | 36000 | 2.94 | 2.1 | 48000 | 3.5 | 1.9 | 8.1 | 7
Live | 217500178 |  | 11.8 | 19 | 49100 | 44000 | 37000 | 2.96 | 2.26 | 48000 | 3.7 | 1.84 | 9 | 7.4
Live | 217500258 |  | 14.7 | 24.6 | 10900 | 10200 | 8200 | 3.9 | 2.47 | 14200 | 3.36 | 2.33 | 13 | 9.5
Live | 217500294 |  | 11 | 16 | 22000 | 15200 | 24000 | 3.03 | 2.09 | 24300 | 3.38 | 1.8 | 8.5 | 7
Live | 217500295 |  | 11 | 16 | 32000 | 22300 | 28000 | 2.61 | 2 | 34400 | 3.37 | 1.8 | 8.5 | 7
Live | 217500296 |  | 12 | 18 | 24000 | 24000 | 24000 | 3.29 | 2.5 | 24000 | 3.52 | 2 | 10 | 6.5
Live | 217500297 |  | 11 | 18.5 | 34000 | 32000 | 30200 | 3.17 | 2.53 | 34500 | 3.27 | 2 | 10 | 6.5
Live | 217500298 |  | 11 | 16 | 47000 | 31600 | 47000 | 2.75 | 2.1 | 48500 | 3.17 | 1.85 | 8.8 | 7
Live | 217500299 |  | 9.8 | 16 | 52000 | 35600 | 48000 | 2.61 | 2.09 | 54600 | 3.07 | 1.8 | 8.5 | 7
Live | 217500300 |  | 11.5 | 19 | 48000 | 41000 | 40500 | 3.37 | 2.68 | 48800 | 3.14 | 1.8 | 9.5 | 6.5
Live | 217500301 |  | 10.5 | 18.5 | 54000 | 45000 | 43000 | 2.92 | 2.4 | 55000 | 3.09 | 1.75 | 9.5 | 6.5
Live | 217500302 |  | 11 | 16 | 22000 | 15200 | 24000 | 3.03 | 2.09 | 24300 | 3.38 | 1.8 | 8.5 | 7
Live | 217500303 |  | 11 | 16 | 32000 | 22300 | 28000 | 2.61 | 2 | 34400 | 3.37 | 1.8 | 8.5 | 7
Live | 217500304 |  | 12 | 18 | 24000 | 24000 | 24000 | 3.29 | 2.5 | 24000 | 3.52 | 2 | 10 | 6.5
Live | 217500305 |  | 11 | 18.5 | 34000 | 32000 | 30200 | 3.17 | 2.53 | 34500 | 3.27 | 2 | 10 | 6.5
Live | 217500306 |  | 11 | 16 | 47000 | 31600 | 47000 | 2.75 | 2.1 | 48500 | 3.17 | 1.85 | 8.8 | 7
Live | 217500307 |  | 9.8 | 16 | 52000 | 35600 | 48000 | 2.61 | 2.09 | 54600 | 3.07 | 1.8 | 8.5 | 7
Live | 217500308 |  | 11.5 | 19 | 48000 | 41000 | 40500 | 3.37 | 2.68 | 48800 | 3.14 | 1.8 | 9.5 | 6.5
Live | 217500309 |  | 10.5 | 18.5 | 54000 | 45000 | 43000 | 2.92 | 2.4 | 55000 | 3.09 | 1.75 | 9.5 | 6.5
Live | 217501220 |  | 11.2 | 18 | 32800 | 31200 | 22600 | 3.28 | 2.36 | 31600 | 3.65 | 1.94 | 9.8 | 7.5
Live | 217501221 |  | 11.7 | 17 | 33600 | 27000 | 21600 | 3.43 | 2.52 | 32400 | 3.62 | 2.04 | 9.6 | 7.4
Live | 217501222 |  | 11.7 | 20 | 46000 | 36600 | 33200 | 3.43 | 2.26 | 43500 | 3.22 | 2.04 | 8.5 | 7.1
Live | 217501223 |  | 11.2 | 18 | 32800 | 31200 | 22600 | 3.28 | 2.36 | 31600 | 3.65 | 1.94 | 9.8 | 7.5
Live | 217501224 |  | 11.7 | 17 | 33600 | 27000 | 21600 | 3.43 | 2.52 | 32400 | 3.62 | 2.04 | 9.6 | 7.4
Live | 217501225 |  | 11.7 | 20 | 46000 | 36600 | 33200 | 3.43 | 2.26 | 43500 | 3.22 | 2.04 | 8.5 | 7.1
Live | 217501240 |  | 9.8 | 14.7 | 34800 | 20800 | 16900 | 2.87 | 2.3 | 33600 | 3.1 | 2 | 7.8 | 6.2
Live | 217501241 |  | 10 | 15.2 | 35200 | 21000 | 16700 | 2.93 | 2.3 | 32000 | 3 | 2.1 | 8.2 | 6.5
Live | 217501242 |  | 10.5 | 16 | 34800 | 20400 | 16200 | 3.08 | 2.32 | 31200 | 2.98 | 2.12 | 8.2 | 6.5
Live | 217501243 |  | 10 | 15.5 | 35400 | 20800 | 16500 | 2.93 | 2.34 | 31800 | 3.04 | 2.12 | 8.2 | 6.5
Live | 217501244 |  | 10 | 17 | 35000 | 20800 | 16500 | 2.93 | 2.3 | 31600 | 2.96 | 2.1 | 8.2 | 6.5
Live | 217501245 |  | 10 | 16 | 34800 | 20600 | 16300 | 2.93 | 2.3 | 31400 | 2.96 | 2.1 | 8.2 | 6.5
Live | 217501246 |  | 10 | 16 | 34800 | 20600 | 16300 | 2.93 | 2.32 | 31400 | 2.96 | 2.12 | 8.2 | 6.5
Live | 217501247 |  | 10 | 16 | 34800 | 20600 | 16400 | 2.93 | 2.32 | 31600 | 2.98 | 2.12 | 8.2 | 6.5
Live | 217501248 |  | 10 | 17 | 35400 | 20800 | 16500 | 2.93 | 2.34 | 31800 | 3.02 | 2.12 | 8.2 | 6.5
Live | 217501249 |  | 10.5 | 16.5 | 35400 | 20800 | 16400 | 3.08 | 2.36 | 31800 | 3.06 | 2.14 | 8.2 | 6.5
Live | 217501250 |  | 10 | 16.5 | 35400 | 20800 | 16600 | 2.93 | 2.32 | 31800 | 3.02 | 2.12 | 8.2 | 6.4
Live | 217501251 |  | 10 | 16.5 | 35400 | 20800 | 16500 | 2.93 | 2.34 | 31800 | 3.04 | 2.14 | 8.2 | 6.5
Live | 217501252 |  | 10 | 16.5 | 35400 | 20800 | 16500 | 2.93 | 2.34 | 31800 | 3.04 | 2.14 | 8.2 | 6.5
Live | 217501254 |  | 10 | 16.5 | 35400 | 21000 | 16700 | 2.93 | 2.3 | 31600 | 2.98 | 2.1 | 8.2 | 6.4
Live | 217501255 |  | 10 | 17 | 35200 | 21000 | 16600 | 2.93 | 2.32 | 31800 | 3.02 | 2.12 | 8.2 | 6.5
Live | 217501256 |  | 10 | 17 | 35200 | 21000 | 16600 | 2.93 | 2.32 | 32000 | 3 | 2.1 | 8.2 | 6.4
Live | 217501257 |  | 10 | 16.5 | 35200 | 21000 | 16600 | 2.93 | 2.32 | 31800 | 3.02 | 2.12 | 8.2 | 6.4
Live | 217501258 |  | 10 | 16.5 | 35400 | 20800 | 16500 | 2.93 | 2.34 | 31800 | 3.04 | 2.12 | 8.2 | 6.5
Live | 217501259 |  | 10 | 17 | 35200 | 21000 | 16700 | 2.93 | 2.3 | 32000 | 3 | 2.1 | 8.2 | 6.4
Live | 217501260 |  | 10 | 16 | 35000 | 20800 | 16400 | 2.93 | 2.32 | 31600 | 2.98 | 2.12 | 8.2 | 6.5
Live | 217501261 |  | 10 | 17 | 35400 | 20800 | 16600 | 2.93 | 2.32 | 31800 | 3.02 | 2.12 | 8.2 | 6.5
Live | 217501262 |  | 10 | 17 | 35200 | 21000 | 16600 | 2.93 | 2.32 | 32000 | 3 | 2.1 | 8.2 | 6.4
Live | 217501263 |  | 10 | 16.5 | 35400 | 20800 | 16600 | 2.93 | 2.32 | 31800 | 3.02 | 2.12 | 8.2 | 6.4
Live | 217501266 |  | 10 | 15.2 | 34200 | 20800 | 16500 | 2.93 | 2.4 | 31800 | 3 | 2.06 | 8.2 | 6.5
Live | 217501267 |  | 10.5 | 17 | 34600 | 20800 | 16500 | 3.07 | 2.44 | 32000 | 3.08 | 2.08 | 8.2 | 6.5
Live | 217501268 |  | 10.5 | 15.5 | 34600 | 20800 | 16400 | 3.07 | 2.46 | 32000 | 3.08 | 2.08 | 8.2 | 6.5
Live | 217501269 |  | 10 | 16.5 | 34800 | 21000 | 16600 | 2.93 | 2.44 | 32200 | 3.08 | 2.08 | 8.2 | 6.5
Live | 217501270 |  | 10.5 | 15.5 | 34600 | 20800 | 16300 | 3.07 | 2.46 | 31800 | 3.06 | 2.1 | 8.2 | 6.5
Live | 217501271 |  | 10 | 16 | 34400 | 21200 | 16800 | 2.93 | 2.38 | 32200 | 3 | 2.04 | 8.2 | 6.5
Live | 217501272 |  | 10 | 16 | 34200 | 20800 | 16500 | 2.93 | 2.4 | 32000 | 3 | 2.06 | 8.2 | 6.5
Live | 217501273 |  | 10 | 16 | 34200 | 20800 | 16400 | 2.93 | 2.42 | 31800 | 3 | 2.06 | 8.2 | 6.5
Live | 217501274 |  | 10.5 | 16 | 34400 | 20800 | 16800 | 3.07 | 2.2 | 35400 | 3.02 | 2.04 | 8 | 6.3
Live | 217501275 |  | 10 | 16 | 34600 | 21200 | 16800 | 2.93 | 2.4 | 32400 | 3.04 | 2.04 | 8.2 | 6.5
Live | 217501276 |  | 10 | 16.5 | 34800 | 21200 | 16700 | 2.93 | 2.42 | 32200 | 3.06 | 2.06 | 8.2 | 6.5
Live | 217501277 |  | 10.5 | 16 | 34400 | 20800 | 16900 | 3.07 | 2.2 | 35400 | 3.02 | 2.04 | 8 | 6.3
Live | 217501278 |  | 10.5 | 16 | 34200 | 20600 | 16500 | 3.07 | 2.24 | 34800 | 3.02 | 2.08 | 8 | 6.3
Live | 217501279 |  | 10 | 16.5 | 34800 | 21200 | 16700 | 2.93 | 2.42 | 32400 | 3.06 | 2.06 | 8.2 | 6.5
Live | 217501280 |  | 10.5 | 16 | 34600 | 21000 | 16900 | 3.07 | 2.2 | 35400 | 3.02 | 2.04 | 8 | 6.3
Live | 217501281 |  | 10.5 | 17 | 35000 | 21000 | 16500 | 3.08 | 2.46 | 32200 | 3.1 | 2.08 | 8.2 | 6.5
Live | 217501282 |  | 10.5 | 17 | 34800 | 21000 | 16600 | 3.08 | 2.46 | 32200 | 3.1 | 2.08 | 8.2 | 6.5
Live | 217501283 |  | 10.5 | 16.5 | 34600 | 20800 | 16800 | 3.07 | 2.22 | 35400 | 3.04 | 2.06 | 8 | 6.3
Live | 217501284 |  | 10.5 | 17 | 34800 | 21000 | 16600 | 3.08 | 2.46 | 32200 | 3.1 | 2.08 | 8.2 | 6.5
Live | 217501285 |  | 10.5 | 16.5 | 34600 | 20800 | 16800 | 3.07 | 2.22 | 35400 | 3.04 | 2.06 | 8 | 6.3
Live | 217501286 |  | 10 | 16.5 | 34800 | 21200 | 16900 | 2.93 | 2.4 | 31800 | 3.02 | 2.04 | 8.2 | 6.5
Live | 217501287 |  | 10.5 | 16.5 | 34600 | 20800 | 16800 | 3.07 | 2.22 | 35400 | 3.06 | 2.06 | 8 | 6.3
Live | 217501288 |  | 10 | 16.5 | 34800 | 21200 | 16900 | 2.93 | 2.4 | 31800 | 3.02 | 2.04 | 8.2 | 6.5
Live | 217501289 |  | 10 | 17 | 34800 | 21000 | 16700 | 2.93 | 2.44 | 32200 | 3.08 | 2.06 | 8.2 | 6.5
Live | 217501290 |  | 10.5 | 16 | 34600 | 21000 | 17000 | 3.07 | 2.18 | 35600 | 3.02 | 2.04 | 8 | 6.3
Live | 217501291 |  | 10 | 16.5 | 34600 | 21200 | 16700 | 2.93 | 2.4 | 32200 | 3.02 | 2.04 | 8.2 | 6.5
Live | 217501292 |  | 10 | 16.5 | 34000 | 20800 | 16400 | 2.93 | 2.4 | 31800 | 2.98 | 2.06 | 8.2 | 6.5
Live | 217501293 |  | 10 | 16.5 | 34800 | 21200 | 16800 | 2.93 | 2.4 | 32400 | 3.04 | 2.04 | 8.2 | 6.5
Live | 217501294 |  | 10 | 17 | 34800 | 21200 | 16700 | 2.93 | 2.42 | 32400 | 3.06 | 2.06 | 8.2 | 6.5
Live | 217501295 |  | 10.5 | 17 | 34800 | 20800 | 16700 | 3.08 | 2.22 | 35400 | 3.06 | 2.08 | 8 | 6.3
Live | 217501296 |  | 10 | 14.3 | 34000 | 21200 | 17300 | 2.93 | 2.18 | 36000 | 3.02 | 2.02 | 7.8 | 6.3
Live | 217501297 |  | 10.5 | 16.5 | 34800 | 22200 | 16800 | 3.08 | 2.38 | 35400 | 3.16 | 2.2 | 8.5 | 6.7
Live | 217501298 |  | 10.5 | 16 | 34800 | 22200 | 16900 | 3.08 | 2.36 | 35400 | 3.16 | 2.2 | 8.5 | 6.7
Live | 217501299 |  | 10.5 | 16.5 | 34800 | 22000 | 16800 | 3.08 | 2.38 | 35400 | 3.16 | 2.2 | 8.5 | 6.7
Live | 217501300 |  | 10.5 | 17 | 35200 | 22200 | 16900 | 3.08 | 2.38 | 35600 | 3.18 | 2.2 | 8.5 | 6.7
Live | 217501301 |  | 10 | 17.5 | 35000 | 22400 | 17200 | 2.93 | 2.32 | 35800 | 3.14 | 2.16 | 8.5 | 6.7
Live | 217501302 |  | 10 | 17 | 35200 | 22400 | 17100 | 2.93 | 2.34 | 35800 | 3.14 | 2.16 | 8.5 | 6.7
Live | 217501303 |  | 10 | 17 | 35200 | 22400 | 17100 | 2.93 | 2.34 | 35800 | 3.14 | 2.16 | 8.5 | 6.7
Live | 217501304 |  | 10 | 17 | 35200 | 22400 | 17100 | 2.93 | 2.34 | 35800 | 3.14 | 2.16 | 8.5 | 6.7
Live | 217501305 |  | 10 | 17 | 35200 | 22400 | 17100 | 2.93 | 2.34 | 35800 | 3.14 | 2.16 | 8.5 | 6.7
Live | 217501306 |  | 10.5 | 17.5 | 33400 | 21800 | 16600 | 3.08 | 2.1 | 32800 | 2.86 | 1.94 | 8.1 | 6.4
Live | 217501307 |  | 10.5 | 17.5 | 33400 | 21800 | 16600 | 3.08 | 2.1 | 32800 | 2.86 | 1.94 | 8.1 | 6.4
Live | 217501308 |  | 10.5 | 17.5 | 33600 | 21600 | 16500 | 3.08 | 2.12 | 32600 | 2.86 | 1.96 | 8.1 | 6.4
Live | 217501309 |  | 10.5 | 17.5 | 33800 | 21800 | 16600 | 3.08 | 2.12 | 32800 | 2.88 | 1.96 | 8.1 | 6.4
Live | 217501310 |  | 10.5 | 17.5 | 33600 | 21800 | 16700 | 3.08 | 2.12 | 33000 | 2.88 | 1.94 | 8.1 | 6.4
Live | 217501311 |  | 10.5 | 18 | 34000 | 22000 | 16800 | 3.08 | 2.12 | 33200 | 2.92 | 1.96 | 8.1 | 6.4
Live | 217501312 |  | 10.5 | 18 | 34000 | 22000 | 17000 | 3.08 | 2.1 | 33400 | 2.9 | 1.94 | 8.1 | 6.4
Live | 217501313 |  | 10.5 | 18 | 34000 | 22000 | 17000 | 3.08 | 2.1 | 33400 | 2.9 | 1.94 | 8.1 | 6.4
Live | 217501314 |  | 10.5 | 18 | 34200 | 22200 | 16800 | 3.07 | 2.14 | 33400 | 2.92 | 1.94 | 8.2 | 6.4
Live | 217501317 |  | 10.5 | 16 | 47000 | 33600 | 30600 | 3.07 | 2.4 | 48000 | 3.24 | 1.9 | 8.5 | 6.9
Live | 217501318 |  | 10.5 | 17 | 46500 | 29600 | 29200 | 3.08 | 2.34 | 47500 | 3.16 | 1.88 | 8.2 | 6.6
Live | 217501319 |  | 10.5 | 16.9 | 46500 | 29600 | 29200 | 3.08 | 2.34 | 48000 | 3.18 | 1.9 | 8.2 | 6.6
Live | 217501325 |  | 10 | 17 | 54500 | 37800 | 30200 | 2.93 | 2.26 | 58500 | 2.86 | 1.98 | 8.2 | 6.6
Live | 217501326 |  | 9.8 | 16.5 | 54500 | 38500 | 31000 | 2.87 | 2.2 | 60000 | 2.84 | 1.92 | 8.1 | 6.5
Live | 217501327 |  | 10 | 17.5 | 54500 | 38000 | 30400 | 2.93 | 2.24 | 59000 | 2.86 | 1.98 | 8.2 | 6.6
Live | 217501328 |  | 9.8 | 17 | 54000 | 38500 | 30800 | 2.87 | 2.2 | 60000 | 2.82 | 1.94 | 8.2 | 6.5
Live | 217501329 |  | 9.8 | 17 | 54000 | 38500 | 30800 | 2.87 | 2.2 | 60000 | 2.82 | 1.94 | 8.2 | 6.5
Live | 217501330 |  | 9.8 | 17 | 54000 | 38500 | 30800 | 2.87 | 2.2 | 60000 | 2.82 | 1.94 | 8.2 | 6.5
Live | 217501331 |  | 9.8 | 17 | 54000 | 38500 | 30800 | 2.87 | 2.2 | 60000 | 2.82 | 1.94 | 8.2 | 6.5
Live | 217501332 |  | 11.7 | 14.7 | 22400 | 15600 | 15300 | 3.44 | 2.2 | 24000 | 3.32 | 1.88 | 8.2 | 6.7
Live | 217501353 |  | 9.8 | 14.7 | 34800 | 20800 | 16900 | 2.87 | 2.3 | 33600 | 3.1 | 2 | 7.8 | 6.2
Live | 217501354 |  | 10 | 15.2 | 35200 | 21000 | 16700 | 2.93 | 2.3 | 32000 | 3 | 2.1 | 8.2 | 6.5
Live | 217501355 |  | 10.5 | 16 | 34800 | 20400 | 16200 | 3.08 | 2.32 | 31200 | 2.98 | 2.12 | 8.2 | 6.5
Live | 217501356 |  | 10 | 15.5 | 35400 | 20800 | 16500 | 2.93 | 2.34 | 31800 | 3.04 | 2.12 | 8.2 | 6.5
Live | 217501357 |  | 10 | 17 | 35000 | 20800 | 16500 | 2.93 | 2.3 | 31600 | 2.96 | 2.1 | 8.2 | 6.5
Live | 217501358 |  | 10 | 16 | 34800 | 20600 | 16300 | 2.93 | 2.3 | 31400 | 2.96 | 2.1 | 8.2 | 6.5
Live | 217501359 |  | 10 | 16 | 34800 | 20600 | 16300 | 2.93 | 2.32 | 31400 | 2.96 | 2.12 | 8.2 | 6.5
Live | 217501360 |  | 10 | 16 | 34800 | 20600 | 16400 | 2.93 | 2.32 | 31600 | 2.98 | 2.12 | 8.2 | 6.5
Live | 217501361 |  | 10 | 17 | 35400 | 20800 | 16500 | 2.93 | 2.34 | 31800 | 3.02 | 2.12 | 8.2 | 6.5
Live | 217501362 |  | 10.5 | 16.5 | 35400 | 20800 | 16400 | 3.08 | 2.36 | 31800 | 3.06 | 2.14 | 8.2 | 6.5
Live | 217501363 |  | 10 | 16.5 | 35400 | 20800 | 16600 | 2.93 | 2.32 | 31800 | 3.02 | 2.12 | 8.2 | 6.4
Live | 217501364 |  | 10 | 16.5 | 35400 | 20800 | 16500 | 2.93 | 2.34 | 31800 | 3.04 | 2.14 | 8.2 | 6.5
Live | 217501365 |  | 10 | 16.5 | 35400 | 20800 | 16500 | 2.93 | 2.34 | 31800 | 3.04 | 2.14 | 8.2 | 6.5
Live | 217501367 |  | 10 | 16.5 | 35400 | 21000 | 16700 | 2.93 | 2.3 | 31600 | 2.98 | 2.1 | 8.2 | 6.4
Live | 217501368 |  | 10 | 17 | 35200 | 21000 | 16600 | 2.93 | 2.32 | 31800 | 3.02 | 2.12 | 8.2 | 6.5
Live | 217501369 |  | 10 | 17 | 35200 | 21000 | 16600 | 2.93 | 2.32 | 32000 | 3 | 2.1 | 8.2 | 6.4
Live | 217501370 |  | 10 | 16.5 | 35200 | 21000 | 16600 | 2.93 | 2.32 | 31800 | 3.02 | 2.12 | 8.2 | 6.4
Live | 217501371 |  | 10 | 16.5 | 35400 | 20800 | 16500 | 2.93 | 2.34 | 31800 | 3.04 | 2.12 | 8.2 | 6.5
Live | 217501372 |  | 10 | 17 | 35200 | 21000 | 16700 | 2.93 | 2.3 | 32000 | 3 | 2.1 | 8.2 | 6.4
Live | 217501373 |  | 10 | 16 | 35000 | 20800 | 16400 | 2.93 | 2.32 | 31600 | 2.98 | 2.12 | 8.2 | 6.5
Live | 217501374 |  | 10 | 17 | 35400 | 20800 | 16600 | 2.93 | 2.32 | 31800 | 3.02 | 2.12 | 8.2 | 6.5
Live | 217501375 |  | 10 | 17 | 35200 | 21000 | 16600 | 2.93 | 2.32 | 32000 | 3 | 2.1 | 8.2 | 6.4
Live | 217501376 |  | 10 | 16.5 | 35400 | 20800 | 16600 | 2.93 | 2.32 | 31800 | 3.02 | 2.12 | 8.2 | 6.4
Live | 217501379 |  | 10 | 15.2 | 34200 | 20800 | 16500 | 2.93 | 2.4 | 31800 | 3 | 2.06 | 8.2 | 6.5
Live | 217501380 |  | 10.5 | 17 | 34600 | 20800 | 16500 | 3.07 | 2.44 | 32000 | 3.08 | 2.08 | 8.2 | 6.5
Live | 217501381 |  | 10.5 | 15.5 | 34600 | 20800 | 16400 | 3.07 | 2.46 | 32000 | 3.08 | 2.08 | 8.2 | 6.5
Live | 217501382 |  | 10 | 16.5 | 34800 | 21000 | 16600 | 2.93 | 2.44 | 32200 | 3.08 | 2.08 | 8.2 | 6.5
Live | 217501383 |  | 10.5 | 15.5 | 34600 | 20800 | 16300 | 3.07 | 2.46 | 31800 | 3.06 | 2.1 | 8.2 | 6.5
Live | 217501384 |  | 10 | 16 | 34400 | 21200 | 16800 | 2.93 | 2.38 | 32200 | 3 | 2.04 | 8.2 | 6.5
Live | 217501385 |  | 10 | 16 | 34200 | 20800 | 16500 | 2.93 | 2.4 | 32000 | 3 | 2.06 | 8.2 | 6.5
Live | 217501386 |  | 10 | 16 | 34200 | 20800 | 16400 | 2.93 | 2.42 | 31800 | 3 | 2.06 | 8.2 | 6.5
Live | 217501387 |  | 10.5 | 16 | 34400 | 20800 | 16800 | 3.07 | 2.2 | 35400 | 3.02 | 2.04 | 8 | 6.3
Live | 217501388 |  | 10 | 16 | 34600 | 21200 | 16800 | 2.93 | 2.4 | 32400 | 3.04 | 2.04 | 8.2 | 6.5
Live | 217501389 |  | 10 | 16.5 | 34800 | 21200 | 16700 | 2.93 | 2.42 | 32200 | 3.06 | 2.06 | 8.2 | 6.5
Live | 217501390 |  | 10.5 | 16 | 34400 | 20800 | 16900 | 3.07 | 2.2 | 35400 | 3.02 | 2.04 | 8 | 6.3
Live | 217501391 |  | 10.5 | 16 | 34200 | 20600 | 16500 | 3.07 | 2.24 | 34800 | 3.02 | 2.08 | 8 | 6.3
Live | 217501392 |  | 10 | 16.5 | 34800 | 21200 | 16700 | 2.93 | 2.42 | 32400 | 3.06 | 2.06 | 8.2 | 6.5
Live | 217501393 |  | 10.5 | 16 | 34600 | 21000 | 16900 | 3.07 | 2.2 | 35400 | 3.02 | 2.04 | 8 | 6.3
Live | 217501394 |  | 10.5 | 17 | 35000 | 21000 | 16500 | 3.08 | 2.46 | 32200 | 3.1 | 2.08 | 8.2 | 6.5
Live | 217501395 |  | 10.5 | 17 | 34800 | 21000 | 16600 | 3.08 | 2.46 | 32200 | 3.1 | 2.08 | 8.2 | 6.5
Live | 217501396 |  | 10.5 | 16.5 | 34600 | 20800 | 16800 | 3.07 | 2.22 | 35400 | 3.04 | 2.06 | 8 | 6.3
Live | 217501397 |  | 10.5 | 17 | 34800 | 21000 | 16600 | 3.08 | 2.46 | 32200 | 3.1 | 2.08 | 8.2 | 6.5
Live | 217501398 |  | 10.5 | 16.5 | 34600 | 20800 | 16800 | 3.07 | 2.22 | 35400 | 3.04 | 2.06 | 8 | 6.3
Live | 217501399 |  | 10 | 16.5 | 34800 | 21200 | 16900 | 2.93 | 2.4 | 31800 | 3.02 | 2.04 | 8.2 | 6.5
Live | 217501400 |  | 10.5 | 16.5 | 34600 | 20800 | 16800 | 3.07 | 2.22 | 35400 | 3.06 | 2.06 | 8 | 6.3
Live | 217501401 |  | 10 | 16.5 | 34800 | 21200 | 16900 | 2.93 | 2.4 | 31800 | 3.02 | 2.04 | 8.2 | 6.5
Live | 217501402 |  | 10 | 17 | 34800 | 21000 | 16700 | 2.93 | 2.44 | 32200 | 3.08 | 2.06 | 8.2 | 6.5
Live | 217501403 |  | 10.5 | 16 | 34600 | 21000 | 17000 | 3.07 | 2.18 | 35600 | 3.02 | 2.04 | 8 | 6.3
Live | 217501404 |  | 10 | 16.5 | 34600 | 21200 | 16700 | 2.93 | 2.4 | 32200 | 3.02 | 2.04 | 8.2 | 6.5
Live | 217501405 |  | 10 | 16.5 | 34000 | 20800 | 16400 | 2.93 | 2.4 | 31800 | 2.98 | 2.06 | 8.2 | 6.5
Live | 217501406 |  | 10 | 16.5 | 34800 | 21200 | 16800 | 2.93 | 2.4 | 32400 | 3.04 | 2.04 | 8.2 | 6.5
Live | 217501407 |  | 10 | 17 | 34800 | 21200 | 16700 | 2.93 | 2.42 | 32400 | 3.06 | 2.06 | 8.2 | 6.5
Live | 217501408 |  | 10.5 | 17 | 34800 | 20800 | 16700 | 3.08 | 2.22 | 35400 | 3.06 | 2.08 | 8 | 6.3
Live | 217501409 |  | 10 | 14.3 | 34000 | 21200 | 17300 | 2.93 | 2.18 | 36000 | 3.02 | 2.02 | 7.8 | 6.3
Live | 217501410 |  | 10.5 | 16.5 | 34800 | 22200 | 16800 | 3.08 | 2.38 | 35400 | 3.16 | 2.2 | 8.5 | 6.7
Live | 217501411 |  | 10.5 | 16 | 34800 | 22200 | 16900 | 3.08 | 2.36 | 35400 | 3.16 | 2.2 | 8.5 | 6.7
Live | 217501412 |  | 10.5 | 16.5 | 34800 | 22000 | 16800 | 3.08 | 2.38 | 35400 | 3.16 | 2.2 | 8.5 | 6.7
Live | 217501413 |  | 10.5 | 17 | 35200 | 22200 | 16900 | 3.08 | 2.38 | 35600 | 3.18 | 2.2 | 8.5 | 6.7
Live | 217501414 |  | 10 | 17.5 | 35000 | 22400 | 17200 | 2.93 | 2.32 | 35800 | 3.14 | 2.16 | 8.5 | 6.7
Live | 217501415 |  | 10 | 17 | 35200 | 22400 | 17100 | 2.93 | 2.34 | 35800 | 3.14 | 2.16 | 8.5 | 6.7
Live | 217501416 |  | 10 | 17 | 35200 | 22400 | 17100 | 2.93 | 2.34 | 35800 | 3.14 | 2.16 | 8.5 | 6.7
Live | 217501417 |  | 10 | 17 | 35200 | 22400 | 17100 | 2.93 | 2.34 | 35800 | 3.14 | 2.16 | 8.5 | 6.7
Live | 217501418 |  | 10 | 17 | 35200 | 22400 | 17100 | 2.93 | 2.34 | 35800 | 3.14 | 2.16 | 8.5 | 6.7
Live | 217501419 |  | 10.5 | 17.5 | 33400 | 21800 | 16600 | 3.08 | 2.1 | 32800 | 2.86 | 1.94 | 8.1 | 6.4
Live | 217501420 |  | 10.5 | 17.5 | 33400 | 21800 | 16600 | 3.08 | 2.1 | 32800 | 2.86 | 1.94 | 8.1 | 6.4
Live | 217501421 |  | 10.5 | 17.5 | 33600 | 21600 | 16500 | 3.08 | 2.12 | 32600 | 2.86 | 1.96 | 8.1 | 6.4
Live | 217501422 |  | 10.5 | 17.5 | 33800 | 21800 | 16600 | 3.08 | 2.12 | 32800 | 2.88 | 1.96 | 8.1 | 6.4
Live | 217501423 |  | 10.5 | 17.5 | 33600 | 21800 | 16700 | 3.08 | 2.12 | 33000 | 2.88 | 1.94 | 8.1 | 6.4
Live | 217501424 |  | 10.5 | 18 | 34000 | 22000 | 16800 | 3.08 | 2.12 | 33200 | 2.92 | 1.96 | 8.1 | 6.4
Live | 217501425 |  | 10.5 | 18 | 34000 | 22000 | 17000 | 3.08 | 2.1 | 33400 | 2.9 | 1.94 | 8.1 | 6.4
Live | 217501426 |  | 10.5 | 18 | 34000 | 22000 | 17000 | 3.08 | 2.1 | 33400 | 2.9 | 1.94 | 8.1 | 6.4
Live | 217501427 |  | 10.5 | 18 | 34200 | 22200 | 16800 | 3.07 | 2.14 | 33400 | 2.92 | 1.94 | 8.2 | 6.4
Live | 217501430 |  | 10.5 | 16 | 47000 | 33600 | 30600 | 3.07 | 2.4 | 48000 | 3.24 | 1.9 | 8.5 | 6.9
Live | 217501431 |  | 10.5 | 17 | 46500 | 29600 | 29200 | 3.08 | 2.34 | 47500 | 3.16 | 1.88 | 8.2 | 6.6
Live | 217501432 |  | 10.5 | 16.9 | 46500 | 29600 | 29200 | 3.08 | 2.34 | 48000 | 3.18 | 1.9 | 8.2 | 6.6
Live | 217501438 |  | 10 | 17 | 54500 | 37800 | 30200 | 2.93 | 2.26 | 58500 | 2.86 | 1.98 | 8.2 | 6.6
Live | 217501439 |  | 9.8 | 16.5 | 54500 | 38500 | 31000 | 2.87 | 2.2 | 60000 | 2.84 | 1.92 | 8.1 | 6.5
Live | 217501440 |  | 10 | 17.5 | 54500 | 38000 | 30400 | 2.93 | 2.24 | 59000 | 2.86 | 1.98 | 8.2 | 6.6
Live | 217501441 |  | 9.8 | 17 | 54000 | 38500 | 30800 | 2.87 | 2.2 | 60000 | 2.82 | 1.94 | 8.2 | 6.5
Live | 217501442 |  | 9.8 | 17 | 54000 | 38500 | 30800 | 2.87 | 2.2 | 60000 | 2.82 | 1.94 | 8.2 | 6.5
Live | 217501443 |  | 9.8 | 17 | 54000 | 38500 | 30800 | 2.87 | 2.2 | 60000 | 2.82 | 1.94 | 8.2 | 6.5
Live | 217501444 |  | 9.8 | 17 | 54000 | 38500 | 30800 | 2.87 | 2.2 | 60000 | 2.82 | 1.94 | 8.2 | 6.5
Live | 217501445 |  | 11.7 | 14.7 | 22400 | 15600 | 15300 | 3.44 | 2.2 | 24000 | 3.32 | 1.88 | 8.2 | 6.7
Live | 217501890 |  | 11.8 | 19.5 | 19800 | 14800 | 14000 | 0.81 | 2.02 | 22000 | 3.54 | 1.9 | 9.5 | 7
Live | 217501893 |  | 12 | 20 | 38200 | 28200 | 23000 | 0.99 | 2.26 |  |  | 2.1 | 9.5 | 7
Live | 217501895 |  | 11.6 | 20 | 38500 | 28200 | 25200 | 0.81 | 2.17 |  |  | 2.1 | 10 | 7
Live | 217504015 |  | 12.6 | 18 | 24000 | 15800 | 15500 | 3.7 | 2.34 | 23600 | 3.29 | 1.88 | 8.5 | 6.8
Live | 217504016 |  | 11.7 | 16 | 23400 | 16000 | 15700 | 3.43 | 2.28 | 23600 | 3.14 | 1.84 | 8.2 | 6.7
Live | 217504017 |  | 12.8 | 19 | 23800 | 15100 | 15600 | 3.75 | 2.18 | 23600 | 3.33 | 1.76 | 8.2 | 6.5
Live | 217504018 |  | 10.5 | 17 | 36000 | 19600 | 17600 | 3.08 | 2.34 | 32800 | 3.28 | 2.16 | 8.2 | 6.4
Live | 217504019 |  | 11 | 16.5 | 34200 | 18700 | 14800 | 3.22 | 2.24 | 32000 | 2.84 | 1.92 | 8.2 | 6.3
Live | 217504020 |  | 11 | 18 | 34800 | 18800 | 14900 | 3.23 | 2.26 | 32400 | 2.9 | 1.92 | 8.2 | 6.3
Live | 217504021 |  | 11.2 | 17.5 | 34600 | 18500 | 14700 | 3.28 | 2.28 | 32000 | 2.9 | 1.94 | 8.2 | 6.3
Live | 217504022 |  | 11 | 18 | 34400 | 18700 | 14900 | 3.22 | 2.24 | 32000 | 2.84 | 1.92 | 8.2 | 6.3
Live | 217504023 |  | 11 | 18.5 | 34400 | 18600 | 14800 | 3.22 | 2.26 | 32000 | 2.84 | 1.92 | 8.2 | 6.3
Live | 217504024 |  | 11 | 18 | 34800 | 18900 | 15000 | 3.23 | 2.26 | 32400 | 2.9 | 1.92 | 8.2 | 6.3
Live | 217504025 |  | 11 | 17.5 | 34800 | 18900 | 15100 | 3.23 | 2.24 | 32400 | 2.88 | 1.9 | 8.1 | 6.2
Live | 217504026 |  | 11 | 18.5 | 34400 | 18800 | 14900 | 3.22 | 2.24 | 32200 | 2.84 | 1.9 | 8.2 | 6.3
Live | 217504027 |  | 11 | 18.5 | 34400 | 18800 | 14900 | 3.22 | 2.24 | 32200 | 2.84 | 1.9 | 8.2 | 6.3
Live | 217504028 |  | 11 | 18.5 | 34600 | 18700 | 14900 | 3.22 | 2.26 | 32200 | 2.88 | 1.92 | 8.2 | 6.3
Live | 217504029 |  | 11 | 18 | 34600 | 18900 | 15000 | 3.22 | 2.24 | 32400 | 2.86 | 1.9 | 8.2 | 6.3
Live | 217504030 |  | 10.5 | 15.5 | 33000 | 21600 | 16400 | 3.08 | 2.48 | 36000 | 3 | 1.9 | 7.8 | 6.4
Live | 217504031 |  | 10.5 | 17 | 33600 | 21800 | 16500 | 3.08 | 2.5 | 36000 | 3.04 | 1.9 | 8.2 | 6.5
Live | 217504032 |  | 11 | 16 | 33400 | 21600 | 16300 | 3.22 | 2.52 | 36000 | 3.06 | 1.92 | 8 | 6.4
Live | 217504033 |  | 10.5 | 16.5 | 33000 | 21600 | 16500 | 3.08 | 2.48 | 36000 | 3 | 1.9 | 8.1 | 6.5
Live | 217504034 |  | 10.5 | 16.5 | 33000 | 21600 | 16400 | 3.08 | 2.48 | 36000 | 3 | 1.9 | 8.1 | 6.5
Live | 217504035 |  | 10.5 | 17 | 33600 | 21800 | 16600 | 3.08 | 2.48 | 36000 | 3.02 | 1.88 | 8.1 | 6.5
Live | 217504036 |  | 10.5 | 16 | 33600 | 22000 | 16600 | 3.08 | 2.48 | 36000 | 3.02 | 1.88 | 7.8 | 6.3
Live | 217504037 |  | 10.5 | 15.2 | 33600 | 21800 | 16600 | 3.08 | 2.48 | 36000 | 3.02 | 1.88 | 7.8 | 6.4
Live | 217504038 |  | 10.5 | 15.2 | 35800 | 20200 | 16300 | 3.08 | 2.38 | 33200 | 3.22 | 2.06 | 7.8 | 6.2
Live | 217504039 |  | 10.5 | 15.5 | 33800 | 21800 | 16400 | 3.08 | 2.52 | 36000 | 3.06 | 1.9 | 7.8 | 6.4
Live | 217504040 |  | 10.5 | 15.5 | 35800 | 20200 | 16100 | 3.08 | 2.4 | 33000 | 3.25 | 2.1 | 8 | 6.3
Live | 217504041 |  | 10.5 | 17.5 | 33400 | 21600 | 16400 | 3.08 | 2.5 | 36000 | 3.02 | 1.9 | 8.2 | 6.5
Live | 217504042 |  | 10.5 | 16 | 33200 | 21600 | 16300 | 3.08 | 2.5 | 36000 | 3.02 | 1.92 | 8 | 6.4
Live | 217504043 |  | 10.5 | 17 | 35400 | 20000 | 16100 | 3.08 | 2.38 | 32800 | 3.18 | 2.08 | 8 | 6.3
Live | 217504045 |  | 10.5 | 16 | 35400 | 20000 | 16000 | 3.08 | 2.38 | 32600 | 3.16 | 2.08 | 7.8 | 6.3
Live | 217504046 |  | 10.5 | 16 | 35400 | 19900 | 15900 | 3.08 | 2.4 | 32600 | 3.18 | 2.1 | 8 | 6.3
Live | 217504047 |  | 10.5 | 16 | 33200 | 21600 | 16300 | 3.08 | 2.5 | 36000 | 3.04 | 1.92 | 8 | 6.4
Live | 217504048 |  | 10.5 | 16 | 35400 | 20000 | 16000 | 3.08 | 2.38 | 32600 | 3.18 | 2.08 | 7.8 | 6.3
Live | 217504049 |  | 10.5 | 17 | 33600 | 21800 | 16400 | 3.08 | 2.5 | 36000 | 3.04 | 1.9 | 7.8 | 6.4
Live | 217504050 |  | 10.5 | 16.5 | 35400 | 20000 | 16000 | 3.08 | 2.4 | 32800 | 3.2 | 2.08 | 7.8 | 6.3
Live | 217504051 |  | 11 | 15.5 | 34600 | 21000 | 16500 | 3.22 | 2.32 | 32800 | 3.21 | 2.06 | 8.1 | 6.4
Live | 217504052 |  | 10.5 | 17 | 33200 | 21800 | 16500 | 3.08 | 2.46 | 36000 | 3 | 1.9 | 8.1 | 6.5
Live | 217504053 |  | 10.5 | 17 | 33200 | 21800 | 16500 | 3.08 | 2.46 | 36000 | 3 | 1.9 | 8.2 | 6.5
Live | 217504054 |  | 10.5 | 15.5 | 35000 | 20000 | 16100 | 3.08 | 2.34 | 32600 | 3.12 | 2.06 | 7.8 | 6.2
Live | 217504055 |  | 10.5 | 17 | 33400 | 21800 | 16500 | 3.08 | 2.48 | 36000 | 3.02 | 1.9 | 8.2 | 6.5
Live | 217504056 |  | 11.2 | 16 | 34800 | 21000 | 16400 | 3.28 | 2.34 | 32800 | 3.26 | 2.08 | 8.1 | 6.4
Live | 217504057 |  | 10.5 | 17 | 33200 | 21800 | 16600 | 3.08 | 2.46 | 36000 | 3 | 1.88 | 8.1 | 6.5
Live | 217504058 |  | 11 | 17.5 | 34200 | 20800 | 16300 | 3.22 | 2.32 | 32600 | 3.2 | 2.06 | 8.2 | 6.5
Live | 217504059 |  | 10.5 | 17 | 35600 | 20200 | 16200 | 3.08 | 2.38 | 33000 | 3.2 | 2.06 | 8 | 6.3
Live | 217504060 |  | 11.2 | 16.5 | 34200 | 20800 | 16200 | 3.29 | 2.32 | 32400 | 3.18 | 2.08 | 8.2 | 6.4
Live | 217504061 |  | 11.2 | 16.5 | 34200 | 20600 | 16200 | 3.29 | 2.34 | 32400 | 3.2 | 2.08 | 8.2 | 6.5
Live | 217504062 |  | 10.5 | 16 | 35200 | 19800 | 15800 | 3.08 | 2.38 | 32400 | 3.14 | 2.08 | 7.8 | 6.3
Live | 217504063 |  | 11.2 | 17 | 34600 | 20800 | 16400 | 3.28 | 2.34 | 32600 | 3.24 | 2.08 | 8.1 | 6.4
Live | 217504064 |  | 12.6 | 18 | 24000 | 15800 | 15500 | 3.7 | 2.34 | 23600 | 3.29 | 1.88 | 8.5 | 6.8
Live | 217504065 |  | 10.5 | 16.5 | 35200 | 20000 | 16100 | 3.08 | 2.34 | 32800 | 3.1 | 2.06 | 8 | 6.3
Live | 217504066 |  | 12.8 | 18.5 | 24000 | 15500 | 15200 | 3.74 | 2.34 | 23200 | 3.24 | 1.88 | 8.5 | 6.7
Live | 217504067 |  | 10.5 | 16.5 | 35000 | 20000 | 16000 | 3.08 | 2.36 | 32600 | 3.12 | 2.06 | 8 | 6.3
Live | 217504069 |  | 10 | 16.5 | 35000 | 20200 | 16200 | 2.93 | 2.32 | 32800 | 3.08 | 2.04 | 7.8 | 6.3
Live | 217504071 |  | 10.5 | 16.5 | 35000 | 19900 | 15900 | 3.08 | 2.36 | 32600 | 3.12 | 2.06 | 8 | 6.3
Live | 217504072 |  | 11.7 | 16 | 23400 | 16000 | 15700 | 3.43 | 2.28 | 23600 | 3.14 | 1.84 | 8.2 | 6.7
Live | 217504073 |  | 10.5 | 16 | 35400 | 20200 | 16300 | 3.08 | 2.36 | 33200 | 3.18 | 2.06 | 7.8 | 6.2
Live | 217504074 |  | 13 | 19 | 24000 | 15400 | 15100 | 3.8 | 2.38 | 23200 | 3.28 | 1.88 | 8.5 | 6.7
Live | 217504075 |  | 10.5 | 17 | 34800 | 19400 | 16700 | 3.08 | 2.1 | 35200 | 3.02 | 1.94 | 8.1 | 6.2
Live | 217504076 |  | 12.8 | 19 | 23800 | 15100 | 15600 | 3.75 | 2.18 | 23600 | 3.33 | 1.76 | 8.2 | 6.5
Live | 217504077 |  | 10.5 | 16.5 | 34800 | 19300 | 16600 | 3.08 | 2.12 | 35200 | 3.06 | 1.96 | 8 | 6.2
Live | 217504078 |  | 10.5 | 17 | 36000 | 19600 | 17600 | 3.08 | 2.34 | 32800 | 3.28 | 2.16 | 8.2 | 6.4
Live | 217504079 |  | 10.5 | 17 | 34600 | 19500 | 16800 | 3.07 | 2.1 | 35200 | 3 | 1.92 | 8.1 | 6.2
Live | 217504080 |  | 11 | 16.5 | 34200 | 18700 | 14800 | 3.22 | 2.24 | 32000 | 2.84 | 1.92 | 8.2 | 6.3
Live | 217504081 |  | 10.5 | 17 | 34600 | 19500 | 16800 | 3.07 | 2.1 | 35200 | 3.02 | 1.92 | 8 | 6.2
Live | 217504082 |  | 10.5 | 17 | 34600 | 19500 | 16800 | 3.07 | 2.1 | 35200 | 3 | 1.92 | 8.1 | 6.2
Live | 217504083 |  | 11.2 | 19 | 34800 | 18700 | 14800 | 3.28 | 2.28 | 32200 | 2.9 | 1.94 | 8.2 | 6.3
Live | 217504084 |  | 10.5 | 17 | 35200 | 19800 | 17100 | 3.08 | 2.06 | 35800 | 3 | 1.9 | 8 | 6.2
Live | 217504085 |  | 11.2 | 17 | 34800 | 18600 | 14800 | 3.28 | 2.28 | 32200 | 2.9 | 1.94 | 8.2 | 6.3
Live | 217504086 |  | 10.5 | 15.5 | 47500 | 30200 | 24200 | 3.08 | 2.28 | 48000 | 2.98 | 1.84 | 8.1 | 6.4
Live | 217504087 |  | 11 | 18 | 34800 | 18800 | 14900 | 3.23 | 2.26 | 32400 | 2.9 | 1.92 | 8.2 | 6.3
Live | 217504089 |  | 11.2 | 17.5 | 34600 | 18500 | 14700 | 3.28 | 2.28 | 32000 | 2.9 | 1.94 | 8.2 | 6.3
Live | 217504090 |  | 11 | 17.5 | 48000 | 29600 | 23800 | 3.23 | 2.28 | 47500 | 2.96 | 1.84 | 8.2 | 6.4
Live | 217504091 |  | 11 | 18 | 34400 | 18700 | 14900 | 3.22 | 2.24 | 32000 | 2.84 | 1.92 | 8.2 | 6.3
Live | 217504092 |  | 11.5 | 17 | 47500 | 29000 | 23200 | 3.37 | 2.32 | 46500 | 2.94 | 1.88 | 8.2 | 6.4
Live | 217504093 |  | 11 | 18.5 | 34400 | 18600 | 14800 | 3.22 | 2.26 | 32000 | 2.84 | 1.92 | 8.2 | 6.3
Live | 217504094 |  | 11.2 | 18 | 48000 | 29400 | 23600 | 3.28 | 2.32 | 47500 | 3 | 1.88 | 8.2 | 6.4
Live | 217504095 |  | 11 | 18 | 34800 | 18900 | 15000 | 3.23 | 2.26 | 32400 | 2.9 | 1.92 | 8.2 | 6.3
Live | 217504096 |  | 11.2 | 18 | 47500 | 29200 | 23400 | 3.28 | 2.3 | 46500 | 2.94 | 1.86 | 8.2 | 6.4
Live | 217504097 |  | 11 | 17.5 | 34800 | 18900 | 15100 | 3.23 | 2.24 | 32400 | 2.88 | 1.9 | 8.1 | 6.2
Live | 217504098 |  | 11.5 | 17.5 | 47500 | 29200 | 23400 | 3.37 | 2.32 | 46500 | 2.96 | 1.88 | 8.2 | 6.4
Live | 217504099 |  | 11 | 18 | 34600 | 18900 | 15000 | 3.22 | 2.24 | 32400 | 2.86 | 1.9 | 8.2 | 6.3
Live | 217504100 |  | 11.2 | 17.5 | 48000 | 29400 | 23600 | 3.28 | 2.32 | 47000 | 2.98 | 1.86 | 8.2 | 6.4
Live | 217504101 |  | 11 | 18 | 34200 | 18600 | 14800 | 3.22 | 2.24 | 32000 | 2.82 | 1.92 | 8.2 | 6.3
Live | 217504102 |  | 11.2 | 18 | 47500 | 29200 | 23400 | 3.28 | 2.3 | 47000 | 2.94 | 1.86 | 8.2 | 6.4
Live | 217504103 |  | 11 | 18.5 | 34400 | 18800 | 14900 | 3.22 | 2.24 | 32200 | 2.84 | 1.9 | 8.2 | 6.3
Live | 217504104 |  | 11.5 | 17 | 47500 | 29200 | 23400 | 3.37 | 2.32 | 46500 | 2.96 | 1.86 | 8.2 | 6.4
Live | 217504105 |  | 11 | 18.5 | 34400 | 18800 | 14900 | 3.22 | 2.24 | 32200 | 2.84 | 1.9 | 8.2 | 6.3
Live | 217504106 |  | 11.2 | 17.5 | 48000 | 29400 | 23600 | 3.28 | 2.32 | 47500 | 3.02 | 1.88 | 8 | 6.3
Live | 217504107 |  | 11 | 18.5 | 34400 | 18700 | 14800 | 3.22 | 2.26 | 32000 | 2.86 | 1.92 | 8.2 | 6.3
Live | 217504108 |  | 10.5 | 16 | 44000 | 28000 | 28400 | 3.08 | 2.26 | 46500 | 3.06 | 1.86 | 8.2 | 6.6
Live | 217504109 |  | 11 | 18.5 | 34600 | 18700 | 14900 | 3.22 | 2.26 | 32200 | 2.88 | 1.92 | 8.2 | 6.3
Live | 217504110 |  | 11.2 | 17.5 | 48000 | 28600 | 22400 | 3.28 | 2.26 | 46500 | 3 | 1.8 | 7.8 | 6.2
Live | 217504111 |  | 11 | 18 | 34600 | 18900 | 15000 | 3.22 | 2.24 | 32400 | 2.86 | 1.9 | 8.2 | 6.3
Live | 217504112 |  | 11.7 | 17 | 47500 | 27800 | 22000 | 3.43 | 2.28 | 45500 | 2.96 | 1.82 | 7.8 | 6.2
Live | 217504113 |  | 10.5 | 15.5 | 33000 | 21600 | 16400 | 3.08 | 2.48 | 36000 | 3 | 1.9 | 7.8 | 6.4
Live | 217504114 |  | 11.5 | 18 | 48000 | 28400 | 22200 | 3.37 | 2.3 | 46000 | 3.04 | 1.82 | 7.8 | 6.2
Live | 217504116 |  | 11.5 | 18 | 47500 | 28000 | 22000 | 3.37 | 2.28 | 45500 | 2.96 | 1.8 | 7.8 | 6.2
Live | 217504117 |  | 10.5 | 17 | 33000 | 21600 | 16400 | 3.08 | 2.48 | 36800 | 3 | 1.9 | 8.1 | 6.5
Live | 217504118 |  | 10.5 | 17.5 | 33800 | 21600 | 16400 | 3.08 | 2.5 | 36000 | 3.04 | 1.9 | 8.2 | 6.5
Live | 217504119 |  | 11.5 | 18 | 47500 | 28000 | 22000 | 3.37 | 2.28 | 45500 | 2.98 | 1.82 | 7.8 | 6.2
Live | 217504120 |  | 11 | 16 | 33600 | 21600 | 16300 | 3.23 | 2.52 | 36000 | 3.06 | 1.92 | 8 | 6.4
Live | 217504121 |  | 11.7 | 17 | 47500 | 27800 | 21800 | 3.43 | 2.28 | 45500 | 2.96 | 1.82 | 7.8 | 6.2
Live | 217504122 |  | 10.5 | 17 | 33600 | 21800 | 16500 | 3.08 | 2.5 | 36000 | 3.04 | 1.9 | 8.2 | 6.5
Live | 217504123 |  | 11.5 | 18 | 47500 | 28000 | 22000 | 3.37 | 2.28 | 45500 | 2.96 | 1.82 | 7.8 | 6.2
Live | 217504124 |  | 11 | 16 | 33400 | 21600 | 16300 | 3.22 | 2.52 | 36000 | 3.06 | 1.92 | 8 | 6.4
Live | 217504125 |  | 11.5 | 17 | 47500 | 28000 | 22000 | 3.37 | 2.28 | 45500 | 2.98 | 1.82 | 7.8 | 6.2
Live | 217504126 |  | 10.5 | 16.5 | 33000 | 21600 | 16500 | 3.08 | 2.48 | 36000 | 3 | 1.9 | 8.1 | 6.5
Live | 217504128 |  | 10.5 | 16.5 | 33000 | 21600 | 16400 | 3.08 | 2.48 | 36000 | 3 | 1.9 | 8.1 | 6.5
Live | 217504130 |  | 10.5 | 17 | 33600 | 21800 | 16600 | 3.08 | 2.48 | 36000 | 3.02 | 1.88 | 8.1 | 6.5
Live | 217504131 |  | 11.2 | 17.5 | 48000 | 29400 | 23800 | 3.28 | 2.2 | 47000 | 2.9 | 1.8 | 7.8 | 6.2
Live | 217504132 |  | 10.5 | 16 | 33600 | 22000 | 16600 | 3.08 | 2.48 | 36000 | 3.02 | 1.88 | 7.8 | 6.3
Live | 217504133 |  | 10.5 | 17 | 33600 | 22000 | 16600 | 3.08 | 2.48 | 36000 | 3.02 | 1.88 | 8.2 | 6.5
Live | 217504134 |  | 11.5 | 17.5 | 48000 | 29200 | 23600 | 3.37 | 2.2 | 46500 | 2.92 | 1.8 | 7.8 | 6.2
Live | 217504136 |  | 10.5 | 17.5 | 33600 | 22000 | 16700 | 3.08 | 2.46 | 37000 | 2.98 | 1.86 | 8.2 | 6.5
Live | 217504137 |  | 10.5 | 17 | 33800 | 22000 | 16700 | 3.08 | 2.46 | 37000 | 2.98 | 1.88 | 8.2 | 6.5
Live | 217504139 |  | 10.5 | 17 | 33400 | 21800 | 16600 | 3.08 | 2.46 | 36000 | 3 | 1.88 | 8.2 | 6.5
Live | 217504141 |  | 10.5 | 17 | 33000 | 21600 | 16400 | 3.08 | 2.46 | 36000 | 3 | 1.9 | 8.1 | 6.5
Live | 217504143 |  | 10.5 | 15.2 | 33600 | 21800 | 16600 | 3.08 | 2.48 | 36000 | 3.02 | 1.88 | 7.8 | 6.4
Live | 217504145 |  | 10.5 | 15.5 | 33200 | 21600 | 16400 | 3.08 | 2.48 | 36400 | 3.02 | 1.9 | 8 | 6.4
Live | 217504147 |  | 10.5 | 15.2 | 35800 | 20200 | 16300 | 3.08 | 2.38 | 33200 | 3.22 | 2.06 | 7.8 | 6.2
Live | 217504148 |  | 11.7 | 18 | 47500 | 28000 | 22000 | 3.43 | 2.28 | 45500 | 2.98 | 1.82 | 7.8 | 6.2
Live | 217504149 |  | 10.5 | 15.5 | 35200 | 20000 | 16000 | 3.08 | 2.36 | 32600 | 3.14 | 2.06 | 7.8 | 6.3
Live | 217504150 |  | 10 | 16.5 | 57500 | 35000 | 27000 | 2.93 | 2.22 | 56000 | 3.14 | 1.86 | 7.8 | 6.2
Live | 217504151 |  | 10.5 | 15.5 | 33800 | 21800 | 16400 | 3.08 | 2.52 | 36000 | 3.06 | 1.9 | 7.8 | 6.4
Live | 217504152 |  | 10.5 | 15.5 | 35800 | 20200 | 16100 | 3.08 | 2.4 | 33000 | 3.25 | 2.1 | 8 | 6.3
Live | 217504153 |  | 10 | 16 | 57000 | 34800 | 26800 | 2.93 | 2.22 | 55500 | 3.14 | 1.88 | 7.8 | 6.2
Live | 217504154 |  | 10.5 | 17.5 | 33400 | 21600 | 16400 | 3.08 | 2.5 | 36000 | 3.02 | 1.9 | 8.2 | 6.5
Live | 217504155 |  | 10.5 | 16 | 33200 | 21600 | 16300 | 3.08 | 2.5 | 36000 | 3.02 | 1.92 | 8 | 6.4
Live | 217504156 |  | 9.8 | 16.5 | 56500 | 38500 | 31600 | 2.87 | 2.3 | 57500 | 3.06 | 2.02 | 8.2 | 6.6
Live | 217504157 |  | 10.5 | 17 | 35400 | 20000 | 16100 | 3.08 | 2.38 | 32800 | 3.18 | 2.08 | 8 | 6.3
Live | 217504159 |  | 10 | 16.5 | 57000 | 38500 | 31600 | 2.93 | 2.32 | 57000 | 3.1 | 2.04 | 8.2 | 6.6
Live | 217504160 |  | 10.5 | 16 | 35400 | 20000 | 16000 | 3.08 | 2.38 | 32600 | 3.16 | 2.08 | 7.8 | 6.3
Live | 217504161 |  | 10.5 | 16 | 35400 | 19900 | 15900 | 3.08 | 2.4 | 32600 | 3.18 | 2.1 | 8 | 6.3
Live | 217504162 |  | 10 | 17 | 57500 | 38000 | 31400 | 2.93 | 2.32 | 57000 | 3.12 | 2.04 | 8.2 | 6.6
Live | 217504163 |  | 10.5 | 16 | 33200 | 21600 | 16300 | 3.08 | 2.5 | 36000 | 3.04 | 1.92 | 8 | 6.4
Live | 217504164 |  | 10 | 16.5 | 57000 | 38000 | 31400 | 2.93 | 2.32 | 57000 | 3.08 | 2.04 | 8.2 | 6.7
Live | 217504165 |  | 10.5 | 16 | 35400 | 20000 | 16000 | 3.08 | 2.38 | 32600 | 3.18 | 2.08 | 7.8 | 6.3
Live | 217504166 |  | 10.5 | 17 | 33600 | 21800 | 16400 | 3.08 | 2.5 | 36000 | 3.04 | 1.9 | 7.8 | 6.4
Live | 217504167 |  | 10 | 16.5 | 57000 | 38500 | 31600 | 2.93 | 2.3 | 57500 | 3.08 | 2.02 | 8.2 | 6.6
Live | 217504168 |  | 10 | 16.5 | 57000 | 38000 | 31200 | 2.93 | 2.34 | 56500 | 3.1 | 2.04 | 8.1 | 6.5
Live | 217504169 |  | 10.5 | 17 | 33800 | 21800 | 16500 | 3.08 | 2.52 | 36000 | 3.06 | 1.9 | 8.2 | 6.5
Live | 217504170 |  | 10.5 | 16.5 | 35400 | 20000 | 16000 | 3.08 | 2.4 | 32800 | 3.2 | 2.08 | 7.8 | 6.3
Live | 217504171 |  | 10 | 16.5 | 56500 | 37200 | 31000 | 2.93 | 2.3 | 56500 | 3.16 | 2.04 | 8.5 | 6.7
Live | 217504172 |  | 10.5 | 17 | 35600 | 20000 | 16100 | 3.08 | 2.4 | 32800 | 3.21 | 2.08 | 7.8 | 6.2
Live | 217504173 |  | 10 | 16.5 | 57000 | 37000 | 31000 | 2.93 | 2.32 | 56500 | 3.2 | 2.06 | 8.5 | 6.7
Live | 217504174 |  | 10.5 | 17 | 33800 | 21800 | 16500 | 3.08 | 2.5 | 36000 | 3.06 | 1.9 | 8.1 | 6.5
Live | 217504175 |  | 10 | 17 | 57000 | 37000 | 30800 | 2.93 | 2.34 | 56500 | 3.22 | 2.06 | 8.5 | 6.7
Live | 217504176 |  | 10.5 | 16.5 | 35600 | 20000 | 16100 | 3.08 | 2.4 | 32800 | 3.21 | 2.08 | 7.8 | 6.2
Live | 217504177 |  | 10 | 17 | 56500 | 36800 | 30600 | 2.93 | 2.32 | 56000 | 3.18 | 2.06 | 8.5 | 6.7
Live | 217504178 |  | 10 | 16.5 | 57000 | 37200 | 31000 | 2.93 | 2.32 | 56500 | 3.18 | 2.06 | 8.5 | 6.7
Live | 217504180 |  | 10.5 | 16.5 | 33800 | 21800 | 16600 | 3.08 | 2.48 | 36800 | 3 | 1.88 | 8.2 | 6.5
Live | 217504181 |  | 10 | 16.5 | 56500 | 36600 | 30400 | 2.93 | 2.34 | 56000 | 3.2 | 2.08 | 8.2 | 6.6
Live | 217504183 |  | 10 | 16 | 56000 | 37800 | 30800 | 2.93 | 2.26 | 56000 | 3.02 | 2 | 8.2 | 6.6
Live | 217504184 |  | 10.5 | 16.5 | 35800 | 20200 | 16200 | 3.08 | 2.38 | 32800 | 3.18 | 2.06 | 7.8 | 6.2
Live | 217504185 |  | 9.8 | 15.5 | 56500 | 38000 | 31400 | 2.87 | 2.24 | 57000 | 3.04 | 1.98 | 8.2 | 6.6
Live | 217504186 |  | 10.5 | 16 | 33400 | 21600 | 16400 | 3.08 | 2.5 | 36000 | 3.04 | 1.92 | 8 | 6.4
Live | 217504187 |  | 10.5 | 16 | 35400 | 20000 | 16000 | 3.08 | 2.38 | 32800 | 3.18 | 2.08 | 8 | 6.3
Live | 217504189 |  | 11 | 15.5 | 34600 | 21000 | 16500 | 3.22 | 2.32 | 32800 | 3.21 | 2.06 | 8.1 | 6.4
Live | 217504191 |  | 10.5 | 17 | 33200 | 21800 | 16500 | 3.08 | 2.46 | 36000 | 3 | 1.9 | 8.1 | 6.5
Live | 217504192 |  | 10.5 | 18 | 35600 | 20200 | 16400 | 3.08 | 2.5 | 32000 | 3.22 | 2.1 | 8.5 | 6.6
Live | 217504193 |  | 10.5 | 17 | 33200 | 21800 | 16500 | 3.08 | 2.46 | 36000 | 3 | 1.9 | 8.2 | 6.5
Live | 217504195 |  | 10.5 | 15.5 | 35000 | 20000 | 16100 | 3.08 | 2.34 | 32600 | 3.12 | 2.06 | 7.8 | 6.2
Live | 217504197 |  | 10.5 | 16.5 | 33200 | 21600 | 16400 | 3.08 | 2.48 | 36000 | 3 | 1.9 | 8.1 | 6.5
Live | 217504199 |  | 9.8 | 16.5 | 54500 | 38000 | 32600 | 2.87 | 2.42 | 58000 | 3.16 | 2.2 | 8.5 | 6.9
Live | 217504200 |  | 10.5 | 16.5 | 35200 | 20000 | 16100 | 3.08 | 2.36 | 32800 | 3.12 | 2.06 | 8 | 6.3
Live | 217504201 |  | 11.2 | 15.5 | 34400 | 20400 | 16300 | 3.28 | 2.26 | 34600 | 3.06 | 2.1 | 8 | 6.3
Live | 217504202 |  | 10.5 | 17 | 33400 | 21800 | 16500 | 3.08 | 2.48 | 36000 | 3.02 | 1.9 | 8.2 | 6.5
Live | 217504203 |  | 11.2 | 15.5 | 35200 | 20600 | 16500 | 3.29 | 2.28 | 35200 | 3.14 | 2.12 | 8 | 6.3
Live | 217504204 |  | 11.2 | 16 | 34800 | 21000 | 16400 | 3.28 | 2.34 | 32800 | 3.26 | 2.08 | 8.1 | 6.4
Live | 217504205 |  | 11.2 | 15.5 | 34600 | 20400 | 16400 | 3.28 | 2.26 | 35000 | 3.08 | 2.1 | 8 | 6.3
Live | 217504206 |  | 10.5 | 17 | 33200 | 21800 | 16600 | 3.08 | 2.46 | 36000 | 3 | 1.88 | 8.1 | 6.5
Live | 217504207 |  | 11.2 | 15.5 | 34400 | 20400 | 16300 | 3.28 | 2.28 | 34600 | 3.06 | 2.12 | 8 | 6.3
Live | 217504208 |  | 11.5 | 18 | 47500 | 29000 | 23400 | 3.37 | 2.32 | 46500 | 2.98 | 1.88 | 8.2 | 6.4
Live | 217504209 |  | 10.5 | 17.5 | 35600 | 20000 | 16100 | 3.08 | 2.38 | 32800 | 3.2 | 2.08 | 8.1 | 6.3
Live | 217504210 |  | 10.5 | 16 | 35600 | 20000 | 16000 | 3.08 | 2.4 | 32800 | 3.2 | 2.08 | 8 | 6.3
Live | 217504212 |  | 11 | 17.5 | 34200 | 20800 | 16300 | 3.22 | 2.32 | 32600 | 3.2 | 2.06 | 8.2 | 6.5
Live | 217504213 |  | 11.7 | 18 | 48000 | 28000 | 22000 | 3.43 | 2.3 | 45500 | 3 | 1.82 | 7.8 | 6.2
Live | 217504214 |  | 10.5 | 17.5 | 33600 | 21800 | 16500 | 3.08 | 2.5 | 36000 | 3.04 | 1.9 | 8.2 | 6.5
Live | 217504215 |  | 11.5 | 16.5 | 48000 | 28000 | 26400 | 3.37 | 2.36 | 45500 | 3.18 | 1.84 | 8.1 | 6.4
Live | 217504216 |  | 10.5 | 17 | 35600 | 20200 | 16200 | 3.08 | 2.38 | 33000 | 3.2 | 2.06 | 8 | 6.3
Live | 217504217 |  | 11.2 | 17 | 46000 | 28800 | 28600 | 3.28 | 2.36 | 46500 | 3.14 | 1.9 | 8.2 | 6.6
Live | 217504218 |  | 11.2 | 16.5 | 34200 | 20800 | 16200 | 3.29 | 2.32 | 32400 | 3.18 | 2.08 | 8.2 | 6.4
Live | 217504219 |  | 11.2 | 17.5 | 46500 | 29200 | 29000 | 3.28 | 2.38 | 47500 | 3.22 | 1.9 | 8.2 | 6.7
Live | 217504220 |  | 11.2 | 16.5 | 34200 | 20600 | 16200 | 3.29 | 2.34 | 32400 | 3.2 | 2.08 | 8.2 | 6.5
Live | 217504221 |  | 11 | 17 | 46000 | 29000 | 28800 | 3.23 | 2.34 | 47000 | 3.14 | 1.9 | 8.2 | 6.6
Live | 217504222 |  | 11.2 | 16.5 | 34200 | 20800 | 16300 | 3.29 | 2.32 | 32400 | 3.2 | 2.08 | 8.2 | 6.4
Live | 217504223 |  | 11.2 | 17.5 | 46000 | 29000 | 28600 | 3.28 | 2.36 | 47000 | 3.16 | 1.9 | 8.2 | 6.6
Live | 217504224 |  | 10.5 | 16 | 35200 | 19800 | 15800 | 3.08 | 2.38 | 32400 | 3.14 | 2.08 | 7.8 | 6.3
Live | 217504225 |  | 11 | 17 | 46500 | 29200 | 29000 | 3.22 | 2.36 | 47500 | 3.2 | 1.9 | 8.2 | 6.6
Live | 217504226 |  | 11.2 | 17 | 34600 | 20800 | 16400 | 3.28 | 2.34 | 32600 | 3.24 | 2.08 | 8.1 | 6.4
Live | 217504227 |  | 11.2 | 17.5 | 34600 | 21000 | 16400 | 3.28 | 2.34 | 32800 | 3.26 | 2.08 | 8 | 6.4
Live | 217504228 |  | 11 | 17 | 46000 | 29000 | 28800 | 3.23 | 2.36 | 47000 | 3.14 | 1.9 | 8.2 | 6.6
Live | 217504229 |  | 10.5 | 16.5 | 35200 | 20000 | 16100 | 3.08 | 2.34 | 32800 | 3.1 | 2.06 | 8 | 6.3
Live | 217504230 |  | 11.2 | 16.5 | 46000 | 29000 | 28600 | 3.28 | 2.36 | 47000 | 3.14 | 1.9 | 8.2 | 6.6
Live | 217504231 |  | 11.2 | 17.5 | 47000 | 29400 | 29000 | 3.28 | 2.38 | 47500 | 3.24 | 1.92 | 8.1 | 6.6
Live | 217504232 |  | 10.5 | 16.5 | 35000 | 20000 | 16000 | 3.08 | 2.36 | 32600 | 3.12 | 2.06 | 8 | 6.3
Live | 217504234 |  | 11.2 | 17 | 34600 | 21000 | 16400 | 3.28 | 2.34 | 32800 | 3.26 | 2.08 | 8.1 | 6.4
Live | 217504235 |  | 11.7 | 18 | 47500 | 29800 | 28800 | 3.43 | 2.34 | 48000 | 3.18 | 1.96 | 8 | 6.5
Live | 217504236 |  | 11.2 | 18 | 47000 | 30200 | 29400 | 3.28 | 2.3 | 48000 | 3.12 | 1.92 | 8 | 6.5
Live | 217504237 |  | 10 | 16.5 | 35000 | 20200 | 16200 | 2.93 | 2.32 | 32800 | 3.08 | 2.04 | 7.8 | 6.3
Live | 217504238 |  | 11.2 | 17 | 47000 | 30000 | 29000 | 3.28 | 2.32 | 48000 | 3.14 | 1.94 | 8 | 6.5
Live | 217504239 |  | 10.5 | 16.5 | 35000 | 19900 | 15900 | 3.08 | 2.36 | 32600 | 3.12 | 2.06 | 8 | 6.3
Live | 217504240 |  | 11.2 | 17 | 47000 | 30000 | 29200 | 3.28 | 2.32 | 48000 | 3.14 | 1.94 | 8 | 6.5
Live | 217504242 |  | 11.5 | 16.5 | 23200 | 15400 | 14400 | 3.37 | 2.08 | 24000 | 2.98 | 1.82 | 8 | 6.4
Live | 217504243 |  | 10.5 | 16 | 35400 | 20200 | 16300 | 3.08 | 2.36 | 33200 | 3.18 | 2.06 | 7.8 | 6.2
Live | 217504244 |  | 11.7 | 15.5 | 23000 | 17000 | 17000 | 3.42 | 2.36 | 24000 | 3.04 | 1.98 | 8.5 | 7
Live | 217504245 |  | 10.5 | 17 | 35400 | 20200 | 16300 | 3.08 | 2.36 | 33000 | 3.18 | 2.06 | 7.8 | 6.2
Live | 217504246 |  | 11 | 15.2 | 21600 | 15900 | 15700 | 3.23 | 2.14 | 24000 | 3.18 | 1.84 | 8.1 | 6.7
Live | 217504247 |  | 10 | 17 | 35600 | 20400 | 16400 | 2.93 | 2.34 | 33000 | 3.12 | 2.04 | 7.8 | 6.2
Live | 217504248 |  | 13 | 18.5 | 23800 | 16400 | 16300 | 3.81 | 2.46 | 24000 | 3.15 | 2.02 | 8.5 | 7.1
Live | 217504249 |  | 10 | 17 | 35600 | 20400 | 16400 | 2.93 | 2.34 | 33000 | 3.14 | 2.04 | 7.8 | 6.2
Live | 217504250 |  | 11 | 17 | 34800 | 21000 | 16500 | 3.23 | 2.32 | 32600 | 3.2 | 2.06 | 8 | 6.4
Live | 217504251 |  | 13 | 19 | 24000 | 16700 | 16600 | 3.8 | 2.43 | 24000 | 3.2 | 2.02 | 8.5 | 7.1
Live | 217504252 |  | 10.5 | 16.5 | 35000 | 20000 | 16000 | 3.08 | 2.34 | 32600 | 3.1 | 2.06 | 8 | 6.3
Live | 217504253 |  | 13 | 19 | 24000 | 16600 | 16500 | 3.8 | 2.46 | 24000 | 3.23 | 2.04 | 8.5 | 7.1
Live | 217504254 |  | 10.5 | 16.5 | 35000 | 20000 | 16000 | 3.08 | 2.34 | 32600 | 3.1 | 2.06 | 8 | 6.3
Live | 217504255 |  | 12.8 | 18 | 24000 | 16700 | 16700 | 3.74 | 2.42 | 24000 | 3.18 | 2.02 | 8.5 | 7.1
Live | 217504256 |  | 11.2 | 16.5 | 34400 | 20800 | 16300 | 3.28 | 2.32 | 32400 | 3.2 | 2.08 | 8.2 | 6.4
Live | 217504257 |  | 10 | 17 | 34800 | 19700 | 17000 | 2.93 | 2.06 | 35600 | 3 | 1.9 | 8 | 6.2
Live | 217504258 |  | 13 | 18.5 | 24000 | 16600 | 16500 | 3.8 | 2.46 | 24000 | 3.23 | 2.04 | 8.5 | 7.1
Live | 217504259 |  | 10.5 | 16 | 35000 | 19400 | 16700 | 3.08 | 2.12 | 35200 | 3.06 | 1.94 | 8 | 6.2
Live | 217504260 |  | 13 | 19 | 23600 | 16400 | 16400 | 3.8 | 2.44 | 24000 | 3.14 | 2.02 | 8.5 | 7
Live | 217504261 |  | 10.5 | 17 | 34800 | 19400 | 16700 | 3.08 | 2.1 | 35200 | 3.02 | 1.94 | 8.1 | 6.2
Live | 217504262 |  | 11.7 | 15.5 | 23000 | 17000 | 17000 | 3.42 | 2.36 | 24000 | 3.04 | 1.98 | 8.5 | 7
Live | 217504263 |  | 10.5 | 16.5 | 34800 | 19300 | 16600 | 3.08 | 2.12 | 35200 | 3.06 | 1.96 | 8 | 6.2
Live | 217504264 |  | 13 | 19.5 | 23800 | 16600 | 16500 | 3.81 | 2.44 | 24000 | 3.18 | 2.02 | 8.5 | 7.1
Live | 217504265 |  | 10.5 | 17 | 34600 | 19500 | 16800 | 3.07 | 2.1 | 35200 | 3 | 1.92 | 8.1 | 6.2
Live | 217504266 |  | 13 | 19.5 | 23800 | 16600 | 16500 | 3.81 | 2.44 | 24000 | 3.18 | 2.02 | 8.5 | 7.1
Live | 217504267 |  | 10.5 | 17 | 34600 | 19500 | 16800 | 3.07 | 2.1 | 35200 | 3.02 | 1.92 | 8 | 6.2
Live | 217504268 |  | 10.5 | 17 | 34600 | 19500 | 16800 | 3.07 | 2.1 | 35200 | 3 | 1.92 | 8.1 | 6.2
Live | 217504269 |  | 13 | 19 | 23200 | 16200 | 16200 | 3.82 | 2.42 | 24000 | 3.06 | 2 | 8.5 | 7.1
Live | 217504270 |  | 10.5 | 17 | 35200 | 19800 | 17100 | 3.08 | 2.06 | 35800 | 3 | 1.9 | 8 | 6.2
Live | 217504271 |  | 13 | 18 | 23600 | 16400 | 16400 | 3.8 | 2.44 | 24000 | 3.14 | 2.02 | 8.5 | 7.1
Live | 217504272 |  | 10.5 | 15.5 | 47500 | 30200 | 24200 | 3.08 | 2.28 | 48000 | 2.98 | 1.84 | 8.1 | 6.4
Live | 217504273 |  | 13 | 18.5 | 24000 | 14800 | 13800 | 3.8 | 2.18 | 23600 | 3.14 | 1.88 | 8.2 | 6.5
Live | 217504275 |  | 12.6 | 19 | 24000 | 15100 | 14100 | 3.7 | 2.16 | 24000 | 3.14 | 1.88 | 8.2 | 6.5
Live | 217504276 |  | 11 | 17.5 | 48000 | 29600 | 23800 | 3.23 | 2.28 | 47500 | 2.96 | 1.84 | 8.2 | 6.4
Live | 217504277 |  | 12.8 | 19 | 24000 | 15000 | 14000 | 3.74 | 2.18 | 23800 | 3.18 | 1.88 | 8.2 | 6.5
Live | 217504278 |  | 11 | 17 | 47000 | 29600 | 23800 | 3.23 | 2.26 | 47000 | 2.86 | 1.82 | 8.1 | 6.4
Live | 217504279 |  | 12.4 | 18 | 24000 | 15100 | 14200 | 3.63 | 2.14 | 24000 | 3.13 | 1.86 | 8.2 | 6.5
Live | 217504280 |  | 11.5 | 17.5 | 48000 | 29000 | 23400 | 3.37 | 2.34 | 47000 | 2.98 | 1.88 | 8.2 | 6.4
Live | 217504281 |  | 12.8 | 18 | 24000 | 15000 | 14000 | 3.74 | 2.18 | 23800 | 3.18 | 1.88 | 8.2 | 6.5
Live | 217504282 |  | 13 | 19 | 23800 | 14800 | 13800 | 3.81 | 2.16 | 23400 | 3.1 | 1.88 | 8.1 | 6.4
Live | 217504283 |  | 11.5 | 17 | 47500 | 29000 | 23200 | 3.37 | 2.32 | 46500 | 2.94 | 1.88 | 8.2 | 6.4
Live | 217504284 |  | 12.4 | 17 | 22400 | 15300 | 15100 | 3.63 | 2.24 | 24000 | 3.37 | 1.9 | 8.5 | 6.8
Live | 217504285 |  | 11.2 | 18 | 48000 | 29400 | 23600 | 3.28 | 2.32 | 47500 | 3 | 1.88 | 8.2 | 6.4
Live | 217504286 |  | 11.2 | 18 | 47500 | 29200 | 23400 | 3.28 | 2.3 | 46500 | 2.94 | 1.86 | 8.2 | 6.4
Live | 217504287 |  | 12 | 17.5 | 22600 | 15600 | 15200 | 3.52 | 2.22 | 24000 | 3.37 | 1.88 | 8.5 | 6.8
Live | 217504288 |  | 11.5 | 17.5 | 47500 | 29200 | 23400 | 3.37 | 2.32 | 46500 | 2.96 | 1.88 | 8.2 | 6.4
Live | 217504289 |  | 12.2 | 17.5 | 22600 | 15500 | 15100 | 3.58 | 2.22 | 24000 | 3.38 | 1.9 | 8.5 | 6.8
Live | 217504290 |  | 11.7 | 16.5 | 22400 | 15600 | 15300 | 3.44 | 2.2 | 24000 | 3.32 | 1.88 | 8.2 | 6.7
Live | 217504291 |  | 11.2 | 17.5 | 48000 | 29400 | 23600 | 3.28 | 2.32 | 47000 | 2.98 | 1.86 | 8.2 | 6.4
Live | 217504292 |  | 12.2 | 17 | 22600 | 15500 | 15100 | 3.58 | 2.22 | 24000 | 3.38 | 1.9 | 8.5 | 6.8
Live | 217504293 |  | 11.2 | 18 | 47500 | 29200 | 23400 | 3.28 | 2.3 | 47000 | 2.94 | 1.86 | 8.2 | 6.4
Live | 217504294 |  | 12.4 | 17.5 | 22200 | 15300 | 15100 | 3.63 | 2.22 | 24000 | 3.32 | 1.9 | 8.2 | 6.7
Live | 217504295 |  | 11.5 | 17 | 47500 | 29200 | 23400 | 3.37 | 2.32 | 46500 | 2.96 | 1.86 | 8.2 | 6.4
Live | 217504296 |  | 11.5 | 16.5 | 23200 | 15400 | 14400 | 3.37 | 2.08 | 24000 | 2.98 | 1.82 | 8 | 6.4
Live | 217504297 |  | 11.2 | 17.5 | 48000 | 29400 | 23600 | 3.28 | 2.32 | 47500 | 3.02 | 1.88 | 8 | 6.3
Live | 217504298 |  | 12.8 | 19 | 24000 | 15000 | 14000 | 3.74 | 2.15 | 23800 | 3.16 | 1.88 | 8.2 | 6.5
Live | 217504299 |  | 11.5 | 18.5 | 48000 | 29400 | 23600 | 3.37 | 2.34 | 47500 | 3.02 | 1.88 | 8.2 | 6.4
Live | 217504300 |  | 12.8 | 19 | 24000 | 15000 | 14000 | 3.74 | 2.15 | 23800 | 3.16 | 1.88 | 8.2 | 6.5
Live | 217504301 |  | 11.2 | 18.5 | 48000 | 29400 | 23600 | 3.28 | 2.32 | 47500 | 3.02 | 1.88 | 8.2 | 6.4
Live | 217504302 |  | 13 | 19 | 23400 | 14600 | 13700 | 3.81 | 2.14 | 23200 | 3.04 | 1.86 | 8.2 | 6.5
Live | 217504304 |  | 13 | 18 | 23800 | 14800 | 13800 | 3.81 | 2.16 | 23400 | 3.12 | 1.88 | 8.2 | 6.5
Live | 217504306 |  | 13 | 20 | 24000 | 16000 | 15800 | 3.8 | 2.34 | 24000 | 3.37 | 1.88 | 8.2 | 6.7
Live | 217504307 |  | 11.5 | 17 | 47500 | 29000 | 23400 | 3.37 | 2.3 | 46500 | 2.94 | 1.86 | 8.2 | 6.4
Live | 217504308 |  | 10.5 | 16 | 44000 | 28200 | 28600 | 3.08 | 2.26 | 46500 | 3.06 | 1.86 | 8.2 | 6.6
Live | 217504310 |  | 10.5 | 16 | 44000 | 28000 | 28400 | 3.08 | 2.26 | 46500 | 3.06 | 1.86 | 8.2 | 6.6
Live | 217504312 |  | 11.2 | 17.5 | 48000 | 28600 | 22400 | 3.28 | 2.26 | 46500 | 3 | 1.8 | 7.8 | 6.2
Live | 217504314 |  | 11.5 | 17 | 47000 | 28000 | 22000 | 3.37 | 2.26 | 45500 | 2.92 | 1.8 | 7.8 | 6.1
Live | 217504315 |  | 12 | 15.5 | 24000 | 16400 | 16200 | 3.52 | 2.28 | 24000 | 3.26 | 1.84 | 8.2 | 6.7
Live | 217504316 |  | 11.7 | 17 | 47500 | 27600 | 21800 | 3.43 | 2.3 | 45000 | 2.98 | 1.84 | 7.8 | 6.2
Live | 217504317 |  | 11.7 | 17 | 47500 | 27800 | 22000 | 3.43 | 2.28 | 45500 | 2.96 | 1.82 | 7.8 | 6.2
Live | 217504319 |  | 11.5 | 18 | 48000 | 28400 | 22200 | 3.37 | 2.3 | 46000 | 3.04 | 1.82 | 7.8 | 6.2
Live | 217504320 |  | 10 | 14.7 | 34200 | 19500 | 15600 | 2.93 | 2.2 | 32800 | 2.84 | 1.86 | 8.2 | 6.3
Live | 217504321 |  | 11.5 | 18 | 47500 | 28000 | 22000 | 3.37 | 2.28 | 45500 | 2.96 | 1.8 | 7.8 | 6.2
Live | 217504322 |  | 9.8 | 14.7 | 34800 | 20800 | 16900 | 2.87 | 2.3 | 33600 | 3.1 | 2 | 7.8 | 6.2
Live | 217504323 |  | 11.5 | 18 | 47500 | 28000 | 22000 | 3.37 | 2.28 | 45500 | 2.98 | 1.82 | 7.8 | 6.2
Live | 217504324 |  | 10 | 15.2 | 35200 | 21000 | 16700 | 2.93 | 2.3 | 32000 | 3 | 2.1 | 8.2 | 6.5
Live | 217504325 |  | 11.7 | 17 | 47500 | 27800 | 21800 | 3.43 | 2.28 | 45500 | 2.96 | 1.82 | 7.8 | 6.2
Live | 217504326 |  | 10 | 15.5 | 35400 | 20800 | 16500 | 2.93 | 2.34 | 31800 | 3.04 | 2.12 | 8.2 | 6.5
Live | 217504327 |  | 11.5 | 18 | 47500 | 28000 | 22000 | 3.37 | 2.28 | 45500 | 2.96 | 1.82 | 7.8 | 6.2
Live | 217504328 |  | 10 | 17 | 35000 | 20800 | 16500 | 2.93 | 2.3 | 31600 | 2.96 | 2.1 | 8.2 | 6.5
Live | 217504329 |  | 11.5 | 17 | 47500 | 28000 | 22000 | 3.37 | 2.28 | 45500 | 2.98 | 1.82 | 7.8 | 6.2
Live | 217504330 |  | 10 | 16 | 34800 | 20600 | 16300 | 2.93 | 2.3 | 31400 | 2.96 | 2.1 | 8.2 | 6.5
Live | 217504332 |  | 10 | 16 | 34800 | 20600 | 16300 | 2.93 | 2.32 | 31400 | 2.96 | 2.12 | 8.2 | 6.5
Live | 217504333 |  | 11.5 | 18.5 | 48000 | 28200 | 22200 | 3.37 | 2.28 | 46000 | 3.02 | 1.82 | 7.8 | 6.1
Live | 217504334 |  | 10 | 16 | 34800 | 20600 | 16400 | 2.93 | 2.32 | 31600 | 2.98 | 2.12 | 8.2 | 6.5
Live | 217504336 |  | 10 | 16.5 | 35600 | 21000 | 16700 | 2.93 | 2.34 | 32000 | 3.04 | 2.12 | 8.2 | 6.4
Live | 217504338 |  | 10 | 15.2 | 34200 | 20800 | 16500 | 2.93 | 2.4 | 31800 | 3 | 2.06 | 8.2 | 6.5
Live | 217504340 |  | 10 | 16.5 | 34800 | 21000 | 16600 | 2.93 | 2.44 | 32200 | 3.08 | 2.08 | 8.2 | 6.5
Live | 217504342 |  | 10.5 | 15.5 | 34600 | 20800 | 16300 | 3.07 | 2.46 | 31800 | 3.06 | 2.1 | 8.2 | 6.5
Live | 217504344 |  | 10 | 16 | 34200 | 20800 | 16500 | 2.93 | 2.4 | 32000 | 3 | 2.06 | 8.2 | 6.5
Live | 217504346 |  | 10 | 16 | 34200 | 20800 | 16400 | 2.93 | 2.42 | 31800 | 3 | 2.06 | 8.2 | 6.5
Live | 217504347 |  | 11.5 | 18 | 47500 | 28000 | 22000 | 3.37 | 2.28 | 45500 | 2.96 | 1.82 | 7.8 | 6.2
Live | 217504348 |  | 10 | 16.5 | 34800 | 21200 | 16700 | 2.93 | 2.42 | 32200 | 3.06 | 2.06 | 8.2 | 6.5
Live | 217504349 |  | 11.2 | 17.5 | 48000 | 29400 | 23800 | 3.28 | 2.2 | 47000 | 2.9 | 1.8 | 7.8 | 6.2
Live | 217504350 |  | 10.5 | 16 | 34400 | 20800 | 16900 | 3.07 | 2.2 | 35400 | 3.02 | 2.04 | 8 | 6.3
Live | 217504351 |  | 10 | 15.5 | 34800 | 21200 | 16700 | 2.93 | 2.42 | 32400 | 3.06 | 2.06 | 8.1 | 6.4
Live | 217504352 |  | 11.5 | 17.5 | 48000 | 29200 | 23600 | 3.37 | 2.2 | 46500 | 2.92 | 1.8 | 7.8 | 6.2
Live | 217504353 |  | 10.5 | 16 | 34200 | 20600 | 16500 | 3.07 | 2.24 | 34800 | 3.02 | 2.08 | 8 | 6.3
Live | 217504354 |  | 11.5 | 17 | 47500 | 28000 | 22000 | 3.37 | 2.28 | 45500 | 2.96 | 1.82 | 7.8 | 6.2
Live | 217504356 |  | 10.5 | 16 | 34600 | 21000 | 16900 | 3.07 | 2.2 | 35400 | 3.02 | 2.04 | 8 | 6.3
Live | 217504358 |  | 10 | 14.3 | 34000 | 21200 | 17300 | 2.93 | 2.18 | 36000 | 3.02 | 2.02 | 7.8 | 6.3
Live | 217504360 |  | 10.5 | 16 | 34800 | 22200 | 16900 | 3.08 | 2.36 | 35400 | 3.16 | 2.2 | 8.5 | 6.7
Live | 217504362 |  | 10.5 | 16.5 | 34800 | 22000 | 16800 | 3.08 | 2.38 | 35400 | 3.16 | 2.2 | 8.5 | 6.7
Live | 217504364 |  | 10.5 | 17.5 | 33400 | 21800 | 16600 | 3.08 | 2.1 | 32800 | 2.86 | 1.94 | 8.1 | 6.4
Live | 217504366 |  | 10.5 | 17.5 | 33400 | 21800 | 16600 | 3.08 | 2.1 | 32800 | 2.86 | 1.94 | 8.1 | 6.4
Live | 217504368 |  | 10.5 | 17.5 | 33800 | 21800 | 16600 | 3.08 | 2.12 | 32800 | 2.88 | 1.96 | 8.1 | 6.4
Live | 217504370 |  | 10.5 | 17.5 | 33600 | 21800 | 16700 | 3.08 | 2.12 | 33000 | 2.88 | 1.94 | 8.1 | 6.4
Live | 217504371 |  | 11.5 | 18 | 47500 | 28200 | 22200 | 3.37 | 2.28 | 45500 | 2.96 | 1.8 | 7.8 | 6.2
Live | 217504374 |  | 10.5 | 16 | 47000 | 33600 | 30600 | 3.07 | 2.4 | 48000 | 3.24 | 1.9 | 8.5 | 6.9
Live | 217504377 |  | 11.7 | 18 | 47500 | 28000 | 22000 | 3.43 | 2.28 | 45500 | 2.98 | 1.82 | 7.8 | 6.2
Live | 217504378 |  | 9.8 | 16.5 | 55500 | 37000 | 31200 | 2.87 | 2.14 | 55500 | 2.96 | 1.92 | 8.1 | 6.5
Live | 217504380 |  | 10 | 17 | 54500 | 37800 | 30200 | 2.93 | 2.26 | 58500 | 2.86 | 1.98 | 8.2 | 6.6
Live | 217504382 |  | 9.8 | 16.5 | 54500 | 38500 | 31000 | 2.87 | 2.2 | 60000 | 2.84 | 1.92 | 8.1 | 6.5
Live | 217504383 |  | 10 | 16.5 | 57500 | 35000 | 27000 | 2.93 | 2.22 | 56000 | 3.14 | 1.86 | 7.8 | 6.2
Live | 217504385 |  | 10 | 16 | 57000 | 34800 | 26800 | 2.93 | 2.22 | 55500 | 3.14 | 1.88 | 7.8 | 6.2
Live | 217504387 |  | 9.8 | 16.5 | 56500 | 38500 | 31600 | 2.87 | 2.3 | 57500 | 3.06 | 2.02 | 8.2 | 6.6
Live | 217504389 |  | 10 | 16.5 | 56500 | 38000 | 31200 | 2.93 | 2.3 | 56500 | 3.04 | 2.02 | 8.2 | 6.6
Live | 217504390 |  | 12.6 | 18 | 24000 | 15800 | 15500 | 3.7 | 2.34 | 23600 | 3.29 | 1.88 | 8.5 | 6.8
Live | 217504391 |  | 10 | 16.5 | 57500 | 38000 | 31400 | 2.93 | 2.32 | 57000 | 3.12 | 2.04 | 8.2 | 6.7
Live | 217504392 |  | 10 | 16.5 | 57000 | 38500 | 31600 | 2.93 | 2.32 | 57000 | 3.1 | 2.04 | 8.2 | 6.6
Live | 217504393 |  | 11.7 | 16 | 23400 | 16000 | 15700 | 3.43 | 2.28 | 23600 | 3.14 | 1.84 | 8.2 | 6.7
Live | 217504394 |  | 10 | 17 | 57500 | 38000 | 31400 | 2.93 | 2.32 | 57000 | 3.12 | 2.04 | 8.2 | 6.6
Live | 217504395 |  | 12.8 | 19 | 23800 | 15100 | 15600 | 3.75 | 2.18 | 23600 | 3.33 | 1.76 | 8.2 | 6.5
Live | 217504396 |  | 10 | 16.5 | 57000 | 38000 | 31400 | 2.93 | 2.32 | 57000 | 3.08 | 2.04 | 8.2 | 6.7
Live | 217504397 |  | 10.5 | 17 | 36000 | 19600 | 17600 | 3.08 | 2.34 | 32800 | 3.28 | 2.16 | 8.2 | 6.4
Live | 217504398 |  | 10 | 16.5 | 57000 | 38500 | 31600 | 2.93 | 2.3 | 57500 | 3.08 | 2.02 | 8.2 | 6.6
Live | 217504399 |  | 11 | 16.5 | 34200 | 18700 | 14800 | 3.22 | 2.24 | 32000 | 2.84 | 1.92 | 8.2 | 6.3
Live | 217504400 |  | 11 | 18 | 34800 | 18800 | 14900 | 3.23 | 2.26 | 32400 | 2.9 | 1.92 | 8.2 | 6.3
Live | 217504401 |  | 10 | 16.5 | 57000 | 38000 | 31200 | 2.93 | 2.34 | 56500 | 3.1 | 2.04 | 8.1 | 6.5
Live | 217504402 |  | 10 | 17.5 | 57000 | 38000 | 31000 | 2.93 | 2.34 | 56500 | 3.1 | 2.06 | 8.2 | 6.7
Live | 217504403 |  | 11.2 | 17.5 | 34600 | 18500 | 14700 | 3.28 | 2.28 | 32000 | 2.9 | 1.94 | 8.2 | 6.3
Live | 217504404 |  | 10 | 17.5 | 57000 | 38000 | 31000 | 2.93 | 2.34 | 56500 | 3.1 | 2.06 | 8.2 | 6.7
Live | 217504405 |  | 11 | 18 | 34400 | 18700 | 14900 | 3.22 | 2.24 | 32000 | 2.84 | 1.92 | 8.2 | 6.3
Live | 217504406 |  | 11 | 18.5 | 34400 | 18600 | 14800 | 3.22 | 2.26 | 32000 | 2.84 | 1.92 | 8.2 | 6.3
Live | 217504408 |  | 11 | 18 | 34800 | 18900 | 15000 | 3.23 | 2.26 | 32400 | 2.9 | 1.92 | 8.2 | 6.3
Live | 217504409 |  | 10 | 16.5 | 56500 | 38000 | 31400 | 2.93 | 2.32 | 57000 | 3.08 | 2.04 | 8.2 | 6.6
Live | 217504410 |  | 11 | 17.5 | 34800 | 18900 | 15100 | 3.23 | 2.24 | 32400 | 2.88 | 1.9 | 8.1 | 6.2
Live | 217504411 |  | 10 | 16.5 | 56500 | 37200 | 31000 | 2.93 | 2.3 | 56500 | 3.16 | 2.04 | 8.5 | 6.7
Live | 217504412 |  | 10 | 16.5 | 56000 | 36600 | 30400 | 2.93 | 2.32 | 55500 | 3.14 | 2.06 | 8.5 | 6.7
Live | 217504413 |  | 11 | 18.5 | 34400 | 18800 | 14900 | 3.22 | 2.24 | 32200 | 2.84 | 1.9 | 8.2 | 6.3
Live | 217504414 |  | 10 | 16.5 | 57000 | 37000 | 30800 | 2.93 | 2.34 | 56500 | 3.22 | 2.06 | 8.5 | 6.7
Live | 217504415 |  | 11 | 18.5 | 34400 | 18800 | 14900 | 3.22 | 2.24 | 32200 | 2.84 | 1.9 | 8.2 | 6.3
Live | 217504416 |  | 11 | 18.5 | 34600 | 18700 | 14900 | 3.22 | 2.26 | 32200 | 2.88 | 1.92 | 8.2 | 6.3
Live | 217504417 |  | 10 | 16.5 | 57000 | 37000 | 31000 | 2.93 | 2.32 | 56500 | 3.2 | 2.06 | 8.5 | 6.7
Live | 217504418 |  | 11 | 18 | 34600 | 18900 | 15000 | 3.22 | 2.24 | 32400 | 2.86 | 1.9 | 8.2 | 6.3
Live | 217504419 |  | 10 | 17 | 57000 | 37000 | 30800 | 2.93 | 2.34 | 56500 | 3.22 | 2.06 | 8.5 | 6.7
Live | 217504420 |  | 10.5 | 15.5 | 33000 | 21600 | 16400 | 3.08 | 2.48 | 36000 | 3 | 1.9 | 7.8 | 6.4
Live | 217504421 |  | 10 | 17 | 56500 | 36800 | 30600 | 2.93 | 2.32 | 56000 | 3.18 | 2.06 | 8.5 | 6.7
Live | 217504422 |  | 10.5 | 17 | 33600 | 21800 | 16500 | 3.08 | 2.5 | 36000 | 3.04 | 1.9 | 8.2 | 6.5
Live | 217504423 |  | 10 | 16.5 | 57000 | 37200 | 31000 | 2.93 | 2.32 | 56500 | 3.18 | 2.06 | 8.5 | 6.7
Live | 217504424 |  | 11 | 16 | 33400 | 21600 | 16300 | 3.22 | 2.52 | 36000 | 3.06 | 1.92 | 8 | 6.4
Live | 217504425 |  | 10 | 16.5 | 56500 | 36600 | 30400 | 2.93 | 2.34 | 56000 | 3.2 | 2.08 | 8.2 | 6.6
Live | 217504426 |  | 10 | 17.5 | 56500 | 36400 | 30400 | 2.93 | 2.36 | 55500 | 3.2 | 2.1 | 8.5 | 6.7
Live | 217504427 |  | 10.5 | 16.5 | 33000 | 21600 | 16500 | 3.08 | 2.48 | 36000 | 3 | 1.9 | 8.1 | 6.5
Live | 217504428 |  | 10 | 17.5 | 56500 | 36600 | 30400 | 2.93 | 2.36 | 56000 | 3.2 | 2.08 | 8.5 | 6.7
Live | 217504429 |  | 10.5 | 16.5 | 33000 | 21600 | 16400 | 3.08 | 2.48 | 36000 | 3 | 1.9 | 8.1 | 6.5
Live | 217504431 |  | 10.5 | 17 | 33600 | 21800 | 16600 | 3.08 | 2.48 | 36000 | 3.02 | 1.88 | 8.1 | 6.5
Live | 217504432 |  | 10 | 16.5 | 56500 | 36800 | 30800 | 2.93 | 2.32 | 56000 | 3.18 | 2.06 | 8.5 | 6.7
Live | 217504433 |  | 10.5 | 16 | 33600 | 22000 | 16600 | 3.08 | 2.48 | 36000 | 3.02 | 1.88 | 7.8 | 6.3
Live | 217504434 |  | 10.5 | 15.2 | 33600 | 21800 | 16600 | 3.08 | 2.48 | 36000 | 3.02 | 1.88 | 7.8 | 6.4
Live | 217504435 |  | 10.5 | 15.2 | 35800 | 20200 | 16300 | 3.08 | 2.38 | 33200 | 3.22 | 2.06 | 7.8 | 6.2
Live | 217504436 |  | 10 | 16 | 56000 | 37800 | 30800 | 2.93 | 2.26 | 56000 | 3.02 | 2 | 8.2 | 6.6
Live | 217504437 |  | 10.5 | 15.5 | 33800 | 21800 | 16400 | 3.08 | 2.52 | 36000 | 3.06 | 1.9 | 7.8 | 6.4
Live | 217504438 |  | 9.8 | 15.5 | 56500 | 38000 | 31400 | 2.87 | 2.24 | 57000 | 3.04 | 1.98 | 8.2 | 6.6
Live | 217504440 |  | 10.5 | 15.5 | 35800 | 20200 | 16100 | 3.08 | 2.4 | 33000 | 3.25 | 2.1 | 8 | 6.3
Live | 217504441 |  | 13 | 19.5 | 24000 | 15000 | 15600 | 3.8 | 2.2 | 23600 | 3.37 | 1.78 | 8.5 | 6.6
Live | 217504442 |  | 10.5 | 17.5 | 33400 | 21600 | 16400 | 3.08 | 2.5 | 36000 | 3.02 | 1.9 | 8.2 | 6.5
Live | 217504443 |  | 10.5 | 18 | 35600 | 20200 | 16400 | 3.08 | 2.5 | 32000 | 3.22 | 2.1 | 8.5 | 6.6
Live | 217504444 |  | 10.5 | 16 | 33200 | 21600 | 16300 | 3.08 | 2.5 | 36000 | 3.02 | 1.92 | 8 | 6.4
Live | 217504445 |  | 10.5 | 17.5 | 35800 | 20800 | 17000 | 3.08 | 2.46 | 32800 | 3.21 | 2.06 | 8.5 | 6.7
Live | 217504446 |  | 10.5 | 17 | 35400 | 20000 | 16100 | 3.08 | 2.38 | 32800 | 3.18 | 2.08 | 8 | 6.3
Live | 217504449 |  | 11.7 | 18 | 48000 | 28600 | 23400 | 3.43 | 2.4 | 47000 | 3.18 | 2.06 | 7.8 | 6.3
Live | 217504450 |  | 10.5 | 16 | 35400 | 20000 | 16000 | 3.08 | 2.38 | 32600 | 3.16 | 2.08 | 7.8 | 6.3
Live | 217504451 |  | 9.8 | 16.5 | 54500 | 38000 | 32600 | 2.87 | 2.42 | 58000 | 3.16 | 2.2 | 8.5 | 6.9
Live | 217504452 |  | 10.5 | 16 | 35400 | 19900 | 15900 | 3.08 | 2.4 | 32600 | 3.18 | 2.1 | 8 | 6.3
Live | 217504454 |  | 10.5 | 16 | 33200 | 21600 | 16300 | 3.08 | 2.5 | 36000 | 3.04 | 1.92 | 8 | 6.4
Live | 217504455 |  | 11.2 | 16 | 34400 | 20400 | 16400 | 3.28 | 2.26 | 35000 | 3.08 | 2.1 | 8 | 6.3
Live | 217504456 |  | 10.5 | 16 | 35400 | 20000 | 16000 | 3.08 | 2.38 | 32600 | 3.18 | 2.08 | 7.8 | 6.3
Live | 217504457 |  | 11 | 15.5 | 34400 | 20400 | 16400 | 3.22 | 2.26 | 35000 | 3.08 | 2.1 | 8 | 6.3
Live | 217504458 |  | 10.5 | 17 | 33600 | 21800 | 16400 | 3.08 | 2.5 | 36000 | 3.04 | 1.9 | 7.8 | 6.4
Live | 217504459 |  | 11.2 | 15.5 | 34400 | 20400 | 16300 | 3.28 | 2.26 | 34600 | 3.06 | 2.1 | 8 | 6.3
Live | 217504460 |  | 10.5 | 16.5 | 35400 | 20000 | 16000 | 3.08 | 2.4 | 32800 | 3.2 | 2.08 | 7.8 | 6.3
Live | 217504461 |  | 11 | 15.5 | 34600 | 21000 | 16500 | 3.22 | 2.32 | 32800 | 3.21 | 2.06 | 8.1 | 6.4
Live | 217504462 |  | 11.2 | 15.5 | 35200 | 20600 | 16500 | 3.29 | 2.28 | 35200 | 3.14 | 2.12 | 8 | 6.3
Live | 217504463 |  | 11.2 | 15.5 | 34600 | 20400 | 16400 | 3.28 | 2.26 | 35000 | 3.08 | 2.1 | 8 | 6.3
Live | 217504464 |  | 10.5 | 17 | 33200 | 21800 | 16500 | 3.08 | 2.46 | 36000 | 3 | 1.9 | 8.1 | 6.5
Live | 217504465 |  | 10.5 | 17 | 33200 | 21800 | 16500 | 3.08 | 2.46 | 36000 | 3 | 1.9 | 8.2 | 6.5
Live | 217504466 |  | 11.2 | 15.5 | 34400 | 20400 | 16300 | 3.28 | 2.28 | 34600 | 3.06 | 2.12 | 8 | 6.3
Live | 217504467 |  | 10.5 | 15.5 | 35000 | 20000 | 16100 | 3.08 | 2.34 | 32600 | 3.12 | 2.06 | 7.8 | 6.2
Live | 217504468 |  | 11.5 | 18 | 47500 | 29000 | 23400 | 3.37 | 2.32 | 46500 | 2.98 | 1.88 | 8.2 | 6.4
Live | 217504470 |  | 10.5 | 17 | 33400 | 21800 | 16500 | 3.08 | 2.48 | 36000 | 3.02 | 1.9 | 8.2 | 6.5
Live | 217504471 |  | 11.2 | 16 | 34800 | 21000 | 16400 | 3.28 | 2.34 | 32800 | 3.26 | 2.08 | 8.1 | 6.4
Live | 217504473 |  | 10.5 | 17 | 33200 | 21800 | 16600 | 3.08 | 2.46 | 36000 | 3 | 1.88 | 8.1 | 6.5
Live | 217504474 |  | 11.7 | 18 | 48000 | 28000 | 22000 | 3.43 | 2.3 | 45500 | 3 | 1.82 | 7.8 | 6.2
Live | 217504475 |  | 11 | 17.5 | 34200 | 20800 | 16300 | 3.22 | 2.32 | 32600 | 3.2 | 2.06 | 8.2 | 6.5
Live | 217504476 |  | 10.5 | 17 | 35600 | 20200 | 16200 | 3.08 | 2.38 | 33000 | 3.2 | 2.06 | 8 | 6.3
Live | 217504477 |  | 11.2 | 16.5 | 48000 | 28200 | 26600 | 3.28 | 2.36 | 45500 | 3.18 | 1.84 | 8.1 | 6.4
Live | 217504478 |  | 11.2 | 16.5 | 34200 | 20800 | 16200 | 3.29 | 2.32 | 32400 | 3.18 | 2.08 | 8.2 | 6.4
Live | 217504479 |  | 11.5 | 16.5 | 48000 | 28000 | 26400 | 3.37 | 2.36 | 45500 | 3.18 | 1.84 | 8.1 | 6.4
Live | 217504480 |  | 11.2 | 16.5 | 34200 | 20600 | 16200 | 3.29 | 2.34 | 32400 | 3.2 | 2.08 | 8.2 | 6.5
Live | 217504481 |  | 10.5 | 16 | 35200 | 19800 | 15800 | 3.08 | 2.38 | 32400 | 3.14 | 2.08 | 7.8 | 6.3
Live | 217504483 |  | 11.2 | 17 | 34600 | 20800 | 16400 | 3.28 | 2.34 | 32600 | 3.24 | 2.08 | 8.1 | 6.4
Live | 217504484 |  | 11.2 | 17 | 46500 | 29000 | 28600 | 3.28 | 2.38 | 47000 | 3.18 | 1.92 | 8.2 | 6.7
Live | 217504485 |  | 10.5 | 16.5 | 35200 | 20000 | 16100 | 3.08 | 2.34 | 32800 | 3.1 | 2.06 | 8 | 6.3
Live | 217504486 |  | 11.2 | 17 | 46000 | 28800 | 28600 | 3.28 | 2.36 | 46500 | 3.14 | 1.9 | 8.2 | 6.6
Live | 217504487 |  | 10.5 | 16.5 | 35000 | 20000 | 16000 | 3.08 | 2.36 | 32600 | 3.12 | 2.06 | 8 | 6.3
Live | 217504488 |  | 10 | 16.5 | 35000 | 20200 | 16200 | 2.93 | 2.32 | 32800 | 3.08 | 2.04 | 7.8 | 6.3
Live | 217504489 |  | 11.2 | 17.5 | 46500 | 29200 | 29000 | 3.28 | 2.38 | 47500 | 3.22 | 1.9 | 8.2 | 6.7
Live | 217504490 |  | 10.5 | 16.5 | 35000 | 19900 | 15900 | 3.08 | 2.36 | 32600 | 3.12 | 2.06 | 8 | 6.3
Live | 217504491 |  | 11 | 17 | 46000 | 29000 | 28800 | 3.23 | 2.34 | 47000 | 3.14 | 1.9 | 8.2 | 6.6
Live | 217504492 |  | 10.5 | 16 | 35400 | 20200 | 16300 | 3.08 | 2.36 | 33200 | 3.18 | 2.06 | 7.8 | 6.2
Live | 217504493 |  | 11.2 | 17.5 | 46000 | 29000 | 28600 | 3.28 | 2.36 | 47000 | 3.16 | 1.9 | 8.2 | 6.6
Live | 217504494 |  | 11 | 17 | 46500 | 29200 | 29000 | 3.22 | 2.36 | 47500 | 3.2 | 1.9 | 8.2 | 6.6
Live | 217504495 |  | 10.5 | 17 | 34800 | 19400 | 16700 | 3.08 | 2.1 | 35200 | 3.02 | 1.94 | 8.1 | 6.2
Live | 217504496 |  | 11 | 17 | 46000 | 29000 | 28800 | 3.23 | 2.36 | 47000 | 3.14 | 1.9 | 8.2 | 6.6
Live | 217504497 |  | 10.5 | 16.5 | 34800 | 19300 | 16600 | 3.08 | 2.12 | 35200 | 3.06 | 1.96 | 8 | 6.2
Live | 217504498 |  | 11.2 | 16.5 | 46000 | 29000 | 28600 | 3.28 | 2.36 | 47000 | 3.14 | 1.9 | 8.2 | 6.6
Live | 217504499 |  | 10.5 | 17 | 34600 | 19500 | 16800 | 3.07 | 2.1 | 35200 | 3 | 1.92 | 8.1 | 6.2
Live | 217504500 |  | 10.5 | 17 | 34600 | 19500 | 16800 | 3.07 | 2.1 | 35200 | 3.02 | 1.92 | 8 | 6.2
Live | 217504501 |  | 11.2 | 17.5 | 47000 | 29400 | 29000 | 3.28 | 2.38 | 47500 | 3.24 | 1.92 | 8.1 | 6.6
Live | 217504502 |  | 10.5 | 17 | 34600 | 19500 | 16800 | 3.07 | 2.1 | 35200 | 3 | 1.92 | 8.1 | 6.2
Live | 217504503 |  | 11.2 | 17 | 47000 | 29200 | 29000 | 3.28 | 2.38 | 47500 | 3.24 | 1.92 | 8.2 | 6.6
Live | 217504504 |  | 10.5 | 17 | 35200 | 19800 | 17100 | 3.08 | 2.06 | 35800 | 3 | 1.9 | 8 | 6.2
Live | 217504505 |  | 11.2 | 17 | 47000 | 29400 | 29000 | 3.28 | 2.38 | 47500 | 3.22 | 1.92 | 8.2 | 6.6
Live | 217504506 |  | 10.5 | 15.5 | 47500 | 30200 | 24200 | 3.08 | 2.28 | 48000 | 2.98 | 1.84 | 8.1 | 6.4
Live | 217504509 |  | 11 | 17.5 | 48000 | 29600 | 23800 | 3.23 | 2.28 | 47500 | 2.96 | 1.84 | 8.2 | 6.4
Live | 217504510 |  | 11.5 | 17 | 47500 | 29000 | 23200 | 3.37 | 2.32 | 46500 | 2.94 | 1.88 | 8.2 | 6.4
Live | 217504512 |  | 11.2 | 18 | 48000 | 29400 | 23600 | 3.28 | 2.32 | 47500 | 3 | 1.88 | 8.2 | 6.4
Live | 217504513 |  | 11.2 | 18 | 47500 | 29200 | 23400 | 3.28 | 2.3 | 46500 | 2.94 | 1.86 | 8.2 | 6.4
Live | 217504514 |  | 11 | 17 | 46500 | 29400 | 29000 | 3.22 | 2.36 | 47500 | 3.18 | 1.9 | 8.2 | 6.6
Live | 217504515 |  | 11.5 | 17.5 | 47500 | 29200 | 23400 | 3.37 | 2.32 | 46500 | 2.96 | 1.88 | 8.2 | 6.4
Live | 217504517 |  | 11.2 | 17.5 | 48000 | 29400 | 23600 | 3.28 | 2.32 | 47000 | 2.98 | 1.86 | 8.2 | 6.4
Live | 217504518 |  | 11.2 | 18 | 47500 | 29200 | 23400 | 3.28 | 2.3 | 47000 | 2.94 | 1.86 | 8.2 | 6.4
Live | 217504520 |  | 11.5 | 17 | 47500 | 29200 | 23400 | 3.37 | 2.32 | 46500 | 2.96 | 1.86 | 8.2 | 6.4
Live | 217504521 |  | 11.7 | 18 | 47500 | 29800 | 28800 | 3.43 | 2.34 | 48000 | 3.18 | 1.96 | 8 | 6.5
Live | 217504522 |  | 11.2 | 17.5 | 48000 | 29400 | 23600 | 3.28 | 2.32 | 47500 | 3.02 | 1.88 | 8 | 6.3
Live | 217504523 |  | 11.2 | 18 | 47000 | 30200 | 29400 | 3.28 | 2.3 | 48000 | 3.12 | 1.92 | 8 | 6.5
Live | 217504524 |  | 11.2 | 17 | 47000 | 30000 | 29000 | 3.28 | 2.32 | 48000 | 3.14 | 1.94 | 8 | 6.5
Live | 217504525 |  | 10.5 | 16 | 44000 | 28000 | 28400 | 3.08 | 2.26 | 46500 | 3.06 | 1.86 | 8.2 | 6.6
Live | 217504526 |  | 11.2 | 17 | 47000 | 30000 | 29200 | 3.28 | 2.32 | 48000 | 3.14 | 1.94 | 8 | 6.5
Live | 217504527 |  | 11.2 | 17.5 | 48000 | 28600 | 22400 | 3.28 | 2.26 | 46500 | 3 | 1.8 | 7.8 | 6.2
Live | 217504528 |  | 11.7 | 17 | 47500 | 27800 | 22000 | 3.43 | 2.28 | 45500 | 2.96 | 1.82 | 7.8 | 6.2
Live | 217504529 |  | 11.5 | 18 | 48000 | 28400 | 22200 | 3.37 | 2.3 | 46000 | 3.04 | 1.82 | 7.8 | 6.2
Live | 217504530 |  | 11.5 | 17.5 | 47500 | 32600 | 29800 | 3.37 | 2.44 | 48000 | 3.24 | 1.92 | 8.5 | 6.9
Live | 217504531 |  | 11.5 | 18 | 47500 | 28000 | 22000 | 3.37 | 2.28 | 45500 | 2.96 | 1.8 | 7.8 | 6.2
Live | 217504532 |  | 11.5 | 18 | 47500 | 28000 | 22000 | 3.37 | 2.28 | 45500 | 2.98 | 1.82 | 7.8 | 6.2
Live | 217504533 |  | 11.7 | 17 | 47500 | 27800 | 21800 | 3.43 | 2.28 | 45500 | 2.96 | 1.82 | 7.8 | 6.2
Live | 217504534 |  | 11.5 | 16.5 | 23200 | 15400 | 14400 | 3.37 | 2.08 | 24000 | 2.98 | 1.82 | 8 | 6.4
Live | 217504535 |  | 11.5 | 18 | 47500 | 28000 | 22000 | 3.37 | 2.28 | 45500 | 2.96 | 1.82 | 7.8 | 6.2
Live | 217504536 |  | 11.5 | 17 | 47500 | 28000 | 22000 | 3.37 | 2.28 | 45500 | 2.98 | 1.82 | 7.8 | 6.2
Live | 217504537 |  | 11.7 | 15.5 | 23000 | 17000 | 17000 | 3.42 | 2.36 | 24000 | 3.04 | 1.98 | 8.5 | 7
Live | 217504540 |  | 11 | 15.2 | 21600 | 15900 | 15700 | 3.23 | 2.14 | 24000 | 3.18 | 1.84 | 8.1 | 6.7
Live | 217504541 |  | 11.2 | 17.5 | 48000 | 29400 | 23800 | 3.28 | 2.2 | 47000 | 2.9 | 1.8 | 7.8 | 6.2
Live | 217504543 |  | 11.5 | 17.5 | 48000 | 29200 | 23600 | 3.37 | 2.2 | 46500 | 2.92 | 1.8 | 7.8 | 6.2
Live | 217504544 |  | 13 | 19 | 24000 | 16600 | 16600 | 3.8 | 2.44 | 24000 | 3.2 | 2.02 | 8.5 | 7.1
Live | 217504547 |  | 13 | 18.5 | 23800 | 16400 | 16300 | 3.81 | 2.46 | 24000 | 3.15 | 2.02 | 8.5 | 7.1
Live | 217504550 |  | 13 | 19 | 24000 | 16700 | 16600 | 3.8 | 2.43 | 24000 | 3.2 | 2.02 | 8.5 | 7.1
Live | 217504553 |  | 13 | 19 | 24000 | 16600 | 16500 | 3.8 | 2.46 | 24000 | 3.23 | 2.04 | 8.5 | 7.1
Live | 217504554 |  | 11.7 | 18 | 47500 | 28000 | 22000 | 3.43 | 2.28 | 45500 | 2.98 | 1.82 | 7.8 | 6.2
Live | 217504555 |  | 10 | 16.5 | 57500 | 35000 | 27000 | 2.93 | 2.22 | 56000 | 3.14 | 1.86 | 7.8 | 6.2
Live | 217504556 |  | 12.8 | 18 | 24000 | 16700 | 16700 | 3.74 | 2.42 | 24000 | 3.18 | 2.02 | 8.5 | 7.1
Live | 217504557 |  | 10 | 16 | 57000 | 34800 | 26800 | 2.93 | 2.22 | 55500 | 3.14 | 1.88 | 7.8 | 6.2
Live | 217504558 |  | 9.8 | 16.5 | 56500 | 38500 | 31600 | 2.87 | 2.3 | 57500 | 3.06 | 2.02 | 8.2 | 6.6
Live | 217504559 |  | 13 | 18.5 | 24000 | 16600 | 16500 | 3.8 | 2.46 | 24000 | 3.23 | 2.04 | 8.5 | 7.1
Live | 217504560 |  | 10 | 16.5 | 57000 | 38500 | 31600 | 2.93 | 2.32 | 57000 | 3.1 | 2.04 | 8.2 | 6.6
Live | 217504561 |  | 13 | 19 | 23600 | 16400 | 16400 | 3.8 | 2.44 | 24000 | 3.14 | 2.02 | 8.5 | 7
Live | 217504562 |  | 10 | 17 | 57500 | 38000 | 31400 | 2.93 | 2.32 | 57000 | 3.12 | 2.04 | 8.2 | 6.6
Live | 217504563 |  | 10 | 16.5 | 57000 | 38000 | 31400 | 2.93 | 2.32 | 57000 | 3.08 | 2.04 | 8.2 | 6.7
Live | 217504564 |  | 13 | 18.5 | 23600 | 16500 | 16500 | 3.8 | 2.42 | 24000 | 3.13 | 2 | 8.5 | 7
Live | 217504565 |  | 10 | 16.5 | 57000 | 38500 | 31600 | 2.93 | 2.3 | 57500 | 3.08 | 2.02 | 8.2 | 6.6
Live | 217504566 |  | 10 | 16.5 | 57000 | 38000 | 31200 | 2.93 | 2.34 | 56500 | 3.1 | 2.04 | 8.1 | 6.5
Live | 217504568 |  | 10 | 16.5 | 56500 | 37200 | 31000 | 2.93 | 2.3 | 56500 | 3.16 | 2.04 | 8.5 | 6.7
Live | 217504570 |  | 10 | 16.5 | 57000 | 37000 | 31000 | 2.93 | 2.32 | 56500 | 3.2 | 2.06 | 8.5 | 6.7
Live | 217504571 |  | 13 | 19 | 24000 | 16700 | 16600 | 3.8 | 2.43 | 24000 | 3.2 | 2.02 | 8.5 | 7.1
Live | 217504572 |  | 10 | 17 | 57000 | 37000 | 30800 | 2.93 | 2.34 | 56500 | 3.22 | 2.06 | 8.5 | 6.7
Live | 217504573 |  | 12.8 | 18.5 | 24000 | 16700 | 16700 | 3.74 | 2.43 | 24000 | 3.18 | 2.02 | 8.5 | 7.1
Live | 217504574 |  | 10 | 17 | 56500 | 36800 | 30600 | 2.93 | 2.32 | 56000 | 3.18 | 2.06 | 8.5 | 6.7
Live | 217504575 |  | 12.8 | 18 | 24000 | 16700 | 16700 | 3.74 | 2.43 | 24000 | 3.18 | 2.02 | 8.5 | 7.1
Live | 217504576 |  | 10 | 16.5 | 57000 | 37200 | 31000 | 2.93 | 2.32 | 56500 | 3.18 | 2.06 | 8.5 | 6.7
Live | 217504577 |  | 10 | 16.5 | 56500 | 36600 | 30400 | 2.93 | 2.34 | 56000 | 3.2 | 2.08 | 8.2 | 6.6
Live | 217504578 |  | 11.7 | 15.5 | 23000 | 17000 | 17000 | 3.42 | 2.36 | 24000 | 3.04 | 1.98 | 8.5 | 7
Live | 217504579 |  | 10 | 16 | 56000 | 37800 | 30800 | 2.93 | 2.26 | 56000 | 3.02 | 2 | 8.2 | 6.6
Live | 217504580 |  | 13 | 19.5 | 23800 | 16600 | 16500 | 3.81 | 2.44 | 24000 | 3.18 | 2.02 | 8.5 | 7.1
Live | 217504581 |  | 9.8 | 15.5 | 56500 | 38000 | 31400 | 2.87 | 2.24 | 57000 | 3.04 | 1.98 | 8.2 | 6.6
Live | 217504582 |  | 13 | 19.5 | 23800 | 16600 | 16500 | 3.81 | 2.44 | 24000 | 3.18 | 2.02 | 8.5 | 7.1
Live | 217504584 |  | 13 | 19 | 24000 | 16700 | 16600 | 3.8 | 2.43 | 24000 | 3.2 | 2.02 | 8.5 | 7.1
Live | 217504586 |  | 13 | 19 | 23200 | 16200 | 16200 | 3.82 | 2.42 | 24000 | 3.06 | 2 | 8.5 | 7.1
Live | 217504587 |  | 10.5 | 18 | 35600 | 20200 | 16400 | 3.08 | 2.5 | 32000 | 3.22 | 2.1 | 8.5 | 6.6
Live | 217504588 |  | 13 | 18 | 23600 | 16400 | 16400 | 3.8 | 2.44 | 24000 | 3.14 | 2.02 | 8.5 | 7.1
Live | 217504590 |  | 13 | 19 | 23600 | 16400 | 16400 | 3.8 | 2.44 | 24000 | 3.14 | 2.02 | 8.5 | 7
Live | 217504594 |  | 9.8 | 16.5 | 54500 | 38000 | 32600 | 2.87 | 2.42 | 58000 | 3.16 | 2.2 | 8.5 | 6.9
Live | 217504596 |  | 11.2 | 15.5 | 34400 | 20400 | 16300 | 3.28 | 2.26 | 34600 | 3.06 | 2.1 | 8 | 6.3
Live | 217504597 |  | 13 | 19 | 23400 | 14500 | 13600 | 3.81 | 2.14 | 23000 | 3.02 | 1.86 | 8.2 | 6.5
Live | 217504598 |  | 11.2 | 15.5 | 35200 | 20600 | 16500 | 3.29 | 2.28 | 35200 | 3.14 | 2.12 | 8 | 6.3
Live | 217504599 |  | 12.4 | 16 | 24000 | 15200 | 14200 | 3.63 | 2.14 | 24000 | 3.13 | 1.86 | 8.1 | 6.4
Live | 217504600 |  | 11.2 | 15.5 | 34600 | 20400 | 16400 | 3.28 | 2.26 | 35000 | 3.08 | 2.1 | 8 | 6.3
Live | 217504601 |  | 11.2 | 15.5 | 34400 | 20400 | 16300 | 3.28 | 2.28 | 34600 | 3.06 | 2.12 | 8 | 6.3
Live | 217504602 |  | 13 | 18.5 | 24000 | 14800 | 13800 | 3.8 | 2.18 | 23600 | 3.14 | 1.88 | 8.2 | 6.5
Live | 217504603 |  | 11.5 | 18 | 47500 | 29000 | 23400 | 3.37 | 2.32 | 46500 | 2.98 | 1.88 | 8.2 | 6.4
Live | 217504604 |  | 12.6 | 19 | 24000 | 15100 | 14100 | 3.7 | 2.16 | 24000 | 3.14 | 1.88 | 8.2 | 6.5
Live | 217504606 |  | 12.8 | 19 | 24000 | 15000 | 14000 | 3.74 | 2.18 | 23800 | 3.18 | 1.88 | 8.2 | 6.5
Live | 217504607 |  | 12.4 | 18 | 24000 | 15100 | 14200 | 3.63 | 2.14 | 24000 | 3.13 | 1.86 | 8.2 | 6.5
Live | 217504608 |  | 11.7 | 18 | 48000 | 28000 | 22000 | 3.43 | 2.3 | 45500 | 3 | 1.82 | 7.8 | 6.2
Live | 217504609 |  | 12.8 | 18 | 24000 | 15000 | 14000 | 3.74 | 2.18 | 23800 | 3.18 | 1.88 | 8.2 | 6.5
Live | 217504610 |  | 11.5 | 16.5 | 48000 | 28000 | 26400 | 3.37 | 2.36 | 45500 | 3.18 | 1.84 | 8.1 | 6.4
Live | 217504611 |  | 11.2 | 17 | 46000 | 28800 | 28600 | 3.28 | 2.36 | 46500 | 3.14 | 1.9 | 8.2 | 6.6
Live | 217504613 |  | 11.2 | 17.5 | 46500 | 29200 | 29000 | 3.28 | 2.38 | 47500 | 3.22 | 1.9 | 8.2 | 6.7
Live | 217504615 |  | 11 | 17 | 46000 | 29000 | 28800 | 3.23 | 2.34 | 47000 | 3.14 | 1.9 | 8.2 | 6.6
Live | 217504616 |  | 12.4 | 17.5 | 22000 | 15000 | 14900 | 3.64 | 2.2 | 23600 | 3.25 | 1.88 | 8.2 | 6.7
Live | 217504617 |  | 11.2 | 17.5 | 46000 | 29000 | 28600 | 3.28 | 2.36 | 47000 | 3.16 | 1.9 | 8.2 | 6.6
Live | 217504618 |  | 13 | 19 | 23800 | 14800 | 13800 | 3.81 | 2.16 | 23400 | 3.1 | 1.88 | 8.1 | 6.4
Live | 217504619 |  | 11 | 17 | 46500 | 29200 | 29000 | 3.22 | 2.36 | 47500 | 3.2 | 1.9 | 8.2 | 6.6
Live | 217504620 |  | 12.4 | 17 | 22400 | 15300 | 15100 | 3.63 | 2.24 | 24000 | 3.37 | 1.9 | 8.5 | 6.8
Live | 217504621 |  | 11 | 17 | 46000 | 29000 | 28800 | 3.23 | 2.36 | 47000 | 3.14 | 1.9 | 8.2 | 6.6
Live | 217504622 |  | 11.2 | 16.5 | 46000 | 29000 | 28600 | 3.28 | 2.36 | 47000 | 3.14 | 1.9 | 8.2 | 6.6
Live | 217504623 |  | 12.8 | 19 | 23800 | 14900 | 13900 | 3.75 | 2.14 | 23600 | 3.07 | 1.86 | 8.1 | 6.4
Live | 217504624 |  | 11.2 | 17.5 | 47000 | 29400 | 29000 | 3.28 | 2.38 | 47500 | 3.24 | 1.92 | 8.1 | 6.6
Live | 217504628 |  | 11.7 | 18 | 47500 | 29800 | 28800 | 3.43 | 2.34 | 48000 | 3.18 | 1.96 | 8 | 6.5
Live | 217504629 |  | 12 | 17.5 | 22600 | 15600 | 15200 | 3.52 | 2.22 | 24000 | 3.37 | 1.88 | 8.5 | 6.8
Live | 217504630 |  | 11.2 | 18 | 47000 | 30200 | 29400 | 3.28 | 2.3 | 48000 | 3.12 | 1.92 | 8 | 6.5
Live | 217504631 |  | 12.6 | 19 | 24000 | 15100 | 14100 | 3.7 | 2.16 | 23800 | 3.16 | 1.88 | 8.2 | 6.5
Live | 217504632 |  | 11.2 | 17 | 47000 | 30000 | 29000 | 3.28 | 2.32 | 48000 | 3.14 | 1.94 | 8 | 6.5
Live | 217504633 |  | 12.2 | 17.5 | 22600 | 15500 | 15100 | 3.58 | 2.22 | 24000 | 3.38 | 1.9 | 8.5 | 6.8
Live | 217504634 |  | 11.2 | 17 | 47000 | 30000 | 29200 | 3.28 | 2.32 | 48000 | 3.14 | 1.94 | 8 | 6.5
Live | 217504635 |  | 11.7 | 16.5 | 22400 | 15600 | 15300 | 3.44 | 2.2 | 24000 | 3.32 | 1.88 | 8.2 | 6.7
Live | 217504636 |  | 11.5 | 16.5 | 23200 | 15400 | 14400 | 3.37 | 2.08 | 24000 | 2.98 | 1.82 | 8 | 6.4
Live | 217504637 |  | 11.7 | 15.5 | 23000 | 17000 | 17000 | 3.42 | 2.36 | 24000 | 3.04 | 1.98 | 8.5 | 7
Live | 217504638 |  | 12.6 | 18 | 24000 | 15100 | 14100 | 3.7 | 2.16 | 24000 | 3.14 | 1.88 | 8.2 | 6.5
Live | 217504639 |  | 11 | 15.2 | 21600 | 15900 | 15700 | 3.23 | 2.14 | 24000 | 3.18 | 1.84 | 8.1 | 6.7
Live | 217504640 |  | 12.2 | 17 | 22600 | 15500 | 15100 | 3.58 | 2.22 | 24000 | 3.38 | 1.9 | 8.5 | 6.8
Live | 217504641 |  | 13 | 18.5 | 23800 | 16400 | 16300 | 3.81 | 2.46 | 24000 | 3.15 | 2.02 | 8.5 | 7.1
Live | 217504642 |  | 13 | 19 | 24000 | 16700 | 16600 | 3.8 | 2.43 | 24000 | 3.2 | 2.02 | 8.5 | 7.1
Live | 217504643 |  | 12.6 | 18 | 24000 | 15100 | 14100 | 3.7 | 2.16 | 24000 | 3.14 | 1.88 | 8.2 | 6.5
Live | 217504644 |  | 13 | 19 | 24000 | 16600 | 16500 | 3.8 | 2.46 | 24000 | 3.23 | 2.04 | 8.5 | 7.1
Live | 217504645 |  | 12.4 | 17.5 | 22200 | 15300 | 15100 | 3.63 | 2.22 | 24000 | 3.32 | 1.9 | 8.2 | 6.7
Live | 217504646 |  | 12.8 | 18 | 24000 | 16700 | 16700 | 3.74 | 2.42 | 24000 | 3.18 | 2.02 | 8.5 | 7.1
Live | 217504647 |  | 12 | 17.5 | 22200 | 15400 | 15200 | 3.52 | 2.2 | 24000 | 3.29 | 1.88 | 8.2 | 6.7
Live | 217504648 |  | 13 | 18.5 | 24000 | 16600 | 16500 | 3.8 | 2.46 | 24000 | 3.23 | 2.04 | 8.5 | 7.1
Live | 217504650 |  | 13 | 19 | 23600 | 16400 | 16400 | 3.8 | 2.44 | 24000 | 3.14 | 2.02 | 8.5 | 7
Live | 217504652 |  | 11.7 | 15.5 | 23000 | 17000 | 17000 | 3.42 | 2.36 | 24000 | 3.04 | 1.98 | 8.5 | 7
Live | 217504653 |  | 11.5 | 16.5 | 23200 | 15400 | 14400 | 3.37 | 2.08 | 24000 | 2.98 | 1.82 | 8 | 6.4
Live | 217504654 |  | 13 | 19.5 | 23800 | 16600 | 16500 | 3.81 | 2.44 | 24000 | 3.18 | 2.02 | 8.5 | 7.1
Live | 217504655 |  | 12.8 | 19 | 24000 | 15000 | 14000 | 3.74 | 2.15 | 23800 | 3.16 | 1.88 | 8.2 | 6.5
Live | 217504656 |  | 13 | 19.5 | 23800 | 16600 | 16500 | 3.81 | 2.44 | 24000 | 3.18 | 2.02 | 8.5 | 7.1
Live | 217504657 |  | 12.8 | 19 | 24000 | 15000 | 14000 | 3.74 | 2.15 | 23800 | 3.16 | 1.88 | 8.2 | 6.5
Live | 217504658 |  | 13 | 19 | 23200 | 16200 | 16200 | 3.82 | 2.42 | 24000 | 3.06 | 2 | 8.5 | 7.1
Live | 217504659 |  | 13 | 18 | 23600 | 16400 | 16400 | 3.8 | 2.44 | 24000 | 3.14 | 2.02 | 8.5 | 7.1
Live | 217504660 |  | 12.6 | 19 | 24000 | 15100 | 14100 | 3.7 | 2.16 | 23800 | 3.16 | 1.88 | 8.2 | 6.5
Live | 217504661 |  | 13 | 18.5 | 24000 | 14800 | 13800 | 3.8 | 2.18 | 23600 | 3.14 | 1.88 | 8.2 | 6.5
Live | 217504662 |  | 13 | 19 | 23400 | 14600 | 13700 | 3.81 | 2.14 | 23200 | 3.04 | 1.86 | 8.2 | 6.5
Live | 217504663 |  | 12.6 | 19 | 24000 | 15100 | 14100 | 3.7 | 2.16 | 24000 | 3.14 | 1.88 | 8.2 | 6.5
Live | 217504664 |  | 12 | 17 | 22400 | 15600 | 15200 | 3.51 | 2.2 | 24000 | 3.33 | 1.88 | 8.5 | 6.8
Live | 217504665 |  | 12.8 | 19 | 24000 | 15000 | 14000 | 3.74 | 2.18 | 23800 | 3.18 | 1.88 | 8.2 | 6.5
Live | 217504666 |  | 11.7 | 16.5 | 22400 | 15600 | 15200 | 3.44 | 2.2 | 24000 | 3.33 | 1.88 | 8.5 | 6.8
Live | 217504667 |  | 12.4 | 18 | 24000 | 15100 | 14200 | 3.63 | 2.14 | 24000 | 3.13 | 1.86 | 8.2 | 6.5
Live | 217504668 |  | 12.8 | 18 | 24000 | 15000 | 14000 | 3.74 | 2.18 | 23800 | 3.18 | 1.88 | 8.2 | 6.5
Live | 217504669 |  | 13 | 18 | 23800 | 14800 | 13800 | 3.81 | 2.16 | 23400 | 3.12 | 1.88 | 8.2 | 6.5
Live | 217504670 |  | 13 | 19 | 23800 | 14800 | 13800 | 3.81 | 2.16 | 23400 | 3.1 | 1.88 | 8.1 | 6.4
Live | 217504671 |  | 13 | 19.5 | 23800 | 14800 | 13800 | 3.81 | 2.16 | 23400 | 3.12 | 1.88 | 8.1 | 6.4
Live | 217504672 |  | 12.4 | 17 | 22400 | 15300 | 15100 | 3.63 | 2.24 | 24000 | 3.37 | 1.9 | 8.5 | 6.8
Live | 217504673 |  | 13 | 20 | 24000 | 16000 | 15800 | 3.8 | 2.34 | 24000 | 3.37 | 1.88 | 8.2 | 6.7
Live | 217504674 |  | 12 | 17.5 | 22600 | 15600 | 15200 | 3.52 | 2.22 | 24000 | 3.37 | 1.88 | 8.5 | 6.8
Live | 217504676 |  | 12.2 | 17.5 | 22600 | 15500 | 15100 | 3.58 | 2.22 | 24000 | 3.38 | 1.9 | 8.5 | 6.8
Live | 217504677 |  | 11.7 | 16.5 | 22400 | 15600 | 15300 | 3.44 | 2.2 | 24000 | 3.32 | 1.88 | 8.2 | 6.7
Live | 217504679 |  | 12.2 | 17 | 22600 | 15500 | 15100 | 3.58 | 2.22 | 24000 | 3.38 | 1.9 | 8.5 | 6.8
Live | 217504681 |  | 12.4 | 17.5 | 22200 | 15300 | 15100 | 3.63 | 2.22 | 24000 | 3.32 | 1.9 | 8.2 | 6.7
Live | 217504682 |  | 11.5 | 16.5 | 23200 | 15400 | 14400 | 3.37 | 2.08 | 24000 | 2.98 | 1.82 | 8 | 6.4
Live | 217504684 |  | 12.8 | 19 | 24000 | 15000 | 14000 | 3.74 | 2.15 | 23800 | 3.16 | 1.88 | 8.2 | 6.5
Live | 217504685 |  | 12.8 | 19 | 24000 | 15000 | 14000 | 3.74 | 2.15 | 23800 | 3.16 | 1.88 | 8.2 | 6.5
Live | 217504686 |  | 12 | 15.5 | 24000 | 16400 | 16200 | 3.52 | 2.28 | 24000 | 3.26 | 1.84 | 8.2 | 6.7
Live | 217504687 |  | 13 | 19 | 23400 | 14600 | 13700 | 3.81 | 2.14 | 23200 | 3.04 | 1.86 | 8.2 | 6.5
Live | 217504688 |  | 13 | 18 | 23800 | 14800 | 13800 | 3.81 | 2.16 | 23400 | 3.12 | 1.88 | 8.2 | 6.5
Live | 217504689 |  | 13 | 19.5 | 24000 | 16000 | 15800 | 3.8 | 2.34 | 24000 | 3.33 | 1.88 | 8.5 | 6.8
Live | 217504690 |  | 13 | 20 | 24000 | 16000 | 15800 | 3.8 | 2.34 | 24000 | 3.37 | 1.88 | 8.2 | 6.7
Live | 217504692 |  | 10 | 14.7 | 34200 | 19500 | 15600 | 2.93 | 2.2 | 32800 | 2.84 | 1.86 | 8.2 | 6.3
Live | 217504694 |  | 9.8 | 14.7 | 34800 | 20800 | 16900 | 2.87 | 2.3 | 33600 | 3.1 | 2 | 7.8 | 6.2
Live | 217504696 |  | 10 | 15.2 | 35200 | 21000 | 16700 | 2.93 | 2.3 | 32000 | 3 | 2.1 | 8.2 | 6.5
Live | 217504697 |  | 12 | 15.5 | 24000 | 16400 | 16200 | 3.52 | 2.28 | 24000 | 3.26 | 1.84 | 8.2 | 6.7
Live | 217504699 |  | 9.8 | 16 | 35600 | 21400 | 17100 | 2.87 | 2.28 | 32200 | 2.96 | 2.06 | 8.2 | 6.5
Live | 217504700 |  | 10 | 14.7 | 34200 | 19500 | 15600 | 2.93 | 2.2 | 32800 | 2.84 | 1.86 | 8.2 | 6.3
Live | 217504701 |  | 10 | 15.5 | 35400 | 20800 | 16500 | 2.93 | 2.34 | 31800 | 3.04 | 2.12 | 8.2 | 6.5
Live | 217504702 |  | 9.8 | 14.7 | 34800 | 20800 | 16900 | 2.87 | 2.3 | 33600 | 3.1 | 2 | 7.8 | 6.2
Live | 217504703 |  | 10 | 17 | 35000 | 20800 | 16500 | 2.93 | 2.3 | 31600 | 2.96 | 2.1 | 8.2 | 6.5
Live | 217504704 |  | 10 | 15.2 | 35200 | 21000 | 16700 | 2.93 | 2.3 | 32000 | 3 | 2.1 | 8.2 | 6.5
Live | 217504705 |  | 10 | 16 | 34800 | 20600 | 16300 | 2.93 | 2.3 | 31400 | 2.96 | 2.1 | 8.2 | 6.5
Live | 217504706 |  | 10 | 15.5 | 35400 | 20800 | 16500 | 2.93 | 2.34 | 31800 | 3.04 | 2.12 | 8.2 | 6.5
Live | 217504707 |  | 10 | 16 | 34800 | 20600 | 16300 | 2.93 | 2.32 | 31400 | 2.96 | 2.12 | 8.2 | 6.5
Live | 217504708 |  | 10 | 17 | 35000 | 20800 | 16500 | 2.93 | 2.3 | 31600 | 2.96 | 2.1 | 8.2 | 6.5
Live | 217504709 |  | 10 | 16 | 34800 | 20600 | 16400 | 2.93 | 2.32 | 31600 | 2.98 | 2.12 | 8.2 | 6.5
Live | 217504710 |  | 10 | 16 | 34800 | 20600 | 16300 | 2.93 | 2.3 | 31400 | 2.96 | 2.1 | 8.2 | 6.5
Live | 217504711 |  | 10 | 16.5 | 35600 | 21000 | 16700 | 2.93 | 2.34 | 32000 | 3.04 | 2.12 | 8.2 | 6.4
Live | 217504712 |  | 10 | 16 | 34800 | 20600 | 16300 | 2.93 | 2.32 | 31400 | 2.96 | 2.12 | 8.2 | 6.5
Live | 217504713 |  | 10 | 16 | 34800 | 20600 | 16400 | 2.93 | 2.32 | 31600 | 2.98 | 2.12 | 8.2 | 6.5
Live | 217504714 |  | 10 | 17 | 35400 | 20800 | 16500 | 2.93 | 2.34 | 31800 | 3.02 | 2.12 | 8.2 | 6.5
Live | 217504715 |  | 10 | 16.5 | 35600 | 21000 | 16700 | 2.93 | 2.34 | 32000 | 3.04 | 2.12 | 8.2 | 6.4
Live | 217504716 |  | 10 | 16.5 | 35400 | 20800 | 16600 | 2.93 | 2.32 | 31800 | 3.02 | 2.12 | 8.2 | 6.4
Live | 217504717 |  | 10 | 15.2 | 34200 | 20800 | 16500 | 2.93 | 2.4 | 31800 | 3 | 2.06 | 8.2 | 6.5
Live | 217504718 |  | 10 | 16.5 | 34800 | 21000 | 16600 | 2.93 | 2.44 | 32200 | 3.08 | 2.08 | 8.2 | 6.5
Live | 217504720 |  | 10.5 | 15.5 | 34600 | 20800 | 16300 | 3.07 | 2.46 | 31800 | 3.06 | 2.1 | 8.2 | 6.5
Live | 217504721 |  | 10 | 16.5 | 35400 | 21000 | 16700 | 2.93 | 2.3 | 31600 | 2.98 | 2.1 | 8.2 | 6.4
Live | 217504722 |  | 10 | 16 | 34200 | 20800 | 16500 | 2.93 | 2.4 | 32000 | 3 | 2.06 | 8.2 | 6.5
Live | 217504723 |  | 10 | 17 | 35200 | 21000 | 16700 | 2.93 | 2.3 | 32000 | 3 | 2.1 | 8.2 | 6.4
Live | 217504724 |  | 10 | 16 | 34200 | 20800 | 16400 | 2.93 | 2.42 | 31800 | 3 | 2.06 | 8.2 | 6.5
Live | 217504725 |  | 10 | 16 | 35000 | 20800 | 16400 | 2.93 | 2.32 | 31600 | 2.98 | 2.12 | 8.2 | 6.5
Live | 217504726 |  | 10 | 16.5 | 34800 | 21200 | 16700 | 2.93 | 2.42 | 32200 | 3.06 | 2.06 | 8.2 | 6.5
Live | 217504727 |  | 10 | 15.2 | 34200 | 20800 | 16500 | 2.93 | 2.4 | 31800 | 3 | 2.06 | 8.2 | 6.5
Live | 217504728 |  | 10.5 | 16 | 34400 | 20800 | 16900 | 3.07 | 2.2 | 35400 | 3.02 | 2.04 | 8 | 6.3
Live | 217504729 |  | 10 | 15.5 | 34800 | 21200 | 16700 | 2.93 | 2.42 | 32400 | 3.06 | 2.06 | 8.1 | 6.4
Live | 217504730 |  | 10.5 | 16 | 34200 | 20600 | 16500 | 3.07 | 2.24 | 34800 | 3.02 | 2.08 | 8 | 6.3
Live | 217504732 |  | 10.5 | 16 | 34600 | 21000 | 16900 | 3.07 | 2.2 | 35400 | 3.02 | 2.04 | 8 | 6.3
Live | 217504733 |  | 10 | 14.3 | 34000 | 21200 | 17300 | 2.93 | 2.18 | 36000 | 3.02 | 2.02 | 7.8 | 6.3
Live | 217504734 |  | 10 | 16.5 | 34200 | 20800 | 16500 | 2.93 | 2.4 | 31600 | 3 | 2.06 | 8.2 | 6.5
Live | 217504735 |  | 10.5 | 16 | 34800 | 22200 | 16900 | 3.08 | 2.36 | 35400 | 3.16 | 2.2 | 8.5 | 6.7
Live | 217504736 |  | 10.5 | 17 | 34600 | 20800 | 16500 | 3.07 | 2.44 | 32000 | 3.08 | 2.08 | 8.2 | 6.5
Live | 217504737 |  | 10.5 | 16.5 | 34800 | 22000 | 16800 | 3.08 | 2.38 | 35400 | 3.16 | 2.2 | 8.5 | 6.7
Live | 217504738 |  | 10.5 | 15.5 | 34600 | 20800 | 16400 | 3.07 | 2.46 | 32000 | 3.08 | 2.08 | 8.2 | 6.5
Live | 217504739 |  | 10.5 | 17.5 | 33400 | 21800 | 16600 | 3.08 | 2.1 | 32800 | 2.86 | 1.94 | 8.1 | 6.4
Live | 217504740 |  | 10 | 16.5 | 34800 | 21000 | 16600 | 2.93 | 2.44 | 32200 | 3.08 | 2.08 | 8.2 | 6.5
Live | 217504741 |  | 10.5 | 17.5 | 33400 | 21800 | 16600 | 3.08 | 2.1 | 32800 | 2.86 | 1.94 | 8.1 | 6.4
Live | 217504742 |  | 10.5 | 15.5 | 34600 | 20800 | 16300 | 3.07 | 2.46 | 31800 | 3.06 | 2.1 | 8.2 | 6.5
Live | 217504743 |  | 10.5 | 17.5 | 33800 | 21800 | 16600 | 3.08 | 2.12 | 32800 | 2.88 | 1.96 | 8.1 | 6.4
Live | 217504744 |  | 10.5 | 17.5 | 33600 | 21800 | 16700 | 3.08 | 2.12 | 33000 | 2.88 | 1.94 | 8.1 | 6.4
Live | 217504745 |  | 10 | 16 | 34200 | 20800 | 16500 | 2.93 | 2.4 | 32000 | 3 | 2.06 | 8.2 | 6.5
Live | 217504747 |  | 10 | 16 | 34200 | 20800 | 16400 | 2.93 | 2.42 | 31800 | 3 | 2.06 | 8.2 | 6.5
Live | 217504748 |  | 10.5 | 16 | 47000 | 33600 | 30600 | 3.07 | 2.4 | 48000 | 3.24 | 1.9 | 8.5 | 6.9
Live | 217504749 |  | 10.5 | 16 | 34400 | 20800 | 16800 | 3.07 | 2.2 | 35400 | 3.02 | 2.04 | 8 | 6.3
Live | 217504751 |  | 10 | 16.5 | 34800 | 21200 | 16700 | 2.93 | 2.42 | 32200 | 3.06 | 2.06 | 8.2 | 6.5
Live | 217504752 |  | 9.8 | 16.5 | 55500 | 37000 | 31200 | 2.87 | 2.14 | 55500 | 2.96 | 1.92 | 8.1 | 6.5
Live | 217504753 |  | 10 | 17 | 54500 | 37800 | 30200 | 2.93 | 2.26 | 58500 | 2.86 | 1.98 | 8.2 | 6.6
Live | 217504754 |  | 10.5 | 16 | 34400 | 20800 | 16900 | 3.07 | 2.2 | 35400 | 3.02 | 2.04 | 8 | 6.3
Live | 217504755 |  | 9.8 | 16.5 | 54500 | 38500 | 31000 | 2.87 | 2.2 | 60000 | 2.84 | 1.92 | 8.1 | 6.5
Live | 217504756 |  | 10 | 15.5 | 34800 | 21200 | 16700 | 2.93 | 2.42 | 32400 | 3.06 | 2.06 | 8.1 | 6.4
Live | 217504758 |  | 10.5 | 16 | 34200 | 20600 | 16500 | 3.07 | 2.24 | 34800 | 3.02 | 2.08 | 8 | 6.3
Live | 217504760 |  | 10 | 16.5 | 34800 | 21200 | 16700 | 2.93 | 2.42 | 32400 | 3.06 | 2.06 | 8.2 | 6.5
Live | 217504762 |  | 10.5 | 16 | 34600 | 21000 | 16900 | 3.07 | 2.2 | 35400 | 3.02 | 2.04 | 8 | 6.3
Live | 217504763 |  | 10 | 16.5 | 34800 | 21200 | 16900 | 2.93 | 2.4 | 31800 | 3.02 | 2.04 | 8.2 | 6.5
Live | 217504764 |  | 10 | 16.5 | 34800 | 21200 | 16900 | 2.93 | 2.4 | 31800 | 3.02 | 2.04 | 8.2 | 6.5
Live | 217504765 |  | 10 | 16.5 | 34600 | 21200 | 16700 | 2.93 | 2.4 | 32200 | 3.02 | 2.04 | 8.2 | 6.5
Live | 217504766 |  | 10 | 16.5 | 34000 | 20800 | 16400 | 2.93 | 2.4 | 31800 | 2.98 | 2.06 | 8.2 | 6.5
Live | 217504767 |  | 10 | 14.3 | 34000 | 21200 | 17300 | 2.93 | 2.18 | 36000 | 3.02 | 2.02 | 7.8 | 6.3
Live | 217504768 |  | 10.5 | 16.5 | 34800 | 22200 | 16800 | 3.08 | 2.38 | 35400 | 3.16 | 2.2 | 8.5 | 6.7
Live | 217504769 |  | 10.5 | 16 | 34800 | 22200 | 16900 | 3.08 | 2.36 | 35400 | 3.16 | 2.2 | 8.5 | 6.7
Live | 217504770 |  | 10.5 | 16.5 | 34800 | 22000 | 16800 | 3.08 | 2.38 | 35400 | 3.16 | 2.2 | 8.5 | 6.7
Live | 217504771 |  | 10.5 | 17.5 | 33400 | 21800 | 16600 | 3.08 | 2.1 | 32800 | 2.86 | 1.94 | 8.1 | 6.4
Live | 217504772 |  | 10.5 | 17.5 | 33400 | 21800 | 16600 | 3.08 | 2.1 | 32800 | 2.86 | 1.94 | 8.1 | 6.4
Live | 217504773 |  | 10.5 | 17.5 | 33600 | 21600 | 16500 | 3.08 | 2.12 | 32600 | 2.86 | 1.96 | 8.1 | 6.4
Live | 217504774 |  | 10.5 | 17.5 | 33800 | 21800 | 16600 | 3.08 | 2.12 | 32800 | 2.88 | 1.96 | 8.1 | 6.4
Live | 217504775 |  | 10.5 | 17.5 | 33600 | 21800 | 16700 | 3.08 | 2.12 | 33000 | 2.88 | 1.94 | 8.1 | 6.4
Live | 217504776 |  | 10.5 | 18 | 34000 | 22000 | 16800 | 3.08 | 2.12 | 33200 | 2.92 | 1.96 | 8.1 | 6.4
Live | 217504779 |  | 10.5 | 16 | 47000 | 33600 | 30600 | 3.07 | 2.4 | 48000 | 3.24 | 1.9 | 8.5 | 6.9
Live | 217504780 |  | 10.5 | 16.9 | 46500 | 29600 | 29200 | 3.08 | 2.34 | 48000 | 3.18 | 1.9 | 8.2 | 6.6
Live | 217504781 |  | 9.8 | 14.7 | 54500 | 38000 | 32600 | 2.87 | 2.42 | 58000 | 3.16 | 2.2 | 8.5 | 7
Live | 217504782 |  | 9.8 | 16.5 | 55500 | 37000 | 31200 | 2.87 | 2.14 | 55500 | 2.96 | 1.92 | 8.1 | 6.5
Live | 217504783 |  | 10 | 16.5 | 55000 | 36400 | 30600 | 2.93 | 2.14 | 54500 | 2.94 | 1.94 | 8.1 | 6.5
Live | 217504784 |  | 10 | 17 | 54500 | 37800 | 30200 | 2.93 | 2.26 | 58500 | 2.86 | 1.98 | 8.2 | 6.6
Live | 217504785 |  | 9.8 | 16.5 | 54500 | 38500 | 31000 | 2.87 | 2.2 | 60000 | 2.84 | 1.92 | 8.1 | 6.5
Live | 217504786 |  | 11.7 | 14.7 | 22400 | 15600 | 15300 | 3.44 | 2.2 | 24000 | 3.32 | 1.88 | 8.2 | 6.7
Live | 217504791 |  | 12.6 | 18 | 24000 | 15800 | 15500 | 3.7 | 2.34 | 23600 | 3.29 | 1.88 | 8.5 | 6.8
Live | 217504792 |  | 12.8 | 18.5 | 24000 | 15500 | 15200 | 3.74 | 2.34 | 23200 | 3.24 | 1.88 | 8.5 | 6.7
Live | 217504795 |  | 11.7 | 16 | 23400 | 16000 | 15700 | 3.43 | 2.28 | 23600 | 3.14 | 1.84 | 8.2 | 6.7
Live | 217504796 |  | 13 | 19 | 24000 | 15400 | 15100 | 3.8 | 2.38 | 23200 | 3.28 | 1.88 | 8.5 | 6.7
Live | 217504797 |  | 12.8 | 19 | 23800 | 15100 | 15600 | 3.75 | 2.18 | 23600 | 3.33 | 1.76 | 8.2 | 6.5
Live | 217504798 |  | 10.5 | 17 | 36000 | 19600 | 17600 | 3.08 | 2.34 | 32800 | 3.28 | 2.16 | 8.2 | 6.4
Live | 217504799 |  | 11 | 16.5 | 34200 | 18700 | 14800 | 3.22 | 2.24 | 32000 | 2.84 | 1.92 | 8.2 | 6.3
Live | 217504800 |  | 11.2 | 19 | 34800 | 18700 | 14800 | 3.28 | 2.28 | 32200 | 2.9 | 1.94 | 8.2 | 6.3
Live | 217504801 |  | 11.2 | 17 | 34800 | 18600 | 14800 | 3.28 | 2.28 | 32200 | 2.9 | 1.94 | 8.2 | 6.3
Live | 217504802 |  | 11 | 18 | 34800 | 18800 | 14900 | 3.23 | 2.26 | 32400 | 2.9 | 1.92 | 8.2 | 6.3
Live | 217504803 |  | 11.2 | 17.5 | 34600 | 18500 | 14700 | 3.28 | 2.28 | 32000 | 2.9 | 1.94 | 8.2 | 6.3
Live | 217504804 |  | 11 | 18 | 34400 | 18700 | 14900 | 3.22 | 2.24 | 32000 | 2.84 | 1.92 | 8.2 | 6.3
Live | 217504805 |  | 11 | 18.5 | 34400 | 18600 | 14800 | 3.22 | 2.26 | 32000 | 2.84 | 1.92 | 8.2 | 6.3
Live | 217504806 |  | 11 | 18 | 34800 | 18900 | 15000 | 3.23 | 2.26 | 32400 | 2.9 | 1.92 | 8.2 | 6.3
Live | 217504807 |  | 11 | 17.5 | 34800 | 18900 | 15100 | 3.23 | 2.24 | 32400 | 2.88 | 1.9 | 8.1 | 6.2
Live | 217504808 |  | 11 | 18 | 34600 | 18900 | 15000 | 3.22 | 2.24 | 32400 | 2.86 | 1.9 | 8.2 | 6.3
Live | 217504809 |  | 11 | 18 | 34200 | 18600 | 14800 | 3.22 | 2.24 | 32000 | 2.82 | 1.92 | 8.2 | 6.3
Live | 217504810 |  | 11 | 18.5 | 34400 | 18800 | 14900 | 3.22 | 2.24 | 32200 | 2.84 | 1.9 | 8.2 | 6.3
Live | 217504811 |  | 11 | 18.5 | 34400 | 18800 | 14900 | 3.22 | 2.24 | 32200 | 2.84 | 1.9 | 8.2 | 6.3
Live | 217504812 |  | 11 | 18.5 | 34400 | 18700 | 14800 | 3.22 | 2.26 | 32000 | 2.86 | 1.92 | 8.2 | 6.3
Live | 217504813 |  | 11 | 18.5 | 34600 | 18700 | 14900 | 3.22 | 2.26 | 32200 | 2.88 | 1.92 | 8.2 | 6.3
Live | 217504814 |  | 11 | 18 | 34600 | 18900 | 15000 | 3.22 | 2.24 | 32400 | 2.86 | 1.9 | 8.2 | 6.3
Live | 217504815 |  | 10.5 | 15.5 | 33000 | 21600 | 16400 | 3.08 | 2.48 | 36000 | 3 | 1.9 | 7.8 | 6.4
Live | 217504817 |  | 10.5 | 17 | 33000 | 21600 | 16400 | 3.08 | 2.48 | 36800 | 3 | 1.9 | 8.1 | 6.5
Live | 217504818 |  | 10.5 | 17.5 | 33800 | 21600 | 16400 | 3.08 | 2.5 | 36000 | 3.04 | 1.9 | 8.2 | 6.5
Live | 217504819 |  | 11 | 16 | 33600 | 21600 | 16300 | 3.23 | 2.52 | 36000 | 3.06 | 1.92 | 8 | 6.4
Live | 217504820 |  | 10.5 | 17 | 33600 | 21800 | 16500 | 3.08 | 2.5 | 36000 | 3.04 | 1.9 | 8.2 | 6.5
Live | 217504821 |  | 11 | 16 | 33400 | 21600 | 16300 | 3.22 | 2.52 | 36000 | 3.06 | 1.92 | 8 | 6.4
Live | 217504822 |  | 10.5 | 16.5 | 33000 | 21600 | 16500 | 3.08 | 2.48 | 36000 | 3 | 1.9 | 8.1 | 6.5
Live | 217504823 |  | 10.5 | 16.5 | 33000 | 21600 | 16400 | 3.08 | 2.48 | 36000 | 3 | 1.9 | 8.1 | 6.5
Live | 217504824 |  | 10.5 | 17 | 33600 | 21800 | 16600 | 3.08 | 2.48 | 36000 | 3.02 | 1.88 | 8.1 | 6.5
Live | 217504825 |  | 10.5 | 16 | 33600 | 22000 | 16600 | 3.08 | 2.48 | 36000 | 3.02 | 1.88 | 7.8 | 6.3
Live | 217504826 |  | 10.5 | 17 | 33600 | 22000 | 16600 | 3.08 | 2.48 | 36000 | 3.02 | 1.88 | 8.2 | 6.5
Live | 217504827 |  | 10.5 | 17.5 | 33600 | 22000 | 16700 | 3.08 | 2.46 | 37000 | 2.98 | 1.86 | 8.2 | 6.5
Live | 217504828 |  | 10.5 | 17 | 33800 | 22000 | 16700 | 3.08 | 2.46 | 37000 | 2.98 | 1.88 | 8.2 | 6.5
Live | 217504829 |  | 10.5 | 17 | 33400 | 21800 | 16600 | 3.08 | 2.46 | 36000 | 3 | 1.88 | 8.2 | 6.5
Live | 217504830 |  | 10.5 | 17 | 33000 | 21600 | 16400 | 3.08 | 2.46 | 36000 | 3 | 1.9 | 8.1 | 6.5
Live | 217504831 |  | 10.5 | 15.2 | 33600 | 21800 | 16600 | 3.08 | 2.48 | 36000 | 3.02 | 1.88 | 7.8 | 6.4
Live | 217504832 |  | 10.5 | 15.5 | 33200 | 21600 | 16400 | 3.08 | 2.48 | 36400 | 3.02 | 1.9 | 8 | 6.4
Live | 217504833 |  | 10.5 | 15.2 | 35800 | 20200 | 16300 | 3.08 | 2.38 | 33200 | 3.22 | 2.06 | 7.8 | 6.2
Live | 217504834 |  | 10.5 | 15.5 | 35200 | 20000 | 16000 | 3.08 | 2.36 | 32600 | 3.14 | 2.06 | 7.8 | 6.3
Live | 217504835 |  | 10.5 | 15.5 | 33800 | 21800 | 16400 | 3.08 | 2.52 | 36000 | 3.06 | 1.9 | 7.8 | 6.4
Live | 217504836 |  | 10.5 | 15.5 | 35800 | 20200 | 16100 | 3.08 | 2.4 | 33000 | 3.25 | 2.1 | 8 | 6.3
Live | 217504837 |  | 10.5 | 17.5 | 33400 | 21600 | 16400 | 3.08 | 2.5 | 36000 | 3.02 | 1.9 | 8.2 | 6.5
Live | 217504838 |  | 10.5 | 16 | 33200 | 21600 | 16300 | 3.08 | 2.5 | 36000 | 3.02 | 1.92 | 8 | 6.4
Live | 217504839 |  | 10.5 | 17 | 35400 | 20000 | 16100 | 3.08 | 2.38 | 32800 | 3.18 | 2.08 | 8 | 6.3
Live | 217504841 |  | 10.5 | 16 | 35400 | 20000 | 16000 | 3.08 | 2.38 | 32600 | 3.16 | 2.08 | 7.8 | 6.3
Live | 217504842 |  | 10.5 | 16 | 35400 | 19900 | 15900 | 3.08 | 2.4 | 32600 | 3.18 | 2.1 | 8 | 6.3
Live | 217504843 |  | 10.5 | 16 | 33200 | 21600 | 16300 | 3.08 | 2.5 | 36000 | 3.04 | 1.92 | 8 | 6.4
Live | 217504844 |  | 10.5 | 16 | 35400 | 20000 | 16000 | 3.08 | 2.38 | 32600 | 3.18 | 2.08 | 7.8 | 6.3
Live | 217504845 |  | 10.5 | 17 | 33600 | 21800 | 16400 | 3.08 | 2.5 | 36000 | 3.04 | 1.9 | 7.8 | 6.4
Live | 217504846 |  | 10.5 | 17 | 33800 | 21800 | 16500 | 3.08 | 2.52 | 36000 | 3.06 | 1.9 | 8.2 | 6.5
Live | 217504847 |  | 10.5 | 16.5 | 35400 | 20000 | 16000 | 3.08 | 2.4 | 32800 | 3.2 | 2.08 | 7.8 | 6.3
Live | 217504848 |  | 10.5 | 17 | 35600 | 20000 | 16100 | 3.08 | 2.4 | 32800 | 3.21 | 2.08 | 7.8 | 6.2
Live | 217504849 |  | 10.5 | 17 | 33800 | 21800 | 16500 | 3.08 | 2.5 | 36000 | 3.06 | 1.9 | 8.1 | 6.5
Live | 217504850 |  | 10.5 | 16.5 | 35600 | 20000 | 16100 | 3.08 | 2.4 | 32800 | 3.21 | 2.08 | 7.8 | 6.2
Live | 217504852 |  | 10.5 | 16.5 | 33800 | 21800 | 16600 | 3.08 | 2.48 | 36800 | 3 | 1.88 | 8.2 | 6.5
Live | 217504854 |  | 10.5 | 16.5 | 35800 | 20200 | 16200 | 3.08 | 2.38 | 32800 | 3.18 | 2.06 | 7.8 | 6.2
Live | 217504855 |  | 10.5 | 16 | 33400 | 21600 | 16400 | 3.08 | 2.5 | 36000 | 3.04 | 1.92 | 8 | 6.4
Live | 217504856 |  | 10.5 | 16 | 35400 | 20000 | 16000 | 3.08 | 2.38 | 32800 | 3.18 | 2.08 | 8 | 6.3
Live | 217504857 |  | 11 | 15.5 | 34600 | 21000 | 16500 | 3.22 | 2.32 | 32800 | 3.21 | 2.06 | 8.1 | 6.4
Live | 217504858 |  | 10.5 | 17 | 33200 | 21800 | 16500 | 3.08 | 2.46 | 36000 | 3 | 1.9 | 8.1 | 6.5
Live | 217504859 |  | 10.5 | 17 | 33200 | 21800 | 16500 | 3.08 | 2.46 | 36000 | 3 | 1.9 | 8.2 | 6.5
Live | 217504860 |  | 10.5 | 15.5 | 35000 | 20000 | 16100 | 3.08 | 2.34 | 32600 | 3.12 | 2.06 | 7.8 | 6.2
Live | 217504861 |  | 10.5 | 16.5 | 33200 | 21600 | 16400 | 3.08 | 2.48 | 36000 | 3 | 1.9 | 8.1 | 6.5
Live | 217504863 |  | 10.5 | 16.5 | 35200 | 20000 | 16100 | 3.08 | 2.36 | 32800 | 3.12 | 2.06 | 8 | 6.3
Live | 217504864 |  | 10.5 | 17 | 33400 | 21800 | 16500 | 3.08 | 2.48 | 36000 | 3.02 | 1.9 | 8.2 | 6.5
Live | 217504865 |  | 11.2 | 16 | 34800 | 21000 | 16400 | 3.28 | 2.34 | 32800 | 3.26 | 2.08 | 8.1 | 6.4
Live | 217504866 |  | 10.5 | 17 | 33200 | 21800 | 16600 | 3.08 | 2.46 | 36000 | 3 | 1.88 | 8.1 | 6.5
Live | 217504867 |  | 10.5 | 17.5 | 35600 | 20000 | 16100 | 3.08 | 2.38 | 32800 | 3.2 | 2.08 | 8.1 | 6.3
Live | 217504868 |  | 10.5 | 16 | 35600 | 20000 | 16000 | 3.08 | 2.4 | 32800 | 3.2 | 2.08 | 8 | 6.3
Live | 217504869 |  | 11 | 17.5 | 34200 | 20800 | 16300 | 3.22 | 2.32 | 32600 | 3.2 | 2.06 | 8.2 | 6.5
Live | 217504870 |  | 10.5 | 17.5 | 33600 | 21800 | 16500 | 3.08 | 2.5 | 36000 | 3.04 | 1.9 | 8.2 | 6.5
Live | 217504871 |  | 10.5 | 17 | 35600 | 20200 | 16200 | 3.08 | 2.38 | 33000 | 3.2 | 2.06 | 8 | 6.3
Live | 217504872 |  | 11.2 | 16.5 | 34200 | 20800 | 16200 | 3.29 | 2.32 | 32400 | 3.18 | 2.08 | 8.2 | 6.4
Live | 217504873 |  | 11.2 | 16.5 | 34200 | 20600 | 16200 | 3.29 | 2.34 | 32400 | 3.2 | 2.08 | 8.2 | 6.5
Live | 217504874 |  | 11.2 | 16.5 | 34200 | 20800 | 16300 | 3.29 | 2.32 | 32400 | 3.2 | 2.08 | 8.2 | 6.4
Live | 217504875 |  | 10.5 | 16 | 35200 | 19800 | 15800 | 3.08 | 2.38 | 32400 | 3.14 | 2.08 | 7.8 | 6.3
Live | 217504876 |  | 11.2 | 17 | 34600 | 20800 | 16400 | 3.28 | 2.34 | 32600 | 3.24 | 2.08 | 8.1 | 6.4
Live | 217504877 |  | 11.2 | 17.5 | 34600 | 21000 | 16400 | 3.28 | 2.34 | 32800 | 3.26 | 2.08 | 8 | 6.4
Live | 217504878 |  | 10.5 | 16.5 | 35200 | 20000 | 16100 | 3.08 | 2.34 | 32800 | 3.1 | 2.06 | 8 | 6.3
Live | 217504879 |  | 10.5 | 16.5 | 35000 | 20000 | 16000 | 3.08 | 2.36 | 32600 | 3.12 | 2.06 | 8 | 6.3
Live | 217504880 |  | 11.2 | 17 | 34600 | 21000 | 16400 | 3.28 | 2.34 | 32800 | 3.26 | 2.08 | 8.1 | 6.4
Live | 217504881 |  | 10 | 16.5 | 35000 | 20200 | 16200 | 2.93 | 2.32 | 32800 | 3.08 | 2.04 | 7.8 | 6.3
Live | 217504882 |  | 10.5 | 16.5 | 35000 | 19900 | 15900 | 3.08 | 2.36 | 32600 | 3.12 | 2.06 | 8 | 6.3
Live | 217504884 |  | 10.5 | 16 | 35400 | 20200 | 16300 | 3.08 | 2.36 | 33200 | 3.18 | 2.06 | 7.8 | 6.2
Live | 217504885 |  | 10.5 | 17 | 35400 | 20200 | 16300 | 3.08 | 2.36 | 33000 | 3.18 | 2.06 | 7.8 | 6.2
Live | 217504886 |  | 10 | 17 | 35600 | 20400 | 16400 | 2.93 | 2.34 | 33000 | 3.12 | 2.04 | 7.8 | 6.2
Live | 217504887 |  | 10 | 17 | 35600 | 20400 | 16400 | 2.93 | 2.34 | 33000 | 3.14 | 2.04 | 7.8 | 6.2
Live | 217504888 |  | 11 | 17 | 34800 | 21000 | 16500 | 3.23 | 2.32 | 32600 | 3.2 | 2.06 | 8 | 6.4
Live | 217504889 |  | 10.5 | 16.5 | 35000 | 20000 | 16000 | 3.08 | 2.34 | 32600 | 3.1 | 2.06 | 8 | 6.3
Live | 217504890 |  | 10.5 | 16.5 | 35000 | 20000 | 16000 | 3.08 | 2.34 | 32600 | 3.1 | 2.06 | 8 | 6.3
Live | 217504891 |  | 11.2 | 16.5 | 34400 | 20800 | 16300 | 3.28 | 2.32 | 32400 | 3.2 | 2.08 | 8.2 | 6.4
Live | 217504892 |  | 10 | 17 | 34800 | 19700 | 17000 | 2.93 | 2.06 | 35600 | 3 | 1.9 | 8 | 6.2
Live | 217504893 |  | 10.5 | 16 | 35000 | 19400 | 16700 | 3.08 | 2.12 | 35200 | 3.06 | 1.94 | 8 | 6.2
Live | 217504894 |  | 10.5 | 17 | 34800 | 19400 | 16700 | 3.08 | 2.1 | 35200 | 3.02 | 1.94 | 8.1 | 6.2
Live | 217504895 |  | 10.5 | 16.5 | 34800 | 19300 | 16600 | 3.08 | 2.12 | 35200 | 3.06 | 1.96 | 8 | 6.2
Live | 217504896 |  | 10.5 | 17 | 34600 | 19500 | 16800 | 3.07 | 2.1 | 35200 | 3 | 1.92 | 8.1 | 6.2
Live | 217504897 |  | 10.5 | 17 | 34600 | 19500 | 16800 | 3.07 | 2.1 | 35200 | 3.02 | 1.92 | 8 | 6.2
Live | 217504898 |  | 10.5 | 17 | 34600 | 19500 | 16800 | 3.07 | 2.1 | 35200 | 3 | 1.92 | 8.1 | 6.2
Live | 217504899 |  | 10.5 | 17 | 35200 | 19800 | 17100 | 3.08 | 2.06 | 35800 | 3 | 1.9 | 8 | 6.2
Live | 217504900 |  | 10.5 | 15.5 | 47500 | 30200 | 24200 | 3.08 | 2.28 | 48000 | 2.98 | 1.84 | 8.1 | 6.4
Live | 217504902 |  | 11 | 17.5 | 48000 | 29600 | 23800 | 3.23 | 2.28 | 47500 | 2.96 | 1.84 | 8.2 | 6.4
Live | 217504903 |  | 11 | 17 | 47000 | 29600 | 23800 | 3.23 | 2.26 | 47000 | 2.86 | 1.82 | 8.1 | 6.4
Live | 217504904 |  | 11.5 | 17.5 | 48000 | 29000 | 23400 | 3.37 | 2.34 | 47000 | 2.98 | 1.88 | 8.2 | 6.4
Live | 217504905 |  | 11.5 | 17 | 47500 | 29000 | 23200 | 3.37 | 2.32 | 46500 | 2.94 | 1.88 | 8.2 | 6.4
Live | 217504906 |  | 11.2 | 18 | 48000 | 29400 | 23600 | 3.28 | 2.32 | 47500 | 3 | 1.88 | 8.2 | 6.4
Live | 217504907 |  | 11.2 | 18 | 47500 | 29200 | 23400 | 3.28 | 2.3 | 46500 | 2.94 | 1.86 | 8.2 | 6.4
Live | 217504908 |  | 11.5 | 17.5 | 47500 | 29200 | 23400 | 3.37 | 2.32 | 46500 | 2.96 | 1.88 | 8.2 | 6.4
Live | 217504909 |  | 11.2 | 17.5 | 48000 | 29400 | 23600 | 3.28 | 2.32 | 47000 | 2.98 | 1.86 | 8.2 | 6.4
Live | 217504910 |  | 11.2 | 18 | 47500 | 29200 | 23400 | 3.28 | 2.3 | 47000 | 2.94 | 1.86 | 8.2 | 6.4
Live | 217504911 |  | 11.5 | 17 | 47500 | 29200 | 23400 | 3.37 | 2.32 | 46500 | 2.96 | 1.86 | 8.2 | 6.4
Live | 217504912 |  | 11.2 | 17.5 | 48000 | 29400 | 23600 | 3.28 | 2.32 | 47500 | 3.02 | 1.88 | 8 | 6.3
Live | 217504913 |  | 11.5 | 18.5 | 48000 | 29400 | 23600 | 3.37 | 2.34 | 47500 | 3.02 | 1.88 | 8.2 | 6.4
Live | 217504914 |  | 11.2 | 18.5 | 48000 | 29400 | 23600 | 3.28 | 2.32 | 47500 | 3.02 | 1.88 | 8.2 | 6.4
Live | 217504917 |  | 11.5 | 17 | 47500 | 29000 | 23400 | 3.37 | 2.3 | 46500 | 2.94 | 1.86 | 8.2 | 6.4
Live | 217504918 |  | 10.5 | 16 | 44000 | 28200 | 28600 | 3.08 | 2.26 | 46500 | 3.06 | 1.86 | 8.2 | 6.6
Live | 217504919 |  | 10.5 | 16 | 44000 | 28000 | 28400 | 3.08 | 2.26 | 46500 | 3.06 | 1.86 | 8.2 | 6.6
Live | 217504920 |  | 11.2 | 17.5 | 48000 | 28600 | 22400 | 3.28 | 2.26 | 46500 | 3 | 1.8 | 7.8 | 6.2
Live | 217504921 |  | 11.5 | 17 | 47000 | 28000 | 22000 | 3.37 | 2.26 | 45500 | 2.92 | 1.8 | 7.8 | 6.1
Live | 217504922 |  | 11.7 | 17 | 47500 | 27600 | 21800 | 3.43 | 2.3 | 45000 | 2.98 | 1.84 | 7.8 | 6.2
Live | 217504923 |  | 11.7 | 17 | 47500 | 27800 | 22000 | 3.43 | 2.28 | 45500 | 2.96 | 1.82 | 7.8 | 6.2
Live | 217504924 |  | 11.5 | 18 | 48000 | 28400 | 22200 | 3.37 | 2.3 | 46000 | 3.04 | 1.82 | 7.8 | 6.2
Live | 217504925 |  | 11.5 | 18 | 47500 | 28000 | 22000 | 3.37 | 2.28 | 45500 | 2.96 | 1.8 | 7.8 | 6.2
Live | 217504926 |  | 11.5 | 18 | 47500 | 28000 | 22000 | 3.37 | 2.28 | 45500 | 2.98 | 1.82 | 7.8 | 6.2
Live | 217504927 |  | 11.7 | 17 | 47500 | 27800 | 21800 | 3.43 | 2.28 | 45500 | 2.96 | 1.82 | 7.8 | 6.2
Live | 217504928 |  | 11.5 | 18 | 47500 | 28000 | 22000 | 3.37 | 2.28 | 45500 | 2.96 | 1.82 | 7.8 | 6.2
Live | 217504929 |  | 11.5 | 17 | 47500 | 28000 | 22000 | 3.37 | 2.28 | 45500 | 2.98 | 1.82 | 7.8 | 6.2
Live | 217504931 |  | 11.5 | 18.5 | 48000 | 28200 | 22200 | 3.37 | 2.28 | 46000 | 3.02 | 1.82 | 7.8 | 6.1
Live | 217504938 |  | 11.5 | 18 | 47500 | 28000 | 22000 | 3.37 | 2.28 | 45500 | 2.96 | 1.82 | 7.8 | 6.2
Live | 217504939 |  | 11.2 | 17.5 | 48000 | 29400 | 23800 | 3.28 | 2.2 | 47000 | 2.9 | 1.8 | 7.8 | 6.2
Live | 217504940 |  | 11.5 | 17.5 | 48000 | 29200 | 23600 | 3.37 | 2.2 | 46500 | 2.92 | 1.8 | 7.8 | 6.2
Live | 217504941 |  | 11.5 | 17 | 47500 | 28000 | 22000 | 3.37 | 2.28 | 45500 | 2.96 | 1.82 | 7.8 | 6.2
Live | 217504950 |  | 11.5 | 18 | 47500 | 28200 | 22200 | 3.37 | 2.28 | 45500 | 2.96 | 1.8 | 7.8 | 6.2
Live | 217504953 |  | 11.7 | 18 | 47500 | 28000 | 22000 | 3.43 | 2.28 | 45500 | 2.98 | 1.82 | 7.8 | 6.2
Live | 217504956 |  | 10 | 16.5 | 57500 | 35000 | 27000 | 2.93 | 2.22 | 56000 | 3.14 | 1.86 | 7.8 | 6.2
Live | 217504957 |  | 10 | 16 | 57000 | 34800 | 26800 | 2.93 | 2.22 | 55500 | 3.14 | 1.88 | 7.8 | 6.2
Live | 217504958 |  | 9.8 | 16.5 | 56500 | 38500 | 31600 | 2.87 | 2.3 | 57500 | 3.06 | 2.02 | 8.2 | 6.6
Live | 217504959 |  | 10 | 16.5 | 56500 | 38000 | 31200 | 2.93 | 2.3 | 56500 | 3.04 | 2.02 | 8.2 | 6.6
Live | 217504960 |  | 10 | 16.5 | 57500 | 38000 | 31400 | 2.93 | 2.32 | 57000 | 3.12 | 2.04 | 8.2 | 6.7
Live | 217504961 |  | 10 | 16.5 | 57000 | 38500 | 31600 | 2.93 | 2.32 | 57000 | 3.1 | 2.04 | 8.2 | 6.6
Live | 217504962 |  | 10 | 17 | 57500 | 38000 | 31400 | 2.93 | 2.32 | 57000 | 3.12 | 2.04 | 8.2 | 6.6
Live | 217504963 |  | 10 | 16.5 | 57000 | 38000 | 31400 | 2.93 | 2.32 | 57000 | 3.08 | 2.04 | 8.2 | 6.7
Live | 217504964 |  | 10 | 16.5 | 57000 | 38500 | 31600 | 2.93 | 2.3 | 57500 | 3.08 | 2.02 | 8.2 | 6.6
Live | 217504965 |  | 10 | 16.5 | 57000 | 38000 | 31200 | 2.93 | 2.34 | 56500 | 3.1 | 2.04 | 8.1 | 6.5
Live | 217504966 |  | 10 | 17.5 | 57000 | 38000 | 31000 | 2.93 | 2.34 | 56500 | 3.1 | 2.06 | 8.2 | 6.7
Live | 217504967 |  | 10 | 17.5 | 57000 | 38000 | 31000 | 2.93 | 2.34 | 56500 | 3.1 | 2.06 | 8.2 | 6.7
Live | 217504969 |  | 10 | 16.5 | 56500 | 38000 | 31400 | 2.93 | 2.32 | 57000 | 3.08 | 2.04 | 8.2 | 6.6
Live | 217504970 |  | 10 | 16.5 | 56500 | 37200 | 31000 | 2.93 | 2.3 | 56500 | 3.16 | 2.04 | 8.5 | 6.7
Live | 217504971 |  | 10 | 16.5 | 56000 | 36600 | 30400 | 2.93 | 2.32 | 55500 | 3.14 | 2.06 | 8.5 | 6.7
Live | 217504972 |  | 10 | 16.5 | 57000 | 37000 | 30800 | 2.93 | 2.34 | 56500 | 3.22 | 2.06 | 8.5 | 6.7
Live | 217504973 |  | 10 | 16.5 | 57000 | 37000 | 31000 | 2.93 | 2.32 | 56500 | 3.2 | 2.06 | 8.5 | 6.7
Live | 217504974 |  | 10 | 17 | 57000 | 37000 | 30800 | 2.93 | 2.34 | 56500 | 3.22 | 2.06 | 8.5 | 6.7
Live | 217504975 |  | 10 | 17 | 56500 | 36800 | 30600 | 2.93 | 2.32 | 56000 | 3.18 | 2.06 | 8.5 | 6.7
Live | 217504976 |  | 10 | 16.5 | 57000 | 37200 | 31000 | 2.93 | 2.32 | 56500 | 3.18 | 2.06 | 8.5 | 6.7
Live | 217504977 |  | 10 | 16.5 | 56500 | 36600 | 30400 | 2.93 | 2.34 | 56000 | 3.2 | 2.08 | 8.2 | 6.6
Live | 217504978 |  | 10 | 17.5 | 56500 | 36400 | 30400 | 2.93 | 2.36 | 55500 | 3.2 | 2.1 | 8.5 | 6.7
Live | 217504979 |  | 10 | 17.5 | 56500 | 36600 | 30400 | 2.93 | 2.36 | 56000 | 3.2 | 2.08 | 8.5 | 6.7
Live | 217504981 |  | 10 | 16.5 | 56500 | 36800 | 30800 | 2.93 | 2.32 | 56000 | 3.18 | 2.06 | 8.5 | 6.7
Live | 217504982 |  | 10 | 16 | 56000 | 37800 | 30800 | 2.93 | 2.26 | 56000 | 3.02 | 2 | 8.2 | 6.6
Live | 217504983 |  | 9.8 | 15.5 | 56500 | 38000 | 31400 | 2.87 | 2.24 | 57000 | 3.04 | 1.98 | 8.2 | 6.6
Live | 217504985 |  | 13 | 19.5 | 24000 | 15000 | 15600 | 3.8 | 2.2 | 23600 | 3.37 | 1.78 | 8.5 | 6.6
Live | 217504986 |  | 10.5 | 18 | 35600 | 20200 | 16400 | 3.08 | 2.5 | 32000 | 3.22 | 2.1 | 8.5 | 6.6
Live | 217504987 |  | 10.5 | 17.5 | 35800 | 20800 | 17000 | 3.08 | 2.46 | 32800 | 3.21 | 2.06 | 8.5 | 6.7
Live | 217504989 |  | 11.7 | 18 | 48000 | 28600 | 23400 | 3.43 | 2.4 | 47000 | 3.18 | 2.06 | 7.8 | 6.3
Live | 217504990 |  | 9.8 | 16.5 | 54500 | 38000 | 32600 | 2.87 | 2.42 | 58000 | 3.16 | 2.2 | 8.5 | 6.9
Live | 217504992 |  | 11.2 | 16 | 34400 | 20400 | 16400 | 3.28 | 2.26 | 35000 | 3.08 | 2.1 | 8 | 6.3
Live | 217504993 |  | 11 | 15.5 | 34400 | 20400 | 16400 | 3.22 | 2.26 | 35000 | 3.08 | 2.1 | 8 | 6.3
Live | 217504994 |  | 11.2 | 15.5 | 34400 | 20400 | 16300 | 3.28 | 2.26 | 34600 | 3.06 | 2.1 | 8 | 6.3
Live | 217504995 |  | 11.2 | 15.5 | 35200 | 20600 | 16500 | 3.29 | 2.28 | 35200 | 3.14 | 2.12 | 8 | 6.3
Live | 217504996 |  | 11.2 | 15.5 | 34600 | 20400 | 16400 | 3.28 | 2.26 | 35000 | 3.08 | 2.1 | 8 | 6.3
Live | 217504997 |  | 11.2 | 15.5 | 34400 | 20400 | 16300 | 3.28 | 2.28 | 34600 | 3.06 | 2.12 | 8 | 6.3
Live | 217504998 |  | 11.5 | 18 | 47500 | 29000 | 23400 | 3.37 | 2.32 | 46500 | 2.98 | 1.88 | 8.2 | 6.4
Live | 217505001 |  | 11.7 | 18 | 48000 | 28000 | 22000 | 3.43 | 2.3 | 45500 | 3 | 1.82 | 7.8 | 6.2
Live | 217505002 |  | 11.2 | 16.5 | 48000 | 28200 | 26600 | 3.28 | 2.36 | 45500 | 3.18 | 1.84 | 8.1 | 6.4
Live | 217505003 |  | 11.5 | 16.5 | 48000 | 28000 | 26400 | 3.37 | 2.36 | 45500 | 3.18 | 1.84 | 8.1 | 6.4
Live | 217505005 |  | 11.2 | 17 | 46500 | 29000 | 28600 | 3.28 | 2.38 | 47000 | 3.18 | 1.92 | 8.2 | 6.7
Live | 217505006 |  | 11.2 | 17 | 46000 | 28800 | 28600 | 3.28 | 2.36 | 46500 | 3.14 | 1.9 | 8.2 | 6.6
Live | 217505007 |  | 11.2 | 17.5 | 46500 | 29200 | 29000 | 3.28 | 2.38 | 47500 | 3.22 | 1.9 | 8.2 | 6.7
Live | 217505008 |  | 11 | 17 | 46000 | 29000 | 28800 | 3.23 | 2.34 | 47000 | 3.14 | 1.9 | 8.2 | 6.6
Live | 217505009 |  | 11.2 | 17.5 | 46000 | 29000 | 28600 | 3.28 | 2.36 | 47000 | 3.16 | 1.9 | 8.2 | 6.6
Live | 217505010 |  | 11 | 17 | 46500 | 29200 | 29000 | 3.22 | 2.36 | 47500 | 3.2 | 1.9 | 8.2 | 6.6
Live | 217505011 |  | 11 | 17 | 46000 | 29000 | 28800 | 3.23 | 2.36 | 47000 | 3.14 | 1.9 | 8.2 | 6.6
Live | 217505012 |  | 11.2 | 16.5 | 46000 | 29000 | 28600 | 3.28 | 2.36 | 47000 | 3.14 | 1.9 | 8.2 | 6.6
Live | 217505013 |  | 11.2 | 17.5 | 47000 | 29400 | 29000 | 3.28 | 2.38 | 47500 | 3.24 | 1.92 | 8.1 | 6.6
Live | 217505014 |  | 11.2 | 17 | 47000 | 29200 | 29000 | 3.28 | 2.38 | 47500 | 3.24 | 1.92 | 8.2 | 6.6
Live | 217505015 |  | 11.2 | 17 | 47000 | 29400 | 29000 | 3.28 | 2.38 | 47500 | 3.22 | 1.92 | 8.2 | 6.6
Live | 217505018 |  | 11 | 17 | 46500 | 29400 | 29000 | 3.22 | 2.36 | 47500 | 3.18 | 1.9 | 8.2 | 6.6
Live | 217505021 |  | 11.7 | 18 | 47500 | 29800 | 28800 | 3.43 | 2.34 | 48000 | 3.18 | 1.96 | 8 | 6.5
Live | 217505022 |  | 11.2 | 18 | 47000 | 30200 | 29400 | 3.28 | 2.3 | 48000 | 3.12 | 1.92 | 8 | 6.5
Live | 217505023 |  | 11.2 | 17 | 47000 | 30000 | 29000 | 3.28 | 2.32 | 48000 | 3.14 | 1.94 | 8 | 6.5
Live | 217505024 |  | 11.2 | 17 | 47000 | 30000 | 29200 | 3.28 | 2.32 | 48000 | 3.14 | 1.94 | 8 | 6.5
Live | 217505025 |  | 11.5 | 17.5 | 47500 | 32600 | 29800 | 3.37 | 2.44 | 48000 | 3.24 | 1.92 | 8.5 | 6.9
Live | 217505026 |  | 11.5 | 16.5 | 23200 | 15400 | 14400 | 3.37 | 2.08 | 24000 | 2.98 | 1.82 | 8 | 6.4
Live | 217505027 |  | 11.7 | 15.5 | 23000 | 17000 | 17000 | 3.42 | 2.36 | 24000 | 3.04 | 1.98 | 8.5 | 7
Live | 217505028 |  | 11 | 15.2 | 21600 | 15900 | 15700 | 3.23 | 2.14 | 24000 | 3.18 | 1.84 | 8.1 | 6.7
Live | 217505030 |  | 13 | 19 | 24000 | 16600 | 16600 | 3.8 | 2.44 | 24000 | 3.2 | 2.02 | 8.5 | 7.1
Live | 217505031 |  | 13 | 18.5 | 23800 | 16400 | 16300 | 3.81 | 2.46 | 24000 | 3.15 | 2.02 | 8.5 | 7.1
Live | 217505032 |  | 13 | 19 | 24000 | 16700 | 16600 | 3.8 | 2.43 | 24000 | 3.2 | 2.02 | 8.5 | 7.1
Live | 217505033 |  | 13 | 19 | 24000 | 16600 | 16500 | 3.8 | 2.46 | 24000 | 3.23 | 2.04 | 8.5 | 7.1
Live | 217505034 |  | 12.8 | 18 | 24000 | 16700 | 16700 | 3.74 | 2.42 | 24000 | 3.18 | 2.02 | 8.5 | 7.1
Live | 217505035 |  | 13 | 18.5 | 24000 | 16600 | 16500 | 3.8 | 2.46 | 24000 | 3.23 | 2.04 | 8.5 | 7.1
Live | 217505036 |  | 13 | 19 | 23600 | 16400 | 16400 | 3.8 | 2.44 | 24000 | 3.14 | 2.02 | 8.5 | 7
Live | 217505037 |  | 13 | 18.5 | 23600 | 16500 | 16500 | 3.8 | 2.42 | 24000 | 3.13 | 2 | 8.5 | 7
Live | 217505040 |  | 13 | 19 | 24000 | 16700 | 16600 | 3.8 | 2.43 | 24000 | 3.2 | 2.02 | 8.5 | 7.1
Live | 217505041 |  | 12.8 | 18.5 | 24000 | 16700 | 16700 | 3.74 | 2.43 | 24000 | 3.18 | 2.02 | 8.5 | 7.1
Live | 217505042 |  | 12.8 | 18 | 24000 | 16700 | 16700 | 3.74 | 2.43 | 24000 | 3.18 | 2.02 | 8.5 | 7.1
Live | 217505043 |  | 11.7 | 15.5 | 23000 | 17000 | 17000 | 3.42 | 2.36 | 24000 | 3.04 | 1.98 | 8.5 | 7
Live | 217505044 |  | 13 | 19.5 | 23800 | 16600 | 16500 | 3.81 | 2.44 | 24000 | 3.18 | 2.02 | 8.5 | 7.1
Live | 217505045 |  | 13 | 19.5 | 23800 | 16600 | 16500 | 3.81 | 2.44 | 24000 | 3.18 | 2.02 | 8.5 | 7.1
Live | 217505046 |  | 13 | 19 | 24000 | 16700 | 16600 | 3.8 | 2.43 | 24000 | 3.2 | 2.02 | 8.5 | 7.1
Live | 217505047 |  | 13 | 19 | 23200 | 16200 | 16200 | 3.82 | 2.42 | 24000 | 3.06 | 2 | 8.5 | 7.1
Live | 217505048 |  | 13 | 18 | 23600 | 16400 | 16400 | 3.8 | 2.44 | 24000 | 3.14 | 2.02 | 8.5 | 7.1
Live | 217505049 |  | 13 | 19 | 23600 | 16400 | 16400 | 3.8 | 2.44 | 24000 | 3.14 | 2.02 | 8.5 | 7
Live | 217505052 |  | 13 | 19 | 23400 | 14500 | 13600 | 3.81 | 2.14 | 23000 | 3.02 | 1.86 | 8.2 | 6.5
Live | 217505053 |  | 12.4 | 16 | 24000 | 15200 | 14200 | 3.63 | 2.14 | 24000 | 3.13 | 1.86 | 8.1 | 6.4
Live | 217505054 |  | 13 | 18.5 | 24000 | 14800 | 13800 | 3.8 | 2.18 | 23600 | 3.14 | 1.88 | 8.2 | 6.5
Live | 217505055 |  | 12.6 | 19 | 24000 | 15100 | 14100 | 3.7 | 2.16 | 24000 | 3.14 | 1.88 | 8.2 | 6.5
Live | 217505056 |  | 12.8 | 19 | 24000 | 15000 | 14000 | 3.74 | 2.18 | 23800 | 3.18 | 1.88 | 8.2 | 6.5
Live | 217505057 |  | 12.4 | 18 | 24000 | 15100 | 14200 | 3.63 | 2.14 | 24000 | 3.13 | 1.86 | 8.2 | 6.5
Live | 217505058 |  | 12.8 | 18 | 24000 | 15000 | 14000 | 3.74 | 2.18 | 23800 | 3.18 | 1.88 | 8.2 | 6.5
Live | 217505061 |  | 12.4 | 17.5 | 22000 | 15000 | 14900 | 3.64 | 2.2 | 23600 | 3.25 | 1.88 | 8.2 | 6.7
Live | 217505062 |  | 13 | 19 | 23800 | 14800 | 13800 | 3.81 | 2.16 | 23400 | 3.1 | 1.88 | 8.1 | 6.4
Live | 217505063 |  | 12.4 | 17 | 22400 | 15300 | 15100 | 3.63 | 2.24 | 24000 | 3.37 | 1.9 | 8.5 | 6.8
Live | 217505064 |  | 12.8 | 19 | 23800 | 14900 | 13900 | 3.75 | 2.14 | 23600 | 3.07 | 1.86 | 8.1 | 6.4
Live | 217505067 |  | 12 | 17.5 | 22600 | 15600 | 15200 | 3.52 | 2.22 | 24000 | 3.37 | 1.88 | 8.5 | 6.8
Live | 217505068 |  | 12.6 | 19 | 24000 | 15100 | 14100 | 3.7 | 2.16 | 23800 | 3.16 | 1.88 | 8.2 | 6.5
Live | 217505069 |  | 12.2 | 17.5 | 22600 | 15500 | 15100 | 3.58 | 2.22 | 24000 | 3.38 | 1.9 | 8.5 | 6.8
Live | 217505070 |  | 11.7 | 16.5 | 22400 | 15600 | 15300 | 3.44 | 2.2 | 24000 | 3.32 | 1.88 | 8.2 | 6.7
Live | 217505071 |  | 12.6 | 18 | 24000 | 15100 | 14100 | 3.7 | 2.16 | 24000 | 3.14 | 1.88 | 8.2 | 6.5
Live | 217505072 |  | 12.2 | 17 | 22600 | 15500 | 15100 | 3.58 | 2.22 | 24000 | 3.38 | 1.9 | 8.5 | 6.8
Live | 217505073 |  | 12.6 | 18 | 24000 | 15100 | 14100 | 3.7 | 2.16 | 24000 | 3.14 | 1.88 | 8.2 | 6.5
Live | 217505074 |  | 12.4 | 17.5 | 22200 | 15300 | 15100 | 3.63 | 2.22 | 24000 | 3.32 | 1.9 | 8.2 | 6.7
Live | 217505075 |  | 12 | 17.5 | 22200 | 15400 | 15200 | 3.52 | 2.2 | 24000 | 3.29 | 1.88 | 8.2 | 6.7
Live | 217505078 |  | 11.5 | 16.5 | 23200 | 15400 | 14400 | 3.37 | 2.08 | 24000 | 2.98 | 1.82 | 8 | 6.4
Live | 217505079 |  | 12.8 | 19 | 24000 | 15000 | 14000 | 3.74 | 2.15 | 23800 | 3.16 | 1.88 | 8.2 | 6.5
Live | 217505080 |  | 12.8 | 19 | 24000 | 15000 | 14000 | 3.74 | 2.15 | 23800 | 3.16 | 1.88 | 8.2 | 6.5
Live | 217505081 |  | 12.6 | 19 | 24000 | 15100 | 14100 | 3.7 | 2.16 | 23800 | 3.16 | 1.88 | 8.2 | 6.5
Live | 217505082 |  | 13 | 19 | 23400 | 14600 | 13700 | 3.81 | 2.14 | 23200 | 3.04 | 1.86 | 8.2 | 6.5
Live | 217505083 |  | 12 | 17 | 22400 | 15600 | 15200 | 3.51 | 2.2 | 24000 | 3.33 | 1.88 | 8.5 | 6.8
Live | 217505084 |  | 11.7 | 16.5 | 22400 | 15600 | 15200 | 3.44 | 2.2 | 24000 | 3.33 | 1.88 | 8.5 | 6.8
Live | 217505085 |  | 13 | 18 | 23800 | 14800 | 13800 | 3.81 | 2.16 | 23400 | 3.12 | 1.88 | 8.2 | 6.5
Live | 217505086 |  | 13 | 19.5 | 23800 | 14800 | 13800 | 3.81 | 2.16 | 23400 | 3.12 | 1.88 | 8.1 | 6.4
Live | 217505087 |  | 13 | 20 | 24000 | 16000 | 15800 | 3.8 | 2.34 | 24000 | 3.37 | 1.88 | 8.2 | 6.7
Live | 217505092 |  | 12 | 15.5 | 24000 | 16400 | 16200 | 3.52 | 2.28 | 24000 | 3.26 | 1.84 | 8.2 | 6.7
Live | 217505093 |  | 13 | 19.5 | 24000 | 16000 | 15800 | 3.8 | 2.34 | 24000 | 3.33 | 1.88 | 8.5 | 6.8
Live | 217505094 |  | 10 | 14.7 | 34200 | 19500 | 15600 | 2.93 | 2.2 | 32800 | 2.84 | 1.86 | 8.2 | 6.3
Live | 217505095 |  | 9.8 | 14.7 | 34800 | 20800 | 16900 | 2.87 | 2.3 | 33600 | 3.1 | 2 | 7.8 | 6.2
Live | 217505096 |  | 10 | 15.2 | 35200 | 21000 | 16700 | 2.93 | 2.3 | 32000 | 3 | 2.1 | 8.2 | 6.5
Live | 217505097 |  | 9.8 | 16 | 35600 | 21400 | 17100 | 2.87 | 2.28 | 32200 | 2.96 | 2.06 | 8.2 | 6.5
Live | 217505098 |  | 10 | 15.5 | 35400 | 20800 | 16500 | 2.93 | 2.34 | 31800 | 3.04 | 2.12 | 8.2 | 6.5
Live | 217505099 |  | 10 | 17 | 35000 | 20800 | 16500 | 2.93 | 2.3 | 31600 | 2.96 | 2.1 | 8.2 | 6.5
Live | 217505100 |  | 10 | 16 | 34800 | 20600 | 16300 | 2.93 | 2.3 | 31400 | 2.96 | 2.1 | 8.2 | 6.5
Live | 217505101 |  | 10 | 16 | 34800 | 20600 | 16300 | 2.93 | 2.32 | 31400 | 2.96 | 2.12 | 8.2 | 6.5
Live | 217505102 |  | 10 | 16 | 34800 | 20600 | 16400 | 2.93 | 2.32 | 31600 | 2.98 | 2.12 | 8.2 | 6.5
Live | 217505103 |  | 10 | 16.5 | 35600 | 21000 | 16700 | 2.93 | 2.34 | 32000 | 3.04 | 2.12 | 8.2 | 6.4
Live | 217505104 |  | 10 | 17 | 35400 | 20800 | 16500 | 2.93 | 2.34 | 31800 | 3.02 | 2.12 | 8.2 | 6.5
Live | 217505105 |  | 10 | 16.5 | 35400 | 20800 | 16600 | 2.93 | 2.32 | 31800 | 3.02 | 2.12 | 8.2 | 6.4
Live | 217505107 |  | 10 | 16.5 | 35400 | 21000 | 16700 | 2.93 | 2.3 | 31600 | 2.98 | 2.1 | 8.2 | 6.4
Live | 217505108 |  | 10 | 17 | 35200 | 21000 | 16700 | 2.93 | 2.3 | 32000 | 3 | 2.1 | 8.2 | 6.4
Live | 217505109 |  | 10 | 16 | 35000 | 20800 | 16400 | 2.93 | 2.32 | 31600 | 2.98 | 2.12 | 8.2 | 6.5
Live | 217505110 |  | 10 | 15.2 | 34200 | 20800 | 16500 | 2.93 | 2.4 | 31800 | 3 | 2.06 | 8.2 | 6.5
Live | 217505112 |  | 10 | 16.5 | 34200 | 20800 | 16500 | 2.93 | 2.4 | 31600 | 3 | 2.06 | 8.2 | 6.5
Live | 217505113 |  | 10.5 | 17 | 34600 | 20800 | 16500 | 3.07 | 2.44 | 32000 | 3.08 | 2.08 | 8.2 | 6.5
Live | 217505114 |  | 10.5 | 15.5 | 34600 | 20800 | 16400 | 3.07 | 2.46 | 32000 | 3.08 | 2.08 | 8.2 | 6.5
Live | 217505115 |  | 10 | 16.5 | 34800 | 21000 | 16600 | 2.93 | 2.44 | 32200 | 3.08 | 2.08 | 8.2 | 6.5
Live | 217505116 |  | 10.5 | 15.5 | 34600 | 20800 | 16300 | 3.07 | 2.46 | 31800 | 3.06 | 2.1 | 8.2 | 6.5
Live | 217505117 |  | 10 | 16 | 34200 | 20800 | 16500 | 2.93 | 2.4 | 32000 | 3 | 2.06 | 8.2 | 6.5
Live | 217505118 |  | 10 | 16 | 34200 | 20800 | 16400 | 2.93 | 2.42 | 31800 | 3 | 2.06 | 8.2 | 6.5
Live | 217505119 |  | 10.5 | 16 | 34400 | 20800 | 16800 | 3.07 | 2.2 | 35400 | 3.02 | 2.04 | 8 | 6.3
Live | 217505120 |  | 10 | 16.5 | 34800 | 21200 | 16700 | 2.93 | 2.42 | 32200 | 3.06 | 2.06 | 8.2 | 6.5
Live | 217505121 |  | 10.5 | 16 | 34400 | 20800 | 16900 | 3.07 | 2.2 | 35400 | 3.02 | 2.04 | 8 | 6.3
Live | 217505122 |  | 10 | 15.5 | 34800 | 21200 | 16700 | 2.93 | 2.42 | 32400 | 3.06 | 2.06 | 8.1 | 6.4
Live | 217505123 |  | 10.5 | 16 | 34200 | 20600 | 16500 | 3.07 | 2.24 | 34800 | 3.02 | 2.08 | 8 | 6.3
Live | 217505124 |  | 10 | 16.5 | 34800 | 21200 | 16700 | 2.93 | 2.42 | 32400 | 3.06 | 2.06 | 8.2 | 6.5
Live | 217505125 |  | 10.5 | 16 | 34600 | 21000 | 16900 | 3.07 | 2.2 | 35400 | 3.02 | 2.04 | 8 | 6.3
Live | 217505126 |  | 10 | 16.5 | 34800 | 21200 | 16900 | 2.93 | 2.4 | 31800 | 3.02 | 2.04 | 8.2 | 6.5
Live | 217505127 |  | 10 | 16.5 | 34800 | 21200 | 16900 | 2.93 | 2.4 | 31800 | 3.02 | 2.04 | 8.2 | 6.5
Live | 217505128 |  | 10 | 16.5 | 34600 | 21200 | 16700 | 2.93 | 2.4 | 32200 | 3.02 | 2.04 | 8.2 | 6.5
Live | 217505129 |  | 10 | 16.5 | 34000 | 20800 | 16400 | 2.93 | 2.4 | 31800 | 2.98 | 2.06 | 8.2 | 6.5
Live | 217505130 |  | 10 | 14.3 | 34000 | 21200 | 17300 | 2.93 | 2.18 | 36000 | 3.02 | 2.02 | 7.8 | 6.3
Live | 217505131 |  | 10.5 | 16.5 | 34800 | 22200 | 16800 | 3.08 | 2.38 | 35400 | 3.16 | 2.2 | 8.5 | 6.7
Live | 217505132 |  | 10.5 | 16 | 34800 | 22200 | 16900 | 3.08 | 2.36 | 35400 | 3.16 | 2.2 | 8.5 | 6.7
Live | 217505133 |  | 10.5 | 16.5 | 34800 | 22000 | 16800 | 3.08 | 2.38 | 35400 | 3.16 | 2.2 | 8.5 | 6.7
Live | 217505134 |  | 10.5 | 17.5 | 33400 | 21800 | 16600 | 3.08 | 2.1 | 32800 | 2.86 | 1.94 | 8.1 | 6.4
Live | 217505135 |  | 10.5 | 17.5 | 33400 | 21800 | 16600 | 3.08 | 2.1 | 32800 | 2.86 | 1.94 | 8.1 | 6.4
Live | 217505136 |  | 10.5 | 17.5 | 33600 | 21600 | 16500 | 3.08 | 2.12 | 32600 | 2.86 | 1.96 | 8.1 | 6.4
Live | 217505137 |  | 10.5 | 17.5 | 33800 | 21800 | 16600 | 3.08 | 2.12 | 32800 | 2.88 | 1.96 | 8.1 | 6.4
Live | 217505138 |  | 10.5 | 17.5 | 33600 | 21800 | 16700 | 3.08 | 2.12 | 33000 | 2.88 | 1.94 | 8.1 | 6.4
Live | 217505139 |  | 10.5 | 18 | 34000 | 22000 | 16800 | 3.08 | 2.12 | 33200 | 2.92 | 1.96 | 8.1 | 6.4
Live | 217505142 |  | 10.5 | 16 | 47000 | 33600 | 30600 | 3.07 | 2.4 | 48000 | 3.24 | 1.9 | 8.5 | 6.9
Live | 217505143 |  | 10.5 | 16.9 | 46500 | 29600 | 29200 | 3.08 | 2.34 | 48000 | 3.18 | 1.9 | 8.2 | 6.6
Live | 217505144 |  | 9.8 | 14.7 | 54500 | 38000 | 32600 | 2.87 | 2.42 | 58000 | 3.16 | 2.2 | 8.5 | 7
Live | 217505145 |  | 9.8 | 16.5 | 55500 | 37000 | 31200 | 2.87 | 2.14 | 55500 | 2.96 | 1.92 | 8.1 | 6.5
Live | 217505146 |  | 10 | 16.5 | 55000 | 36400 | 30600 | 2.93 | 2.14 | 54500 | 2.94 | 1.94 | 8.1 | 6.5
Live | 217505147 |  | 10 | 17 | 54500 | 37800 | 30200 | 2.93 | 2.26 | 58500 | 2.86 | 1.98 | 8.2 | 6.6
Live | 217505148 |  | 9.8 | 16.5 | 54500 | 38500 | 31000 | 2.87 | 2.2 | 60000 | 2.84 | 1.92 | 8.1 | 6.5
Live | 217505149 |  | 11.7 | 14.7 | 22400 | 15600 | 15300 | 3.44 | 2.2 | 24000 | 3.32 | 1.88 | 8.2 | 6.7
Live | 217505154 |  | 12.6 | 18 | 24000 | 15800 | 15500 | 3.7 | 2.34 | 23600 | 3.29 | 1.88 | 8.5 | 6.8
Live | 217505155 |  | 12.8 | 18.5 | 24000 | 15500 | 15200 | 3.74 | 2.34 | 23200 | 3.24 | 1.88 | 8.5 | 6.7
Live | 217505158 |  | 11.7 | 16 | 23400 | 16000 | 15700 | 3.43 | 2.28 | 23600 | 3.14 | 1.84 | 8.2 | 6.7
Live | 217505159 |  | 13 | 19 | 24000 | 15400 | 15100 | 3.8 | 2.38 | 23200 | 3.28 | 1.88 | 8.5 | 6.7
Live | 217505160 |  | 12.8 | 19 | 23800 | 15100 | 15600 | 3.75 | 2.18 | 23600 | 3.33 | 1.76 | 8.2 | 6.5
Live | 217505161 |  | 10.5 | 17 | 36000 | 19600 | 17600 | 3.08 | 2.34 | 32800 | 3.28 | 2.16 | 8.2 | 6.4
Live | 217505162 |  | 11 | 16.5 | 34200 | 18700 | 14800 | 3.22 | 2.24 | 32000 | 2.84 | 1.92 | 8.2 | 6.3
Live | 217505163 |  | 11.2 | 19 | 34800 | 18700 | 14800 | 3.28 | 2.28 | 32200 | 2.9 | 1.94 | 8.2 | 6.3
Live | 217505164 |  | 11.2 | 17 | 34800 | 18600 | 14800 | 3.28 | 2.28 | 32200 | 2.9 | 1.94 | 8.2 | 6.3
Live | 217505165 |  | 11 | 18 | 34800 | 18800 | 14900 | 3.23 | 2.26 | 32400 | 2.9 | 1.92 | 8.2 | 6.3
Live | 217505166 |  | 11.2 | 17.5 | 34600 | 18500 | 14700 | 3.28 | 2.28 | 32000 | 2.9 | 1.94 | 8.2 | 6.3
Live | 217505167 |  | 11 | 18 | 34400 | 18700 | 14900 | 3.22 | 2.24 | 32000 | 2.84 | 1.92 | 8.2 | 6.3
Live | 217505168 |  | 11 | 18.5 | 34400 | 18600 | 14800 | 3.22 | 2.26 | 32000 | 2.84 | 1.92 | 8.2 | 6.3
Live | 217505169 |  | 11 | 18 | 34800 | 18900 | 15000 | 3.23 | 2.26 | 32400 | 2.9 | 1.92 | 8.2 | 6.3
Live | 217505170 |  | 11 | 17.5 | 34800 | 18900 | 15100 | 3.23 | 2.24 | 32400 | 2.88 | 1.9 | 8.1 | 6.2
Live | 217505171 |  | 11 | 18 | 34600 | 18900 | 15000 | 3.22 | 2.24 | 32400 | 2.86 | 1.9 | 8.2 | 6.3
Live | 217505172 |  | 11 | 18 | 34200 | 18600 | 14800 | 3.22 | 2.24 | 32000 | 2.82 | 1.92 | 8.2 | 6.3
Live | 217505173 |  | 11 | 18.5 | 34400 | 18800 | 14900 | 3.22 | 2.24 | 32200 | 2.84 | 1.9 | 8.2 | 6.3
Live | 217505174 |  | 11 | 18.5 | 34400 | 18800 | 14900 | 3.22 | 2.24 | 32200 | 2.84 | 1.9 | 8.2 | 6.3
Live | 217505175 |  | 11 | 18.5 | 34400 | 18700 | 14800 | 3.22 | 2.26 | 32000 | 2.86 | 1.92 | 8.2 | 6.3
Live | 217505176 |  | 11 | 18.5 | 34600 | 18700 | 14900 | 3.22 | 2.26 | 32200 | 2.88 | 1.92 | 8.2 | 6.3
Live | 217505177 |  | 11 | 18 | 34600 | 18900 | 15000 | 3.22 | 2.24 | 32400 | 2.86 | 1.9 | 8.2 | 6.3
Live | 217505178 |  | 10.5 | 15.5 | 33000 | 21600 | 16400 | 3.08 | 2.48 | 36000 | 3 | 1.9 | 7.8 | 6.4
Live | 217505180 |  | 10.5 | 17 | 33000 | 21600 | 16400 | 3.08 | 2.48 | 36800 | 3 | 1.9 | 8.1 | 6.5
Live | 217505181 |  | 10.5 | 17.5 | 33800 | 21600 | 16400 | 3.08 | 2.5 | 36000 | 3.04 | 1.9 | 8.2 | 6.5
Live | 217505182 |  | 11 | 16 | 33600 | 21600 | 16300 | 3.23 | 2.52 | 36000 | 3.06 | 1.92 | 8 | 6.4
Live | 217505183 |  | 10.5 | 17 | 33600 | 21800 | 16500 | 3.08 | 2.5 | 36000 | 3.04 | 1.9 | 8.2 | 6.5
Live | 217505184 |  | 11 | 16 | 33400 | 21600 | 16300 | 3.22 | 2.52 | 36000 | 3.06 | 1.92 | 8 | 6.4
Live | 217505185 |  | 10.5 | 16.5 | 33000 | 21600 | 16500 | 3.08 | 2.48 | 36000 | 3 | 1.9 | 8.1 | 6.5
Live | 217505186 |  | 10.5 | 16.5 | 33000 | 21600 | 16400 | 3.08 | 2.48 | 36000 | 3 | 1.9 | 8.1 | 6.5
Live | 217505187 |  | 10.5 | 17 | 33600 | 21800 | 16600 | 3.08 | 2.48 | 36000 | 3.02 | 1.88 | 8.1 | 6.5
Live | 217505188 |  | 10.5 | 16 | 33600 | 22000 | 16600 | 3.08 | 2.48 | 36000 | 3.02 | 1.88 | 7.8 | 6.3
Live | 217505189 |  | 10.5 | 17 | 33600 | 22000 | 16600 | 3.08 | 2.48 | 36000 | 3.02 | 1.88 | 8.2 | 6.5
Live | 217505190 |  | 10.5 | 17.5 | 33600 | 22000 | 16700 | 3.08 | 2.46 | 37000 | 2.98 | 1.86 | 8.2 | 6.5
Live | 217505191 |  | 10.5 | 17 | 33800 | 22000 | 16700 | 3.08 | 2.46 | 37000 | 2.98 | 1.88 | 8.2 | 6.5
Live | 217505192 |  | 10.5 | 17 | 33400 | 21800 | 16600 | 3.08 | 2.46 | 36000 | 3 | 1.88 | 8.2 | 6.5
Live | 217505193 |  | 10.5 | 17 | 33000 | 21600 | 16400 | 3.08 | 2.46 | 36000 | 3 | 1.9 | 8.1 | 6.5
Live | 217505194 |  | 10.5 | 15.2 | 33600 | 21800 | 16600 | 3.08 | 2.48 | 36000 | 3.02 | 1.88 | 7.8 | 6.4
Live | 217505195 |  | 10.5 | 15.5 | 33200 | 21600 | 16400 | 3.08 | 2.48 | 36400 | 3.02 | 1.9 | 8 | 6.4
Live | 217505196 |  | 10.5 | 15.2 | 35800 | 20200 | 16300 | 3.08 | 2.38 | 33200 | 3.22 | 2.06 | 7.8 | 6.2
Live | 217505197 |  | 10.5 | 15.5 | 35200 | 20000 | 16000 | 3.08 | 2.36 | 32600 | 3.14 | 2.06 | 7.8 | 6.3
Live | 217505198 |  | 10.5 | 15.5 | 33800 | 21800 | 16400 | 3.08 | 2.52 | 36000 | 3.06 | 1.9 | 7.8 | 6.4
Live | 217505199 |  | 10.5 | 15.5 | 35800 | 20200 | 16100 | 3.08 | 2.4 | 33000 | 3.25 | 2.1 | 8 | 6.3
Live | 217505200 |  | 10.5 | 17.5 | 33400 | 21600 | 16400 | 3.08 | 2.5 | 36000 | 3.02 | 1.9 | 8.2 | 6.5
Live | 217505201 |  | 10.5 | 16 | 33200 | 21600 | 16300 | 3.08 | 2.5 | 36000 | 3.02 | 1.92 | 8 | 6.4
Live | 217505202 |  | 10.5 | 17 | 35400 | 20000 | 16100 | 3.08 | 2.38 | 32800 | 3.18 | 2.08 | 8 | 6.3
Live | 217505204 |  | 10.5 | 16 | 35400 | 20000 | 16000 | 3.08 | 2.38 | 32600 | 3.16 | 2.08 | 7.8 | 6.3
Live | 217505205 |  | 10.5 | 16 | 35400 | 19900 | 15900 | 3.08 | 2.4 | 32600 | 3.18 | 2.1 | 8 | 6.3
Live | 217505206 |  | 10.5 | 16 | 33200 | 21600 | 16300 | 3.08 | 2.5 | 36000 | 3.04 | 1.92 | 8 | 6.4
Live | 217505207 |  | 10.5 | 16 | 35400 | 20000 | 16000 | 3.08 | 2.38 | 32600 | 3.18 | 2.08 | 7.8 | 6.3
Live | 217505208 |  | 10.5 | 17 | 33600 | 21800 | 16400 | 3.08 | 2.5 | 36000 | 3.04 | 1.9 | 7.8 | 6.4
Live | 217505209 |  | 10.5 | 17 | 33800 | 21800 | 16500 | 3.08 | 2.52 | 36000 | 3.06 | 1.9 | 8.2 | 6.5
Live | 217505210 |  | 10.5 | 16.5 | 35400 | 20000 | 16000 | 3.08 | 2.4 | 32800 | 3.2 | 2.08 | 7.8 | 6.3
Live | 217505211 |  | 10.5 | 17 | 35600 | 20000 | 16100 | 3.08 | 2.4 | 32800 | 3.21 | 2.08 | 7.8 | 6.2
Live | 217505212 |  | 10.5 | 17 | 33800 | 21800 | 16500 | 3.08 | 2.5 | 36000 | 3.06 | 1.9 | 8.1 | 6.5
Live | 217505213 |  | 10.5 | 16.5 | 35600 | 20000 | 16100 | 3.08 | 2.4 | 32800 | 3.21 | 2.08 | 7.8 | 6.2
Live | 217505215 |  | 10.5 | 16.5 | 33800 | 21800 | 16600 | 3.08 | 2.48 | 36800 | 3 | 1.88 | 8.2 | 6.5
Live | 217505217 |  | 10.5 | 16.5 | 35800 | 20200 | 16200 | 3.08 | 2.38 | 32800 | 3.18 | 2.06 | 7.8 | 6.2
Live | 217505218 |  | 10.5 | 16 | 33400 | 21600 | 16400 | 3.08 | 2.5 | 36000 | 3.04 | 1.92 | 8 | 6.4
Live | 217505219 |  | 10.5 | 16 | 35400 | 20000 | 16000 | 3.08 | 2.38 | 32800 | 3.18 | 2.08 | 8 | 6.3
Live | 217505220 |  | 11 | 15.5 | 34600 | 21000 | 16500 | 3.22 | 2.32 | 32800 | 3.21 | 2.06 | 8.1 | 6.4
Live | 217505221 |  | 10.5 | 17 | 33200 | 21800 | 16500 | 3.08 | 2.46 | 36000 | 3 | 1.9 | 8.1 | 6.5
Live | 217505222 |  | 10.5 | 17 | 33200 | 21800 | 16500 | 3.08 | 2.46 | 36000 | 3 | 1.9 | 8.2 | 6.5
Live | 217505223 |  | 10.5 | 15.5 | 35000 | 20000 | 16100 | 3.08 | 2.34 | 32600 | 3.12 | 2.06 | 7.8 | 6.2
Live | 217505224 |  | 10.5 | 16.5 | 33200 | 21600 | 16400 | 3.08 | 2.48 | 36000 | 3 | 1.9 | 8.1 | 6.5
Live | 217505226 |  | 10.5 | 16.5 | 35200 | 20000 | 16100 | 3.08 | 2.36 | 32800 | 3.12 | 2.06 | 8 | 6.3
Live | 217505227 |  | 10.5 | 17 | 33400 | 21800 | 16500 | 3.08 | 2.48 | 36000 | 3.02 | 1.9 | 8.2 | 6.5
Live | 217505228 |  | 11.2 | 16 | 34800 | 21000 | 16400 | 3.28 | 2.34 | 32800 | 3.26 | 2.08 | 8.1 | 6.4
Live | 217505229 |  | 10.5 | 17 | 33200 | 21800 | 16600 | 3.08 | 2.46 | 36000 | 3 | 1.88 | 8.1 | 6.5
Live | 217505230 |  | 10.5 | 17.5 | 35600 | 20000 | 16100 | 3.08 | 2.38 | 32800 | 3.2 | 2.08 | 8.1 | 6.3
Live | 217505231 |  | 10.5 | 16 | 35600 | 20000 | 16000 | 3.08 | 2.4 | 32800 | 3.2 | 2.08 | 8 | 6.3
Live | 217505232 |  | 11 | 17.5 | 34200 | 20800 | 16300 | 3.22 | 2.32 | 32600 | 3.2 | 2.06 | 8.2 | 6.5
Live | 217505233 |  | 10.5 | 17.5 | 33600 | 21800 | 16500 | 3.08 | 2.5 | 36000 | 3.04 | 1.9 | 8.2 | 6.5
Live | 217505234 |  | 10.5 | 17 | 35600 | 20200 | 16200 | 3.08 | 2.38 | 33000 | 3.2 | 2.06 | 8 | 6.3
Live | 217505235 |  | 11.2 | 16.5 | 34200 | 20800 | 16200 | 3.29 | 2.32 | 32400 | 3.18 | 2.08 | 8.2 | 6.4
Live | 217505236 |  | 11.2 | 16.5 | 34200 | 20600 | 16200 | 3.29 | 2.34 | 32400 | 3.2 | 2.08 | 8.2 | 6.5
Live | 217505237 |  | 11.2 | 16.5 | 34200 | 20800 | 16300 | 3.29 | 2.32 | 32400 | 3.2 | 2.08 | 8.2 | 6.4
Live | 217505238 |  | 10.5 | 16 | 35200 | 19800 | 15800 | 3.08 | 2.38 | 32400 | 3.14 | 2.08 | 7.8 | 6.3
Live | 217505239 |  | 11.2 | 17 | 34600 | 20800 | 16400 | 3.28 | 2.34 | 32600 | 3.24 | 2.08 | 8.1 | 6.4
Live | 217505240 |  | 11.2 | 17.5 | 34600 | 21000 | 16400 | 3.28 | 2.34 | 32800 | 3.26 | 2.08 | 8 | 6.4
Live | 217505241 |  | 10.5 | 16.5 | 35200 | 20000 | 16100 | 3.08 | 2.34 | 32800 | 3.1 | 2.06 | 8 | 6.3
Live | 217505242 |  | 10.5 | 16.5 | 35000 | 20000 | 16000 | 3.08 | 2.36 | 32600 | 3.12 | 2.06 | 8 | 6.3
Live | 217505243 |  | 11.2 | 17 | 34600 | 21000 | 16400 | 3.28 | 2.34 | 32800 | 3.26 | 2.08 | 8.1 | 6.4
Live | 217505244 |  | 10 | 16.5 | 35000 | 20200 | 16200 | 2.93 | 2.32 | 32800 | 3.08 | 2.04 | 7.8 | 6.3
Live | 217505245 |  | 10.5 | 16.5 | 35000 | 19900 | 15900 | 3.08 | 2.36 | 32600 | 3.12 | 2.06 | 8 | 6.3
Live | 217505247 |  | 10.5 | 16 | 35400 | 20200 | 16300 | 3.08 | 2.36 | 33200 | 3.18 | 2.06 | 7.8 | 6.2
Live | 217505248 |  | 10.5 | 17 | 35400 | 20200 | 16300 | 3.08 | 2.36 | 33000 | 3.18 | 2.06 | 7.8 | 6.2
Live | 217505249 |  | 10 | 17 | 35600 | 20400 | 16400 | 2.93 | 2.34 | 33000 | 3.12 | 2.04 | 7.8 | 6.2
Live | 217505250 |  | 10 | 17 | 35600 | 20400 | 16400 | 2.93 | 2.34 | 33000 | 3.14 | 2.04 | 7.8 | 6.2
Live | 217505251 |  | 11 | 17 | 34800 | 21000 | 16500 | 3.23 | 2.32 | 32600 | 3.2 | 2.06 | 8 | 6.4
Live | 217505252 |  | 10.5 | 16.5 | 35000 | 20000 | 16000 | 3.08 | 2.34 | 32600 | 3.1 | 2.06 | 8 | 6.3
Live | 217505253 |  | 10.5 | 16.5 | 35000 | 20000 | 16000 | 3.08 | 2.34 | 32600 | 3.1 | 2.06 | 8 | 6.3
Live | 217505254 |  | 11.2 | 16.5 | 34400 | 20800 | 16300 | 3.28 | 2.32 | 32400 | 3.2 | 2.08 | 8.2 | 6.4
Live | 217505255 |  | 10 | 17 | 34800 | 19700 | 17000 | 2.93 | 2.06 | 35600 | 3 | 1.9 | 8 | 6.2
Live | 217505257 |  | 10.5 | 16 | 35000 | 19400 | 16700 | 3.08 | 2.12 | 35200 | 3.06 | 1.94 | 8 | 6.2
Live | 217505259 |  | 10.5 | 17 | 34800 | 19400 | 16700 | 3.08 | 2.1 | 35200 | 3.02 | 1.94 | 8.1 | 6.2
Live | 217505260 |  | 10.5 | 16.5 | 34800 | 19300 | 16600 | 3.08 | 2.12 | 35200 | 3.06 | 1.96 | 8 | 6.2
Live | 217505262 |  | 10.5 | 17 | 34600 | 19500 | 16800 | 3.07 | 2.1 | 35200 | 3 | 1.92 | 8.1 | 6.2
Live | 217505264 |  | 10.5 | 17 | 34600 | 19500 | 16800 | 3.07 | 2.1 | 35200 | 3.02 | 1.92 | 8 | 6.2
Live | 217505265 |  | 10.5 | 17 | 34600 | 19500 | 16800 | 3.07 | 2.1 | 35200 | 3 | 1.92 | 8.1 | 6.2
Live | 217505267 |  | 10.5 | 17 | 35200 | 19800 | 17100 | 3.08 | 2.06 | 35800 | 3 | 1.9 | 8 | 6.2
Live | 217505268 |  | 10.5 | 15.5 | 47500 | 30200 | 24200 | 3.08 | 2.28 | 48000 | 2.98 | 1.84 | 8.1 | 6.4
Live | 217505272 |  | 11 | 17.5 | 48000 | 29600 | 23800 | 3.23 | 2.28 | 47500 | 2.96 | 1.84 | 8.2 | 6.4
Live | 217505273 |  | 11 | 17 | 47000 | 29600 | 23800 | 3.23 | 2.26 | 47000 | 2.86 | 1.82 | 8.1 | 6.4
Live | 217505275 |  | 11.5 | 17.5 | 48000 | 29000 | 23400 | 3.37 | 2.34 | 47000 | 2.98 | 1.88 | 8.2 | 6.4
Live | 217505276 |  | 11.5 | 17 | 47500 | 29000 | 23200 | 3.37 | 2.32 | 46500 | 2.94 | 1.88 | 8.2 | 6.4
Live | 217505278 |  | 11.2 | 18 | 48000 | 29400 | 23600 | 3.28 | 2.32 | 47500 | 3 | 1.88 | 8.2 | 6.4
Live | 217505279 |  | 11.2 | 18 | 47500 | 29200 | 23400 | 3.28 | 2.3 | 46500 | 2.94 | 1.86 | 8.2 | 6.4
Live | 217505281 |  | 11.5 | 17.5 | 47500 | 29200 | 23400 | 3.37 | 2.32 | 46500 | 2.96 | 1.88 | 8.2 | 6.4
Live | 217505282 |  | 11.2 | 17.5 | 48000 | 29400 | 23600 | 3.28 | 2.32 | 47000 | 2.98 | 1.86 | 8.2 | 6.4
Live | 217505284 |  | 11.2 | 18 | 47500 | 29200 | 23400 | 3.28 | 2.3 | 47000 | 2.94 | 1.86 | 8.2 | 6.4
Live | 217505285 |  | 11.5 | 17 | 47500 | 29200 | 23400 | 3.37 | 2.32 | 46500 | 2.96 | 1.86 | 8.2 | 6.4
Live | 217505287 |  | 11.2 | 17.5 | 48000 | 29400 | 23600 | 3.28 | 2.32 | 47500 | 3.02 | 1.88 | 8 | 6.3
Live | 217505288 |  | 11.5 | 18.5 | 48000 | 29400 | 23600 | 3.37 | 2.34 | 47500 | 3.02 | 1.88 | 8.2 | 6.4
Live | 217505290 |  | 11.2 | 18.5 | 48000 | 29400 | 23600 | 3.28 | 2.32 | 47500 | 3.02 | 1.88 | 8.2 | 6.4
Live | 217505294 |  | 11.5 | 17 | 47500 | 29000 | 23400 | 3.37 | 2.3 | 46500 | 2.94 | 1.86 | 8.2 | 6.4
Live | 217505296 |  | 10.5 | 16 | 44000 | 28200 | 28600 | 3.08 | 2.26 | 46500 | 3.06 | 1.86 | 8.2 | 6.6
Live | 217505298 |  | 10.5 | 16 | 44000 | 28000 | 28400 | 3.08 | 2.26 | 46500 | 3.06 | 1.86 | 8.2 | 6.6
Live | 217505300 |  | 11.2 | 17.5 | 48000 | 28600 | 22400 | 3.28 | 2.26 | 46500 | 3 | 1.8 | 7.8 | 6.2
Live | 217505301 |  | 11.5 | 17 | 47000 | 28000 | 22000 | 3.37 | 2.26 | 45500 | 2.92 | 1.8 | 7.8 | 6.1
Live | 217505303 |  | 11.7 | 17 | 47500 | 27600 | 21800 | 3.43 | 2.3 | 45000 | 2.98 | 1.84 | 7.8 | 6.2
Live | 217505305 |  | 11.7 | 17 | 47500 | 27800 | 22000 | 3.43 | 2.28 | 45500 | 2.96 | 1.82 | 7.8 | 6.2
Live | 217505306 |  | 11.5 | 18 | 48000 | 28400 | 22200 | 3.37 | 2.3 | 46000 | 3.04 | 1.82 | 7.8 | 6.2
Live | 217505307 |  | 11.5 | 18 | 47500 | 28000 | 22000 | 3.37 | 2.28 | 45500 | 2.96 | 1.8 | 7.8 | 6.2
Live | 217505309 |  | 11.5 | 18 | 47500 | 28000 | 22000 | 3.37 | 2.28 | 45500 | 2.98 | 1.82 | 7.8 | 6.2
Live | 217505310 |  | 11.7 | 17 | 47500 | 27800 | 21800 | 3.43 | 2.28 | 45500 | 2.96 | 1.82 | 7.8 | 6.2
Live | 217505312 |  | 11.5 | 18 | 47500 | 28000 | 22000 | 3.37 | 2.28 | 45500 | 2.96 | 1.82 | 7.8 | 6.2
Live | 217505313 |  | 11.5 | 17 | 47500 | 28000 | 22000 | 3.37 | 2.28 | 45500 | 2.98 | 1.82 | 7.8 | 6.2
Live | 217505316 |  | 11.5 | 18.5 | 48000 | 28200 | 22200 | 3.37 | 2.28 | 46000 | 3.02 | 1.82 | 7.8 | 6.1
Live | 217505327 |  | 11.5 | 18 | 47500 | 28000 | 22000 | 3.37 | 2.28 | 45500 | 2.96 | 1.82 | 7.8 | 6.2
Live | 217505328 |  | 11.2 | 17.5 | 48000 | 29400 | 23800 | 3.28 | 2.2 | 47000 | 2.9 | 1.8 | 7.8 | 6.2
Live | 217505330 |  | 11.5 | 17.5 | 48000 | 29200 | 23600 | 3.37 | 2.2 | 46500 | 2.92 | 1.8 | 7.8 | 6.2
Live | 217505331 |  | 11.5 | 17 | 47500 | 28000 | 22000 | 3.37 | 2.28 | 45500 | 2.96 | 1.82 | 7.8 | 6.2
Live | 217505345 |  | 11.5 | 18 | 47500 | 28200 | 22200 | 3.37 | 2.28 | 45500 | 2.96 | 1.8 | 7.8 | 6.2
Live | 217505351 |  | 11.7 | 18 | 47500 | 28000 | 22000 | 3.43 | 2.28 | 45500 | 2.98 | 1.82 | 7.8 | 6.2
Live | 217505355 |  | 10 | 16.5 | 57500 | 35000 | 27000 | 2.93 | 2.22 | 56000 | 3.14 | 1.86 | 7.8 | 6.2
Live | 217505357 |  | 10 | 16 | 57000 | 34800 | 26800 | 2.93 | 2.22 | 55500 | 3.14 | 1.88 | 7.8 | 6.2
Live | 217505358 |  | 9.8 | 16.5 | 56500 | 38500 | 31600 | 2.87 | 2.3 | 57500 | 3.06 | 2.02 | 8.2 | 6.6
Live | 217505360 |  | 10 | 16.5 | 56500 | 38000 | 31200 | 2.93 | 2.3 | 56500 | 3.04 | 2.02 | 8.2 | 6.6
Live | 217505361 |  | 10 | 16.5 | 57500 | 38000 | 31400 | 2.93 | 2.32 | 57000 | 3.12 | 2.04 | 8.2 | 6.7
Live | 217505363 |  | 10 | 16.5 | 57000 | 38500 | 31600 | 2.93 | 2.32 | 57000 | 3.1 | 2.04 | 8.2 | 6.6
Live | 217505364 |  | 10 | 17 | 57500 | 38000 | 31400 | 2.93 | 2.32 | 57000 | 3.12 | 2.04 | 8.2 | 6.6
Live | 217505365 |  | 10 | 16.5 | 57000 | 38000 | 31400 | 2.93 | 2.32 | 57000 | 3.08 | 2.04 | 8.2 | 6.7
Live | 217505367 |  | 10 | 16.5 | 57000 | 38500 | 31600 | 2.93 | 2.3 | 57500 | 3.08 | 2.02 | 8.2 | 6.6
Live | 217505369 |  | 10 | 16.5 | 57000 | 38000 | 31200 | 2.93 | 2.34 | 56500 | 3.1 | 2.04 | 8.1 | 6.5
Live | 217505370 |  | 10 | 17.5 | 57000 | 38000 | 31000 | 2.93 | 2.34 | 56500 | 3.1 | 2.06 | 8.2 | 6.7
Live | 217505372 |  | 10 | 17.5 | 57000 | 38000 | 31000 | 2.93 | 2.34 | 56500 | 3.1 | 2.06 | 8.2 | 6.7
Live | 217505375 |  | 10 | 16.5 | 56500 | 38000 | 31400 | 2.93 | 2.32 | 57000 | 3.08 | 2.04 | 8.2 | 6.6
Live | 217505376 |  | 10 | 16.5 | 56500 | 37200 | 31000 | 2.93 | 2.3 | 56500 | 3.16 | 2.04 | 8.5 | 6.7
Live | 217505378 |  | 10 | 16.5 | 56000 | 36600 | 30400 | 2.93 | 2.32 | 55500 | 3.14 | 2.06 | 8.5 | 6.7
Live | 217505379 |  | 10 | 16.5 | 57000 | 37000 | 30800 | 2.93 | 2.34 | 56500 | 3.22 | 2.06 | 8.5 | 6.7
Live | 217505381 |  | 10 | 16.5 | 57000 | 37000 | 31000 | 2.93 | 2.32 | 56500 | 3.2 | 2.06 | 8.5 | 6.7
Live | 217505383 |  | 10 | 17 | 57000 | 37000 | 30800 | 2.93 | 2.34 | 56500 | 3.22 | 2.06 | 8.5 | 6.7
Live | 217505384 |  | 10 | 17 | 56500 | 36800 | 30600 | 2.93 | 2.32 | 56000 | 3.18 | 2.06 | 8.5 | 6.7
Live | 217505386 |  | 10 | 16.5 | 57000 | 37200 | 31000 | 2.93 | 2.32 | 56500 | 3.18 | 2.06 | 8.5 | 6.7
Live | 217505387 |  | 10 | 16.5 | 56500 | 36600 | 30400 | 2.93 | 2.34 | 56000 | 3.2 | 2.08 | 8.2 | 6.6
Live | 217505389 |  | 10 | 17.5 | 56500 | 36400 | 30400 | 2.93 | 2.36 | 55500 | 3.2 | 2.1 | 8.5 | 6.7
Live | 217505390 |  | 10 | 17.5 | 56500 | 36600 | 30400 | 2.93 | 2.36 | 56000 | 3.2 | 2.08 | 8.5 | 6.7
Live | 217505393 |  | 10 | 16.5 | 56500 | 36800 | 30800 | 2.93 | 2.32 | 56000 | 3.18 | 2.06 | 8.5 | 6.7
Live | 217505396 |  | 10 | 16 | 56000 | 37800 | 30800 | 2.93 | 2.26 | 56000 | 3.02 | 2 | 8.2 | 6.6
Live | 217505398 |  | 9.8 | 15.5 | 56500 | 38000 | 31400 | 2.87 | 2.24 | 57000 | 3.04 | 1.98 | 8.2 | 6.6
Live | 217505401 |  | 13 | 19.5 | 24000 | 15000 | 15600 | 3.8 | 2.2 | 23600 | 3.37 | 1.78 | 8.5 | 6.6
Live | 217505402 |  | 10.5 | 18 | 35600 | 20200 | 16400 | 3.08 | 2.5 | 32000 | 3.22 | 2.1 | 8.5 | 6.6
Live | 217505404 |  | 10.5 | 17.5 | 35800 | 20800 | 17000 | 3.08 | 2.46 | 32800 | 3.21 | 2.06 | 8.5 | 6.7
Live | 217505407 |  | 11.7 | 18 | 48000 | 28600 | 23400 | 3.43 | 2.4 | 47000 | 3.18 | 2.06 | 7.8 | 6.3
Live | 217505408 |  | 9.8 | 16.5 | 54500 | 38000 | 32600 | 2.87 | 2.42 | 58000 | 3.16 | 2.2 | 8.5 | 6.9
Live | 217505412 |  | 11.2 | 16 | 34400 | 20400 | 16400 | 3.28 | 2.26 | 35000 | 3.08 | 2.1 | 8 | 6.3
Live | 217505414 |  | 11 | 15.5 | 34400 | 20400 | 16400 | 3.22 | 2.26 | 35000 | 3.08 | 2.1 | 8 | 6.3
Live | 217505415 |  | 11.2 | 15.5 | 34400 | 20400 | 16300 | 3.28 | 2.26 | 34600 | 3.06 | 2.1 | 8 | 6.3
Live | 217505417 |  | 11.2 | 15.5 | 35200 | 20600 | 16500 | 3.29 | 2.28 | 35200 | 3.14 | 2.12 | 8 | 6.3
Live | 217505419 |  | 11.2 | 15.5 | 34600 | 20400 | 16400 | 3.28 | 2.26 | 35000 | 3.08 | 2.1 | 8 | 6.3
Live | 217505420 |  | 11.2 | 15.5 | 34400 | 20400 | 16300 | 3.28 | 2.28 | 34600 | 3.06 | 2.12 | 8 | 6.3
Live | 217505422 |  | 11.5 | 18 | 47500 | 29000 | 23400 | 3.37 | 2.32 | 46500 | 2.98 | 1.88 | 8.2 | 6.4
Live | 217505427 |  | 11.7 | 18 | 48000 | 28000 | 22000 | 3.43 | 2.3 | 45500 | 3 | 1.82 | 7.8 | 6.2
Live | 217505428 |  | 11.2 | 16.5 | 48000 | 28200 | 26600 | 3.28 | 2.36 | 45500 | 3.18 | 1.84 | 8.1 | 6.4
Live | 217505430 |  | 11.5 | 16.5 | 48000 | 28000 | 26400 | 3.37 | 2.36 | 45500 | 3.18 | 1.84 | 8.1 | 6.4
Live | 217505433 |  | 11.2 | 17 | 46500 | 29000 | 28600 | 3.28 | 2.38 | 47000 | 3.18 | 1.92 | 8.2 | 6.7
Live | 217505434 |  | 11.2 | 17 | 46000 | 28800 | 28600 | 3.28 | 2.36 | 46500 | 3.14 | 1.9 | 8.2 | 6.6
Live | 217505436 |  | 11.2 | 17.5 | 46500 | 29200 | 29000 | 3.28 | 2.38 | 47500 | 3.22 | 1.9 | 8.2 | 6.7
Live | 217505438 |  | 11 | 17 | 46000 | 29000 | 28800 | 3.23 | 2.34 | 47000 | 3.14 | 1.9 | 8.2 | 6.6
Live | 217505439 |  | 11.2 | 17.5 | 46000 | 29000 | 28600 | 3.28 | 2.36 | 47000 | 3.16 | 1.9 | 8.2 | 6.6
Live | 217505441 |  | 11 | 17 | 46500 | 29200 | 29000 | 3.22 | 2.36 | 47500 | 3.2 | 1.9 | 8.2 | 6.6
Live | 217505442 |  | 11 | 17 | 46000 | 29000 | 28800 | 3.23 | 2.36 | 47000 | 3.14 | 1.9 | 8.2 | 6.6
Live | 217505444 |  | 11.2 | 16.5 | 46000 | 29000 | 28600 | 3.28 | 2.36 | 47000 | 3.14 | 1.9 | 8.2 | 6.6
Live | 217505445 |  | 11.2 | 17.5 | 47000 | 29400 | 29000 | 3.28 | 2.38 | 47500 | 3.24 | 1.92 | 8.1 | 6.6
Live | 217505447 |  | 11.2 | 17 | 47000 | 29200 | 29000 | 3.28 | 2.38 | 47500 | 3.24 | 1.92 | 8.2 | 6.6
Live | 217505448 |  | 11.2 | 17 | 47000 | 29400 | 29000 | 3.28 | 2.38 | 47500 | 3.22 | 1.92 | 8.2 | 6.6
Live | 217505453 |  | 11 | 17 | 46500 | 29400 | 29000 | 3.22 | 2.36 | 47500 | 3.18 | 1.9 | 8.2 | 6.6
Live | 217505458 |  | 11.7 | 18 | 47500 | 29800 | 28800 | 3.43 | 2.34 | 48000 | 3.18 | 1.96 | 8 | 6.5
Live | 217505459 |  | 11.2 | 18 | 47000 | 30200 | 29400 | 3.28 | 2.3 | 48000 | 3.12 | 1.92 | 8 | 6.5
Live | 217505460 |  | 11.2 | 17 | 47000 | 30000 | 29000 | 3.28 | 2.32 | 48000 | 3.14 | 1.94 | 8 | 6.5
Live | 217505462 |  | 11.2 | 17 | 47000 | 30000 | 29200 | 3.28 | 2.32 | 48000 | 3.14 | 1.94 | 8 | 6.5
Live | 217505464 |  | 11.5 | 17.5 | 47500 | 32600 | 29800 | 3.37 | 2.44 | 48000 | 3.24 | 1.92 | 8.5 | 6.9
Live | 217505465 |  | 11.5 | 16.5 | 23200 | 15400 | 14400 | 3.37 | 2.08 | 24000 | 2.98 | 1.82 | 8 | 6.4
Live | 217505467 |  | 11.7 | 15.5 | 23000 | 17000 | 17000 | 3.42 | 2.36 | 24000 | 3.04 | 1.98 | 8.5 | 7
Live | 217505469 |  | 11 | 15.2 | 21600 | 15900 | 15700 | 3.23 | 2.14 | 24000 | 3.18 | 1.84 | 8.1 | 6.7
Live | 217505471 |  | 13 | 19 | 24000 | 16600 | 16600 | 3.8 | 2.44 | 24000 | 3.2 | 2.02 | 8.5 | 7.1
Live | 217505473 |  | 13 | 18.5 | 23800 | 16400 | 16300 | 3.81 | 2.46 | 24000 | 3.15 | 2.02 | 8.5 | 7.1
Live | 217505474 |  | 13 | 19 | 24000 | 16700 | 16600 | 3.8 | 2.43 | 24000 | 3.2 | 2.02 | 8.5 | 7.1
Live | 217505476 |  | 13 | 19 | 24000 | 16600 | 16500 | 3.8 | 2.46 | 24000 | 3.23 | 2.04 | 8.5 | 7.1
Live | 217505478 |  | 12.8 | 18 | 24000 | 16700 | 16700 | 3.74 | 2.42 | 24000 | 3.18 | 2.02 | 8.5 | 7.1
Live | 217505479 |  | 13 | 18.5 | 24000 | 16600 | 16500 | 3.8 | 2.46 | 24000 | 3.23 | 2.04 | 8.5 | 7.1
Live | 217505481 |  | 13 | 19 | 23600 | 16400 | 16400 | 3.8 | 2.44 | 24000 | 3.14 | 2.02 | 8.5 | 7
Live | 217505482 |  | 13 | 18.5 | 23600 | 16500 | 16500 | 3.8 | 2.42 | 24000 | 3.13 | 2 | 8.5 | 7
Live | 217505487 |  | 13 | 19 | 24000 | 16700 | 16600 | 3.8 | 2.43 | 24000 | 3.2 | 2.02 | 8.5 | 7.1
Live | 217505488 |  | 12.8 | 18.5 | 24000 | 16700 | 16700 | 3.74 | 2.43 | 24000 | 3.18 | 2.02 | 8.5 | 7.1
Live | 217505490 |  | 12.8 | 18 | 24000 | 16700 | 16700 | 3.74 | 2.43 | 24000 | 3.18 | 2.02 | 8.5 | 7.1
Live | 217505491 |  | 11.7 | 15.5 | 23000 | 17000 | 17000 | 3.42 | 2.36 | 24000 | 3.04 | 1.98 | 8.5 | 7
Live | 217505493 |  | 13 | 19.5 | 23800 | 16600 | 16500 | 3.81 | 2.44 | 24000 | 3.18 | 2.02 | 8.5 | 7.1
Live | 217505495 |  | 13 | 19.5 | 23800 | 16600 | 16500 | 3.81 | 2.44 | 24000 | 3.18 | 2.02 | 8.5 | 7.1
Live | 217505496 |  | 13 | 19 | 24000 | 16700 | 16600 | 3.8 | 2.43 | 24000 | 3.2 | 2.02 | 8.5 | 7.1
Live | 217505498 |  | 13 | 19 | 23200 | 16200 | 16200 | 3.82 | 2.42 | 24000 | 3.06 | 2 | 8.5 | 7.1
Live | 217505499 |  | 13 | 18 | 23600 | 16400 | 16400 | 3.8 | 2.44 | 24000 | 3.14 | 2.02 | 8.5 | 7.1
Live | 217505501 |  | 13 | 19 | 23600 | 16400 | 16400 | 3.8 | 2.44 | 24000 | 3.14 | 2.02 | 8.5 | 7
Live | 217505505 |  | 13 | 19 | 23400 | 14500 | 13600 | 3.81 | 2.14 | 23000 | 3.02 | 1.86 | 8.2 | 6.5
Live | 217505507 |  | 12.4 | 16 | 24000 | 15200 | 14200 | 3.63 | 2.14 | 24000 | 3.13 | 1.86 | 8.1 | 6.4
Live | 217505509 |  | 13 | 18.5 | 24000 | 14800 | 13800 | 3.8 | 2.18 | 23600 | 3.14 | 1.88 | 8.2 | 6.5
Live | 217505510 |  | 12.6 | 19 | 24000 | 15100 | 14100 | 3.7 | 2.16 | 24000 | 3.14 | 1.88 | 8.2 | 6.5
Live | 217505511 |  | 12.8 | 19 | 24000 | 15000 | 14000 | 3.74 | 2.18 | 23800 | 3.18 | 1.88 | 8.2 | 6.5
Live | 217505513 |  | 12.4 | 18 | 24000 | 15100 | 14200 | 3.63 | 2.14 | 24000 | 3.13 | 1.86 | 8.2 | 6.5
Live | 217505514 |  | 12.8 | 18 | 24000 | 15000 | 14000 | 3.74 | 2.18 | 23800 | 3.18 | 1.88 | 8.2 | 6.5
Live | 217505519 |  | 12.4 | 17.5 | 22000 | 15000 | 14900 | 3.64 | 2.2 | 23600 | 3.25 | 1.88 | 8.2 | 6.7
Live | 217505521 |  | 13 | 19 | 23800 | 14800 | 13800 | 3.81 | 2.16 | 23400 | 3.1 | 1.88 | 8.1 | 6.4
Live | 217505522 |  | 12.4 | 17 | 22400 | 15300 | 15100 | 3.63 | 2.24 | 24000 | 3.37 | 1.9 | 8.5 | 6.8
Live | 217505524 |  | 12.8 | 19 | 23800 | 14900 | 13900 | 3.75 | 2.14 | 23600 | 3.07 | 1.86 | 8.1 | 6.4
Live | 217505528 |  | 12 | 17.5 | 22600 | 15600 | 15200 | 3.52 | 2.22 | 24000 | 3.37 | 1.88 | 8.5 | 6.8
Live | 217505530 |  | 12.6 | 19 | 24000 | 15100 | 14100 | 3.7 | 2.16 | 23800 | 3.16 | 1.88 | 8.2 | 6.5
Live | 217505531 |  | 12.2 | 17.5 | 22600 | 15500 | 15100 | 3.58 | 2.22 | 24000 | 3.38 | 1.9 | 8.5 | 6.8
Live | 217505533 |  | 11.7 | 16.5 | 22400 | 15600 | 15300 | 3.44 | 2.2 | 24000 | 3.32 | 1.88 | 8.2 | 6.7
Live | 217505534 |  | 12.6 | 18 | 24000 | 15100 | 14100 | 3.7 | 2.16 | 24000 | 3.14 | 1.88 | 8.2 | 6.5
Live | 217505536 |  | 12.2 | 17 | 22600 | 15500 | 15100 | 3.58 | 2.22 | 24000 | 3.38 | 1.9 | 8.5 | 6.8
Live | 217505537 |  | 12.6 | 18 | 24000 | 15100 | 14100 | 3.7 | 2.16 | 24000 | 3.14 | 1.88 | 8.2 | 6.5
Live | 217505539 |  | 12.4 | 17.5 | 22200 | 15300 | 15100 | 3.63 | 2.22 | 24000 | 3.32 | 1.9 | 8.2 | 6.7
Live | 217505540 |  | 12 | 17.5 | 22200 | 15400 | 15200 | 3.52 | 2.2 | 24000 | 3.29 | 1.88 | 8.2 | 6.7
Live | 217505545 |  | 11.5 | 16.5 | 23200 | 15400 | 14400 | 3.37 | 2.08 | 24000 | 2.98 | 1.82 | 8 | 6.4
Live | 217505546 |  | 12.8 | 19 | 24000 | 15000 | 14000 | 3.74 | 2.15 | 23800 | 3.16 | 1.88 | 8.2 | 6.5
Live | 217505548 |  | 12.8 | 19 | 24000 | 15000 | 14000 | 3.74 | 2.15 | 23800 | 3.16 | 1.88 | 8.2 | 6.5
Live | 217505549 |  | 12.6 | 19 | 24000 | 15100 | 14100 | 3.7 | 2.16 | 23800 | 3.16 | 1.88 | 8.2 | 6.5
Live | 217505551 |  | 13 | 19 | 23400 | 14600 | 13700 | 3.81 | 2.14 | 23200 | 3.04 | 1.86 | 8.2 | 6.5
Live | 217505552 |  | 12 | 17 | 22400 | 15600 | 15200 | 3.51 | 2.2 | 24000 | 3.33 | 1.88 | 8.5 | 6.8
Live | 217505554 |  | 11.7 | 16.5 | 22400 | 15600 | 15200 | 3.44 | 2.2 | 24000 | 3.33 | 1.88 | 8.5 | 6.8
Live | 217505555 |  | 13 | 18 | 23800 | 14800 | 13800 | 3.81 | 2.16 | 23400 | 3.12 | 1.88 | 8.2 | 6.5
Live | 217505557 |  | 13 | 19.5 | 23800 | 14800 | 13800 | 3.81 | 2.16 | 23400 | 3.12 | 1.88 | 8.1 | 6.4
Live | 217505558 |  | 13 | 20 | 24000 | 16000 | 15800 | 3.8 | 2.34 | 24000 | 3.37 | 1.88 | 8.2 | 6.7
Live | 217505563 |  | 12 | 15.5 | 24000 | 16400 | 16200 | 3.52 | 2.28 | 24000 | 3.26 | 1.84 | 8.2 | 6.7
Live | 217505564 |  | 13 | 19.5 | 24000 | 16000 | 15800 | 3.8 | 2.34 | 24000 | 3.33 | 1.88 | 8.5 | 6.8
Live | 217505565 |  | 10 | 14.7 | 34200 | 19500 | 15600 | 2.93 | 2.2 | 32800 | 2.84 | 1.86 | 8.2 | 6.3
Live | 217505566 |  | 9.8 | 14.7 | 34800 | 20800 | 16900 | 2.87 | 2.3 | 33600 | 3.1 | 2 | 7.8 | 6.2
Live | 217505567 |  | 10 | 15.2 | 35200 | 21000 | 16700 | 2.93 | 2.3 | 32000 | 3 | 2.1 | 8.2 | 6.5
Live | 217505568 |  | 9.8 | 16 | 35600 | 21400 | 17100 | 2.87 | 2.28 | 32200 | 2.96 | 2.06 | 8.2 | 6.5
Live | 217505569 |  | 10 | 15.5 | 35400 | 20800 | 16500 | 2.93 | 2.34 | 31800 | 3.04 | 2.12 | 8.2 | 6.5
Live | 217505570 |  | 10 | 17 | 35000 | 20800 | 16500 | 2.93 | 2.3 | 31600 | 2.96 | 2.1 | 8.2 | 6.5
Live | 217505571 |  | 10 | 16 | 34800 | 20600 | 16300 | 2.93 | 2.3 | 31400 | 2.96 | 2.1 | 8.2 | 6.5
Live | 217505572 |  | 10 | 16 | 34800 | 20600 | 16300 | 2.93 | 2.32 | 31400 | 2.96 | 2.12 | 8.2 | 6.5
Live | 217505573 |  | 10 | 16 | 34800 | 20600 | 16400 | 2.93 | 2.32 | 31600 | 2.98 | 2.12 | 8.2 | 6.5
Live | 217505574 |  | 10 | 16.5 | 35600 | 21000 | 16700 | 2.93 | 2.34 | 32000 | 3.04 | 2.12 | 8.2 | 6.4
Live | 217505575 |  | 10 | 17 | 35400 | 20800 | 16500 | 2.93 | 2.34 | 31800 | 3.02 | 2.12 | 8.2 | 6.5
Live | 217505576 |  | 10 | 16.5 | 35400 | 20800 | 16600 | 2.93 | 2.32 | 31800 | 3.02 | 2.12 | 8.2 | 6.4
Live | 217505578 |  | 10 | 16.5 | 35400 | 21000 | 16700 | 2.93 | 2.3 | 31600 | 2.98 | 2.1 | 8.2 | 6.4
Live | 217505579 |  | 10 | 17 | 35200 | 21000 | 16700 | 2.93 | 2.3 | 32000 | 3 | 2.1 | 8.2 | 6.4
Live | 217505580 |  | 10 | 16 | 35000 | 20800 | 16400 | 2.93 | 2.32 | 31600 | 2.98 | 2.12 | 8.2 | 6.5
Live | 217505581 |  | 10 | 15.2 | 34200 | 20800 | 16500 | 2.93 | 2.4 | 31800 | 3 | 2.06 | 8.2 | 6.5
Live | 217505583 |  | 10 | 16.5 | 34200 | 20800 | 16500 | 2.93 | 2.4 | 31600 | 3 | 2.06 | 8.2 | 6.5
Live | 217505584 |  | 10.5 | 17 | 34600 | 20800 | 16500 | 3.07 | 2.44 | 32000 | 3.08 | 2.08 | 8.2 | 6.5
Live | 217505585 |  | 10.5 | 15.5 | 34600 | 20800 | 16400 | 3.07 | 2.46 | 32000 | 3.08 | 2.08 | 8.2 | 6.5
Live | 217505586 |  | 10 | 16.5 | 34800 | 21000 | 16600 | 2.93 | 2.44 | 32200 | 3.08 | 2.08 | 8.2 | 6.5
Live | 217505587 |  | 10.5 | 15.5 | 34600 | 20800 | 16300 | 3.07 | 2.46 | 31800 | 3.06 | 2.1 | 8.2 | 6.5
Live | 217505588 |  | 10 | 16 | 34200 | 20800 | 16500 | 2.93 | 2.4 | 32000 | 3 | 2.06 | 8.2 | 6.5
Live | 217505589 |  | 10 | 16 | 34200 | 20800 | 16400 | 2.93 | 2.42 | 31800 | 3 | 2.06 | 8.2 | 6.5
Live | 217505590 |  | 10.5 | 16 | 34400 | 20800 | 16800 | 3.07 | 2.2 | 35400 | 3.02 | 2.04 | 8 | 6.3
Live | 217505591 |  | 10 | 16.5 | 34800 | 21200 | 16700 | 2.93 | 2.42 | 32200 | 3.06 | 2.06 | 8.2 | 6.5
Live | 217505592 |  | 10.5 | 16 | 34400 | 20800 | 16900 | 3.07 | 2.2 | 35400 | 3.02 | 2.04 | 8 | 6.3
Live | 217505593 |  | 10 | 15.5 | 34800 | 21200 | 16700 | 2.93 | 2.42 | 32400 | 3.06 | 2.06 | 8.1 | 6.4
Live | 217505594 |  | 10.5 | 16 | 34200 | 20600 | 16500 | 3.07 | 2.24 | 34800 | 3.02 | 2.08 | 8 | 6.3
Live | 217505595 |  | 10 | 16.5 | 34800 | 21200 | 16700 | 2.93 | 2.42 | 32400 | 3.06 | 2.06 | 8.2 | 6.5
Live | 217505596 |  | 10.5 | 16 | 34600 | 21000 | 16900 | 3.07 | 2.2 | 35400 | 3.02 | 2.04 | 8 | 6.3
Live | 217505597 |  | 10 | 16.5 | 34800 | 21200 | 16900 | 2.93 | 2.4 | 31800 | 3.02 | 2.04 | 8.2 | 6.5
Live | 217505598 |  | 10 | 16.5 | 34800 | 21200 | 16900 | 2.93 | 2.4 | 31800 | 3.02 | 2.04 | 8.2 | 6.5
Live | 217505599 |  | 10 | 16.5 | 34600 | 21200 | 16700 | 2.93 | 2.4 | 32200 | 3.02 | 2.04 | 8.2 | 6.5
Live | 217505600 |  | 10 | 16.5 | 34000 | 20800 | 16400 | 2.93 | 2.4 | 31800 | 2.98 | 2.06 | 8.2 | 6.5
Live | 217505601 |  | 10 | 14.3 | 34000 | 21200 | 17300 | 2.93 | 2.18 | 36000 | 3.02 | 2.02 | 7.8 | 6.3
Live | 217505602 |  | 10.5 | 16.5 | 34800 | 22200 | 16800 | 3.08 | 2.38 | 35400 | 3.16 | 2.2 | 8.5 | 6.7
Live | 217505603 |  | 10.5 | 16 | 34800 | 22200 | 16900 | 3.08 | 2.36 | 35400 | 3.16 | 2.2 | 8.5 | 6.7
Live | 217505604 |  | 10.5 | 16.5 | 34800 | 22000 | 16800 | 3.08 | 2.38 | 35400 | 3.16 | 2.2 | 8.5 | 6.7
Live | 217505605 |  | 10.5 | 17.5 | 33400 | 21800 | 16600 | 3.08 | 2.1 | 32800 | 2.86 | 1.94 | 8.1 | 6.4
Live | 217505606 |  | 10.5 | 17.5 | 33400 | 21800 | 16600 | 3.08 | 2.1 | 32800 | 2.86 | 1.94 | 8.1 | 6.4
Live | 217505607 |  | 10.5 | 17.5 | 33600 | 21600 | 16500 | 3.08 | 2.12 | 32600 | 2.86 | 1.96 | 8.1 | 6.4
Live | 217505608 |  | 10.5 | 17.5 | 33800 | 21800 | 16600 | 3.08 | 2.12 | 32800 | 2.88 | 1.96 | 8.1 | 6.4
Live | 217505609 |  | 10.5 | 17.5 | 33600 | 21800 | 16700 | 3.08 | 2.12 | 33000 | 2.88 | 1.94 | 8.1 | 6.4
Live | 217505610 |  | 10.5 | 18 | 34000 | 22000 | 16800 | 3.08 | 2.12 | 33200 | 2.92 | 1.96 | 8.1 | 6.4
Live | 217505613 |  | 10.5 | 16 | 47000 | 33600 | 30600 | 3.07 | 2.4 | 48000 | 3.24 | 1.9 | 8.5 | 6.9
Live | 217505614 |  | 10.5 | 16.9 | 46500 | 29600 | 29200 | 3.08 | 2.34 | 48000 | 3.18 | 1.9 | 8.2 | 6.6
Live | 217505615 |  | 9.8 | 14.7 | 54500 | 38000 | 32600 | 2.87 | 2.42 | 58000 | 3.16 | 2.2 | 8.5 | 7
Live | 217505616 |  | 9.8 | 16.5 | 55500 | 37000 | 31200 | 2.87 | 2.14 | 55500 | 2.96 | 1.92 | 8.1 | 6.5
Live | 217505617 |  | 10 | 16.5 | 55000 | 36400 | 30600 | 2.93 | 2.14 | 54500 | 2.94 | 1.94 | 8.1 | 6.5
Live | 217505618 |  | 10 | 17 | 54500 | 37800 | 30200 | 2.93 | 2.26 | 58500 | 2.86 | 1.98 | 8.2 | 6.6
Live | 217505619 |  | 9.8 | 16.5 | 54500 | 38500 | 31000 | 2.87 | 2.2 | 60000 | 2.84 | 1.92 | 8.1 | 6.5
Live | 217505620 |  | 11.7 | 14.7 | 22400 | 15600 | 15300 | 3.44 | 2.2 | 24000 | 3.32 | 1.88 | 8.2 | 6.7
Live | 217505625 |  | 11.2 | 16.5 | 34200 | 20800 | 16300 | 3.29 | 2.32 | 32400 | 3.2 | 2.08 | 8.2 | 6.4
Live | 217505627 |  | 11.2 | 16.5 | 34200 | 20800 | 16300 | 3.29 | 2.32 | 32400 | 3.2 | 2.08 | 8.2 | 6.4
Live | 217505655 |  | 10.6 | 18 | 10500 | 8550 | 7000 | 0.63 | 2.32 | 12400 | 2.63 | 2.14 | 9 | 7.22
Live | 217505656 |  | 10.35 | 18 | 12500 | 10100 | 8800 | 0.74 | 2.39 | 13900 | 2.45 | 2.08 | 9 | 7.24
Live | 217507586 |  | 11 | 18.5 | 34800 | 18800 | 14900 | 3.23 | 2.24 | 32000 | 2.86 | 1.92 | 8.2 | 6.3
Live | 217507587 |  | 11 | 19 | 35200 | 19000 | 15100 | 3.22 | 2.26 | 32400 | 2.9 | 1.92 | 8.2 | 6.3
Live | 217507588 |  | 11.2 | 18.5 | 34600 | 18700 | 14800 | 3.28 | 2.26 | 31800 | 2.86 | 1.92 | 8.2 | 6.3
Live | 217507589 |  | 11 | 17.5 | 34800 | 21000 | 16500 | 3.23 | 2.32 | 32600 | 3.22 | 2.06 | 8.2 | 6.5
Live | 217507590 |  | 11 | 17 | 34200 | 20800 | 16400 | 3.22 | 2.3 | 32400 | 3.14 | 2.04 | 8.2 | 6.5
Live | 217507591 |  | 11 | 17 | 34200 | 20800 | 16300 | 3.22 | 2.3 | 32200 | 3.14 | 2.06 | 8.2 | 6.5
Live | 217507592 |  | 11 | 17 | 34600 | 20400 | 16300 | 3.22 | 2.42 | 31000 | 3.12 | 2.1 | 8.2 | 6.5
Live | 217507593 |  | 11 | 17.5 | 35200 | 20800 | 16600 | 3.22 | 2.44 | 31600 | 3.2 | 2.08 | 8.2 | 6.5
Live | 217507594 |  | 11 | 17 | 34600 | 20400 | 16400 | 3.22 | 2.4 | 31000 | 3.1 | 2.08 | 8.2 | 6.5
Live | 217507595 |  | 11 | 17.5 | 35000 | 20600 | 16500 | 3.23 | 2.44 | 31400 | 3.18 | 2.1 | 8.2 | 6.5
Live | 217507596 |  | 11 | 17.5 | 35000 | 20600 | 16500 | 3.23 | 2.44 | 31400 | 3.18 | 2.1 | 8.2 | 6.5
Live | 217507597 |  | 11 | 17.5 | 35000 | 20600 | 16500 | 3.23 | 2.42 | 31400 | 3.16 | 2.1 | 8.2 | 6.5
Live | 217507598 |  | 11 | 17.5 | 35000 | 20600 | 16500 | 3.23 | 2.42 | 31400 | 3.16 | 2.1 | 8.2 | 6.5
Live | 217507599 |  | 11 | 17 | 34600 | 20400 | 16300 | 3.22 | 2.4 | 31000 | 3.1 | 2.08 | 8.2 | 6.5
Live | 217507600 |  | 11.7 | 17.5 | 47500 | 30600 | 24200 | 3.43 | 2.38 | 48000 | 3.16 | 1.94 | 8.2 | 6.6
Live | 217507601 |  | 11.2 | 17.5 | 47500 | 31000 | 24600 | 3.28 | 2.32 | 50000 | 3.1 | 1.9 | 8.2 | 6.6
Live | 217507602 |  | 11.5 | 17.5 | 47000 | 30800 | 24400 | 3.37 | 2.36 | 48000 | 3.12 | 1.92 | 8.5 | 6.6
Live | 217507603 |  | 11.5 | 17 | 47500 | 30800 | 24400 | 3.37 | 2.34 | 50000 | 3.12 | 1.92 | 8.2 | 6.5
Live | 217507604 |  | 11 | 17 | 48000 | 31400 | 24800 | 3.23 | 2.3 | 48000 | 3.12 | 1.88 | 8 | 6.4
Live | 217507605 |  | 11.5 | 18 | 48000 | 31000 | 24600 | 3.37 | 2.34 | 50500 | 3.16 | 1.9 | 8.2 | 6.4
Live | 217507606 |  | 11.5 | 18 | 48000 | 31000 | 24600 | 3.37 | 2.34 | 50500 | 3.16 | 1.92 | 8.2 | 6.5
Live | 217507607 |  | 11 | 18 | 48000 | 31400 | 25000 | 3.23 | 2.3 | 50500 | 3.1 | 1.88 | 8.1 | 6.4
Live | 217507608 |  | 11.2 | 18 | 48000 | 31400 | 24800 | 3.28 | 2.3 | 48000 | 3.12 | 1.88 | 8.1 | 6.4
Live | 217507609 |  | 11.2 | 18 | 48000 | 31400 | 24800 | 3.28 | 2.3 | 50500 | 3.12 | 1.88 | 8.1 | 6.4
Live | 217507610 |  | 11 | 16.9 | 48000 | 31400 | 25000 | 3.23 | 2.28 | 50500 | 3.08 | 1.86 | 8 | 6.4
Live | 217507611 |  | 11.2 | 17.5 | 48000 | 31200 | 24800 | 3.28 | 2.32 | 48000 | 3.14 | 1.88 | 8.1 | 6.4
Live | 217507612 |  | 11.2 | 18 | 48000 | 31400 | 24800 | 3.28 | 2.3 | 48000 | 3.12 | 1.88 | 8.1 | 6.4
Live | 217507613 |  | 11.2 | 18 | 48000 | 31400 | 24800 | 3.28 | 2.3 | 50500 | 3.12 | 1.88 | 8.1 | 6.4
Live | 217507614 |  | 12.6 | 18.5 | 24000 | 16100 | 14700 | 3.7 | 2.26 | 25600 | 3.14 | 2 | 8.5 | 6.9
Live | 217507615 |  | 13 | 20 | 23800 | 15900 | 14500 | 3.81 | 2.3 | 24000 | 3.15 | 2.02 | 9 | 7
Live | 217507616 |  | 12.8 | 19.5 | 23800 | 16000 | 14600 | 3.75 | 2.28 | 25400 | 3.11 | 2.02 | 9 | 7
Live | 217507617 |  | 13 | 20 | 24000 | 15900 | 14500 | 3.8 | 2.3 | 24000 | 3.15 | 2.04 | 9 | 7
Live | 217507618 |  | 9.8 | 14.7 | 34800 | 20800 | 16900 | 2.87 | 2.3 | 33600 | 3.08 | 2 | 7.8 | 6.2
Live | 217507619 |  | 10 | 15.5 | 34200 | 19500 | 15600 | 2.93 | 2.2 | 32800 | 2.82 | 1.86 | 8.2 | 6.3
Live | 217507620 |  | 10 | 14.7 | 35400 | 20400 | 16400 | 2.93 | 2.34 | 33000 | 3.12 | 2.04 | 7.8 | 6.2
Live | 217507621 |  | 10.5 | 16 | 35400 | 19800 | 15800 | 3.08 | 2.4 | 32200 | 3.16 | 2.1 | 8 | 6.3
Live | 217507622 |  | 10.5 | 14.7 | 34400 | 21200 | 16600 | 3.07 | 2.28 | 32600 | 3.14 | 2.02 | 8.1 | 6.4
Live | 217507623 |  | 10.5 | 17 | 34200 | 21000 | 16600 | 3.07 | 2.28 | 32600 | 3.12 | 2.02 | 8.2 | 6.4
Live | 217507624 |  | 11 | 17 | 34200 | 20800 | 16300 | 3.22 | 2.3 | 32600 | 3.16 | 2.06 | 8.2 | 6.5
Live | 217507625 |  | 10.5 | 17 | 35600 | 20200 | 16200 | 3.08 | 2.36 | 32800 | 3.14 | 2.06 | 8 | 6.3
Live | 217507626 |  | 10.5 | 17 | 34000 | 21000 | 16400 | 3.08 | 2.28 | 32400 | 3.1 | 2.04 | 8.2 | 6.4
Live | 217507627 |  | 10.5 | 17.5 | 36000 | 20400 | 16400 | 3.08 | 2.38 | 33000 | 3.2 | 2.06 | 8.1 | 6.3
Live | 217507628 |  | 10.5 | 17 | 35400 | 20000 | 16100 | 3.08 | 2.36 | 32600 | 3.14 | 2.06 | 8 | 6.3
Live | 217507629 |  | 9.5 | 14.3 | 34200 | 21800 | 17300 | 2.78 | 2.36 | 32400 | 2.98 | 2 | 8 | 6.4
Live | 217507630 |  | 9.5 | 14.7 | 34600 | 21600 | 17300 | 2.79 | 2.24 | 32200 | 2.9 | 2.04 | 8 | 6.4
Live | 217507631 |  | 9.5 | 14.7 | 34600 | 23000 | 17800 | 2.79 | 2.28 | 36000 | 3.06 | 2.1 | 8.5 | 6.7
Live | 217507632 |  | 9.8 | 14.3 | 35400 | 21400 | 17000 | 2.87 | 2.26 | 32000 | 2.94 | 2.06 | 8 | 6.3
Live | 217507633 |  | 10 | 16.5 | 34600 | 21000 | 16600 | 2.93 | 2.42 | 31400 | 3.02 | 2.06 | 8.2 | 6.5
Live | 217507634 |  | 10 | 17 | 35200 | 21200 | 16800 | 2.93 | 2.44 | 31800 | 3.08 | 2.06 | 8.2 | 6.5
Live | 217507635 |  | 10 | 16.5 | 34600 | 20800 | 16500 | 2.93 | 2.42 | 31400 | 3.02 | 2.06 | 8.2 | 6.5
Live | 217507636 |  | 10 | 16.5 | 35200 | 22600 | 17300 | 2.93 | 2.32 | 35800 | 3.1 | 2.14 | 8.2 | 6.6
Live | 217507637 |  | 10 | 17.5 | 35200 | 22400 | 17200 | 2.93 | 2.32 | 35600 | 3.12 | 2.14 | 8.5 | 6.7
Live | 217507638 |  | 10.5 | 16 | 35000 | 20800 | 16800 | 3.08 | 2.4 | 31600 | 3.12 | 2.06 | 8.2 | 6.5
Live | 217507639 |  | 10.5 | 17 | 34400 | 20600 | 16600 | 3.07 | 2.36 | 31200 | 3.02 | 2.04 | 8.2 | 6.5
Live | 217507640 |  | 10.5 | 15.2 | 34600 | 21000 | 16800 | 3.07 | 2.36 | 31600 | 3.06 | 2.04 | 8.2 | 6.4
Live | 217507641 |  | 10.5 | 16.9 | 34600 | 20600 | 16500 | 3.07 | 2.4 | 31200 | 3.1 | 2.08 | 8.2 | 6.5
Live | 217507642 |  | 10.5 | 16 | 35000 | 20800 | 16600 | 3.08 | 2.42 | 31400 | 3.16 | 2.08 | 8.2 | 6.5
Live | 217507643 |  | 10.5 | 16 | 35000 | 20800 | 16600 | 3.08 | 2.42 | 31400 | 3.16 | 2.08 | 8.2 | 6.5
Live | 217507644 |  | 10.5 | 18 | 34800 | 20600 | 16600 | 3.08 | 2.4 | 31200 | 3.1 | 2.06 | 8.2 | 6.5
Live | 217507645 |  | 10.5 | 16.9 | 34600 | 20600 | 16500 | 3.07 | 2.4 | 31200 | 3.08 | 2.08 | 8.2 | 6.5
Live | 217507646 |  | 10.5 | 18 | 34800 | 20800 | 16600 | 3.08 | 2.4 | 31400 | 3.1 | 2.06 | 8.2 | 6.5
Live | 217507647 |  | 10.5 | 17 | 35000 | 20800 | 16800 | 3.08 | 2.4 | 31600 | 3.16 | 2.06 | 8.2 | 6.4
Live | 217507648 |  | 10.5 | 17.5 | 35000 | 20800 | 16700 | 3.08 | 2.42 | 31600 | 3.18 | 2.08 | 8.2 | 6.5
Live | 217507649 |  | 10.5 | 17.5 | 35000 | 20800 | 16600 | 3.08 | 2.42 | 31400 | 3.14 | 2.08 | 8.2 | 6.5
Live | 217507650 |  | 10.5 | 17.5 | 35000 | 20800 | 16600 | 3.08 | 2.42 | 31400 | 3.14 | 2.08 | 8.2 | 6.5
Live | 217507652 |  | 10.5 | 17 | 35000 | 20800 | 16700 | 3.08 | 2.38 | 31600 | 3.12 | 2.06 | 8.2 | 6.5
Live | 217507653 |  | 10.5 | 18 | 35000 | 20800 | 16700 | 3.08 | 2.4 | 31400 | 3.14 | 2.06 | 8.2 | 6.5
Live | 217507654 |  | 10.5 | 18 | 35000 | 20800 | 16700 | 3.08 | 2.4 | 31600 | 3.12 | 2.06 | 8.2 | 6.5
Live | 217507655 |  | 10.5 | 17 | 35000 | 20800 | 16600 | 3.08 | 2.4 | 31400 | 3.14 | 2.08 | 8.2 | 6.5
Live | 217507656 |  | 10.5 | 17.5 | 35000 | 20600 | 16600 | 3.08 | 2.42 | 31400 | 3.16 | 2.08 | 8.2 | 6.5
Live | 217507657 |  | 10.5 | 17.5 | 34600 | 21000 | 16800 | 3.07 | 2.34 | 31600 | 3.04 | 2.02 | 8.2 | 6.5
Live | 217507658 |  | 10.5 | 18 | 35000 | 20800 | 16700 | 3.08 | 2.4 | 31600 | 3.14 | 2.06 | 8.2 | 6.5
Live | 217507659 |  | 10.5 | 17.5 | 34400 | 20800 | 16700 | 3.07 | 2.36 | 31400 | 3.04 | 2.04 | 8.2 | 6.5
Live | 217507660 |  | 10 | 16.5 | 34600 | 21000 | 17000 | 2.93 | 2.34 | 31800 | 3.06 | 2.02 | 8 | 6.4
Live | 217507661 |  | 10.5 | 18 | 35000 | 20800 | 16800 | 3.08 | 2.38 | 31600 | 3.1 | 2.06 | 8.2 | 6.5
Live | 217507662 |  | 10.5 | 18 | 34800 | 21000 | 16900 | 3.08 | 2.36 | 31600 | 3.08 | 2.04 | 8.2 | 6.5
Live | 217507663 |  | 10.5 | 18 | 34800 | 21000 | 16900 | 3.08 | 2.36 | 31600 | 3.08 | 2.04 | 8.2 | 6.5
Live | 217507664 |  | 10.5 | 17 | 34800 | 20600 | 16500 | 3.08 | 2.4 | 31200 | 3.1 | 2.08 | 8.2 | 6.5
Live | 217507665 |  | 10.5 | 18 | 34800 | 21000 | 16900 | 3.08 | 2.36 | 31600 | 3.08 | 2.04 | 8.2 | 6.5
Live | 217507666 |  | 10.5 | 18 | 35000 | 20800 | 16600 | 3.08 | 2.42 | 31400 | 3.14 | 2.08 | 8.2 | 6.5
Live | 217507667 |  | 10.5 | 18 | 35000 | 20800 | 16700 | 3.08 | 2.4 | 31600 | 3.12 | 2.06 | 8.2 | 6.5
Live | 217507668 |  | 10.5 | 17 | 35000 | 20800 | 16600 | 3.08 | 2.4 | 31400 | 3.14 | 2.08 | 8.2 | 6.5
Live | 217507669 |  | 10.5 | 18 | 35000 | 20800 | 16600 | 3.08 | 2.42 | 31400 | 3.14 | 2.08 | 8.2 | 6.5
Live | 217507670 |  | 10.5 | 17.5 | 35000 | 20600 | 16600 | 3.08 | 2.42 | 31400 | 3.16 | 2.08 | 8.2 | 6.5
Live | 217507672 |  | 10.5 | 15.5 | 47000 | 31800 | 25200 | 3.07 | 2.3 | 48000 | 3.12 | 1.86 | 8.2 | 6.5
Live | 217507674 |  | 10.5 | 18 | 57500 | 34800 | 26800 | 3.08 | 2.24 | 55500 | 3.14 | 1.88 | 7.8 | 6.2
Live | 217507675 |  | 10 | 17 | 57500 | 35200 | 27400 | 2.93 | 2.2 | 56000 | 3.12 | 1.86 | 7.8 | 6.2
Live | 217507676 |  | 10 | 16.5 | 57500 | 35200 | 27400 | 2.93 | 2.2 | 56000 | 3.14 | 1.86 | 7.8 | 6.2
Live | 217507677 |  | 10 | 17 | 57000 | 36800 | 30600 | 2.93 | 2.34 | 56500 | 3.2 | 2.08 | 8.2 | 6.5
Live | 217507678 |  | 10 | 16.5 | 55500 | 38000 | 31400 | 2.93 | 2.18 | 56500 | 2.82 | 1.98 | 8 | 6.4
Live | 217507679 |  | 10 | 16.5 | 56500 | 38000 | 31000 | 2.93 | 2.26 | 56500 | 3.04 | 2 | 8.2 | 6.6
Live | 217507680 |  | 10 | 17 | 56500 | 37800 | 30800 | 2.93 | 2.26 | 56500 | 3.06 | 2 | 8.2 | 6.6
Live | 217507681 |  | 10 | 16.5 | 56000 | 37800 | 30800 | 2.93 | 2.26 | 56000 | 3.02 | 2 | 8.2 | 6.6
Live | 217507682 |  | 9.8 | 16.9 | 56000 | 38000 | 31200 | 2.87 | 2.24 | 56500 | 3 | 1.98 | 8.2 | 6.6
Live | 217507683 |  | 10 | 16.5 | 56000 | 37800 | 30800 | 2.93 | 2.26 | 56000 | 3.02 | 2 | 8.2 | 6.6
Live | 217507684 |  | 10 | 17 | 56500 | 37800 | 30800 | 2.93 | 2.26 | 56500 | 3.06 | 2 | 8.2 | 6.6
Live | 217507685 |  | 10 | 16.5 | 56500 | 38000 | 31000 | 2.93 | 2.24 | 56500 | 3.02 | 2 | 8.2 | 6.6
Live | 217507686 |  | 10 | 17.5 | 56000 | 37600 | 30600 | 2.93 | 2.28 | 56000 | 3.02 | 2.02 | 8.2 | 6.6
Live | 217507688 |  | 10 | 17.5 | 56000 | 37600 | 30600 | 2.93 | 2.26 | 56000 | 3.02 | 2.02 | 8.2 | 6.6
Live | 217507689 |  | 10 | 17.5 | 56000 | 37400 | 30600 | 2.93 | 2.28 | 56000 | 3.04 | 2.02 | 8.2 | 6.6
Live | 217507690 |  | 10 | 17.5 | 56000 | 37400 | 30400 | 2.93 | 2.28 | 55500 | 3.06 | 2.02 | 8.2 | 6.6
Live | 217507691 |  | 9.8 | 16.5 | 54500 | 38000 | 31200 | 2.87 | 2.16 | 56500 | 2.76 | 1.96 | 8.2 | 6.6
Live | 217507692 |  | 9.5 | 17 | 55000 | 37800 | 30800 | 2.78 | 2.14 | 55000 | 2.68 | 1.88 | 8.5 | 6.6
Live | 217507693 |  | 10 | 17.5 | 54500 | 36800 | 29800 | 2.93 | 2.14 | 54000 | 2.64 | 1.86 | 8.5 | 6.6
Live | 217507694 |  | 9.5 | 16.5 | 54000 | 39500 | 32000 | 2.79 | 2.16 | 60000 | 2.94 | 1.94 | 8.5 | 6.7
Live | 217507695 |  | 9.5 | 15.5 | 54000 | 39000 | 32000 | 2.79 | 2.16 | 59500 | 2.92 | 1.94 | 8.5 | 6.7
Live | 217507696 |  | 9.5 | 15.5 | 54000 | 39000 | 32000 | 2.79 | 2.16 | 59500 | 2.94 | 1.96 | 8.5 | 6.7
Live | 217507697 |  | 9.5 | 15.5 | 54000 | 39000 | 32000 | 2.79 | 2.16 | 59500 | 2.92 | 1.94 | 8.5 | 6.7
Live | 217507698 |  | 9.5 | 16 | 54000 | 39000 | 32000 | 2.79 | 2.16 | 59500 | 2.94 | 1.96 | 8.5 | 6.7
Live | 217507699 |  | 9.5 | 17.5 | 54000 | 38500 | 31000 | 2.79 | 2.2 | 59500 | 2.78 | 1.92 | 8.2 | 6.5
Live | 217507701 |  | 11.7 | 16.5 | 23200 | 16500 | 15000 | 3.43 | 2.22 | 24000 | 3.06 | 1.96 | 8.5 | 6.9
Live | 217508869 |  | 11.7 | 19 | 61500 | 46000 | 48000 | 2.76 | 2.2 |  |  | 2.1 | 10 | 7.5
Live | 217508870 |  | 11 | 19 | 61500 | 46000 | 55000 | 2.76 | 2.2 | 65000 | 2.5 | 2 | 9.5 | 7.5
Live | 217509044 |  | 11.7 | 14.7 | 24000 | 19600 | 23400 | 3.43 | 2.48 |  |  | 1.8 | 9 | 7.5
Live | 217509045 |  | 11 | 14.3 | 36000 | 28400 | 30600 | 3.23 | 2.32 |  |  | 1.85 | 8.5 | 7
Live | 217509046 |  | 11 | 14.3 | 36000 | 28400 | 30600 | 3.23 | 2.32 |  |  | 1.9 | 8.5 | 7
Live | 217509048 |  | 10 | 15.2 | 33000 | 28000 | 29000 | 2.93 | 2.16 | 34000 | 3.02 | 1.8 | 7.8 | 6.6
Live | 217509049 |  | 10 | 15.2 | 33000 | 28000 | 29000 | 2.93 | 2.16 | 34000 | 3.02 | 1.8 | 7.8 | 6.6
Live | 217509050 |  | 10 | 14.7 | 31400 | 28400 | 24400 | 2.93 | 2.14 | 34000 | 2.92 | 1.9 | 7.8 | 6.6
Live | 217509051 |  | 10 | 14.7 | 47000 | 41000 | 40500 | 2.93 | 2.08 | 48000 | 2.84 | 1.75 | 8.1 | 6.6
Live | 217509052 |  | 10 | 14.7 | 47000 | 40500 | 40000 | 2.93 | 2.08 | 47500 | 2.84 | 1.8 | 8.1 | 6.6
Live | 217509053 |  | 10 | 14.7 | 46000 | 40500 | 40000 | 2.93 | 2.1 | 47500 | 2.86 | 1.8 | 8.1 | 6.6
Live | 217509054 |  | 10 | 14.7 | 46500 | 40500 | 40000 | 2.93 | 2.06 | 47500 | 2.8 | 1.75 | 8.1 | 6.6
Live | 217509055 |  | 10 | 14.7 | 51500 | 43500 | 41500 | 2.93 | 2.18 | 54000 | 2.92 | 1.9 | 8.5 | 7
Live | 217509056 |  | 10 | 14.7 | 51500 | 43500 | 41500 | 2.93 | 2.14 | 54000 | 2.88 | 1.9 | 8.5 | 7
Live | 217509067 |  | 9.8 | 15.5 | 51000 | 44500 | 41000 | 2.87 | 2.06 | 54500 | 2.84 | 1.8 | 8.1 | 6.5
Live | 217509068 |  | 9.6 | 15.2 | 50500 | 44500 | 41500 | 2.81 | 2.04 | 54500 | 2.74 | 1.75 | 8.1 | 6.5
Live | 217509070 |  | 10 | 15.5 | 53000 | 44000 | 40500 | 2.93 | 2.14 | 54500 | 2.98 | 1.85 | 8.1 | 6.5
Live | 217509071 |  | 11.7 | 18 | 24000 | 18000 | 23000 | 3.43 | 2.4 |  |  | 1.8 | 10 | 7.8
Live | 217509072 |  | 11.7 | 18 | 36000 | 28000 | 30000 | 3.43 | 2.4 |  |  | 1.8 | 9.5 | 7.5
Live | 217509073 |  | 11.7 | 18 | 47500 | 39000 | 42000 | 3.43 | 2.4 | 48000 | 3.2 | 1.75 | 9.5 | 7.5
Live | 217509074 |  | 10 | 16 | 55000 | 43000 | 43000 | 2.93 | 2.3 |  |  | 1.75 | 9.4 | 7.4
Live | 217509075 |  | 11.7 | 15.8 | 23600 | 19000 | 20000 | 3.42 | 2.3 | 24000 | 3.2 | 1.75 | 8.5 | 6.8
Live | 217509076 |  | 10.6 | 15.2 | 34000 | 27000 | 28800 | 3.1 | 2.3 |  |  | 1.8 | 8.5 | 6.8
Live | 217509077 |  | 10 | 15.2 | 47500 | 40000 | 39000 | 2.93 | 2.1 | 48000 | 3 | 1.75 | 8.5 | 6.8
Live | 217509078 |  | 10 | 15.2 | 51000 | 42000 | 40000 | 2.93 | 2.1 | 54000 | 2.9 | 1.75 | 8.5 | 6.8
Live | 217509079 |  | 11.7 | 15.2 | 23200 | 19400 | 23200 | 3.43 | 2.44 | 24000 | 3.29 | 1.75 | 9 | 7
Live | 217509080 |  | 11.7 | 17.5 | 24000 | 19400 | 23400 | 3.43 | 2.52 |  |  | 1.75 | 9.4 | 7.5
Live | 217509081 |  | 12 | 17.5 | 23600 | 19200 | 23000 | 3.51 | 2.52 | 24000 | 3.45 | 1.8 | 9.5 | 7.5
Live | 217509082 |  | 12 | 17.5 | 24000 | 19200 | 23200 | 3.52 | 2.52 |  |  | 1.75 | 9.4 | 7.5
Live | 217509083 |  | 12 | 17.5 | 24000 | 19400 | 23200 | 3.52 | 2.44 |  |  | 1.75 | 9.4 | 7.5
Live | 217509084 |  | 11.7 | 18.5 | 36000 | 28000 | 30000 | 3.43 | 2.32 |  |  | 1.9 | 9 | 7
Live | 217509085 |  | 11.7 | 18 | 35800 | 28000 | 30000 | 3.43 | 2.32 | 36000 | 3.36 | 1.9 | 9 | 7
Live | 217509086 |  | 11.7 | 18.2 | 36000 | 28000 | 30000 | 3.43 | 2.36 |  |  | 1.9 | 9 | 7
Live | 217509087 |  | 10.5 | 17.6 | 44500 | 39000 | 43000 | 3.08 | 2.16 | 48000 | 3.12 | 1.8 | 9 | 7.5
Live | 217509088 |  | 11 | 17.6 | 45500 | 38500 | 43000 | 3.22 | 2.16 | 48000 | 3.2 | 1.8 | 9 | 7.5
Live | 217509089 |  | 11 | 17.5 | 46000 | 39000 | 43000 | 3.23 | 2.16 | 48000 | 3.16 | 1.8 | 9 | 7
Live | 217509090 |  | 10 | 16.8 | 55000 | 43000 | 43000 | 2.93 | 2.16 | 55500 | 3.12 | 1.8 | 9 | 7
Live | 217509091 |  | 11.7 | 15.2 | 24000 | 19600 | 21400 | 3.43 | 2.36 |  |  | 1.75 | 8.5 | 7
Live | 217509092 |  | 11.7 | 15.2 | 24000 | 19600 | 21400 | 3.43 | 2.36 |  |  | 1.75 | 8.5 | 7
Live | 217509093 |  | 11.7 | 15.2 | 24000 | 19600 | 21000 | 3.43 | 2.42 |  |  | 1.8 | 8.5 | 7
Live | 217509094 |  | 11.7 | 15.2 | 24000 | 19600 | 21000 | 3.43 | 2.42 |  |  | 1.8 | 8.5 | 7
Live | 217509095 |  | 11 | 15.2 | 23600 | 19600 | 22600 | 3.22 | 2.36 | 24000 | 3.23 | 1.8 | 8.5 | 7
Live | 217509096 |  | 11.7 | 15.2 | 24000 | 19600 | 22800 | 3.43 | 2.44 |  |  | 1.75 | 8.5 | 7
Live | 217509097 |  | 11.7 | 16 | 24000 | 19600 | 22600 | 3.43 | 2.48 |  |  | 1.8 | 9 | 7
Live | 217509098 |  | 11.7 | 15.2 | 24000 | 19600 | 23400 | 3.43 | 2.4 |  |  | 1.75 | 8.5 | 7
Live | 217509099 |  | 11.7 | 15.2 | 24000 | 19600 | 22600 | 3.43 | 2.42 |  |  | 1.75 | 8.5 | 7
Live | 217509100 |  | 11.7 | 15.2 | 24000 | 19600 | 22600 | 3.43 | 2.42 |  |  | 1.75 | 8.5 | 7
Live | 217509101 |  | 10 | 15.2 | 33400 | 28000 | 29000 | 2.93 | 2.22 | 34000 | 3.14 | 1.85 | 8.1 | 6.6
Live | 217509102 |  | 10 | 15.2 | 33400 | 28000 | 29000 | 2.93 | 2.3 | 34000 | 3.28 | 1.9 | 8.1 | 6.5
Live | 217509103 |  | 10 | 15.2 | 33400 | 28000 | 29000 | 2.93 | 2.2 | 34000 | 3.1 | 1.85 | 8.1 | 6.6
Live | 217509104 |  | 10 | 15.2 | 33000 | 28400 | 29400 | 2.93 | 2.18 | 34000 | 3.12 | 1.8 | 8.1 | 6.6
Live | 217509105 |  | 10 | 15.2 | 33400 | 28000 | 29000 | 2.93 | 2.28 | 34000 | 3.28 | 1.85 | 8.1 | 6.6
Live | 217509106 |  | 10 | 15.2 | 33400 | 28000 | 29000 | 2.93 | 2.2 | 34000 | 3.1 | 1.8 | 8.1 | 6.6
Live | 217509107 |  | 11 | 15.2 | 34000 | 28000 | 29000 | 3.22 | 2.3 |  |  | 1.9 | 8.1 | 6.6
Live | 217509108 |  | 10 | 15.2 | 48000 | 40000 | 39500 | 2.93 | 2.14 | 47500 | 2.98 | 1.8 | 8.1 | 6.6
Live | 217509109 |  | 10 | 15.2 | 48000 | 40000 | 39500 | 2.93 | 2.2 | 47500 | 3.04 | 1.85 | 8.5 | 6.8
Live | 217509110 |  | 10 | 15.2 | 47500 | 40500 | 39500 | 2.93 | 2.16 |  |  | 1.85 | 8.5 | 6.6
Live | 217509111 |  | 10 | 15.2 | 47500 | 40000 | 39500 | 2.93 | 2.18 |  |  | 1.85 | 8.5 | 6.6
Live | 217509112 |  | 10 | 15.2 | 52000 | 42000 | 41500 | 2.93 | 2.16 | 54000 | 2.92 | 1.8 | 8.1 | 6.5
Live | 217509113 |  | 10 | 15.2 | 51000 | 43500 | 41500 | 2.93 | 2.22 | 54000 | 3 | 1.95 | 8.5 | 6.6
Live | 217509114 |  | 10 | 15.2 | 51000 | 43500 | 41500 | 2.93 | 2.22 | 54000 | 3 | 1.95 | 8.5 | 6.6
Live | 217509122 |  | 11.7 | 16.95 | 23800 | 19800 | 20800 | 3.44 | 2.48 | 24000 | 3.33 | 1.8 | 9 | 7
Live | 217509123 |  | 12 | 17.15 | 23800 | 19800 | 20800 | 3.52 | 2.48 | 24000 | 3.38 | 1.8 | 9 | 7
Live | 217509124 |  | 12 | 17.3 | 24000 | 19800 | 20800 | 3.52 | 2.55 |  |  | 1.85 | 9 | 7.5
Live | 217509125 |  | 12 | 17.45 | 24000 | 19800 | 20600 | 3.52 | 2.55 |  |  | 1.85 | 9 | 7.5
Live | 217509126 |  | 11.7 | 17.3 | 24000 | 19800 | 20800 | 3.43 | 2.55 |  |  | 1.8 | 9 | 7.5
Live | 217509127 |  | 12 | 17.45 | 24000 | 19800 | 20800 | 3.52 | 2.56 |  |  | 1.8 | 9 | 7.5
Live | 217509128 |  | 11.7 | 17.25 | 24000 | 19800 | 20800 | 3.43 | 2.52 |  |  | 1.8 | 9 | 7
Live | 217509129 |  | 12 | 17.4 | 24000 | 19800 | 20800 | 3.52 | 2.52 |  |  | 1.8 | 9 | 7
Live | 217509130 |  | 11 | 17.3 | 34000 | 28800 | 28400 | 3.22 | 2.24 | 35600 | 3.08 | 1.85 | 8.5 | 7
Live | 217509131 |  | 11 | 17.35 | 34400 | 28800 | 28400 | 3.22 | 2.28 | 35600 | 3.18 | 1.85 | 8.5 | 7
Live | 217509132 |  | 11 | 17.6 | 34600 | 28800 | 28200 | 3.22 | 2.3 | 35600 | 3.2 | 1.85 | 8.5 | 7
Live | 217509133 |  | 11 | 17.3 | 34400 | 28800 | 28400 | 3.22 | 2.26 | 35600 | 3.14 | 1.85 | 8.5 | 7
Live | 217509134 |  | 11 | 17.55 | 34400 | 28800 | 28400 | 3.22 | 2.28 | 35600 | 3.16 | 1.85 | 8.5 | 7
Live | 217509135 |  | 11 | 17.3 | 33800 | 28800 | 28400 | 3.23 | 2.26 | 35600 | 3.14 | 1.85 | 8.5 | 7
Live | 217509136 |  | 11 | 17.5 | 34000 | 28800 | 28400 | 3.22 | 2.28 | 35600 | 3.16 | 1.85 | 8.5 | 7
Live | 217509137 |  | 11 | 18 | 34600 | 28600 | 28400 | 3.22 | 2.36 | 35800 | 3.3 | 1.9 | 9 | 7
Live | 217509138 |  | 10 | 16.5 | 34000 | 29000 | 28600 | 2.93 | 2.24 | 35800 | 3.08 | 1.85 | 8.5 | 7
Live | 217509139 |  | 10 | 17.2 | 35000 | 29000 | 28600 | 2.93 | 2.34 | 36000 | 3.24 | 1.9 | 8.5 | 7
Live | 217509140 |  | 10 | 16.75 | 44000 | 39500 | 39500 | 2.93 | 2.12 | 47500 | 2.98 | 1.8 | 8.5 | 7
Live | 217509141 |  | 10 | 16.55 | 44000 | 39500 | 40000 | 2.93 | 2.12 | 47500 | 2.98 | 1.8 | 8.5 | 7
Live | 217509142 |  | 10 | 17.2 | 45500 | 39000 | 39500 | 2.93 | 2.18 | 47500 | 3.12 | 1.85 | 9 | 7
Live | 217509143 |  | 10 | 17.1 | 45500 | 39500 | 39500 | 2.93 | 2.18 | 48000 | 3.12 | 1.85 | 9 | 7
Live | 217509144 |  | 10 | 16.35 | 44000 | 39500 | 39500 | 2.93 | 2.12 | 47500 | 2.98 | 1.8 | 8.5 | 7
Live | 217509145 |  | 10 | 16.1 | 44000 | 39500 | 40000 | 2.93 | 2.12 | 48000 | 2.96 | 1.8 | 8.5 | 7
Live | 217509146 |  | 10 | 16 | 43500 | 39500 | 40000 | 2.93 | 2.1 | 47500 | 2.92 | 1.8 | 8.5 | 7
Live | 217509147 |  | 10 | 16 | 43500 | 40000 | 40000 | 2.93 | 2.16 | 48000 | 3 | 1.85 | 9 | 7
Live | 217509148 |  | 10 | 16.5 | 44500 | 39500 | 40000 | 2.93 | 2.2 | 48000 | 3.12 | 1.85 | 9 | 7.5
Live | 217509149 |  | 10 | 16.65 | 44500 | 39500 | 40000 | 2.93 | 2.2 | 48000 | 3.12 | 1.85 | 9 | 7.5
Live | 217509150 |  | 10 | 16.9 | 54500 | 43500 | 40000 | 2.93 | 2.24 |  |  | 1.9 | 8.5 | 7
Live | 217509151 |  | 10 | 16.55 | 54500 | 44000 | 40500 | 2.93 | 2.22 | 55000 | 3.14 | 1.9 | 8.5 | 7
Live | 217509152 |  | 10 | 16.35 | 53000 | 44000 | 40500 | 2.93 | 2.16 | 54500 | 3.02 | 1.85 | 8.5 | 7
Live | 217509153 |  | 10 | 16.05 | 53000 | 44500 | 40500 | 2.93 | 2.16 | 55000 | 3 | 1.85 | 8.5 | 7
Live | 217509154 |  | 10 | 16.65 | 54000 | 44000 | 40500 | 2.93 | 2.16 | 54500 | 3.04 | 1.85 | 8.5 | 6.5
Live | 217509155 |  | 9.8 | 16 | 52500 | 44000 | 40500 | 2.87 | 2.2 | 55000 | 3.08 | 1.9 | 8.5 | 7
Live | 217509156 |  | 9.8 | 16 | 52500 | 44000 | 41000 | 2.87 | 2.2 | 55000 | 3.08 | 1.9 | 8.5 | 7
Live | 217509157 |  | 10 | 16.4 | 53500 | 44000 | 40500 | 2.93 | 2.16 | 54500 | 3 | 1.85 | 8.5 | 6.5
Live | 217509158 |  | 11.7 | 16.7 | 23800 | 19800 | 20800 | 3.44 | 2.48 | 24000 | 3.37 | 1.8 | 9 | 7
Live | 217509159 |  | 11.7 | 17.05 | 24000 | 20000 | 20800 | 3.43 | 2.46 |  |  | 1.8 | 9 | 7
Live | 217509160 |  | 11.7 | 17.05 | 23800 | 20000 | 20800 | 3.44 | 2.46 | 24000 | 3.37 | 1.8 | 9 | 7
Live | 217509161 |  | 12 | 16.7 | 23400 | 19600 | 20600 | 3.52 | 2.48 | 23800 | 3.32 | 1.8 | 9 | 7
Live | 217509162 |  | 12 | 16.7 | 23400 | 19600 | 20600 | 3.52 | 2.48 | 23800 | 3.32 | 1.8 | 9 | 7
Live | 217509163 |  | 12 | 17.45 | 23800 | 19600 | 20600 | 3.52 | 2.48 |  |  | 1.8 | 9 | 7
Live | 217509164 |  | 11.7 | 16.35 | 23800 | 19800 | 20800 | 3.44 | 2.48 | 24000 | 3.37 | 1.8 | 9 | 7
Live | 217509165 |  | 11.7 | 16.85 | 24000 | 20000 | 20800 | 3.43 | 2.46 |  |  | 1.8 | 9 | 7
Live | 217509166 |  | 11.7 | 16.85 | 24000 | 20000 | 20800 | 3.43 | 2.46 |  |  | 1.8 | 9 | 7
Live | 217509167 |  | 12 | 16.4 | 23800 | 19800 | 20800 | 3.52 | 2.48 |  |  | 1.8 | 9 | 7
Live | 217509168 |  | 12 | 16.4 | 23800 | 19800 | 20800 | 3.52 | 2.48 |  |  | 1.8 | 9 | 7
Live | 217509169 |  | 11 | 16.1 | 23800 | 20000 | 21000 | 3.23 | 2.44 | 24000 | 3.32 | 1.8 | 8.5 | 7
Live | 217509170 |  | 11 | 16.25 | 23800 | 20000 | 21000 | 3.23 | 2.44 | 24000 | 3.32 | 1.8 | 9 | 7
Live | 217509171 |  | 11 | 16.05 | 23800 | 20000 | 21000 | 3.23 | 2.44 | 24000 | 3.32 | 1.8 | 8.5 | 7
Live | 217509172 |  | 11.7 | 16.1 | 24000 | 19800 | 20800 | 3.43 | 2.48 |  |  | 1.8 | 9 | 7
Live | 217509173 |  | 12 | 17.05 | 24000 | 19800 | 20800 | 3.52 | 2.55 |  |  | 1.85 | 9 | 7
Live | 217509174 |  | 11.7 | 17.45 | 24000 | 20000 | 20800 | 3.43 | 2.52 |  |  | 1.85 | 9 | 7
Live | 217509175 |  | 11.7 | 17.45 | 24000 | 20000 | 20800 | 3.43 | 2.52 |  |  | 1.85 | 9 | 7
Live | 217509176 |  | 12 | 17.1 | 23800 | 19600 | 20400 | 3.52 | 2.54 |  |  | 1.85 | 9 | 7.5
Live | 217509177 |  | 12 | 17.1 | 23800 | 19600 | 20400 | 3.52 | 2.54 |  |  | 1.85 | 9 | 7.5
Live | 217509178 |  | 12 | 17.8 | 24000 | 19600 | 20600 | 3.52 | 2.56 |  |  | 1.85 | 9.4 | 7.5
Live | 217509179 |  | 12 | 16.7 | 24000 | 19800 | 20600 | 3.52 | 2.55 |  |  | 1.85 | 9 | 7
Live | 217509180 |  | 11.7 | 17.15 | 24000 | 20000 | 20800 | 3.43 | 2.52 |  |  | 1.85 | 9 | 7
Live | 217509181 |  | 11.7 | 17.15 | 24000 | 20000 | 20800 | 3.43 | 2.52 |  |  | 1.85 | 9 | 7
Live | 217509182 |  | 12 | 16.7 | 24000 | 19800 | 20600 | 3.52 | 2.56 |  |  | 1.85 | 9 | 7
Live | 217509183 |  | 12 | 16.7 | 24000 | 19800 | 20600 | 3.52 | 2.56 |  |  | 1.85 | 9 | 7
Live | 217509184 |  | 11.7 | 16.35 | 24000 | 20000 | 20800 | 3.43 | 2.5 |  |  | 1.8 | 9 | 7
Live | 217509185 |  | 11.7 | 16.5 | 24000 | 20000 | 20800 | 3.43 | 2.5 |  |  | 1.8 | 9 | 7
Live | 217509186 |  | 11.7 | 16.35 | 24000 | 20000 | 20800 | 3.43 | 2.5 |  |  | 1.8 | 9 | 7
Live | 217509187 |  | 11.7 | 16.4 | 24000 | 19800 | 20800 | 3.43 | 2.55 |  |  | 1.85 | 9 | 7
Live | 217509188 |  | 11.7 | 16.5 | 23600 | 19800 | 21000 | 3.42 | 2.52 | 24000 | 3.37 | 1.8 | 9 | 7
Live | 217509189 |  | 11.7 | 16.95 | 23600 | 20000 | 21000 | 3.42 | 2.52 | 24000 | 3.33 | 1.8 | 9 | 7.5
Live | 217509190 |  | 11.7 | 16.95 | 23600 | 20000 | 21000 | 3.42 | 2.52 | 24000 | 3.33 | 1.8 | 9 | 7.5
Live | 217509191 |  | 11.7 | 16.65 | 23200 | 19600 | 20800 | 3.43 | 2.48 | 23800 | 3.32 | 1.8 | 9 | 7
Live | 217509192 |  | 11.7 | 16.65 | 23200 | 19600 | 20800 | 3.43 | 2.48 | 23800 | 3.32 | 1.8 | 9 | 7
Live | 217509193 |  | 11.7 | 17.4 | 23400 | 19800 | 21000 | 3.43 | 2.52 | 23800 | 3.35 | 1.8 | 9 | 7
Live | 217509194 |  | 11.7 | 16.2 | 23600 | 19800 | 21200 | 3.42 | 2.52 | 24000 | 3.37 | 1.8 | 8.5 | 7
Live | 217509195 |  | 11.7 | 16.75 | 23600 | 20000 | 21000 | 3.42 | 2.52 | 24000 | 3.37 | 1.8 | 9 | 7.5
Live | 217509196 |  | 11.7 | 16.75 | 23600 | 20000 | 21000 | 3.42 | 2.52 | 24000 | 3.37 | 1.8 | 9 | 7.5
Live | 217509197 |  | 12 | 16.8 | 24000 | 19800 | 20800 | 3.52 | 2.56 |  |  | 1.8 | 9 | 7
Live | 217509198 |  | 12 | 16.8 | 24000 | 19800 | 20800 | 3.52 | 2.56 |  |  | 1.8 | 9 | 7
Live | 217509199 |  | 11.7 | 16.45 | 24000 | 20000 | 21000 | 3.43 | 2.52 |  |  | 1.8 | 9 | 7
Live | 217509200 |  | 11.7 | 16.7 | 24000 | 20000 | 21000 | 3.43 | 2.52 |  |  | 1.8 | 9 | 7
Live | 217509201 |  | 11 | 16.4 | 24000 | 20000 | 21000 | 3.23 | 2.52 |  |  | 1.8 | 9 | 7
Live | 217509202 |  | 11.7 | 16.5 | 24000 | 19800 | 20800 | 3.43 | 2.56 |  |  | 1.8 | 9 | 7
Live | 217509203 |  | 12 | 17.2 | 24000 | 19800 | 20800 | 3.52 | 2.64 |  |  | 1.85 | 9.4 | 7.5
Live | 217509204 |  | 11.7 | 17.6 | 24000 | 19800 | 20800 | 3.43 | 2.63 |  |  | 1.85 | 9.5 | 7.5
Live | 217509205 |  | 11.7 | 17.6 | 24000 | 19800 | 21000 | 3.43 | 2.63 |  |  | 1.85 | 9.5 | 7.5
Live | 217509206 |  | 12 | 17.15 | 23800 | 19600 | 20600 | 3.52 | 2.62 | 24000 | 3.53 | 1.85 | 9.4 | 7.5
Live | 217509207 |  | 12 | 17.15 | 23800 | 19600 | 20600 | 3.52 | 2.62 | 24000 | 3.53 | 1.85 | 9.4 | 7.5
Live | 217509208 |  | 12 | 17.85 | 24000 | 19600 | 20600 | 3.52 | 2.63 |  |  | 1.85 | 9.5 | 7.5
Live | 217509209 |  | 12 | 16.85 | 24000 | 19800 | 20800 | 3.52 | 2.64 |  |  | 1.85 | 9.4 | 7.5
Live | 217509210 |  | 11.7 | 17.4 | 24000 | 19800 | 20800 | 3.43 | 2.63 |  |  | 1.85 | 9.5 | 7.5
Live | 217509211 |  | 11.7 | 17.4 | 24000 | 19800 | 20800 | 3.43 | 2.63 |  |  | 1.85 | 9.5 | 7.5
Live | 217509212 |  | 12 | 16.65 | 24000 | 19800 | 20800 | 3.52 | 2.55 |  |  | 1.8 | 9 | 7
Live | 217509213 |  | 12 | 16.65 | 24000 | 19800 | 20800 | 3.52 | 2.55 |  |  | 1.8 | 9 | 7
Live | 217509214 |  | 11.7 | 16.35 | 24000 | 20000 | 21000 | 3.43 | 2.48 |  |  | 1.8 | 9 | 7
Live | 217509215 |  | 11.7 | 16.55 | 24000 | 20000 | 21000 | 3.43 | 2.48 |  |  | 1.8 | 9 | 7
Live | 217509216 |  | 11.7 | 16.3 | 24000 | 20000 | 21000 | 3.43 | 2.48 |  |  | 1.8 | 9 | 7
Live | 217509217 |  | 11.7 | 16.3 | 24000 | 20000 | 21000 | 3.43 | 2.52 |  |  | 1.8 | 9 | 7
Live | 217509218 |  | 11 | 16.8 | 23800 | 20000 | 21000 | 3.23 | 2.54 | 24000 | 3.4 | 1.8 | 9.4 | 7.5
Live | 217509219 |  | 11 | 16.65 | 23600 | 20000 | 21000 | 3.22 | 2.54 | 24000 | 3.4 | 1.8 | 9 | 7.5
Live | 217509220 |  | 11 | 16.1 | 23800 | 20000 | 21000 | 3.23 | 2.54 | 24000 | 3.41 | 1.8 | 9 | 7.5
Live | 217509221 |  | 11.7 | 16.3 | 23800 | 20000 | 21000 | 3.44 | 2.54 | 24000 | 3.41 | 1.8 | 9 | 7.5
Live | 217509222 |  | 11 | 17 | 33800 | 29000 | 28600 | 3.23 | 2.22 | 35600 | 3.06 | 1.8 | 8.5 | 7
Live | 217509223 |  | 11 | 17.6 | 33800 | 29000 | 28600 | 3.23 | 2.22 | 35600 | 3.06 | 1.8 | 8.5 | 7
Live | 217509224 |  | 11 | 17.55 | 33800 | 29000 | 28600 | 3.23 | 2.22 | 35600 | 3.06 | 1.8 | 8.5 | 7
Live | 217509225 |  | 11 | 17.3 | 33800 | 28800 | 28600 | 3.23 | 2.22 | 35600 | 3.06 | 1.85 | 8.5 | 7
Live | 217509226 |  | 11 | 17.3 | 33800 | 28800 | 28600 | 3.23 | 2.22 | 35600 | 3.06 | 1.85 | 8.5 | 7
Live | 217509227 |  | 11 | 18.15 | 34200 | 29000 | 28600 | 3.22 | 2.22 | 35800 | 3.08 | 1.8 | 8.5 | 7
Live | 217509228 |  | 11 | 17.5 | 34000 | 29000 | 28600 | 3.22 | 2.22 | 35600 | 3.08 | 1.8 | 8.5 | 7
Live | 217509229 |  | 11 | 17.7 | 33800 | 28800 | 28600 | 3.23 | 2.22 | 35600 | 3.06 | 1.8 | 8.5 | 7
Live | 217509230 |  | 11 | 17.7 | 33800 | 28800 | 28600 | 3.23 | 2.22 | 35600 | 3.06 | 1.8 | 8.5 | 7
Live | 217509231 |  | 11 | 17.65 | 34200 | 29000 | 28600 | 3.22 | 2.24 | 35600 | 3.1 | 1.85 | 8.5 | 7
Live | 217509232 |  | 11 | 17.65 | 34200 | 29000 | 28600 | 3.22 | 2.24 | 35600 | 3.1 | 1.85 | 8.5 | 7
Live | 217509233 |  | 11 | 17.15 | 33600 | 29000 | 28600 | 3.23 | 2.22 | 35600 | 3.04 | 1.8 | 8.5 | 7
Live | 217509234 |  | 11 | 17.35 | 33800 | 28800 | 28600 | 3.23 | 2.22 | 35600 | 3.06 | 1.8 | 8.5 | 7
Live | 217509235 |  | 11 | 17.1 | 33600 | 29000 | 28600 | 3.23 | 2.22 | 35600 | 2.98 | 1.8 | 8.5 | 7
Live | 217509236 |  | 11 | 17.25 | 34000 | 29000 | 28600 | 3.22 | 2.22 | 35800 | 3.08 | 1.8 | 8.5 | 7
Live | 217509237 |  | 11 | 17.6 | 34200 | 28800 | 28400 | 3.22 | 2.24 | 35400 | 3.1 | 1.85 | 8.5 | 7
Live | 217509238 |  | 10 | 16 | 34000 | 29200 | 28800 | 2.93 | 2.22 | 35800 | 3.06 | 1.8 | 8.5 | 7
Live | 217509239 |  | 11 | 16.55 | 34200 | 28800 | 28400 | 3.22 | 2.24 | 35400 | 3.1 | 1.85 | 8.5 | 7
Live | 217509240 |  | 11 | 16.55 | 34200 | 28800 | 28400 | 3.22 | 2.24 | 35400 | 3.1 | 1.85 | 8.5 | 7
Live | 217509241 |  | 11 | 16.65 | 34000 | 28800 | 28400 | 3.22 | 2.24 | 35400 | 3.1 | 1.85 | 8.5 | 7
Live | 217509242 |  | 11 | 16.9 | 34400 | 28800 | 28400 | 3.22 | 2.24 | 35600 | 3.12 | 1.85 | 8.5 | 7
Live | 217509243 |  | 11 | 17.4 | 34400 | 28800 | 28400 | 3.22 | 2.28 | 35600 | 3.16 | 1.85 | 8.5 | 7
Live | 217509244 |  | 11 | 17.95 | 34400 | 28800 | 28400 | 3.22 | 2.28 | 35800 | 3.16 | 1.85 | 8.5 | 7
Live | 217509245 |  | 11 | 17.9 | 34400 | 28800 | 28400 | 3.22 | 2.28 | 35800 | 3.16 | 1.85 | 8.5 | 7
Live | 217509246 |  | 11 | 17.65 | 34600 | 28800 | 28400 | 3.22 | 2.28 | 35600 | 3.18 | 1.85 | 8.5 | 7
Live | 217509247 |  | 11 | 17.65 | 34600 | 28800 | 28400 | 3.22 | 2.28 | 35600 | 3.18 | 1.85 | 8.5 | 7
Live | 217509248 |  | 11 | 18.5 | 34800 | 29000 | 28600 | 3.23 | 2.28 | 35800 | 3.2 | 1.85 | 8.5 | 7
Live | 217509249 |  | 11 | 17.9 | 34600 | 28800 | 28400 | 3.22 | 2.28 | 35600 | 3.18 | 1.85 | 8.5 | 7
Live | 217509250 |  | 11 | 18 | 34400 | 28800 | 28400 | 3.22 | 2.28 | 35800 | 3.16 | 1.85 | 8.5 | 7
Live | 217509251 |  | 11 | 18 | 34400 | 28800 | 28400 | 3.22 | 2.28 | 35800 | 3.16 | 1.85 | 8.5 | 7
Live | 217509252 |  | 11 | 18.05 | 34800 | 28800 | 28400 | 3.23 | 2.3 | 35800 | 3.22 | 1.85 | 8.5 | 7
Live | 217509253 |  | 11 | 18.05 | 34800 | 28800 | 28400 | 3.23 | 2.3 | 35800 | 3.22 | 1.85 | 8.5 | 7
Live | 217509254 |  | 11 | 17.5 | 34400 | 28800 | 28400 | 3.22 | 2.28 | 35800 | 3.16 | 1.85 | 8.5 | 7
Live | 217509255 |  | 11 | 17.7 | 34400 | 28800 | 28400 | 3.22 | 2.28 | 35600 | 3.18 | 1.85 | 8.5 | 7
Live | 217509256 |  | 11 | 17.4 | 34200 | 28800 | 28400 | 3.22 | 2.28 | 35600 | 3.16 | 1.85 | 8.5 | 7
Live | 217509257 |  | 11 | 17.6 | 34800 | 28800 | 28400 | 3.23 | 2.28 | 35800 | 3.2 | 1.85 | 8.5 | 7
Live | 217509258 |  | 11.7 | 18.1 | 34600 | 28600 | 28200 | 3.43 | 2.3 | 35400 | 3.2 | 1.9 | 8.5 | 7
Live | 217509259 |  | 11 | 16.4 | 34800 | 29000 | 28600 | 3.23 | 2.28 | 36000 | 3.18 | 1.85 | 8.5 | 7
Live | 217509260 |  | 11.7 | 16.95 | 34800 | 28600 | 28200 | 3.43 | 2.3 | 35600 | 3.22 | 1.9 | 8.5 | 7
Live | 217509261 |  | 11.7 | 16.95 | 34800 | 28600 | 28200 | 3.43 | 2.3 | 35600 | 3.22 | 1.9 | 8.5 | 7
Live | 217509262 |  | 11.7 | 17.05 | 34800 | 28600 | 28200 | 3.43 | 2.3 | 35400 | 3.24 | 1.9 | 8.5 | 7
Live | 217509263 |  | 11 | 17.3 | 35000 | 28800 | 28200 | 3.23 | 2.3 | 35600 | 3.24 | 1.9 | 8.5 | 7
Live | 217509264 |  | 11 | 17.4 | 34200 | 29400 | 28400 | 3.22 | 2.36 | 35800 | 3.28 | 1.9 | 9 | 7
Live | 217509265 |  | 11 | 17.95 | 34200 | 28800 | 28400 | 3.22 | 2.36 | 35800 | 3.26 | 1.9 | 9 | 7
Live | 217509266 |  | 11 | 17.95 | 34200 | 28800 | 28400 | 3.22 | 2.36 | 35800 | 3.26 | 1.9 | 9 | 7
Live | 217509267 |  | 11 | 17.75 | 34200 | 28600 | 28200 | 3.22 | 2.36 | 35800 | 3.28 | 1.9 | 9 | 7
Live | 217509268 |  | 11 | 17.75 | 34200 | 28600 | 28200 | 3.22 | 2.36 | 35800 | 3.28 | 1.9 | 9 | 7
Live | 217509269 |  | 11 | 18.6 | 34600 | 28800 | 28400 | 3.22 | 2.36 | 36000 | 3.3 | 1.9 | 9 | 7
Live | 217509270 |  | 11 | 17.95 | 34400 | 28600 | 28200 | 3.22 | 2.36 | 35800 | 3.28 | 1.9 | 9 | 7
Live | 217509271 |  | 11 | 18.1 | 34200 | 28800 | 28200 | 3.22 | 2.34 | 35800 | 3.26 | 1.9 | 9 | 7
Live | 217509272 |  | 11 | 18.1 | 34200 | 28800 | 28200 | 3.22 | 2.34 | 35800 | 3.26 | 1.9 | 9 | 7
Live | 217509273 |  | 11 | 17.95 | 34600 | 28800 | 28400 | 3.22 | 2.28 | 35600 | 3.18 | 1.85 | 8.5 | 7
Live | 217509274 |  | 11 | 17.95 | 34600 | 28800 | 28400 | 3.22 | 2.28 | 35600 | 3.18 | 1.85 | 8.5 | 7
Live | 217509275 |  | 11 | 17.4 | 34200 | 28800 | 28400 | 3.22 | 2.26 | 35800 | 3.12 | 1.85 | 8.5 | 7
Live | 217509276 |  | 11 | 17.6 | 34200 | 28800 | 28400 | 3.22 | 2.26 | 35600 | 3.14 | 1.85 | 8.5 | 7
Live | 217509277 |  | 11 | 17.35 | 34000 | 28800 | 28400 | 3.22 | 2.26 | 35600 | 3.12 | 1.85 | 8.5 | 7
Live | 217509278 |  | 11 | 17.5 | 34600 | 29000 | 28600 | 3.22 | 2.26 | 35800 | 3.16 | 1.85 | 8.5 | 7
Live | 217509279 |  | 11.7 | 18.05 | 34400 | 28600 | 28200 | 3.43 | 2.28 | 35400 | 3.16 | 1.85 | 8.5 | 7
Live | 217509280 |  | 11 | 16.35 | 34400 | 29000 | 28600 | 3.22 | 2.26 | 36000 | 3.14 | 1.85 | 8.5 | 7
Live | 217509281 |  | 11 | 16.8 | 34600 | 28600 | 28200 | 3.22 | 2.28 | 35600 | 3.18 | 1.85 | 8.5 | 7
Live | 217509282 |  | 11 | 16.8 | 34600 | 28600 | 28200 | 3.22 | 2.28 | 35600 | 3.18 | 1.85 | 8.5 | 7
Live | 217509283 |  | 11.7 | 16.95 | 34600 | 28600 | 28200 | 3.43 | 2.28 | 35400 | 3.2 | 1.85 | 8.5 | 7
Live | 217509284 |  | 11 | 17.2 | 34800 | 28800 | 28400 | 3.23 | 2.28 | 35600 | 3.2 | 1.85 | 8.5 | 7
Live | 217509285 |  | 10 | 16.3 | 32400 | 29200 | 28800 | 2.93 | 2.18 | 35400 | 2.94 | 1.8 | 8.5 | 7
Live | 217509286 |  | 10 | 16.95 | 32200 | 29200 | 28800 | 2.93 | 2.18 | 35600 | 2.94 | 1.8 | 8.5 | 7
Live | 217509287 |  | 10 | 16.95 | 32200 | 29200 | 28800 | 2.93 | 2.18 | 35600 | 2.94 | 1.8 | 8.5 | 7
Live | 217509288 |  | 10 | 16.7 | 32400 | 29000 | 28800 | 2.93 | 2.18 | 35400 | 2.96 | 1.8 | 8.5 | 7
Live | 217509289 |  | 10 | 16.7 | 32400 | 29000 | 28800 | 2.93 | 2.18 | 35400 | 2.96 | 1.8 | 8.5 | 7
Live | 217509290 |  | 10 | 17.6 | 32600 | 29200 | 29000 | 2.93 | 2.18 | 35800 | 2.98 | 1.8 | 8.5 | 7
Live | 217509291 |  | 10 | 16.95 | 32400 | 29200 | 28800 | 2.93 | 2.18 | 35400 | 2.96 | 1.8 | 8.5 | 7
Live | 217509292 |  | 10 | 17.15 | 32200 | 29200 | 28800 | 2.93 | 2.18 | 35400 | 2.94 | 1.8 | 8.5 | 7
Live | 217509293 |  | 10 | 17.15 | 32200 | 29200 | 28800 | 2.93 | 2.18 | 35400 | 2.94 | 1.8 | 8.5 | 7
Live | 217509294 |  | 11 | 17.95 | 34000 | 28800 | 28400 | 3.22 | 2.28 | 35800 | 3.18 | 1.85 | 8.5 | 7
Live | 217509295 |  | 11 | 17.95 | 34000 | 28800 | 28400 | 3.22 | 2.28 | 35800 | 3.18 | 1.85 | 8.5 | 7
Live | 217509296 |  | 11 | 17.45 | 33600 | 29000 | 28400 | 3.23 | 2.26 | 35800 | 3.12 | 1.85 | 8.5 | 7
Live | 217509297 |  | 11 | 17.6 | 33800 | 28800 | 28400 | 3.23 | 2.26 | 35600 | 3.14 | 1.85 | 8.5 | 7
Live | 217509298 |  | 11 | 17.4 | 33600 | 28800 | 28400 | 3.23 | 2.26 | 35600 | 3.12 | 1.85 | 8.5 | 7
Live | 217509299 |  | 11 | 17.5 | 34000 | 29000 | 28400 | 3.22 | 2.26 | 35800 | 3.16 | 1.85 | 8.5 | 7
Live | 217509300 |  | 11 | 18.05 | 33800 | 28600 | 28200 | 3.23 | 2.28 | 35400 | 3.18 | 1.85 | 8.5 | 7
Live | 217509301 |  | 10 | 16.25 | 34000 | 29000 | 28600 | 2.93 | 2.28 | 36000 | 3.14 | 1.85 | 8.5 | 7
Live | 217509302 |  | 11 | 16.75 | 34000 | 28600 | 28200 | 3.22 | 2.28 | 35600 | 3.2 | 1.85 | 8.5 | 7
Live | 217509303 |  | 11 | 16.75 | 34000 | 28600 | 28200 | 3.22 | 2.28 | 35600 | 3.2 | 1.85 | 8.5 | 7
Live | 217509304 |  | 11 | 16.9 | 34000 | 28600 | 28200 | 3.22 | 2.28 | 35400 | 3.2 | 1.85 | 8.5 | 7
Live | 217509305 |  | 11 | 17.05 | 34200 | 28600 | 28400 | 3.22 | 2.32 | 35600 | 3.2 | 1.85 | 8.5 | 7
Live | 217509306 |  | 11 | 17.05 | 34800 | 28800 | 28400 | 3.23 | 2.36 | 36000 | 3.3 | 1.9 | 9 | 7
Live | 217509307 |  | 11 | 17.2 | 34800 | 28800 | 28200 | 3.23 | 2.36 | 35800 | 3.32 | 1.9 | 9 | 7
Live | 217509308 |  | 11 | 17.3 | 34000 | 28800 | 28400 | 3.22 | 2.26 | 35600 | 3.12 | 1.85 | 8.5 | 7
Live | 217509309 |  | 11 | 17.35 | 34000 | 28800 | 28400 | 3.22 | 2.26 | 35600 | 3.12 | 1.85 | 8.5 | 7
Live | 217509310 |  | 11 | 16.7 | 34600 | 29000 | 28600 | 3.22 | 2.26 | 35800 | 3.16 | 1.85 | 8.5 | 7
Live | 217509311 |  | 10 | 16.95 | 34400 | 29200 | 28800 | 2.93 | 2.24 | 36000 | 3.12 | 1.85 | 8.5 | 7
Live | 217509312 |  | 11 | 17.9 | 35000 | 28600 | 28200 | 3.23 | 2.36 | 35800 | 3.3 | 1.9 | 9 | 7
Live | 217509313 |  | 11 | 17.85 | 35000 | 28600 | 28200 | 3.23 | 2.36 | 35800 | 3.28 | 1.9 | 9 | 7
Live | 217509314 |  | 11 | 17.3 | 35400 | 28600 | 28200 | 3.22 | 2.38 | 36000 | 3.34 | 1.9 | 8.5 | 7
Live | 217509315 |  | 11 | 17.5 | 35200 | 28800 | 28400 | 3.22 | 2.34 | 36000 | 3.28 | 1.9 | 9 | 7
Live | 217509316 |  | 10 | 16.9 | 44000 | 39500 | 39500 | 2.93 | 2.12 | 47500 | 2.96 | 1.8 | 8.5 | 7
Live | 217509317 |  | 10 | 16.35 | 43500 | 39500 | 39500 | 2.93 | 2.1 | 47500 | 2.88 | 1.8 | 8.5 | 7
Live | 217509318 |  | 10 | 16.8 | 44000 | 39500 | 39500 | 2.93 | 2.12 | 47500 | 2.96 | 1.8 | 8.5 | 7
Live | 217509319 |  | 10 | 16.8 | 44000 | 39500 | 39500 | 2.93 | 2.12 | 47500 | 2.96 | 1.8 | 8.5 | 7
Live | 217509320 |  | 10 | 16.95 | 44000 | 39000 | 39500 | 2.93 | 2.12 | 47500 | 2.96 | 1.8 | 8.5 | 7
Live | 217509321 |  | 10 | 16.6 | 43500 | 39000 | 39500 | 2.93 | 2.12 | 47500 | 2.9 | 1.8 | 8.5 | 7
Live | 217509322 |  | 10 | 16.65 | 44000 | 39500 | 39500 | 2.93 | 2.12 | 47500 | 2.96 | 1.8 | 8.5 | 7
Live | 217509323 |  | 10 | 17.1 | 44000 | 39500 | 39500 | 2.93 | 2.14 | 47500 | 3 | 1.8 | 8.5 | 7
Live | 217509324 |  | 10 | 16.3 | 44000 | 39500 | 40000 | 2.93 | 2.12 | 48000 | 2.96 | 1.8 | 8.5 | 7
Live | 217509325 |  | 10 | 16.15 | 44000 | 39000 | 39500 | 2.93 | 2.14 | 47500 | 3 | 1.8 | 8.5 | 7
Live | 217509326 |  | 10 | 16.15 | 44000 | 39000 | 39500 | 2.93 | 2.14 | 47500 | 3 | 1.8 | 8.5 | 7
Live | 217509327 |  | 10 | 16.6 | 44500 | 39500 | 39500 | 2.93 | 2.14 | 47500 | 3.02 | 1.8 | 8.5 | 7
Live | 217509328 |  | 10 | 16.65 | 44500 | 39500 | 39500 | 2.93 | 2.12 | 47500 | 3 | 1.8 | 8.5 | 7
Live | 217509329 |  | 11 | 17.05 | 45000 | 39000 | 39500 | 3.22 | 2.18 | 47500 | 3.1 | 1.85 | 9 | 7
Live | 217509330 |  | 10 | 16.7 | 45000 | 39000 | 39500 | 2.93 | 2.18 | 47500 | 3.12 | 1.85 | 9 | 7
Live | 217509331 |  | 11 | 17.65 | 45500 | 39000 | 39000 | 3.22 | 2.2 | 47500 | 3.14 | 1.85 | 9 | 7
Live | 217509332 |  | 10 | 16.85 | 45500 | 39500 | 39500 | 2.93 | 2.16 | 48000 | 3.1 | 1.85 | 9 | 7
Live | 217509333 |  | 11 | 16.55 | 45500 | 39000 | 39000 | 3.22 | 2.2 | 47500 | 3.14 | 1.85 | 9 | 7
Live | 217509334 |  | 11 | 16.55 | 45500 | 39000 | 39000 | 3.22 | 2.2 | 47500 | 3.14 | 1.85 | 9 | 7
Live | 217509335 |  | 11 | 17.2 | 46000 | 39000 | 39500 | 3.23 | 2.2 | 47500 | 3.16 | 1.85 | 9 | 7
Live | 217509336 |  | 10 | 17.2 | 46000 | 39000 | 39500 | 2.93 | 2.18 | 48000 | 3.14 | 1.85 | 9 | 7
Live | 217509337 |  | 10 | 16.25 | 45500 | 39500 | 39500 | 2.93 | 2.16 | 48000 | 3.1 | 1.85 | 9 | 7
Live | 217509338 |  | 11 | 16.25 | 45500 | 39000 | 39000 | 3.22 | 2.18 | 47500 | 3.12 | 1.85 | 8.5 | 7
Live | 217509339 |  | 10 | 16.8 | 45000 | 39000 | 39000 | 2.93 | 2.26 | 48000 | 3.16 | 1.9 | 9 | 7.5
Live | 217509340 |  | 10 | 16.25 | 44000 | 39000 | 39000 | 2.93 | 2.24 | 47500 | 3.1 | 1.9 | 9 | 7.5
Live | 217509341 |  | 10 | 16.8 | 45000 | 39000 | 39000 | 2.93 | 2.26 | 47500 | 3.16 | 1.9 | 9 | 7.5
Live | 217509342 |  | 10 | 16.8 | 45000 | 39000 | 39000 | 2.93 | 2.26 | 47500 | 3.16 | 1.9 | 9 | 7.5
Live | 217509343 |  | 10 | 16.95 | 45000 | 38500 | 39000 | 2.93 | 2.26 | 47500 | 3.16 | 1.9 | 9 | 7.5
Live | 217509344 |  | 10 | 16.5 | 43500 | 39000 | 39500 | 2.93 | 2.12 | 47500 | 2.9 | 1.8 | 8.5 | 7
Live | 217509345 |  | 10 | 16.65 | 44000 | 39500 | 39500 | 2.93 | 2.12 | 47500 | 2.96 | 1.8 | 8.5 | 7
Live | 217509346 |  | 10 | 16.7 | 44000 | 39500 | 39500 | 2.93 | 2.12 | 47500 | 2.98 | 1.8 | 8.5 | 7
Live | 217509347 |  | 10 | 16.2 | 44500 | 39500 | 39500 | 2.93 | 2.14 | 47500 | 3 | 1.8 | 8.5 | 7
Live | 217509348 |  | 10 | 16.2 | 44000 | 39500 | 40000 | 2.93 | 2.12 | 47500 | 2.98 | 1.8 | 8.5 | 7
Live | 217509349 |  | 10 | 16.8 | 43500 | 39500 | 39500 | 2.93 | 2.16 | 47500 | 3 | 1.85 | 9 | 7
Live | 217509350 |  | 10 | 16.3 | 42500 | 39500 | 39500 | 2.93 | 2.14 | 47500 | 2.94 | 1.8 | 9 | 7
Live | 217509351 |  | 10 | 16.8 | 43000 | 39500 | 39500 | 2.93 | 2.16 | 47500 | 3 | 1.85 | 9 | 7
Live | 217509352 |  | 10 | 16.8 | 43000 | 39500 | 39500 | 2.93 | 2.16 | 47500 | 3 | 1.85 | 9 | 7
Live | 217509353 |  | 10 | 16.95 | 43500 | 39000 | 39500 | 2.93 | 2.16 | 47500 | 3 | 1.85 | 9 | 7
Live | 217509354 |  | 10 | 16 | 43000 | 39000 | 39500 | 2.93 | 2.1 | 47500 | 2.86 | 1.8 | 8.5 | 7
Live | 217509355 |  | 10 | 16.15 | 43500 | 39500 | 39500 | 2.93 | 2.1 | 47500 | 2.86 | 1.8 | 8.5 | 7
Live | 217509356 |  | 10 | 16.35 | 43500 | 39500 | 40000 | 2.93 | 2.1 | 47500 | 2.94 | 1.8 | 8.5 | 7
Live | 217509357 |  | 10 | 16 | 44000 | 39500 | 39500 | 2.93 | 2.1 | 47500 | 2.94 | 1.8 | 8.5 | 7
Live | 217509358 |  | 10 | 16 | 43500 | 39500 | 40000 | 2.93 | 2.1 | 47500 | 2.94 | 1.8 | 8.5 | 7
Live | 217509359 |  | 10 | 16.95 | 44000 | 39000 | 39000 | 2.93 | 2.2 | 47500 | 3.08 | 1.85 | 9 | 7.5
Live | 217509360 |  | 10 | 17 | 43500 | 39500 | 39500 | 2.93 | 2.18 | 48000 | 3.04 | 1.85 | 9 | 7.5
Live | 217509361 |  | 10 | 17.25 | 44500 | 39000 | 39000 | 2.93 | 2.24 | 47500 | 3.16 | 1.9 | 9 | 7.5
Live | 217509362 |  | 11 | 17.15 | 45000 | 39000 | 39000 | 3.22 | 2.26 | 47500 | 3.2 | 1.9 | 9 | 7.5
Live | 217509363 |  | 10 | 16.5 | 55000 | 44000 | 40500 | 2.93 | 2.24 | 54500 | 3.18 | 1.9 | 8.5 | 7
Live | 217509364 |  | 10 | 16 | 54500 | 44000 | 40500 | 2.93 | 2.2 | 55000 | 3.12 | 1.9 | 8.5 | 7
Live | 217509365 |  | 10 | 16.85 | 54500 | 43500 | 40000 | 2.93 | 2.24 |  |  | 1.9 | 8.5 | 7
Live | 217509366 |  | 10 | 16.85 | 54500 | 43500 | 40000 | 2.93 | 2.24 |  |  | 1.9 | 8.5 | 7
Live | 217509367 |  | 10 | 17.15 | 55000 | 44000 | 40500 | 2.93 | 2.22 |  |  | 1.9 | 8.5 | 7
Live | 217509368 |  | 10 | 17.15 | 54500 | 44000 | 40500 | 2.93 | 2.22 | 55000 | 3.16 | 1.9 | 8.5 | 7
Live | 217509369 |  | 10 | 16.4 | 54000 | 44000 | 40500 | 2.93 | 2.22 | 55000 | 3.14 | 1.9 | 8.5 | 7
Live | 217509370 |  | 10 | 16.5 | 54500 | 44000 | 40500 | 2.93 | 2.22 | 55000 | 3.14 | 1.9 | 8.5 | 7
Live | 217509371 |  | 10 | 16 | 53500 | 44000 | 40500 | 2.93 | 2.14 | 54500 | 3.02 | 1.85 | 8.1 | 6.5
Live | 217509372 |  | 10 | 16 | 53000 | 44000 | 40500 | 2.93 | 2.16 | 54500 | 3.02 | 1.85 | 8.5 | 7
Live | 217509373 |  | 10 | 16.3 | 53000 | 43500 | 40000 | 2.93 | 2.18 | 54000 | 3.04 | 1.85 | 8.5 | 7
Live | 217509374 |  | 10 | 16.3 | 53000 | 43500 | 40000 | 2.93 | 2.18 | 54000 | 3.04 | 1.85 | 8.5 | 7
Live | 217509375 |  | 10 | 16.65 | 53500 | 44000 | 40500 | 2.93 | 2.16 | 54500 | 3.02 | 1.85 | 8.5 | 7
Live | 217509376 |  | 10 | 16.65 | 53000 | 44000 | 40500 | 2.93 | 2.16 | 55000 | 3.02 | 1.85 | 8.5 | 7
Live | 217509377 |  | 10 | 16 | 52500 | 44000 | 40500 | 2.93 | 2.16 | 54500 | 3 | 1.85 | 8.5 | 7
Live | 217509378 |  | 10 | 16.05 | 53000 | 44500 | 41000 | 2.93 | 2.16 | 55000 | 3 | 1.85 | 8.5 | 7
Live | 217509379 |  | 10 | 17.05 | 53000 | 43500 | 40000 | 2.93 | 2.26 | 54000 | 3.18 | 1.9 | 8.5 | 7
Live | 217509380 |  | 11 | 15.9 | 23600 | 20200 | 21200 | 3.22 | 2.52 | 24000 | 3.38 | 1.8 | 9 | 7
Live | 217509381 |  | 10 | 16 | 44000 | 39500 | 40000 | 2.93 | 2.12 | 48000 | 2.96 | 1.8 | 8.5 | 7
Live | 217509382 |  | 10 | 16 | 44000 | 39500 | 39500 | 2.93 | 2.12 | 47500 | 2.96 | 1.8 | 8.5 | 7
Live | 217509383 |  | 10 | 16 | 44000 | 40000 | 40000 | 2.93 | 2.1 | 48000 | 2.96 | 1.8 | 8.5 | 7
Live | 217509384 |  | 10 | 16 | 44000 | 39000 | 39500 | 2.93 | 2.14 | 47500 | 3 | 1.8 | 8.5 | 7
Live | 217509385 |  | 10 | 16 | 44000 | 39000 | 39500 | 2.93 | 2.14 | 47500 | 3 | 1.8 | 8.5 | 7
Live | 217509386 |  | 10 | 15.9 | 44000 | 39500 | 40000 | 2.93 | 2.12 | 48000 | 2.96 | 1.8 | 8.5 | 7
Live | 217509387 |  | 10 | 16 | 44000 | 39500 | 39500 | 2.93 | 2.12 | 47500 | 2.98 | 1.8 | 8.5 | 7
Live | 217509388 |  | 10 | 16 | 43500 | 40000 | 40000 | 2.93 | 2.08 | 48000 | 2.9 | 1.8 | 8.5 | 7
Live | 217509389 |  | 10 | 15.9 | 43500 | 39500 | 39500 | 2.93 | 2.12 | 47500 | 2.94 | 1.8 | 8.5 | 7
Live | 217509390 |  | 10 | 15.9 | 43500 | 39500 | 39500 | 2.93 | 2.12 | 47500 | 2.94 | 1.8 | 8.5 | 7
Live | 217509391 |  | 10 | 15.6 | 43500 | 39500 | 40000 | 2.93 | 2.1 | 47500 | 2.9 | 1.8 | 8.5 | 7
Live | 217509392 |  | 10 | 16 | 43500 | 39500 | 40000 | 2.93 | 2.1 | 48000 | 2.92 | 1.8 | 8.5 | 7
Live | 217509393 |  | 10 | 15.7 | 43500 | 39500 | 39500 | 2.93 | 2.1 | 47500 | 2.92 | 1.8 | 8.5 | 7
Live | 217509394 |  | 9.8 | 15.9 | 52500 | 44500 | 41000 | 2.87 | 2.14 | 55000 | 2.98 | 1.85 | 8.5 | 6.5
Live | 217509395 |  | 10 | 16 | 53000 | 44000 | 40500 | 2.93 | 2.14 | 54500 | 2.98 | 1.85 | 8.1 | 6.5
Live | 217509396 |  | 9.8 | 16 | 51500 | 44500 | 41000 | 2.87 | 2.06 | 54500 | 2.82 | 1.8 | 8.1 | 6.5
Live | 217509397 |  | 9.8 | 16 | 51000 | 44500 | 41000 | 2.87 | 2.06 | 54500 | 2.82 | 1.8 | 8.1 | 6.5
Live | 217509398 |  | 10 | 16.95 | 53000 | 43500 | 40000 | 2.93 | 2.24 | 54000 | 3.16 | 1.9 | 8.5 | 7
Live | 217509399 |  | 10 | 15.9 | 51000 | 44000 | 40500 | 2.93 | 2.08 | 53500 | 2.78 | 1.8 | 8.1 | 6.5
Live | 217509400 |  | 10 | 15.9 | 51000 | 44000 | 40500 | 2.93 | 2.08 | 53500 | 2.78 | 1.8 | 8.1 | 6.5
Live | 217509401 |  | 9.8 | 15.7 | 50500 | 44500 | 41000 | 2.87 | 2.06 | 54000 | 2.74 | 1.75 | 8.1 | 6.5
Live | 217509402 |  | 9.8 | 16 | 51000 | 44500 | 41000 | 2.87 | 2.06 | 54000 | 2.78 | 1.8 | 8.1 | 6.5
Live | 217509403 |  | 9.6 | 15.7 | 51000 | 44500 | 41000 | 2.81 | 2.06 | 54500 | 2.76 | 1.75 | 8.1 | 6.5
Live | 217509404 |  | 9.6 | 15.7 | 51000 | 45000 | 41500 | 2.81 | 2.06 | 54500 | 2.8 | 1.75 | 8.1 | 6.5
Live | 217509405 |  | 9.8 | 16 | 52000 | 44500 | 41000 | 2.87 | 2.2 | 55000 | 3.06 | 1.9 | 8.5 | 7
Live | 217509406 |  | 9.8 | 16 | 52500 | 44500 | 41000 | 2.87 | 2.2 | 55000 | 3.06 | 1.9 | 8.5 | 7
Live | 217509407 |  | 11.7 | 16.35 | 23800 | 19800 | 20800 | 3.44 | 2.48 | 24000 | 3.37 | 1.8 | 9 | 7
Live | 217509408 |  | 12 | 16.85 | 23600 | 19600 | 20600 | 3.51 | 2.48 | 23800 | 3.34 | 1.8 | 9 | 7
Live | 217509409 |  | 11 | 16.3 | 23800 | 20000 | 21000 | 3.23 | 2.46 | 24000 | 3.32 | 1.8 | 9 | 7
Live | 217509410 |  | 11 | 16.15 | 23800 | 20000 | 21000 | 3.23 | 2.46 | 24000 | 3.37 | 1.8 | 9 | 7
Live | 217509411 |  | 11.7 | 17 | 23600 | 19800 | 20800 | 3.42 | 2.46 | 23800 | 3.32 | 1.8 | 9 | 7
Live | 217509412 |  | 11 | 16.85 | 23800 | 20000 | 21000 | 3.23 | 2.44 | 24000 | 3.32 | 1.8 | 9 | 7
Live | 217509413 |  | 11.7 | 16.85 | 23800 | 20000 | 21000 | 3.44 | 2.46 | 24000 | 3.33 | 1.8 | 9 | 7
Live | 217509414 |  | 11.7 | 17 | 24000 | 20000 | 20800 | 3.43 | 2.48 |  |  | 1.8 | 9 | 7
Live | 217509415 |  | 12 | 16.7 | 24000 | 19800 | 20600 | 3.52 | 2.55 |  |  | 1.85 | 9 | 7
Live | 217509416 |  | 12 | 17.15 | 24000 | 19600 | 20400 | 3.52 | 2.56 | 23800 | 3.49 | 1.85 | 9 | 7.5
Live | 217509417 |  | 11.7 | 16.6 | 24000 | 20000 | 20800 | 3.43 | 2.52 |  |  | 1.8 | 9 | 7
Live | 217509418 |  | 11.7 | 16.5 | 24000 | 20000 | 20800 | 3.43 | 2.52 |  |  | 1.85 | 9 | 7
Live | 217509419 |  | 12 | 17.25 | 23800 | 19800 | 20600 | 3.52 | 2.55 | 24000 | 3.45 | 1.85 | 9 | 7.5
Live | 217509420 |  | 11.7 | 17.2 | 24000 | 20000 | 20800 | 3.43 | 2.5 |  |  | 1.8 | 9 | 7
Live | 217509421 |  | 11.7 | 17.15 | 24000 | 20000 | 20800 | 3.43 | 2.52 |  |  | 1.8 | 9 | 7
Live | 217509422 |  | 12 | 17.3 | 24000 | 19800 | 20800 | 3.52 | 2.55 |  |  | 1.85 | 9 | 7
Live | 217509423 |  | 11.7 | 16.2 | 23600 | 19800 | 21200 | 3.42 | 2.52 | 24000 | 3.37 | 1.8 | 8.5 | 7
Live | 217509424 |  | 12 | 17.15 | 23800 | 19600 | 20800 | 3.52 | 2.56 |  |  | 1.8 | 9 | 7.5
Live | 217509425 |  | 11.7 | 16.7 | 24000 | 20000 | 21000 | 3.43 | 2.52 |  |  | 1.8 | 9 | 7
Live | 217509426 |  | 11.7 | 16.6 | 24000 | 20000 | 21000 | 3.43 | 2.54 |  |  | 1.8 | 9 | 7
Live | 217509427 |  | 12 | 17.1 | 23800 | 19800 | 21000 | 3.52 | 2.55 | 24000 | 3.41 | 1.8 | 9 | 7
Live | 217509428 |  | 11.7 | 17.25 | 24000 | 20000 | 21000 | 3.43 | 2.52 |  |  | 1.8 | 9 | 7.5
Live | 217509429 |  | 11.7 | 17.2 | 24000 | 20000 | 21000 | 3.43 | 2.54 |  |  | 1.8 | 9 | 7.5
Live | 217509430 |  | 11.7 | 17.35 | 24000 | 19800 | 21000 | 3.43 | 2.55 |  |  | 1.8 | 9 | 7.5
Live | 217509431 |  | 12 | 16.85 | 24000 | 19800 | 20800 | 3.52 | 2.64 |  |  | 1.85 | 9.4 | 7.5
Live | 217509432 |  | 12 | 17.15 | 23800 | 19600 | 20600 | 3.52 | 2.54 |  |  | 1.8 | 9 | 7
Live | 217509433 |  | 11.7 | 16.55 | 24000 | 20000 | 21000 | 3.43 | 2.5 |  |  | 1.8 | 9 | 7
Live | 217509434 |  | 11.7 | 16.4 | 24000 | 20000 | 21000 | 3.43 | 2.5 |  |  | 1.8 | 9 | 7
Live | 217509435 |  | 11.7 | 17.4 | 24000 | 20000 | 21000 | 3.43 | 2.48 |  |  | 1.8 | 9 | 7
Live | 217509436 |  | 11.7 | 17.1 | 24000 | 20000 | 21000 | 3.43 | 2.48 |  |  | 1.8 | 9 | 7
Live | 217509437 |  | 11.7 | 17.1 | 24000 | 20000 | 21000 | 3.43 | 2.5 |  |  | 1.8 | 9 | 7
Live | 217509438 |  | 11.7 | 17.3 | 24000 | 20000 | 21000 | 3.43 | 2.52 |  |  | 1.8 | 9 | 7
Live | 217509439 |  | 11 | 16 | 23800 | 20000 | 21000 | 3.23 | 2.54 | 24000 | 3.4 | 1.8 | 9 | 7.5
Live | 217509440 |  | 11.7 | 16.9 | 23800 | 20000 | 21000 | 3.44 | 2.56 | 24000 | 3.45 | 1.8 | 9.4 | 7.5
Live | 217509441 |  | 11.7 | 17 | 23800 | 20000 | 21000 | 3.44 | 2.56 | 24000 | 3.45 | 1.8 | 9.4 | 7.5
Live | 217509442 |  | 11 | 17.5 | 34000 | 29000 | 28600 | 3.22 | 2.22 | 35600 | 3.08 | 1.8 | 8.5 | 7
Live | 217509443 |  | 11 | 18.3 | 34200 | 28800 | 28400 | 3.22 | 2.24 | 35400 | 3.1 | 1.85 | 8.5 | 7
Live | 217509444 |  | 11 | 17.4 | 33800 | 29000 | 28800 | 3.23 | 2.22 | 35800 | 3.06 | 1.8 | 8.5 | 7
Live | 217509445 |  | 11 | 17.3 | 33800 | 29000 | 28600 | 3.23 | 2.22 | 35800 | 3.06 | 1.8 | 8.5 | 7
Live | 217509446 |  | 10 | 17.75 | 33800 | 29200 | 28800 | 2.93 | 2.22 | 35800 | 3.04 | 1.8 | 8.5 | 7
Live | 217509447 |  | 10 | 17.15 | 34000 | 29200 | 28800 | 2.93 | 2.22 | 35800 | 3.06 | 1.8 | 8.5 | 7
Live | 217509448 |  | 11 | 17.4 | 34000 | 29000 | 28600 | 3.22 | 2.22 | 35800 | 3.06 | 1.8 | 8.5 | 7
Live | 217509449 |  | 11 | 16.65 | 34000 | 28800 | 28400 | 3.22 | 2.24 | 35400 | 3.1 | 1.85 | 8.5 | 7
Live | 217509450 |  | 11 | 17.9 | 34600 | 28800 | 28400 | 3.22 | 2.28 | 35600 | 3.18 | 1.85 | 8.5 | 7
Live | 217509451 |  | 11 | 18.65 | 34800 | 28600 | 28200 | 3.23 | 2.3 | 35600 | 3.22 | 1.85 | 8.5 | 7
Live | 217509452 |  | 11 | 17.8 | 34600 | 29000 | 28600 | 3.22 | 2.28 | 36000 | 3.18 | 1.85 | 8.5 | 7
Live | 217509453 |  | 11 | 17.65 | 34400 | 28800 | 28400 | 3.22 | 2.28 | 35800 | 3.18 | 1.85 | 8.5 | 7
Live | 217509454 |  | 11 | 17.9 | 34400 | 29000 | 28600 | 3.22 | 2.28 | 35800 | 3.16 | 1.85 | 8.5 | 7
Live | 217509455 |  | 11 | 18.05 | 34400 | 29000 | 28600 | 3.22 | 2.26 | 36000 | 3.16 | 1.85 | 8.5 | 7
Live | 217509456 |  | 11 | 17.5 | 34600 | 29000 | 28600 | 3.22 | 2.26 | 36000 | 3.16 | 1.85 | 8.5 | 7
Live | 217509457 |  | 11 | 17.75 | 34800 | 28800 | 28400 | 3.23 | 2.28 | 35800 | 3.18 | 1.85 | 8.5 | 7
Live | 217509458 |  | 11.7 | 17.05 | 34800 | 28600 | 28200 | 3.43 | 2.3 | 35400 | 3.24 | 1.9 | 8.5 | 7
Live | 217509459 |  | 11 | 17.95 | 34400 | 28600 | 28200 | 3.22 | 2.36 | 35800 | 3.28 | 1.9 | 9 | 7
Live | 217509460 |  | 11 | 18.55 | 34600 | 28800 | 28400 | 3.22 | 2.28 | 35600 | 3.18 | 1.85 | 8.5 | 7
Live | 217509461 |  | 11 | 17.7 | 34400 | 29000 | 28600 | 3.22 | 2.26 | 35800 | 3.14 | 1.85 | 8.5 | 7
Live | 217509462 |  | 11 | 17.55 | 34200 | 29000 | 28600 | 3.22 | 2.26 | 35800 | 3.14 | 1.85 | 8.5 | 7
Live | 217509463 |  | 11 | 17.8 | 34200 | 29000 | 28600 | 3.22 | 2.26 | 35800 | 3.12 | 1.85 | 8.5 | 7
Live | 217509464 |  | 11 | 18 | 34200 | 29000 | 28600 | 3.22 | 2.24 | 35800 | 3.12 | 1.85 | 8.5 | 7
Live | 217509465 |  | 11 | 17.4 | 34400 | 29000 | 28600 | 3.22 | 2.24 | 36000 | 3.12 | 1.85 | 8.5 | 7
Live | 217509466 |  | 11 | 17.65 | 34600 | 29000 | 28600 | 3.22 | 2.26 | 35800 | 3.14 | 1.85 | 8.5 | 7
Live | 217509467 |  | 11.7 | 16.95 | 34600 | 28600 | 28200 | 3.43 | 2.28 | 35400 | 3.2 | 1.85 | 8.5 | 7
Live | 217509468 |  | 10 | 16.95 | 32400 | 29200 | 28800 | 2.93 | 2.18 | 35400 | 2.96 | 1.8 | 8.5 | 7
Live | 217509469 |  | 11 | 18.6 | 34000 | 28800 | 28400 | 3.22 | 2.28 | 35600 | 3.2 | 1.85 | 8.5 | 7
Live | 217509470 |  | 10 | 17.7 | 33800 | 29000 | 28600 | 2.93 | 2.26 | 35800 | 3.14 | 1.85 | 8.5 | 7
Live | 217509471 |  | 11 | 17.55 | 33800 | 29000 | 28600 | 3.23 | 2.26 | 35800 | 3.14 | 1.85 | 8.5 | 7
Live | 217509472 |  | 11 | 17.85 | 33600 | 29000 | 28600 | 3.23 | 2.26 | 35800 | 3.12 | 1.85 | 8.5 | 7
Live | 217509473 |  | 10 | 17.1 | 33800 | 29000 | 28600 | 2.93 | 2.24 | 35800 | 3.12 | 1.85 | 8.5 | 7
Live | 217509474 |  | 10 | 17.35 | 33800 | 29200 | 28600 | 2.93 | 2.26 | 36000 | 3.14 | 1.85 | 8.5 | 7
Live | 217509475 |  | 11 | 17.65 | 34000 | 29000 | 28600 | 3.22 | 2.26 | 35800 | 3.16 | 1.85 | 8.5 | 7
Live | 217509476 |  | 11 | 16.9 | 34000 | 28600 | 28200 | 3.22 | 2.28 | 35400 | 3.2 | 1.85 | 8.5 | 7
Live | 217509477 |  | 11 | 18.7 | 34800 | 28600 | 28200 | 3.23 | 2.36 | 35800 | 3.3 | 1.9 | 9 | 7
Live | 217509478 |  | 11 | 16.15 | 35200 | 28800 | 28200 | 3.22 | 2.38 | 36000 | 3.34 | 1.9 | 8.5 | 7
Live | 217509479 |  | 11 | 17.2 | 34600 | 28600 | 28200 | 3.22 | 2.38 | 35600 | 3.32 | 1.9 | 9 | 7
Live | 217509480 |  | 11 | 17.35 | 35000 | 28800 | 28200 | 3.23 | 2.38 | 35800 | 3.32 | 1.9 | 9 | 7
Live | 217509481 |  | 11.7 | 17.7 | 35000 | 28600 | 28200 | 3.43 | 2.38 | 35800 | 3.34 | 1.9 | 9 | 7
Live | 217509482 |  | 11 | 16.6 | 33600 | 28600 | 28200 | 3.23 | 2.26 | 35400 | 3.04 | 1.85 | 8.5 | 7
Live | 217509483 |  | 11 | 16.95 | 33600 | 28600 | 28200 | 3.23 | 2.26 | 35400 | 3.04 | 1.85 | 8.5 | 7
Live | 217509484 |  | 11 | 17.4 | 34400 | 29000 | 28600 | 3.22 | 2.26 | 35800 | 3.12 | 1.85 | 8.5 | 7
Live | 217509485 |  | 10 | 17.25 | 34200 | 29200 | 28800 | 2.93 | 2.24 | 36000 | 3.1 | 1.85 | 8.5 | 7
Live | 217509486 |  | 11 | 17.55 | 34600 | 28600 | 28000 | 3.22 | 2.34 | 35600 | 3.26 | 1.9 | 9 | 7
Live | 217509487 |  | 11 | 18.3 | 35200 | 28800 | 28200 | 3.22 | 2.36 | 36000 | 3.28 | 1.9 | 9 | 7
Live | 217509488 |  | 11 | 17.95 | 35200 | 28800 | 28200 | 3.22 | 2.36 | 36000 | 3.3 | 1.9 | 9 | 7
Live | 217509489 |  | 11 | 17.65 | 35000 | 28800 | 28400 | 3.23 | 2.34 | 36000 | 3.26 | 1.9 | 9 | 7
Live | 217509490 |  | 10 | 16.9 | 44000 | 39000 | 39500 | 2.93 | 2.12 | 47500 | 2.98 | 1.8 | 8.5 | 7
Live | 217509491 |  | 10 | 16.15 | 44000 | 39000 | 39500 | 2.93 | 2.14 | 47500 | 3 | 1.8 | 8.5 | 7
Live | 217509492 |  | 10 | 16.7 | 43500 | 39500 | 39500 | 2.93 | 2.12 | 47500 | 2.96 | 1.8 | 8.5 | 7
Live | 217509493 |  | 10 | 16.8 | 44000 | 39500 | 39500 | 2.93 | 2.12 | 47500 | 2.96 | 1.8 | 8.5 | 7
Live | 217509494 |  | 10 | 17.05 | 44000 | 39000 | 39500 | 2.93 | 2.12 | 47500 | 2.98 | 1.8 | 8.5 | 7
Live | 217509495 |  | 10 | 16.65 | 44500 | 39500 | 39500 | 2.93 | 2.12 | 47500 | 3 | 1.8 | 8.5 | 7
Live | 217509496 |  | 10 | 16.1 | 44000 | 39500 | 40000 | 2.93 | 2.12 | 48000 | 2.98 | 1.8 | 8.5 | 7
Live | 217509497 |  | 10 | 16.15 | 44000 | 39500 | 39500 | 2.93 | 2.12 | 47500 | 2.98 | 1.8 | 8.5 | 7
Live | 217509498 |  | 11 | 16.6 | 45500 | 39000 | 39000 | 3.22 | 2.2 | 47500 | 3.14 | 1.85 | 9 | 7
Live | 217509499 |  | 11 | 17.2 | 45000 | 39000 | 39000 | 3.22 | 2.18 | 47500 | 3.1 | 1.85 | 9 | 7
Live | 217509500 |  | 11 | 17.3 | 45500 | 39000 | 39500 | 3.22 | 2.18 | 47500 | 3.12 | 1.85 | 9 | 7
Live | 217509501 |  | 11 | 17.55 | 45500 | 39000 | 39000 | 3.22 | 2.18 | 47500 | 3.12 | 1.85 | 9 | 7
Live | 217509502 |  | 10 | 17.2 | 46000 | 39000 | 39500 | 2.93 | 2.18 | 48000 | 3.14 | 1.85 | 9 | 7
Live | 217509503 |  | 10 | 16.65 | 45500 | 39500 | 39500 | 2.93 | 2.18 | 48000 | 3.12 | 1.85 | 9 | 7
Live | 217509504 |  | 10 | 16.55 | 45500 | 39000 | 39500 | 2.93 | 2.18 | 48000 | 3.12 | 1.85 | 9 | 7
Live | 217509505 |  | 10 | 16.95 | 45000 | 38500 | 39000 | 2.93 | 2.26 | 47500 | 3.16 | 1.9 | 9 | 7.5
Live | 217509506 |  | 10 | 16 | 44000 | 39000 | 39500 | 2.93 | 2.14 | 47500 | 3 | 1.8 | 8.5 | 7
Live | 217509507 |  | 10 | 16.75 | 43500 | 39000 | 39500 | 2.93 | 2.12 | 47500 | 2.92 | 1.8 | 8.5 | 7
Live | 217509508 |  | 10 | 16.75 | 44000 | 39500 | 39500 | 2.93 | 2.12 | 47500 | 2.96 | 1.8 | 8.5 | 7
Live | 217509509 |  | 10 | 17 | 44000 | 39500 | 39500 | 2.93 | 2.12 | 47500 | 2.98 | 1.8 | 8.5 | 7
Live | 217509510 |  | 10 | 16.2 | 44000 | 39500 | 40000 | 2.93 | 2.12 | 47500 | 2.98 | 1.8 | 8.5 | 7
Live | 217509511 |  | 10 | 16 | 44000 | 39500 | 40000 | 2.93 | 2.12 | 48000 | 2.96 | 1.8 | 8.5 | 7
Live | 217509512 |  | 10 | 16 | 44000 | 39500 | 39500 | 2.93 | 2.12 | 47500 | 2.98 | 1.8 | 8.5 | 7
Live | 217509513 |  | 10 | 16.9 | 43000 | 39000 | 39500 | 2.93 | 2.16 | 47500 | 3 | 1.85 | 9 | 7
Live | 217509514 |  | 10 | 15.9 | 43500 | 39500 | 39500 | 2.93 | 2.12 | 47500 | 2.94 | 1.8 | 8.5 | 7
Live | 217509515 |  | 10 | 16.15 | 43000 | 39000 | 39500 | 2.93 | 2.1 | 47000 | 2.86 | 1.8 | 8.5 | 7
Live | 217509516 |  | 10 | 16.2 | 43000 | 39500 | 40000 | 2.93 | 2.1 | 47500 | 2.92 | 1.8 | 8.5 | 7
Live | 217509517 |  | 10 | 16.45 | 43500 | 39500 | 39500 | 2.93 | 2.1 | 47500 | 2.92 | 1.8 | 8.5 | 7
Live | 217509518 |  | 10 | 16 | 43500 | 39500 | 40000 | 2.93 | 2.1 | 47500 | 2.94 | 1.8 | 8.5 | 7
Live | 217509519 |  | 10 | 15.8 | 43500 | 39500 | 40000 | 2.93 | 2.1 | 48000 | 2.92 | 1.8 | 8.5 | 7
Live | 217509520 |  | 10 | 16 | 43500 | 39500 | 40000 | 2.93 | 2.1 | 47500 | 2.92 | 1.8 | 8.5 | 7
Live | 217509521 |  | 10 | 16.15 | 43500 | 39000 | 39500 | 2.93 | 2.16 | 47500 | 2.98 | 1.85 | 9 | 7
Live | 217509522 |  | 10 | 17.1 | 44500 | 39000 | 39000 | 2.93 | 2.24 | 47500 | 3.16 | 1.9 | 9 | 7.5
Live | 217509523 |  | 10 | 17.25 | 44500 | 39000 | 39000 | 2.93 | 2.22 | 47500 | 3.16 | 1.9 | 9 | 7.5
Live | 217509524 |  | 10 | 16.3 | 45000 | 39500 | 39500 | 2.93 | 2.22 | 48000 | 3.16 | 1.9 | 9 | 7.5
Live | 217509525 |  | 10 | 16.4 | 45000 | 39500 | 39500 | 2.93 | 2.22 | 48000 | 3.16 | 1.9 | 9 | 7.5
Live | 217509526 |  | 9.8 | 16 | 51000 | 44500 | 41000 | 2.87 | 2.06 | 54500 | 2.82 | 1.8 | 8.1 | 6.5
Live | 217509527 |  | 9.8 | 15.9 | 51000 | 44500 | 41000 | 2.87 | 2.06 | 54000 | 2.74 | 1.75 | 8.1 | 6.5
Live | 217509528 |  | 9.8 | 16 | 51000 | 44500 | 41000 | 2.87 | 2.06 | 54500 | 2.76 | 1.8 | 8.1 | 6.5
Live | 217509529 |  | 10 | 17.15 | 54500 | 44000 | 40500 | 2.93 | 2.22 | 55000 | 3.16 | 1.9 | 8.5 | 7
Live | 217509530 |  | 10 | 16.65 | 54500 | 44000 | 40500 | 2.93 | 2.22 | 55000 | 3.14 | 1.9 | 8.5 | 7
Live | 217509531 |  | 10 | 16.8 | 54500 | 44000 | 40500 | 2.93 | 2.22 | 55000 | 3.16 | 1.9 | 8.5 | 7
Live | 217509532 |  | 10 | 15.7 | 53500 | 44000 | 40500 | 2.93 | 2.16 | 54500 | 3.02 | 1.85 | 8.1 | 6.5
Live | 217509533 |  | 10 | 16.65 | 53000 | 44000 | 40500 | 2.93 | 2.16 | 55000 | 3.02 | 1.85 | 8.5 | 7
Live | 217509534 |  | 10 | 16.1 | 53000 | 44000 | 40500 | 2.93 | 2.16 | 54500 | 3 | 1.85 | 8.5 | 7
Live | 217509535 |  | 10 | 16.25 | 53000 | 44000 | 40500 | 2.93 | 2.16 | 54500 | 3 | 1.85 | 8.5 | 7
Live | 217509536 |  | 10 | 16.1 | 52500 | 44000 | 40500 | 2.93 | 2.22 | 54500 | 3.1 | 1.9 | 8.5 | 7
Live | 217509537 |  | 9.8 | 16.2 | 52500 | 44000 | 40500 | 2.87 | 2.2 | 55000 | 3.08 | 1.9 | 8.5 | 7
Live | 217509538 |  | 10 | 16.15 | 52500 | 44000 | 40500 | 2.93 | 2.22 | 54500 | 3.1 | 1.9 | 8.5 | 7
Live | 217509539 |  | 9.8 | 16.25 | 52500 | 44000 | 41000 | 2.87 | 2.2 | 55000 | 3.08 | 1.9 | 8.5 | 7
Live | 217509777 |  | 10 | 16.95 | 34400 | 29200 | 28600 | 2.93 | 2.24 | 36000 | 3.12 | 1.85 | 8.5 | 7
Live | 217509778 |  | 11 | 17.6 | 35200 | 28800 | 28400 | 3.22 | 2.36 | 36000 | 3.3 | 1.9 | 9 | 7
Live | 217509963 |  | 11.7 | 17.5 | 37800 | 31900 | 32000 | 3.05 | 2.25 | 40200 | 3.59 | 2 | 10.2 | 8.2
Live | 217509964 |  | 11.2 | 16.8 | 41500 | 40000 | 34600 | 2.76 | 2.17 | 48500 | 3.22 | 1.8 | 9.6 | 8
Live | 217509965 |  | 12.1 | 19.3 | 21900 | 19600 | 19600 | 3.27 | 2.4 | 23000 | 3.47 | 2.1 | 10.8 | 9.2
Live | 217509966 |  | 10.8 | 17.5 | 27600 | 21800 | 19600 | 2.84 | 2.34 | 32200 | 3.64 | 1.96 | 10.5 | 8.2
Live | 217509967 |  | 10.2 | 16 | 21600 | 13400 | 10800 | 3.17 | 2.65 | 22000 | 3.58 | 1.8 | 8.6 | 6.9
Live | 217509968 |  | 10 | 16 | 27600 | 19700 | 19000 | 2.8 | 2.66 | 27000 | 3.03 | 1.8 | 9 | 7
Live | 217509969 |  | 9.6 | 14.7 | 38600 | 29600 | 27200 | 2.76 | 2.1 | 41000 | 3.2 | 2 | 9 | 6.5
Live | 217509970 |  | 9.6 | 14.7 | 38600 | 29600 | 27200 | 2.76 | 2.1 | 41000 | 3.2 | 2 | 9 | 6.5
Live | 217509971 |  | 10 | 15.8 | 33700 | 25000 | 19000 | 3.05 | 2.5 | 30000 | 3.12 | 1.9 | 8.2 | 6.6
Live | 217509972 |  | 10 | 15.8 | 33700 | 25000 | 19000 | 3.05 | 2.5 | 30000 | 3.12 | 1.9 | 8.2 | 6.6
Live | 217509973 |  | 8.2 | 14.3 | 50000 | 40500 | 38000 | 2.4 | 1.88 | 50000 | 2.82 | 1.8 | 8.2 | 6.8
Live | 217509974 |  | 10 | 15.2 | 49000 | 37800 | 40000 | 2.83 | 2.32 | 50000 | 3.02 | 1.85 | 9 | 7
Live | 217509981 |  | 10.2 | 16 | 21600 | 13400 | 10800 | 3.17 | 2.65 | 22000 | 3.58 | 1.8 | 8.6 | 6.9
Live | 217509982 |  | 10 | 16 | 27600 | 19700 | 19000 | 2.8 | 2.66 | 27000 | 3.03 | 1.8 | 9 | 7
Live | 217509983 |  | 10 | 15.8 | 33700 | 25000 | 19000 | 3.05 | 2.5 | 30000 | 3.12 | 1.9 | 8.2 | 6.6
Live | 217509984 |  | 10 | 15.8 | 33700 | 25000 | 19000 | 3.05 | 2.5 | 30000 | 3.12 | 1.9 | 8.2 | 6.6
Live | 217509985 |  | 9.6 | 14.7 | 38600 | 29600 | 27200 | 2.76 | 2.1 | 41000 | 3.2 | 2 | 9 | 6.5
Live | 217509986 |  | 9.6 | 14.7 | 38600 | 29600 | 27200 | 2.76 | 2.1 | 41000 | 3.2 | 2 | 9 | 6.5
Live | 217509987 |  | 10 | 15.2 | 49000 | 37800 | 40000 | 2.83 | 2.32 | 50000 | 3.02 | 1.85 | 9 | 7
Live | 217509988 |  | 8.2 | 14.3 | 50000 | 40500 | 38000 | 2.4 | 1.88 | 50000 | 2.82 | 1.8 | 8.2 | 6.8
Live | 217509989 |  | 12.1 | 19.3 | 21900 | 19600 | 19600 | 3.27 | 2.4 | 23000 | 3.47 | 2.1 | 10.8 | 9.2
Live | 217509990 |  | 10.8 | 17.5 | 27600 | 21800 | 19600 | 2.84 | 2.34 | 32200 | 3.64 | 1.96 | 10.5 | 8.2
Live | 217509991 |  | 11.7 | 17.5 | 37800 | 31900 | 32000 | 3.05 | 2.25 | 40200 | 3.59 | 2 | 10.2 | 8.2
Live | 217509992 |  | 11.2 | 16.8 | 41500 | 40000 | 34600 | 2.76 | 2.17 | 48500 | 3.22 | 1.8 | 9.6 | 8
Live | 217512354 |  | 11.25 | 20.5 | 46000 | 36000 | 29500 | 2.54 | 2.29 | 51000 | 3.25 | 1.95 | 9.1
Live | 217512373 |  | 15 | 23 | 12900 | 10000 | 8700 | 3.47 | 1.83 | 13600 | 2.62 | 1.75 | 9.4 | 6.6
Live | 217512374 |  | 13 | 23 | 13300 | 12000 | 10000 | 2.69 | 1.99 | 14000 | 3.57 | 1.9 | 9 | 8
Live | 217512375 |  | 11.6 | 21.5 | 19790 | 15200 | 12900 | 2.97 | 1.86 | 20472 | 2.8 | 1.8 | 8.5 | 7
Live | 217513408 |  | 12 | 19.5 | 37000 | 30200 | 35000 | 3.14 | 2.02 | 37800 | 2.79 | 1.98 | 10.5 | 8.6
Live | 217513409 |  | 10.5 | 15.2 | 23500 | 17800 | 19000 | 3.05 | 2.38 | 23400 | 3.03 | 1.8 | 8.5 | 6.6
Live | 217530418 |  | 10.5 | 17 | 22800 | 15800 | 12800 | 3.08 | 2.6 | 22800 | 3.48 | 2 | 8.5 | 7.2
Live | 217530419 |  | 10.5 | 17 | 22800 | 15800 | 12800 | 3.08 | 2.6 | 22800 | 3.48 | 2 | 8.5 | 7.2
Live | 217530420 |  | 10.5 | 16 | 33000 | 23200 | 19200 | 3.08 | 2.6 | 33000 | 3.33 | 2 | 8.5 | 7.2
Live | 217530421 |  | 10.5 | 16 | 33000 | 23200 | 19200 | 3.08 | 2.6 | 33000 | 3.33 | 2 | 8.5 | 7.2
Live | 217530422 |  | 10 | 16 | 44000 | 30400 | 25200 | 2.93 | 2.4 | 43500 | 3.09 | 2 | 8.1 | 6.7
Live | 217530423 |  | 10 | 16 | 44000 | 30400 | 25200 | 2.93 | 2.4 | 43500 | 3.09 | 2 | 8.1 | 6.7
Live | 217530424 |  | 10.5 | 17 | 56000 | 36800 | 29200 | 3.08 | 2.6 | 55500 | 3.35 | 2 | 8.5 | 7
Live | 217530425 |  | 10.5 | 17 | 56000 | 36800 | 29200 | 3.08 | 2.6 | 55500 | 3.35 | 2 | 8.5 | 7
Live | 217542257 |  | 11.7 | 16.1 | 22800 | 21000 | 18000 | 3.15 | 2 | 22800 | 3.28 | 2.06 | 9.5 | 7.8
Live | 217542258 |  | 11.7 | 16.1 | 22800 | 21000 | 18000 | 3.15 | 2 | 22800 | 3.28 | 2.06 | 9.5 | 7.8
Live | 217542259 |  | 10 | 16 | 27600 | 22000 | 21000 | 2.8 | 2 | 30000 | 3.03 | 1.8 | 9.5 | 7
Live | 217542260 |  | 10 | 16 | 27600 | 22000 | 21000 | 2.8 | 2 | 30000 | 3.03 | 1.8 | 9.5 | 7
Live | 217542261 |  | 10 | 15.3 | 34800 | 31700 | 30400 | 2.77 | 2 | 35900 | 2.93 | 1.8 | 9.3 | 7.7
Live | 217542262 |  | 11 | 16 | 36000 | 38000 | 32000 | 2.82 | 2.24 | 39000 | 3.28 | 1.85 | 9.6 | 8.2
Live | 217542263 |  | 11 | 16 | 36000 | 38000 | 32000 | 2.82 | 2.24 | 39000 | 3.28 | 1.85 | 9.6 | 8.2
Live | 217542265 |  | 10.7 | 15.8 | 41000 | 39000 | 36000 | 2.66 | 2.18 | 46000 | 2.97 | 1.9 | 9.4 | 7.9
Live | 217542266 |  | 10.7 | 15.8 | 41000 | 39000 | 36000 | 2.66 | 2.18 | 46000 | 2.97 | 1.9 | 9.4 | 7.9
Live | 217542267 |  | 10 | 15.2 | 48000 | 36000 | 42000 | 2.49 | 2.29 | 50000 | 2.76 | 1.85 | 8.8 | 7.4
Live | 217542268 |  | 9.8 | 14.5 | 47000 | 53000 | 40000 | 2.7 | 2.18 | 53000 | 3 | 1.8 | 8.4 | 7.2
Live | 217542269 |  | 10 | 15.2 | 33000 | 19600 | 22600 | 2.56 | 2.12 | 34000 | 2.37 | 1.8 | 8.5 | 6.6
Live | 217542270 |  | 10 | 15.5 | 40000 | 38000 | 31600 | 2.34 | 1.9 | 45000 | 2.64 | 1.85 | 8.6 | 7
Live | 217542271 |  | 11.7 | 23.5 | 15200 | 12500 | 11500 | 3.28 | 2.12 | 16000 | 3.4 | 1.8 | 9.9 | 7.5
Live | 217548378 |  | 11.9 | 19 | 26270 | 19300 | 15700 | 3.21 | 1.79 | 25200 | 3.21 | 1.75 | 8.5 | 6.7
Live | 217548379 |  | 12 | 20 | 20300 | 15400 | 12100 | 2.59 | 2.15 | 22500 | 2.87 | 1.85 | 8.5 | 7
Live | 217548380 |  | 13 | 24.5 | 15000 | 12000 | 11000 | 3.03 | 2.06 | 15690 | 3.28 | 1.95 | 9.5 | 8
Live | 217548381 |  | 10.9 | 22 | 33000 | 27000 | 23000 | 2.98 | 2.08 |  |  | 1.8 | 9 | 7
Live | 217548382 |  | 13.65 | 24.5 | 22178 | 18500 | 14600 | 3.33 | 2.31 | 22000 | 3.26 | 1.9 | 9 | 7.6
Live | 217548384 |  | 12 | 20 | 20300 | 15400 | 12100 | 2.59 | 2.15 | 22500 | 2.87 | 1.85 | 8.5 | 7
Live | 217548385 |  | 13 | 24.5 | 15000 | 12000 | 11000 | 3.03 | 2.06 | 15690 | 3.28 | 1.95 | 9.5 | 8
Live | 217548386 |  | 10.9 | 22 | 33000 | 27000 | 23000 | 2.98 | 2.08 |  |  | 1.8 | 9 | 7
Live | 217548387 |  | 13.65 | 24.5 | 22178 | 18500 | 14600 | 3.33 | 2.31 | 22000 | 3.26 | 1.9 | 9 | 7.6
Live | 217549983 |  | 12.25 | 20.5 | 20500 | 14900 | 14000 | 3.66 | 2.3 | 23500 | 3.43 | 1.9 | 9.75
Live | 217549984 |  | 12.1 | 20 | 27500 | 20800 | 18500 | 2.98 | 2.3 | 26200 | 3.08 | 2.2 | 9.5
Live | 217549985 |  | 11.85 | 20.5 | 38500 | 25400 | 22000 | 3.36 | 2.13 | 41000 | 3.14 | 1.98 | 9.15
Live | 217549987 |  | 11.95 | 22 | 22007 | 18595 | 15400 | 2.93 | 1.47 | 22519 | 2.32 | 1.75 | 8.5 | 7.6
Live | 217549988 |  | 11.95 | 22 | 22007 | 18595 | 15400 | 2.93 | 1.47 |  |  | 1.75 | 8.5 | 7.6
Live | 217550022 |  | 10 | 16.5 | 55500 | 34800 | 26800 | 2.93 | 2.18 | 55000 | 3 | 1.84 | 7.8 | 6.2
Live | 217550023 |  | 10 | 14.7 | 35400 | 20400 | 16400 | 2.93 | 2.34 | 33000 | 3.12 | 2.04 | 7.8 | 6.2
Live | 217550024 |  | 10.5 | 14.7 | 34400 | 21200 | 16600 | 3.07 | 2.28 | 32600 | 3.14 | 2.02 | 8.1 | 6.4
Live | 217550025 |  | 10.5 | 17 | 34200 | 21000 | 16600 | 3.07 | 2.28 | 32600 | 3.12 | 2.02 | 8.2 | 6.4
Live | 217550026 |  | 11 | 17 | 34200 | 20800 | 16300 | 3.22 | 2.3 | 32600 | 3.16 | 2.06 | 8.2 | 6.5
Live | 217550027 |  | 9.8 | 14.3 | 35400 | 21400 | 17000 | 2.87 | 2.26 | 32000 | 2.94 | 2.06 | 8 | 6.3
Live | 217550028 |  | 10.5 | 17 | 34400 | 20600 | 16600 | 3.07 | 2.36 | 31200 | 3.02 | 2.04 | 8.2 | 6.5
Live | 217550029 |  | 10.5 | 15.2 | 34600 | 21000 | 16800 | 3.07 | 2.36 | 31600 | 3.06 | 2.04 | 8.2 | 6.4
Live | 217550030 |  | 10.5 | 17.5 | 34600 | 21000 | 16800 | 3.07 | 2.34 | 31600 | 3.04 | 2.02 | 8.2 | 6.5
Live | 217550031 |  | 10 | 16.5 | 55500 | 34800 | 26800 | 2.93 | 2.18 | 55000 | 3 | 1.84 | 7.8 | 6.2
Live | 217550032 |  | 10 | 14.7 | 35400 | 20400 | 16400 | 2.93 | 2.34 | 33000 | 3.12 | 2.04 | 7.8 | 6.2
Live | 217550033 |  | 10.5 | 14.7 | 34400 | 21200 | 16600 | 3.07 | 2.28 | 32600 | 3.14 | 2.02 | 8.1 | 6.4
Live | 217550034 |  | 10.5 | 17 | 34200 | 21000 | 16600 | 3.07 | 2.28 | 32600 | 3.12 | 2.02 | 8.2 | 6.4
Live | 217550035 |  | 11 | 17 | 34200 | 20800 | 16300 | 3.22 | 2.3 | 32600 | 3.16 | 2.06 | 8.2 | 6.5
Live | 217550036 |  | 9.8 | 14.3 | 35400 | 21400 | 17000 | 2.87 | 2.26 | 32000 | 2.94 | 2.06 | 8 | 6.3
Live | 217550037 |  | 10.5 | 17 | 34400 | 20600 | 16600 | 3.07 | 2.36 | 31200 | 3.02 | 2.04 | 8.2 | 6.5
Live | 217550038 |  | 10.5 | 15.2 | 34600 | 21000 | 16800 | 3.07 | 2.36 | 31600 | 3.06 | 2.04 | 8.2 | 6.4
Live | 217550039 |  | 10.5 | 17.5 | 34600 | 21000 | 16800 | 3.07 | 2.34 | 31600 | 3.04 | 2.02 | 8.2 | 6.5
Live | 217550040 |  | 10 | 16.5 | 55500 | 34800 | 26800 | 2.93 | 2.18 | 55000 | 3 | 1.84 | 7.8 | 6.2
Live | 217550041 |  | 10 | 14.7 | 35400 | 20400 | 16400 | 2.93 | 2.34 | 33000 | 3.12 | 2.04 | 7.8 | 6.2
Live | 217550042 |  | 10.5 | 14.7 | 34400 | 21200 | 16600 | 3.07 | 2.28 | 32600 | 3.14 | 2.02 | 8.1 | 6.4
Live | 217550043 |  | 10.5 | 17 | 34200 | 21000 | 16600 | 3.07 | 2.28 | 32600 | 3.12 | 2.02 | 8.2 | 6.4
Live | 217550044 |  | 11 | 17 | 34200 | 20800 | 16300 | 3.22 | 2.3 | 32600 | 3.16 | 2.06 | 8.2 | 6.5
Live | 217550045 |  | 9.8 | 14.3 | 35400 | 21400 | 17000 | 2.87 | 2.26 | 32000 | 2.94 | 2.06 | 8 | 6.3
Live | 217550046 |  | 10.5 | 17 | 34400 | 20600 | 16600 | 3.07 | 2.36 | 31200 | 3.02 | 2.04 | 8.2 | 6.5
Live | 217550047 |  | 10.5 | 15.2 | 34600 | 21000 | 16800 | 3.07 | 2.36 | 31600 | 3.06 | 2.04 | 8.2 | 6.4
Live | 217550048 |  | 10.5 | 17.5 | 34600 | 21000 | 16800 | 3.07 | 2.34 | 31600 | 3.04 | 2.02 | 8.2 | 6.5
Live | 217550049 |  | 10 | 16.5 | 55000 | 38000 | 31200 | 2.93 | 2.18 | 56500 | 2.82 | 1.98 | 8.2 | 6.6
Live | 217550050 |  | 9.8 | 17 | 54500 | 37000 | 30200 | 2.87 | 2.14 | 54000 | 2.66 | 1.88 | 8.5 | 6.6
Live | 217550051 |  | 10 | 16.5 | 55500 | 34800 | 26800 | 2.93 | 2.18 | 55000 | 3 | 1.84 | 7.8 | 6.2
Live | 217550052 |  | 10 | 14.7 | 35400 | 20400 | 16400 | 2.93 | 2.34 | 33000 | 3.12 | 2.04 | 7.8 | 6.2
Live | 217550053 |  | 10.5 | 14.7 | 34400 | 21200 | 16600 | 3.07 | 2.28 | 32600 | 3.14 | 2.02 | 8.1 | 6.4
Live | 217550054 |  | 10.5 | 17 | 34200 | 21000 | 16600 | 3.07 | 2.28 | 32600 | 3.12 | 2.02 | 8.2 | 6.4
Live | 217550055 |  | 11 | 17 | 34200 | 20800 | 16300 | 3.22 | 2.3 | 32600 | 3.16 | 2.06 | 8.2 | 6.5
Live | 217550056 |  | 9.8 | 14.3 | 35400 | 21400 | 17000 | 2.87 | 2.26 | 32000 | 2.94 | 2.06 | 8 | 6.3
Live | 217550057 |  | 10.5 | 17 | 34400 | 20600 | 16600 | 3.07 | 2.36 | 31200 | 3.02 | 2.04 | 8.2 | 6.5
Live | 217550058 |  | 10.5 | 15.2 | 34600 | 21000 | 16800 | 3.07 | 2.36 | 31600 | 3.06 | 2.04 | 8.2 | 6.4
Live | 217550059 |  | 10.5 | 17.5 | 34600 | 21000 | 16800 | 3.07 | 2.34 | 31600 | 3.04 | 2.02 | 8.2 | 6.5
Live | 217550060 |  | 10 | 16.5 | 55000 | 38000 | 31200 | 2.93 | 2.18 | 56500 | 2.82 | 1.98 | 8.2 | 6.6
Live | 217550061 |  | 10 | 16.5 | 55500 | 34800 | 26800 | 2.93 | 2.18 | 55000 | 3 | 1.84 | 7.8 | 6.2
Live | 217550062 |  | 10 | 14.7 | 35400 | 20400 | 16400 | 2.93 | 2.34 | 33000 | 3.12 | 2.04 | 7.8 | 6.2
Live | 217550063 |  | 10.5 | 14.7 | 34400 | 21200 | 16600 | 3.07 | 2.28 | 32600 | 3.14 | 2.02 | 8.1 | 6.4
Live | 217550064 |  | 10.5 | 17 | 34200 | 21000 | 16600 | 3.07 | 2.28 | 32600 | 3.12 | 2.02 | 8.2 | 6.4
Live | 217550065 |  | 11 | 17 | 34200 | 20800 | 16300 | 3.22 | 2.3 | 32600 | 3.16 | 2.06 | 8.2 | 6.5
Live | 217550066 |  | 9.8 | 14.3 | 35400 | 21400 | 17000 | 2.87 | 2.26 | 32000 | 2.94 | 2.06 | 8 | 6.3
Live | 217550067 |  | 10.5 | 17 | 34400 | 20600 | 16600 | 3.07 | 2.36 | 31200 | 3.02 | 2.04 | 8.2 | 6.5
Live | 217550068 |  | 10.5 | 15.2 | 34600 | 21000 | 16800 | 3.07 | 2.36 | 31600 | 3.06 | 2.04 | 8.2 | 6.4
Live | 217550069 |  | 10.5 | 17.5 | 34600 | 21000 | 16800 | 3.07 | 2.34 | 31600 | 3.04 | 2.02 | 8.2 | 6.5
Live | 217550070 |  | 10 | 16.5 | 55000 | 38000 | 31200 | 2.93 | 2.18 | 56500 | 2.82 | 1.98 | 8.2 | 6.6
Live | 217550071 |  | 10 | 16.5 | 55500 | 34800 | 26800 | 2.93 | 2.18 | 55000 | 3 | 1.84 | 7.8 | 6.2
Live | 217550072 |  | 10 | 14.7 | 35400 | 20400 | 16400 | 2.93 | 2.34 | 33000 | 3.12 | 2.04 | 7.8 | 6.2
Live | 217550073 |  | 10.5 | 14.7 | 34400 | 21200 | 16600 | 3.07 | 2.28 | 32600 | 3.14 | 2.02 | 8.1 | 6.4
Live | 217550074 |  | 10.5 | 17 | 34200 | 21000 | 16600 | 3.07 | 2.28 | 32600 | 3.12 | 2.02 | 8.2 | 6.4
Live | 217550075 |  | 11 | 17 | 34200 | 20800 | 16300 | 3.22 | 2.3 | 32600 | 3.16 | 2.06 | 8.2 | 6.5
Live | 217550076 |  | 9.8 | 14.3 | 35400 | 21400 | 17000 | 2.87 | 2.26 | 32000 | 2.94 | 2.06 | 8 | 6.3
Live | 217550077 |  | 10.5 | 17 | 34400 | 20600 | 16600 | 3.07 | 2.36 | 31200 | 3.02 | 2.04 | 8.2 | 6.5
Live | 217550078 |  | 10.5 | 15.2 | 34600 | 21000 | 16800 | 3.07 | 2.36 | 31600 | 3.06 | 2.04 | 8.2 | 6.4
Live | 217550079 |  | 10.5 | 17.5 | 34600 | 21000 | 16800 | 3.07 | 2.34 | 31600 | 3.04 | 2.02 | 8.2 | 6.5
Live | 217550080 |  | 10 | 16.5 | 55000 | 38000 | 31200 | 2.93 | 2.18 | 56500 | 2.82 | 1.98 | 8.2 | 6.6
Live | 217550081 |  | 10 | 16.5 | 55500 | 34800 | 26800 | 2.93 | 2.18 | 55000 | 3 | 1.84 | 7.8 | 6.2
Live | 217550082 |  | 10 | 14.7 | 35400 | 20400 | 16400 | 2.93 | 2.34 | 33000 | 3.12 | 2.04 | 7.8 | 6.2
Live | 217550083 |  | 10.5 | 14.7 | 34400 | 21200 | 16600 | 3.07 | 2.28 | 32600 | 3.14 | 2.02 | 8.1 | 6.4
Live | 217550084 |  | 10.5 | 17 | 34200 | 21000 | 16600 | 3.07 | 2.28 | 32600 | 3.12 | 2.02 | 8.2 | 6.4
Live | 217550085 |  | 11 | 17 | 34200 | 20800 | 16300 | 3.22 | 2.3 | 32600 | 3.16 | 2.06 | 8.2 | 6.5
Live | 217550086 |  | 9.8 | 14.3 | 35400 | 21400 | 17000 | 2.87 | 2.26 | 32000 | 2.94 | 2.06 | 8 | 6.3
Live | 217550087 |  | 10.5 | 17 | 34400 | 20600 | 16600 | 3.07 | 2.36 | 31200 | 3.02 | 2.04 | 8.2 | 6.5
Live | 217550088 |  | 10.5 | 15.2 | 34600 | 21000 | 16800 | 3.07 | 2.36 | 31600 | 3.06 | 2.04 | 8.2 | 6.4
Live | 217550089 |  | 10.5 | 17.5 | 34600 | 21000 | 16800 | 3.07 | 2.34 | 31600 | 3.04 | 2.02 | 8.2 | 6.5
Live | 217550091 |  | 10.5 | 14.7 | 36000 | 19500 | 17600 | 3.08 | 2.32 | 32600 | 3.24 | 2.16 | 8.2 | 6.5
Live | 217550336 |  | 11 | 18 | 21000 | 19800 | 18200 | 3.22 | 2.3 | 21000 | 2.97 | 2 | 10 | 8
Live | 217550337 |  | 10.5 | 17.2 | 28400 | 22600 | 20000 | 3.08 | 1.97 | 28600 | 2.92 | 1.8 | 8.5 | 7
Live | 217550338 |  | 10.5 | 17.2 | 28400 | 22600 | 20000 | 3.08 | 1.97 | 28600 | 2.92 | 1.8 | 8.5 | 7
Live | 217550339 |  | 10.5 | 17.2 | 28400 | 22600 | 20000 | 3.08 | 1.97 | 28600 | 2.92 | 1.8 | 8.5 | 7
Live | 217550340 |  | 9.1 | 14.5 | 37000 | 30000 | 25000 | 2.68 | 2.23 | 38000 | 3.04 | 1.8 | 7.9 | 6.5
Live | 217550341 |  | 9.1 | 14.5 | 37000 | 30000 | 25000 | 2.68 | 2.23 | 38000 | 3.04 | 1.8 | 7.9 | 6.5
Live | 217550342 |  | 9.1 | 14.5 | 37000 | 30000 | 25000 | 2.68 | 2.23 | 38000 | 3.04 | 1.8 | 7.8 | 6.5
Live | 217550343 |  | 9.1 | 14.4 | 37000 | 30000 | 25000 | 2.68 | 2.23 | 38000 | 3.04 | 1.8 | 8.2 | 6.5
Live | 217550344 |  | 10 | 16.6 | 49000 | 48000 | 39000 | 2.86 | 2.11 | 50000 | 3.08 | 1.8 | 8 | 7
Live | 217550345 |  | 10.5 | 17.2 | 28400 | 22600 | 20000 | 3.08 | 1.97 | 28600 | 2.92 | 1.8 | 8.5 | 7
Live | 217550346 |  | 10.5 | 17.2 | 28400 | 22600 | 20000 | 3.08 | 1.97 | 28600 | 2.92 | 1.8 | 8.5 | 7
Live | 217550347 |  | 10.5 | 17.2 | 28400 | 22600 | 20000 | 3.08 | 1.97 | 28600 | 2.92 | 1.8 | 8.5 | 7
Live | 217550348 |  | 10.3 | 15.3 | 43000 | 39000 | 33000 | 2.9 | 2.12 | 46000 | 2.81 | 1.8 | 8.9 | 6.5
Live | 217550349 |  | 10.3 | 15.2 | 43000 | 39000 | 33000 | 2.9 | 2.12 | 46000 | 2.81 | 1.8 | 9 | 6.5
Live | 217550350 |  | 10.3 | 15.2 | 43000 | 39000 | 33000 | 2.9 | 2.12 | 46000 | 2.81 | 1.8 | 9 | 6.5
Live | 217550351 |  | 10.4 | 15.5 | 43000 | 39000 | 33000 | 2.9 | 2.12 | 46000 | 2.81 | 1.8 | 9.2 | 6.5
Live | 217550352 |  | 10 | 16.6 | 50000 | 52000 | 41000 | 2.94 | 1.99 | 49000 | 2.84 | 1.8 | 8.5 | 7
Live | 217550363 |  | 10.5 | 17.2 | 28400 | 22600 | 20000 | 3.08 | 1.97 | 28600 | 2.92 | 1.8 | 8.5 | 7
Live | 217550364 |  | 10.5 | 17.2 | 28400 | 22600 | 20000 | 3.08 | 1.97 | 28600 | 2.92 | 1.8 | 8.5 | 7
Live | 217550365 |  | 10.5 | 17.2 | 28400 | 22600 | 20000 | 3.08 | 1.97 | 28600 | 2.92 | 1.8 | 8.5 | 7
Live | 217550366 |  | 9.1 | 14.5 | 37000 | 30000 | 25000 | 2.68 | 2.23 | 38000 | 3.04 | 1.8 | 7.9 | 6.5
Live | 217550367 |  | 9.1 | 14.5 | 37000 | 30000 | 25000 | 2.68 | 2.23 | 38000 | 3.04 | 1.8 | 7.9 | 6.5
Live | 217550368 |  | 9.1 | 14.5 | 37000 | 30000 | 25000 | 2.68 | 2.23 | 38000 | 3.04 | 1.8 | 7.8 | 6.5
Live | 217550369 |  | 9.1 | 14.4 | 37000 | 30000 | 25000 | 2.68 | 2.23 | 38000 | 3.04 | 1.8 | 8.2 | 6.5
Live | 217550370 |  | 10 | 16.6 | 49000 | 48000 | 39000 | 2.86 | 2.11 | 50000 | 3.08 | 1.8 | 8 | 7
Live | 217550371 |  | 10.5 | 17.2 | 28400 | 22600 | 20000 | 3.08 | 1.97 | 28600 | 2.92 | 1.8 | 8.5 | 7
Live | 217550372 |  | 10.5 | 17.2 | 28400 | 22600 | 20000 | 3.08 | 1.97 | 28600 | 2.92 | 1.8 | 8.5 | 7
Live | 217550373 |  | 10.5 | 17.2 | 28400 | 22600 | 20000 | 3.08 | 1.97 | 28600 | 2.92 | 1.8 | 8.5 | 7
Live | 217550374 |  | 10.3 | 15.3 | 43000 | 39000 | 33000 | 2.9 | 2.12 | 46000 | 2.81 | 1.8 | 8.9 | 6.5
Live | 217550375 |  | 10.3 | 15.2 | 43000 | 39000 | 33000 | 2.9 | 2.12 | 46000 | 2.81 | 1.8 | 9 | 6.5
Live | 217550376 |  | 10.3 | 15.2 | 43000 | 39000 | 33000 | 2.9 | 2.12 | 46000 | 2.81 | 1.8 | 9 | 6.5
Live | 217550377 |  | 10.4 | 15.5 | 43000 | 39000 | 33000 | 2.9 | 2.12 | 46000 | 2.81 | 1.8 | 9.2 | 6.5
Live | 217550378 |  | 10 | 16.6 | 50000 | 52000 | 41000 | 2.94 | 1.99 | 49000 | 2.84 | 1.8 | 8.5 | 7
Live | 217556149 |  | 12 | 20.5 | 32800 | 21000 | 20000 | 3 | 2.08 | 31400 | 3.08 | 2.03 | 9.5 | 7.2
Live | 217556150 |  | 11 | 16.3 | 36000 | 34800 | 31000 | 2.89 | 2.33 | 37600 | 3.24 | 1.86 | 9.5 | 8
Live | 217556151 |  | 10.2 | 15.4 | 40000 | 38000 | 36000 | 2.69 | 2.06 | 45000 | 2.96 | 1.9 | 9.8 | 8
Live | 217556152 |  | 8.6 | 19 | 36800 | 25600 | 22000 | 2.45 | 2.27 | 44000 | 2.69 | 1.9 | 8.5 | 6.6
Live | 217559567 |  | 10.2 | 14.9 | 33000 | 24400 | 19000 | 2.56 | 2.1 | 34000 | 3.32 | 1.81 | 9.3 | 7.1
Live | 217559568 |  | 9.3 | 14.4 | 38000 | 24900 | 20800 | 2.68 | 2.13 | 40000 | 3.66 | 1.9 | 8 | 6.2
Live | 217559569 |  | 9.7 | 14.6 | 36000 | 21200 | 20200 | 2.45 | 2.2 | 36000 | 3.2 | 1.91 | 7.7 | 6.3
Live | 217562043 |  | 10 | 15.2 | 40500 | 40500 | 38000 | 2.93 | 2.4 | 40500 | 2.9 | 2 | 8.1 | 8
Live | 217562044 |  | 10 | 15.2 | 40500 | 40500 | 38000 | 2.93 | 2.4 | 40500 | 2.9 | 2 | 8.1 | 8
Live | 217562045 |  | 11.7 | 15.2 | 31000 | 31000 | 28000 | 3.43 | 2.3 | 31000 | 2.63 | 2 | 8.1 | 7.3
Live | 217562046 |  | 11.7 | 15.2 | 31000 | 31000 | 28000 | 3.43 | 2.3 | 31000 | 2.63 | 2 | 8.1 | 7.3
Live | 217562049 |  | 11 | 18 | 21000 | 19800 | 18200 | 3.22 | 2.3 | 21000 | 2.97 | 2 | 10 | 8
Live | 217562050 |  | 11 | 18 | 21000 | 19800 | 18200 | 3.22 | 2.3 | 21000 | 2.97 | 2 | 10 | 8
Live | 217562051 |  | 11 | 18 | 21000 | 19800 | 18200 | 3.22 | 2.3 | 21000 | 2.97 | 2 | 10 | 8
Live | 217562052 |  | 11.7 | 19 | 21200 | 19800 | 18100 | 3.43 | 2.3 | 21200 | 2.97 | 2 | 10 | 8
Live | 217562053 |  | 11 | 18 | 21000 | 19800 | 18300 | 3.22 | 2.3 | 21000 | 2.97 | 2 | 10 | 8
Live | 217562054 |  | 11 | 19 | 21000 | 19800 | 18200 | 3.22 | 2.3 | 21000 | 2.97 | 2 | 10 | 8
Live | 217562055 |  | 11.7 | 19 | 21200 | 19800 | 18200 | 3.43 | 2.3 | 21200 | 2.99 | 2 | 10 | 8
Live | 217562056 |  | 11.7 | 18 | 21200 | 19800 | 18100 | 3.43 | 2.3 | 21200 | 2.97 | 2 | 10 | 8
Live | 217562057 |  | 11.7 | 19 | 21200 | 19800 | 18100 | 3.43 | 2.3 | 21200 | 2.99 | 2 | 10 | 8
Live | 217562058 |  | 11 | 18 | 21000 | 19800 | 18200 | 3.22 | 2.3 | 21000 | 2.97 | 2 | 10 | 8
Live | 217562059 |  | 11 | 19 | 21000 | 19800 | 18200 | 3.22 | 2.3 | 21000 | 2.97 | 2 | 10 | 8
Live | 217562060 |  | 11.7 | 19 | 21200 | 19800 | 18100 | 3.43 | 2.3 | 21200 | 2.99 | 2 | 10 | 8
Live | 217562061 |  | 11 | 19 | 21000 | 19800 | 18200 | 3.22 | 2.3 | 21000 | 2.97 | 2 | 10 | 8
Live | 217562062 |  | 11 | 19 | 21000 | 19800 | 18200 | 3.22 | 2.3 | 21000 | 2.97 | 2 | 10 | 8
Live | 217562063 |  | 11 | 18 | 21000 | 19800 | 18300 | 3.22 | 2.3 | 21000 | 2.97 | 2 | 10 | 8
Live | 217562064 |  | 11 | 18 | 21000 | 19800 | 18300 | 3.22 | 2.3 |  |  | 2 | 10 | 8
Live | 217562065 |  | 11 | 18 | 21000 | 19800 | 18200 | 3.22 | 2.3 | 21000 | 2.97 | 2 | 10 | 8
Live | 217562066 |  | 11 | 19 | 21000 | 19800 | 18200 | 3.22 | 2.3 | 21000 | 2.97 | 2 | 10 | 8
Live | 217562067 |  | 11 | 18 | 20800 | 19800 | 18400 | 3.23 | 2.3 |  |  | 2 | 10 | 8
Live | 217562068 |  | 11 | 18 | 21000 | 19800 | 18200 | 3.22 | 2.3 | 21000 | 2.97 | 2 | 10 | 8
Live | 217562069 |  | 11 | 18 | 21000 | 19800 | 18300 | 3.22 | 2.3 | 21000 | 2.97 | 2 | 10 | 8
Live | 217562070 |  | 11 | 19 | 21000 | 19800 | 18200 | 3.22 | 2.3 | 21000 | 2.97 | 2 | 10 | 8
Live | 217562071 |  | 11 | 18 | 21000 | 19800 | 18200 | 3.22 | 2.3 | 21000 | 2.97 | 2 | 10 | 8
Live | 217562072 |  | 11 | 18 | 21000 | 19800 | 18300 | 3.22 | 2.3 | 21000 | 2.97 | 2 | 10 | 8
Live | 217562073 |  | 11 | 17 | 20800 | 18300 | 17200 | 3.23 | 2.3 |  |  | 2 | 9.5 | 7.5
Live | 217562074 |  | 11 | 18 | 21000 | 18300 | 17000 | 3.22 | 2.3 | 20800 | 2.86 | 2 | 9.5 | 7.5
Live | 217562075 |  | 11 | 17 | 21000 | 18300 | 17000 | 3.22 | 2.3 | 20800 | 2.88 | 2 | 9.5 | 7.5
Live | 217562076 |  | 11 | 18 | 21000 | 18300 | 17000 | 3.22 | 2.3 | 20800 | 2.86 | 2 | 9.5 | 7.5
Live | 217562077 |  | 11 | 18 | 21000 | 18300 | 17000 | 3.22 | 2.3 | 20800 | 2.88 | 2 | 9.5 | 7.5
Live | 217562078 |  | 11 | 17 | 20800 | 18300 | 17100 | 3.23 | 2.3 |  |  | 2 | 9.5 | 7.5
Live | 217562079 |  | 11 | 17 | 21000 | 18300 | 17000 | 3.22 | 2.3 | 21000 | 2.86 | 2 | 9.5 | 7.5
Live | 217562080 |  | 11 | 17 | 21000 | 18300 | 17100 | 3.22 | 2.3 | 21000 | 2.86 | 2 | 9.5 | 7.5
Live | 217562081 |  | 11 | 17 | 20800 | 18300 | 17100 | 3.23 | 2.3 | 20800 | 2.86 | 2 | 9.5 | 7.5
Live | 217562082 |  | 11 | 18 | 21000 | 18300 | 17000 | 3.22 | 2.3 | 20800 | 2.86 | 2 | 9.5 | 7.5
Live | 217562083 |  | 11 | 17 | 21000 | 18300 | 17100 | 3.22 | 2.3 | 21000 | 2.86 | 2 | 9.5 | 7.5
Live | 217562084 |  | 11 | 17 | 21000 | 18300 | 17000 | 3.22 | 2.3 | 21000 | 2.88 | 2 | 9.5 | 7.5
Live | 217562085 |  | 11 | 17 | 21000 | 18300 | 17000 | 3.22 | 2.3 | 21000 | 2.86 | 2 | 9.5 | 7.5
Live | 217562086 |  | 10 | 18 | 21000 | 18300 | 17000 | 2.93 | 2.3 | 20800 | 2.88 | 2 | 8.1 | 7.5
Live | 217562087 |  | 10 | 17 | 21000 | 18300 | 17000 | 2.93 | 2.3 | 21000 | 2.88 | 2 | 8.1 | 7.5
Live | 217562088 |  | 11 | 18 | 21000 | 18300 | 17000 | 3.22 | 2.3 | 20800 | 2.86 | 2 | 9.5 | 7.5
Live | 217562089 |  | 11 | 18 | 21000 | 18300 | 17000 | 3.22 | 2.3 | 21000 | 2.86 | 2 | 9.5 | 7.5
Live | 217562090 |  | 11 | 18 | 21000 | 18300 | 17000 | 3.22 | 2.3 | 21000 | 2.86 | 2 | 9.5 | 7.5
Live | 217562091 |  | 11 | 17 | 21000 | 18300 | 17100 | 3.22 | 2.3 | 21000 | 2.86 | 2 | 9.5 | 7.5
Live | 217562092 |  | 11 | 18 | 21000 | 18100 | 16900 | 3.22 | 2.3 | 20800 | 2.9 | 2 | 9.5 | 7.5
Live | 217562093 |  | 10 | 18 | 21000 | 18200 | 17000 | 2.93 | 2.3 | 20800 | 2.89 | 2 | 8.1 | 7.5
Live | 217562094 |  | 11 | 18 | 21000 | 18200 | 17000 | 3.22 | 2.3 | 20800 | 2.89 | 2 | 9.5 | 7.5
Live | 217562096 |  | 10 | 18 | 21000 | 18100 | 17000 | 2.93 | 2.3 | 20800 | 2.9 | 2 | 8.1 | 7.5
Live | 217562097 |  | 11 | 18 | 21000 | 18100 | 16900 | 3.22 | 2.3 | 20800 | 2.9 | 2 | 9.5 | 7.5
Live | 217562100 |  | 11 | 18 | 21000 | 18200 | 17000 | 3.22 | 2.3 | 21000 | 2.88 | 2 | 9.5 | 7.5
Live | 217562104 |  | 11 | 18 | 21000 | 18100 | 16900 | 3.22 | 2.3 | 20800 | 2.9 | 2 | 9.5 | 7.5
Live | 217562106 |  | 11 | 18 | 21000 | 18200 | 17000 | 3.22 | 2.3 | 21000 | 2.88 | 2 | 9.5 | 7.5
Live | 217562109 |  | 11 | 18 | 21000 | 18200 | 17000 | 3.22 | 2.3 | 20800 | 2.89 | 2 | 9.5 | 7.5
Live | 217562112 |  | 11 | 17 | 42500 | 36200 | 33600 | 3.23 | 2.4 | 42500 | 3.01 | 2 | 9.5 | 7.8
Live | 217562113 |  | 11 | 17 | 42500 | 36400 | 33600 | 3.23 | 2.4 | 42500 | 3.01 | 2 | 9.5 | 7.8
Live | 217562114 |  | 11 | 17 | 42500 | 36200 | 33400 | 3.23 | 2.4 | 42500 | 3.01 | 2 | 9.5 | 7.8
Live | 217562115 |  | 11 | 17 | 42500 | 36200 | 33400 | 3.23 | 2.4 | 42500 | 3.01 | 2 | 9.5 | 7.8
Live | 217562116 |  | 11 | 17 | 42500 | 36200 | 33400 | 3.23 | 2.4 | 42500 | 3.01 | 2 | 9.5 | 7.8
Live | 217562117 |  | 11 | 17 | 42500 | 36200 | 33400 | 3.23 | 2.4 | 42500 | 3.01 | 2 | 9.5 | 7.8
Live | 217562118 |  | 11 | 17 | 43000 | 36200 | 33400 | 3.22 | 2.4 | 43000 | 3.01 | 2 | 9.5 | 7.8
Live | 217562119 |  | 11 | 17 | 42500 | 36200 | 33400 | 3.23 | 2.4 | 42500 | 3.01 | 2 | 9.5 | 7.8
Live | 217562120 |  | 11 | 17 | 42500 | 36200 | 33400 | 3.23 | 2.4 | 42500 | 3.01 | 2 | 9.5 | 7.8
Live | 217562121 |  | 11 | 17 | 43000 | 36200 | 33400 | 3.22 | 2.4 | 43000 | 3.01 | 2 | 9.5 | 7.8
Live | 217562122 |  | 11 | 17 | 42500 | 36200 | 33600 | 3.23 | 2.4 | 42500 | 3.01 | 2 | 9.5 | 7.8
Live | 217562123 |  | 11 | 17 | 42500 | 36200 | 33400 | 3.23 | 2.4 |  |  | 2 | 9.5 | 7.8
Live | 217562124 |  | 11 | 17 | 42500 | 36200 | 33400 | 3.23 | 2.4 | 42500 | 3.01 | 2 | 9.5 | 7.8
Live | 217562125 |  | 11 | 17 | 43000 | 36200 | 33400 | 3.22 | 2.4 | 43000 | 3.01 | 2 | 9.5 | 7.8
Live | 217562126 |  | 11 | 17 | 42500 | 36200 | 33400 | 3.23 | 2.4 | 42500 | 3.01 | 2 | 9.5 | 7.8
Live | 217562127 |  | 11 | 17 | 42500 | 36200 | 33600 | 3.23 | 2.4 | 42500 | 3.01 | 2 | 9.5 | 7.8
Live | 217562128 |  | 11 | 17 | 42500 | 36200 | 33400 | 3.23 | 2.4 | 42500 | 3.01 | 2 | 9.5 | 7.8
Live | 217562129 |  | 11 | 18 | 41000 | 40000 | 37600 | 3.22 | 2.4 | 41000 | 2.89 | 2 | 10
Live | 217562130 |  | 10 | 16 | 40500 | 40500 | 38000 | 2.93 | 2.4 | 40500 | 2.89 | 2 | 8.1
Live | 217562131 |  | 11 | 18 | 41000 | 40000 | 37600 | 3.22 | 2.4 | 41000 | 2.9 | 2 | 10
Live | 217562132 |  | 11 | 18 | 41000 | 40000 | 37600 | 3.22 | 2.4 | 41000 | 2.89 | 2 | 10
Live | 217562133 |  | 10 | 17 | 41000 | 40000 | 37800 | 2.93 | 2.4 | 41000 | 2.89 | 2 | 8.1 | 8.5
Live | 217562134 |  | 11 | 18 | 41000 | 40000 | 37600 | 3.22 | 2.4 | 41000 | 2.9 | 2 | 10
Live | 217562135 |  | 11 | 18 | 41000 | 40000 | 37400 | 3.22 | 2.4 | 41000 | 2.9 | 2 | 10
Live | 217562136 |  | 11 | 18 | 41000 | 40000 | 37600 | 3.22 | 2.4 | 41000 | 2.89 | 2 | 10
Live | 217562137 |  | 11 | 17 | 41000 | 40000 | 37800 | 3.22 | 2.4 | 41000 | 2.89 | 2 | 10 | 8.5
Live | 217562138 |  | 11 | 17 | 41000 | 40500 | 37800 | 3.22 | 2.4 | 41000 | 2.88 | 2 | 10 | 8.5
Live | 217562139 |  | 11 | 17 | 40500 | 40500 | 37800 | 3.23 | 2.4 | 40500 | 2.9 | 2 | 10 | 8.5
Live | 217562140 |  | 11 | 17 | 41000 | 40000 | 37800 | 3.22 | 2.4 | 41000 | 2.89 | 2 | 10 | 8.5
Live | 217562141 |  | 11 | 17 | 41000 | 40000 | 37800 | 3.22 | 2.4 |  |  | 2 | 10 | 8.5
Live | 217562142 |  | 10 | 18 | 41000 | 40000 | 37600 | 2.93 | 2.4 | 41000 | 2.9 | 2 | 8.1
Live | 217562143 |  | 10 | 17 | 41000 | 40500 | 37800 | 2.93 | 2.4 | 41000 | 2.88 | 2 | 8.1 | 8.5
Live | 217562144 |  | 11 | 17 | 41000 | 40000 | 37800 | 3.22 | 2.4 | 41000 | 2.9 | 2 | 10 | 8.5
Live | 217562145 |  | 10 | 18 | 41000 | 40000 | 37600 | 2.93 | 2.4 | 41000 | 2.89 | 2 | 8.1 | 8.5
Live | 217562146 |  | 11 | 18 | 41000 | 40000 | 37800 | 3.22 | 2.4 | 41000 | 2.89 | 2 | 10 | 8.5
Live | 217562147 |  | 11 | 17 | 41000 | 40000 | 37800 | 3.22 | 2.4 | 41000 | 2.89 | 2 | 10 | 8.5
Live | 217562148 |  | 11 | 18 | 41000 | 40000 | 37600 | 3.22 | 2.4 | 41000 | 2.89 | 2 | 10
Live | 217562149 |  | 11 | 18 | 41000 | 40000 | 37600 | 3.22 | 2.4 | 41000 | 2.89 | 2 | 10
Live | 217562150 |  | 10 | 16 | 40500 | 40500 | 38000 | 2.93 | 2.4 | 40500 | 2.89 | 2 | 8.1
Live | 217562151 |  | 11 | 18 | 41000 | 40000 | 37600 | 3.22 | 2.4 | 41000 | 2.9 | 2 | 10
Live | 217562152 |  | 10 | 18 | 41500 | 40000 | 37400 | 2.93 | 2.4 | 41500 | 2.89 | 2 | 8.1
Live | 217562153 |  | 11 | 17 | 40500 | 40500 | 37800 | 3.23 | 2.4 | 40500 | 2.9 | 2 | 10 | 8.5
Live | 217562154 |  | 11 | 18 | 41000 | 40000 | 37800 | 3.22 | 2.4 | 41000 | 2.9 | 2 | 10 | 8.5
Live | 217562155 |  | 10 | 17 | 40500 | 40500 | 38000 | 2.93 | 2.4 | 40500 | 2.9 | 2 | 10 | 8.5
Live | 217562156 |  | 11 | 17 | 41000 | 40000 | 37800 | 3.22 | 2.4 | 41000 | 2.9 | 2 | 10
Live | 217562157 |  | 11 | 17 | 41000 | 40000 | 37800 | 3.22 | 2.4 | 41000 | 2.9 | 2 | 10 | 8.5
Live | 217562158 |  | 11 | 18 | 41000 | 40000 | 37600 | 3.22 | 2.4 | 41000 | 2.9 | 2 | 10
Live | 217562159 |  | 11 | 17 | 40500 | 40500 | 37800 | 3.23 | 2.4 | 40500 | 2.9 | 2 | 10 | 8.5
Live | 217562160 |  | 11 | 18 | 41000 | 40000 | 37600 | 3.22 | 2.4 | 41000 | 2.89 | 2 | 10
Live | 217562161 |  | 10 | 16 | 40500 | 40500 | 38000 | 2.93 | 2.4 | 40500 | 2.88 | 2 | 8.1
Live | 217562162 |  | 11 | 18 | 41000 | 40000 | 37600 | 3.22 | 2.4 | 41000 | 2.9 | 2 | 10 | 8.5
Live | 217562163 |  | 10 | 16 | 40500 | 40500 | 38000 | 2.93 | 2.4 | 40500 | 2.89 | 2 | 8.1
Live | 217562164 |  | 10 | 17 | 40500 | 40500 | 38000 | 2.93 | 2.4 | 40500 | 2.89 | 2 | 10
Live | 217562165 |  | 11 | 18 | 41000 | 40000 | 37400 | 3.22 | 2.4 | 41000 | 2.9 | 2 | 10
Live | 217562166 |  | 10 | 17 | 40500 | 40500 | 37800 | 2.93 | 2.4 | 40500 | 2.89 | 2 | 8.1 | 8.5
Live | 217562167 |  | 11 | 17 | 41000 | 40500 | 37800 | 3.22 | 2.4 | 41000 | 2.88 | 2 | 10 | 8.5
Live | 217562168 |  | 11 | 17 | 41000 | 40500 | 37800 | 3.22 | 2.4 | 41000 | 2.88 | 2 | 10 | 8.5
Live | 217562169 |  | 11 | 17 | 41000 | 40000 | 37800 | 3.22 | 2.4 | 41000 | 2.9 | 2 | 10 | 8.5
Live | 217562170 |  | 11 | 18 | 41000 | 40000 | 37600 | 3.22 | 2.4 | 41000 | 2.9 | 2 | 10 | 8.5
Live | 217562171 |  | 11 | 17 | 41000 | 40000 | 37800 | 3.22 | 2.4 | 41000 | 2.9 | 2 | 10 | 8.5
Live | 217562172 |  | 11 | 17 | 41000 | 40000 | 37800 | 3.22 | 2.4 | 41000 | 2.9 | 2 | 10 | 8.5
Live | 217562173 |  | 11 | 17 | 41000 | 40000 | 37800 | 3.22 | 2.4 | 41000 | 2.9 | 2 | 10 | 8.5
Live | 217562174 |  | 10 | 18 | 41000 | 40000 | 37600 | 2.93 | 2.4 | 41000 | 2.89 | 2 | 8.1
Live | 217562175 |  | 11 | 17 | 41000 | 40000 | 37800 | 3.22 | 2.4 | 41000 | 2.9 | 2 | 10 | 8.5
Live | 217562176 |  | 11 | 17 | 40500 | 40500 | 37800 | 3.23 | 2.4 | 40500 | 2.9 | 2 | 10 | 8.5
Live | 217562177 |  | 11 | 17 | 41000 | 40000 | 37800 | 3.22 | 2.4 | 41000 | 2.89 | 2 | 10 | 8.5
Live | 217562178 |  | 11 | 17 | 40500 | 40500 | 37800 | 3.23 | 2.4 | 40500 | 2.88 | 2 | 10 | 8.5
Live | 217562179 |  | 11 | 17 | 41000 | 40500 | 37800 | 3.22 | 2.4 | 41000 | 2.88 | 2 | 10 | 8.5
Live | 217562180 |  | 11 | 18 | 41000 | 40500 | 37600 | 3.22 | 2.4 | 41000 | 2.88 | 2 | 10
Live | 217562181 |  | 10 | 16 | 40500 | 40500 | 38000 | 2.93 | 2.4 | 40500 | 2.89 | 2 | 8.1
Live | 217562182 |  | 11 | 18 | 41000 | 40500 | 37600 | 3.22 | 2.4 | 41000 | 2.88 | 2 | 10
Live | 217562183 |  | 11 | 18 | 41000 | 40000 | 37600 | 3.22 | 2.4 | 41000 | 2.89 | 2 | 10
Live | 217562184 |  | 11 | 17 | 41000 | 40000 | 37800 | 3.22 | 2.4 | 41000 | 2.89 | 2 | 10 | 8.5
Live | 217562185 |  | 11 | 17 | 41000 | 40000 | 37800 | 3.22 | 2.4 | 41000 | 2.9 | 2 | 10 | 8.5
Live | 217562186 |  | 10 | 18 | 41000 | 40000 | 37600 | 2.93 | 2.4 | 41000 | 2.89 | 2 | 8.1
Live | 217562187 |  | 11 | 17 | 41000 | 40000 | 37800 | 3.22 | 2.4 | 41000 | 2.9 | 2 | 10 | 8.5
Live | 217562188 |  | 11 | 17 | 41000 | 40000 | 37800 | 3.22 | 2.4 |  |  | 2 | 10 | 8.5
Live | 217562189 |  | 10 | 17 | 40500 | 40500 | 38000 | 2.93 | 2.4 | 40500 | 2.89 | 2 | 10 | 8.5
Live | 217562190 |  | 10 | 17 | 41000 | 40000 | 37800 | 2.93 | 2.4 | 41000 | 2.89 | 2 | 8.1
Live | 217562191 |  | 11 | 18 | 41000 | 40000 | 37600 | 3.22 | 2.4 | 41000 | 2.89 | 2 | 10
Live | 217562192 |  | 11 | 18 | 41500 | 40000 | 37400 | 3.23 | 2.4 | 41500 | 2.89 | 2 | 10
Live | 217562193 |  | 11 | 18 | 41000 | 40000 | 37600 | 3.22 | 2.4 | 41000 | 2.89 | 2 | 10
Live | 217562194 |  | 11 | 18 | 41500 | 40000 | 37400 | 3.23 | 2.4 | 41500 | 2.9 | 2 | 10
Live | 217562195 |  | 11 | 18 | 51500 | 42000 | 38000 | 3.23 | 2.3 | 51000 | 3.02 | 2 | 10
Live | 217562196 |  | 11 | 18 | 51500 | 42000 | 37800 | 3.23 | 2.3 | 50500 | 3.02 | 2 | 10
Live | 217562197 |  | 10 | 17 | 51000 | 42000 | 38000 | 2.93 | 2.3 | 51000 | 3.02 | 2 | 10 | 7.8
Live | 217562198 |  | 10 | 17 | 51000 | 42000 | 38000 | 2.93 | 2.3 | 51000 | 3.02 | 2 | 10 | 7.8
Live | 217562199 |  | 10 | 17 | 51000 | 42000 | 38000 | 2.93 | 2.3 | 51000 | 3.02 | 2 | 10 | 7.8
Live | 217562200 |  | 10 | 17 | 51000 | 42000 | 38000 | 2.93 | 2.3 |  |  | 2 | 10 | 7.8
Live | 217562201 |  | 11 | 17 | 51500 | 42000 | 38000 | 3.23 | 2.3 | 51000 | 3.02 | 2 | 10
Live | 217562202 |  | 11 | 17 | 51000 | 42000 | 38000 | 3.22 | 2.3 | 51000 | 3.02 | 2 | 10 | 7.8
Live | 217562203 |  | 11 | 17 | 51000 | 42000 | 38000 | 3.22 | 2.3 | 51000 | 3.02 | 2 | 10
Live | 217562204 |  | 10 | 17 | 50500 | 42000 | 38500 | 2.93 | 2.3 | 50500 | 3.02 | 2 | 10 | 7.8
Live | 217562205 |  | 11 | 17 | 51000 | 42000 | 38000 | 3.22 | 2.3 | 51000 | 3.02 | 2 | 10
Live | 217562206 |  | 11 | 17 | 51000 | 42000 | 38000 | 3.22 | 2.3 | 51000 | 3.02 | 2 | 10
Live | 217562207 |  | 10 | 16 | 50500 | 42000 | 38500 | 2.93 | 2.3 | 50500 | 3.02 | 2 | 8.1 | 7.8
Live | 217562208 |  | 10 | 17 | 51000 | 42000 | 38000 | 2.93 | 2.3 | 51000 | 3.02 | 2 | 10 | 7.8
Live | 217562209 |  | 11 | 17 | 51000 | 42000 | 38000 | 3.22 | 2.3 | 51000 | 3.02 | 2 | 10 | 7.8
Live | 217562210 |  | 10 | 17 | 50500 | 42000 | 38500 | 2.93 | 2.3 | 50500 | 3.02 | 2 | 10 | 7.8
Live | 217562211 |  | 11 | 17 | 51000 | 42000 | 38000 | 3.22 | 2.3 | 51000 | 3.02 | 2 | 10 | 7.8
Live | 217562212 |  | 10 | 17 | 51000 | 42000 | 38000 | 2.93 | 2.3 | 51000 | 3.02 | 2 | 10
Live | 217562213 |  | 10 | 17 | 51000 | 42000 | 38000 | 2.93 | 2.3 | 51000 | 3.02 | 2 | 10 | 7.8
Live | 217562214 |  | 10 | 16 | 50500 | 42000 | 38500 | 2.93 | 2.3 | 50500 | 3.02 | 2 | 8.1 | 7.8
Live | 217562215 |  | 10 | 17 | 50500 | 42000 | 38500 | 2.93 | 2.3 | 50500 | 3.02 | 2 | 10 | 7.8
Live | 217562216 |  | 10 | 17 | 50500 | 42000 | 38500 | 2.93 | 2.3 | 50500 | 3.02 | 2 | 10 | 7.8
Live | 217562217 |  | 11 | 17 | 51500 | 42000 | 38000 | 3.23 | 2.3 | 51000 | 3.02 | 2 | 10
Live | 217562218 |  | 11 | 17 | 51000 | 42000 | 38000 | 3.22 | 2.3 | 51000 | 3.02 | 2 | 10
Live | 217562219 |  | 10 | 16 | 50500 | 42000 | 38500 | 2.93 | 2.3 | 50500 | 3.02 | 2 | 8.1 | 7.8
Live | 217562220 |  | 11 | 17 | 51000 | 42000 | 38000 | 3.22 | 2.3 | 51000 | 3.02 | 2 | 10
Live | 217562221 |  | 11 | 17 | 51000 | 42000 | 38000 | 3.22 | 2.3 | 51000 | 3.02 | 2 | 10
Live | 217562222 |  | 11 | 18 | 51500 | 42000 | 37800 | 3.23 | 2.3 | 50500 | 3.02 | 2 | 10
Live | 217562223 |  | 10 | 17 | 51000 | 42000 | 38000 | 2.93 | 2.3 | 51000 | 3.02 | 2 | 10
Live | 217562224 |  | 10 | 17 | 50500 | 42000 | 38500 | 2.93 | 2.3 | 50500 | 3.02 | 2 | 10 | 7.8
Live | 217562225 |  | 11 | 17 | 51000 | 42000 | 38000 | 3.22 | 2.3 | 51000 | 3.02 | 2 | 10
Live | 217562226 |  | 10 | 17 | 51000 | 42000 | 38000 | 2.93 | 2.3 | 51000 | 3.02 | 2 | 10 | 7.8
Live | 217562227 |  | 10 | 17 | 50500 | 42000 | 38500 | 2.93 | 2.3 | 50500 | 3.02 | 2 | 10 | 7.8
Live | 217562228 |  | 11 | 17 | 51000 | 42000 | 38000 | 3.22 | 2.3 | 51000 | 3.02 | 2 | 10
Live | 217562229 |  | 10 | 16 | 48500 | 42500 | 39500 | 2.93 | 2.4 | 48500 | 3.07 | 2 | 8.1 | 7.5
Live | 217562230 |  | 10 | 17 | 49000 | 42500 | 39000 | 2.93 | 2.4 | 49000 | 3.07 | 2 | 8.1
Live | 217562231 |  | 10 | 16 | 48500 | 42500 | 39500 | 2.93 | 2.4 | 48500 | 3.07 | 2 | 8.1 | 7.5
Live | 217562232 |  | 10 | 17 | 48500 | 42500 | 39000 | 2.93 | 2.4 | 48500 | 3.07 | 2 | 8.1 | 7.5
Live | 217562233 |  | 10 | 17 | 48500 | 42500 | 39000 | 2.93 | 2.4 | 48500 | 3.07 | 2 | 8.1
Live | 217562234 |  | 10 | 17 | 49000 | 42500 | 39000 | 2.93 | 2.4 | 49000 | 3.07 | 2 | 8.1
Live | 217562235 |  | 10 | 17 | 49000 | 42500 | 39000 | 2.93 | 2.4 | 49000 | 3.07 | 2 | 8.1
Live | 217562236 |  | 10 | 16 | 48500 | 42500 | 39500 | 2.93 | 2.4 | 48500 | 3.07 | 2 | 8.1 | 7.5
Live | 217562237 |  | 10 | 16 | 48500 | 42500 | 39000 | 2.93 | 2.4 |  |  | 2 | 8.1 | 7.5
Live | 217562238 |  | 10 | 17 | 49000 | 42500 | 39000 | 2.93 | 2.4 | 49000 | 3.07 | 2 | 8.1
Live | 217562239 |  | 10 | 17 | 48500 | 42500 | 39000 | 2.93 | 2.4 | 48500 | 3.07 | 2 | 8.1
Live | 217562240 |  | 10 | 17 | 49000 | 42500 | 39000 | 2.93 | 2.4 | 49000 | 3.07 | 2 | 8.1
Live | 217562241 |  | 10 | 16 | 48500 | 42500 | 39000 | 2.93 | 2.4 | 48500 | 3.07 | 2 | 8.1 | 7.5
Live | 217562242 |  | 10 | 16 | 48500 | 42500 | 39000 | 2.93 | 2.4 | 48500 | 3.07 | 2 | 8.1 | 7.5
Live | 217562243 |  | 10 | 16 | 48500 | 42500 | 39500 | 2.93 | 2.4 | 48500 | 3.07 | 2 | 8.1 | 7.5
Live | 217562244 |  | 10 | 17 | 48500 | 42500 | 39000 | 2.93 | 2.4 | 48500 | 3.07 | 2 | 8.1
Live | 217562245 |  | 10 | 16 | 48500 | 42500 | 39500 | 2.93 | 2.4 | 48500 | 3.07 | 2 | 8.1 | 7.5
Live | 217562246 |  | 10 | 16 | 48500 | 42500 | 39500 | 2.93 | 2.4 | 48500 | 3.07 | 2 | 8.1 | 7.5
Live | 217562247 |  | 10 | 17 | 49000 | 42500 | 39000 | 2.93 | 2.4 | 49000 | 3.07 | 2 | 8.1
Live | 217562248 |  | 10 | 16 | 48500 | 42500 | 39500 | 2.93 | 2.4 | 48500 | 3.07 | 2 | 8.1 | 7.5
Live | 217562249 |  | 10 | 17 | 49000 | 42500 | 39000 | 2.93 | 2.4 | 49000 | 3.07 | 2 | 8.1
Live | 217562250 |  | 10 | 16 | 48500 | 42500 | 39500 | 2.93 | 2.4 | 48500 | 3.07 | 2 | 8.1 | 7.5
Live | 217562251 |  | 10 | 16 | 48500 | 42500 | 39500 | 2.93 | 2.4 | 48500 | 3.07 | 2 | 8.1 | 7.5
Live | 217562252 |  | 10 | 17 | 48500 | 42500 | 39000 | 2.93 | 2.4 | 48500 | 3.07 | 2 | 8.1 | 7.5
Live | 217562253 |  | 11.7 | 18 | 21200 | 18300 | 16900 | 3.43 | 2.3 | 20800 | 2.86 | 2 | 8.5 | 7.5
Live | 217562254 |  | 11.7 | 17 | 21200 | 18300 | 16900 | 3.43 | 2.3 | 20800 | 2.88 | 2 | 8.1 | 7.5
Live | 217562255 |  | 11.7 | 18 | 21200 | 18300 | 16900 | 3.43 | 2.3 | 20800 | 2.86 | 2 | 8.5 | 7.5
Live | 217562256 |  | 12 | 18 | 32200 | 29800 | 28000 | 3.52 | 2.4 | 32200 | 3.03 | 2 | 10 | 8.5
Live | 217562257 |  | 12 | 18 | 32200 | 29800 | 28000 | 3.52 | 2.4 | 32200 | 3.03 | 2 | 10 | 8.5
Live | 217562258 |  | 12 | 19 | 32600 | 29800 | 27800 | 3.51 | 2.4 | 32600 | 3.03 | 2 | 10 | 8.5
Live | 217562259 |  | 12 | 19 | 32600 | 29800 | 27800 | 3.51 | 2.4 | 32600 | 3.03 | 2 | 10 | 8.5
Live | 217562260 |  | 12 | 19 | 32600 | 29800 | 27800 | 3.51 | 2.4 | 32600 | 3.03 | 2 | 10 | 8.5
Live | 217562261 |  | 12 | 18 | 32200 | 29800 | 28200 | 3.52 | 2.4 | 32200 | 3.03 | 2 | 10 | 8.5
Live | 217562262 |  | 12 | 19 | 32600 | 29800 | 28000 | 3.51 | 2.4 |  |  | 2 | 10 | 8.5
Live | 217562263 |  | 12 | 19 | 32400 | 29800 | 28000 | 3.52 | 2.4 | 32400 | 3.03 | 2 | 10 | 8.5
Live | 217562264 |  | 12 | 19 | 32800 | 29800 | 27600 | 3.52 | 2.4 | 32800 | 3.03 | 2 | 10 | 8.5
Live | 217562265 |  | 12 | 19 | 32600 | 29800 | 27800 | 3.51 | 2.4 | 32600 | 3.03 | 2 | 10 | 8.5
Live | 217562266 |  | 12 | 18 | 32200 | 29800 | 28200 | 3.52 | 2.4 |  |  | 2 | 10 | 8.5
Live | 217562267 |  | 12 | 18 | 32200 | 29800 | 28000 | 3.52 | 2.4 | 32200 | 3.03 | 2 | 10 | 8.5
Live | 217562268 |  | 12 | 19 | 32400 | 29800 | 28000 | 3.52 | 2.4 | 32400 | 3.03 | 2 | 10 | 8.5
Live | 217562269 |  | 12 | 19 | 32600 | 29800 | 27800 | 3.51 | 2.4 | 32600 | 3.03 | 2 | 10 | 8.5
Live | 217562270 |  | 12 | 19 | 32600 | 29800 | 27800 | 3.51 | 2.4 | 32600 | 3.03 | 2 | 10 | 8.5
Live | 217562271 |  | 12 | 18 | 32200 | 29800 | 28000 | 3.52 | 2.4 | 32200 | 3.03 | 2 | 10 | 8.5
Live | 217562272 |  | 12 | 18 | 32400 | 29800 | 28000 | 3.52 | 2.4 | 32400 | 3.03 | 2 | 10 | 8.5
Live | 217562273 |  | 12 | 19 | 32600 | 29800 | 27800 | 3.51 | 2.4 | 32600 | 3.03 | 2 | 10 | 8.5
Live | 217562274 |  | 12 | 18 | 32400 | 29800 | 28000 | 3.52 | 2.4 | 32400 | 3.03 | 2 | 10 | 8.5
Live | 217562275 |  | 12 | 18 | 32400 | 29800 | 28000 | 3.52 | 2.4 | 32400 | 3.03 | 2 | 10 | 8.5
Live | 217562276 |  | 12 | 18 | 32400 | 29800 | 28000 | 3.52 | 2.4 | 32400 | 3.03 | 2 | 10 | 8.5
Live | 217562277 |  | 12 | 18 | 32400 | 29800 | 28000 | 3.52 | 2.4 | 32400 | 3.03 | 2 | 10 | 8.5
Live | 217562278 |  | 12 | 19 | 32600 | 29800 | 27800 | 3.51 | 2.4 | 32600 | 3.03 | 2 | 10 | 8.5
Live | 217562279 |  | 12 | 18 | 32400 | 29800 | 28000 | 3.52 | 2.4 | 32400 | 3.03 | 2 | 10 | 8.5
Live | 217562280 |  | 12 | 19 | 32800 | 29800 | 27600 | 3.52 | 2.4 | 32800 | 3.03 | 2 | 10 | 8.5
Live | 217562281 |  | 12 | 19 | 32600 | 29800 | 27800 | 3.51 | 2.4 | 32600 | 3.03 | 2 | 10 | 8.5
Live | 217562282 |  | 12 | 18 | 32200 | 29800 | 28000 | 3.52 | 2.4 | 32200 | 3.03 | 2 | 10 | 8.5
Live | 217562283 |  | 12 | 19 | 32600 | 29800 | 27800 | 3.51 | 2.4 | 32600 | 3.03 | 2 | 10 | 8.5
Live | 217562284 |  | 12 | 19 | 32400 | 29800 | 28000 | 3.52 | 2.4 | 32400 | 3.03 | 2 | 10 | 8.5
Live | 217562285 |  | 12 | 19 | 32400 | 29800 | 28000 | 3.52 | 2.4 | 32400 | 3.03 | 2 | 10 | 8.5
Live | 217562286 |  | 12 | 18 | 32400 | 29800 | 28000 | 3.52 | 2.4 | 32400 | 3.03 | 2 | 10 | 8.5
Live | 217562287 |  | 12 | 18 | 32400 | 29800 | 28000 | 3.52 | 2.4 | 32400 | 3.03 | 2 | 10 | 8.5
Live | 217562288 |  | 12 | 18 | 32400 | 29800 | 28000 | 3.52 | 2.4 | 32400 | 3.03 | 2 | 10 | 8.5
Live | 217562289 |  | 12 | 18 | 32400 | 29800 | 28000 | 3.52 | 2.4 | 32400 | 3.03 | 2 | 10 | 8.5
Live | 217562290 |  | 12 | 19 | 32600 | 29800 | 27800 | 3.51 | 2.4 | 32600 | 3.03 | 2 | 10 | 8.5
Live | 217562291 |  | 12 | 18 | 32400 | 29800 | 28000 | 3.52 | 2.4 | 32400 | 3.03 | 2 | 10 | 8.5
Live | 217562292 |  | 12 | 19 | 32400 | 29800 | 28000 | 3.52 | 2.4 | 32400 | 3.03 | 2 | 10 | 8.5
Live | 217562293 |  | 12 | 19 | 32200 | 29800 | 28000 | 3.52 | 2.4 | 32200 | 3.03 | 2 | 10 | 8.5
Live | 217562294 |  | 12 | 19 | 32400 | 29800 | 28000 | 3.52 | 2.4 | 32400 | 3.03 | 2 | 10 | 8.5
Live | 217562295 |  | 12 | 19 | 32600 | 29800 | 27800 | 3.51 | 2.4 | 32600 | 3.03 | 2 | 10 | 8.5
Live | 217562296 |  | 12 | 18 | 32400 | 29800 | 28000 | 3.52 | 2.4 | 32400 | 3.03 | 2 | 10 | 8.5
Live | 217562297 |  | 12 | 19 | 32600 | 29800 | 27800 | 3.51 | 2.4 | 32600 | 3.03 | 2 | 10 | 8.5
Live | 217562298 |  | 12 | 18 | 32200 | 29800 | 28200 | 3.52 | 2.4 |  |  | 2 | 10 | 8.5
Live | 217562299 |  | 12 | 19 | 32400 | 29800 | 28000 | 3.52 | 2.4 | 32400 | 3.03 | 2 | 10 | 8.5
Live | 217562300 |  | 12 | 18 | 32400 | 29800 | 28000 | 3.52 | 2.4 | 32400 | 3.03 | 2 | 10 | 8.5
Live | 217562301 |  | 12 | 18 | 32200 | 29800 | 28000 | 3.52 | 2.4 | 32200 | 3.03 | 2 | 10 | 8.5
Live | 217562302 |  | 12 | 19 | 32600 | 29800 | 27800 | 3.51 | 2.4 | 32600 | 3.03 | 2 | 10 | 8.5
Live | 217562303 |  | 12 | 19 | 32600 | 29800 | 27800 | 3.51 | 2.4 | 32600 | 3.03 | 2 | 10 | 8.5
Live | 217562304 |  | 12 | 19 | 32200 | 29800 | 28000 | 3.52 | 2.4 | 32200 | 3.03 | 2 | 10 | 8.5
Live | 217562305 |  | 12 | 19 | 32600 | 29800 | 27800 | 3.51 | 2.4 | 32600 | 3.03 | 2 | 10 | 8.5
Live | 217562306 |  | 12 | 18 | 32200 | 29800 | 28000 | 3.52 | 2.4 | 32200 | 3.03 | 2 | 10 | 8.5
Live | 217562307 |  | 11.7 | 18 | 21200 | 18100 | 16900 | 3.43 | 2.3 | 20800 | 2.92 | 2 | 8.5 | 7.5
Live | 217562308 |  | 11.7 | 17 | 21200 | 18100 | 16900 | 3.43 | 2.3 | 20800 | 2.92 | 2 | 8.1 | 7.5
Live | 217562309 |  | 11.7 | 18 | 21200 | 18100 | 16900 | 3.43 | 2.3 | 20800 | 2.92 | 2 | 8.5
Live | 217562310 |  | 12 | 18 | 43000 | 36200 | 33200 | 3.52 | 2.4 | 42500 | 3.01 | 2 | 8.5
Live | 217562311 |  | 12 | 18 | 43000 | 36200 | 33000 | 3.52 | 2.4 | 42500 | 3.01 | 2 | 8.5
Live | 217562312 |  | 11.7 | 18 | 43000 | 36200 | 33200 | 3.42 | 2.4 | 43000 | 3.01 | 2 | 8.5 | 7.8
Live | 217562313 |  | 12 | 18 | 43000 | 36200 | 33000 | 3.52 | 2.4 | 42500 | 3.01 | 2 | 8.5
Live | 217562314 |  | 11.7 | 18 | 43000 | 36200 | 33200 | 3.42 | 2.4 | 43000 | 3.01 | 2 | 8.5
Live | 217562315 |  | 12 | 18 | 43000 | 36200 | 33000 | 3.52 | 2.4 | 42500 | 3.01 | 2 | 8.5
Live | 217562316 |  | 12 | 18 | 43000 | 36200 | 33200 | 3.52 | 2.4 | 42500 | 3.01 | 2 | 8.5
Live | 217562317 |  | 12 | 18 | 43000 | 36200 | 33200 | 3.52 | 2.4 | 42500 | 3.01 | 2 | 8.5
Live | 217562318 |  | 11.7 | 18 | 43000 | 36200 | 33200 | 3.42 | 2.4 | 43000 | 3.01 | 2 | 8.5
Live | 217562319 |  | 11.7 | 18 | 43000 | 36200 | 33200 | 3.42 | 2.4 | 43000 | 3.01 | 2 | 8.5
Live | 217562320 |  | 11.7 | 17 | 43000 | 36200 | 33200 | 3.42 | 2.4 | 43000 | 3.01 | 2 | 8.1
Live | 217562321 |  | 11.7 | 17 | 43000 | 36200 | 33200 | 3.42 | 2.4 | 43000 | 3.01 | 2 | 8.1
Live | 217562322 |  | 11.7 | 18 | 43000 | 36200 | 33200 | 3.42 | 2.4 | 43000 | 3.01 | 2 | 8.5
Live | 217562323 |  | 12 | 18 | 43000 | 36200 | 33200 | 3.52 | 2.4 | 42500 | 3.01 | 2 | 8.5
Live | 217562324 |  | 11.7 | 18 | 43000 | 36200 | 33200 | 3.42 | 2.4 | 43000 | 3.01 | 2 | 8.5
Live | 217562325 |  | 11.7 | 18 | 43000 | 36200 | 33200 | 3.42 | 2.4 | 43000 | 3.01 | 2 | 8.5
Live | 217562326 |  | 11.7 | 18 | 43000 | 36200 | 33200 | 3.42 | 2.4 | 43000 | 3.01 | 2 | 8.5 | 7.8
Live | 217562327 |  | 11.7 | 18 | 43000 | 36200 | 33200 | 3.42 | 2.4 | 43000 | 3.01 | 2 | 8.5 | 7.8
Live | 217562328 |  | 12 | 18 | 31400 | 31000 | 27800 | 3.51 | 2.3 | 31400 | 2.63 | 2 | 8.5
Live | 217562329 |  | 11.7 | 18 | 31200 | 31000 | 28000 | 3.42 | 2.3 | 31200 | 2.63 | 2 | 8.5
Live | 217562330 |  | 12 | 19 | 31400 | 31000 | 27600 | 3.51 | 2.3 | 31400 | 2.63 | 2 | 8.5
Live | 217562331 |  | 12 | 18 | 31400 | 31000 | 27800 | 3.51 | 2.3 | 31400 | 2.63 | 2 | 8.5 | 7.5
Live | 217562332 |  | 12 | 19 | 31800 | 31000 | 27400 | 3.52 | 2.3 | 31800 | 2.63 | 2 | 8.5
Live | 217562333 |  | 12 | 19 | 31400 | 31000 | 27800 | 3.51 | 2.3 | 31400 | 2.63 | 2 | 8.5 | 7.5
Live | 217562334 |  | 12 | 19 | 31600 | 31000 | 27600 | 3.52 | 2.3 | 31600 | 2.63 | 2 | 8.5
Live | 217562335 |  | 12 | 18 | 31400 | 31000 | 27800 | 3.51 | 2.3 | 31400 | 2.63 | 2 | 8.5 | 7.5
Live | 217562336 |  | 12 | 18 | 31400 | 31000 | 27800 | 3.51 | 2.3 | 31400 | 2.63 | 2 | 8.5 | 7.5
Live | 217562337 |  | 12 | 19 | 31600 | 31000 | 27600 | 3.52 | 2.3 | 31600 | 2.63 | 2 | 8.5
Live | 217562338 |  | 12 | 19 | 31600 | 31000 | 27600 | 3.52 | 2.3 | 31600 | 2.63 | 2 | 8.5
Live | 217562339 |  | 12 | 19 | 31200 | 31000 | 27800 | 3.52 | 2.3 | 31200 | 2.63 | 2 | 8.5 | 7.5
Live | 217562340 |  | 12 | 19 | 31400 | 31000 | 27600 | 3.51 | 2.3 | 31400 | 2.63 | 2 | 8.5
Live | 217562341 |  | 11.7 | 18 | 31200 | 31000 | 28000 | 3.42 | 2.3 |  |  | 2 | 8.5 | 7.5
Live | 217562342 |  | 12 | 18 | 31200 | 31000 | 27800 | 3.52 | 2.3 | 31200 | 2.63 | 2 | 8.5 | 7.5
Live | 217562343 |  | 12 | 18 | 31200 | 31000 | 27800 | 3.52 | 2.3 | 31200 | 2.63 | 2 | 8.5
Live | 217562344 |  | 12 | 19 | 31400 | 31000 | 27600 | 3.51 | 2.3 | 31400 | 2.63 | 2 | 8.5 | 7.5
Live | 217562345 |  | 12 | 19 | 31600 | 31000 | 27600 | 3.52 | 2.3 | 31600 | 2.63 | 2 | 8.5
Live | 217562346 |  | 11.7 | 18 | 31200 | 31000 | 28000 | 3.42 | 2.3 | 31200 | 2.63 | 2 | 8.5
Live | 217562347 |  | 12 | 19 | 31400 | 31000 | 27600 | 3.51 | 2.3 | 31400 | 2.63 | 2 | 8.5
Live | 217562348 |  | 12 | 19 | 31400 | 31000 | 27800 | 3.51 | 2.3 | 31400 | 2.63 | 2 | 8.5 | 7.5
Live | 217562349 |  | 12 | 18 | 31400 | 31000 | 27600 | 3.51 | 2.3 | 31400 | 2.63 | 2 | 8.5 | 7.5
Live | 217562350 |  | 12 | 19 | 31600 | 31000 | 27600 | 3.52 | 2.3 | 31600 | 2.63 | 2 | 8.5
Live | 217562351 |  | 12 | 19 | 31400 | 31000 | 27800 | 3.51 | 2.3 | 31400 | 2.63 | 2 | 8.5 | 7.5
Live | 217562352 |  | 12 | 18 | 31200 | 31000 | 27800 | 3.52 | 2.3 | 31200 | 2.63 | 2 | 8.5 | 7.5
Live | 217562353 |  | 12 | 19 | 31400 | 31000 | 27800 | 3.51 | 2.3 | 31400 | 2.63 | 2 | 8.5 | 7.5
Live | 217562354 |  | 12 | 19 | 31400 | 31000 | 27600 | 3.51 | 2.3 | 31400 | 2.63 | 2 | 8.5 | 7.5
Live | 217562355 |  | 12 | 19 | 31600 | 31000 | 27600 | 3.52 | 2.3 | 31600 | 2.63 | 2 | 8.5
Live | 217562356 |  | 12 | 19 | 31600 | 31000 | 27600 | 3.52 | 2.3 | 31600 | 2.63 | 2 | 8.5 | 7.5
Live | 217562357 |  | 12 | 18 | 31400 | 31000 | 27600 | 3.51 | 2.3 | 31400 | 2.63 | 2 | 8.5 | 7.5
Live | 217562358 |  | 12 | 19 | 31600 | 31000 | 27600 | 3.52 | 2.3 | 31600 | 2.63 | 2 | 8.5
Live | 217562359 |  | 12 | 18 | 31400 | 31000 | 27800 | 3.51 | 2.3 | 31400 | 2.63 | 2 | 8.5 | 7.5
Live | 217562360 |  | 12 | 18 | 31200 | 31000 | 27800 | 3.52 | 2.3 | 31200 | 2.63 | 2 | 8.5 | 7.5
Live | 217562361 |  | 12 | 18 | 31400 | 31000 | 27800 | 3.51 | 2.3 | 31400 | 2.63 | 2 | 8.5 | 7.5
Live | 217562362 |  | 12 | 19 | 31600 | 31000 | 27600 | 3.52 | 2.3 | 31600 | 2.63 | 2 | 8.5
Live | 217562363 |  | 12 | 19 | 31400 | 31000 | 27600 | 3.51 | 2.3 | 31400 | 2.63 | 2 | 8.5
Live | 217562364 |  | 12 | 18 | 31200 | 31000 | 27800 | 3.52 | 2.3 | 31200 | 2.63 | 2 | 8.5 | 7.5
Live | 217562365 |  | 12 | 19 | 31400 | 31000 | 27800 | 3.51 | 2.3 | 31400 | 2.63 | 2 | 8.5 | 7.5
Live | 217562366 |  | 12 | 19 | 31600 | 31000 | 27600 | 3.52 | 2.3 | 31600 | 2.63 | 2 | 8.5
Live | 217562367 |  | 12 | 19 | 31400 | 31000 | 27600 | 3.51 | 2.3 | 31400 | 2.63 | 2 | 8.5 | 7.5
Live | 217562368 |  | 12 | 18 | 31200 | 31000 | 27800 | 3.52 | 2.3 | 31200 | 2.63 | 2 | 8.5 | 7.5
Live | 217562369 |  | 12 | 19 | 31600 | 31000 | 27600 | 3.52 | 2.3 | 31600 | 2.63 | 2 | 8.5
Live | 217562370 |  | 12 | 18 | 31200 | 31000 | 27800 | 3.52 | 2.3 | 31200 | 2.63 | 2 | 8.5 | 7.5
Live | 217562371 |  | 12 | 18 | 31400 | 31000 | 27800 | 3.51 | 2.3 | 31400 | 2.63 | 2 | 8.5
Live | 217562372 |  | 12 | 18 | 31400 | 31000 | 27800 | 3.51 | 2.3 | 31400 | 2.63 | 2 | 8.5 | 7.5
Live | 217562373 |  | 12 | 18 | 31400 | 31000 | 27800 | 3.51 | 2.3 | 31400 | 2.63 | 2 | 8.5 | 7.5
Live | 217562374 |  | 12 | 18 | 31200 | 31000 | 27800 | 3.52 | 2.3 | 31200 | 2.63 | 2 | 8.5
Live | 217562375 |  | 12 | 19 | 31600 | 31000 | 27600 | 3.52 | 2.3 | 31600 | 2.63 | 2 | 8.5
Live | 217562376 |  | 12 | 19 | 31200 | 31000 | 27800 | 3.52 | 2.3 | 31200 | 2.63 | 2 | 8.5 | 7.5
Live | 217562377 |  | 12 | 19 | 31400 | 31000 | 27800 | 3.51 | 2.3 | 31400 | 2.63 | 2 | 8.5
Live | 217562378 |  | 12 | 19 | 31600 | 31000 | 27600 | 3.52 | 2.3 | 31600 | 2.63 | 2 | 8.5
Live | 217562379 |  | 12 | 19 | 31600 | 31000 | 27600 | 3.52 | 2.3 | 31600 | 2.63 | 2 | 8.5
Live | 217562380 |  | 12 | 18 | 31400 | 31000 | 27800 | 3.51 | 2.3 | 31400 | 2.63 | 2 | 8.5 | 7.5
Live | 217562381 |  | 12 | 18 | 31400 | 31000 | 27800 | 3.51 | 2.3 | 31400 | 2.63 | 2 | 8.5 | 7.5
Live | 217562382 |  | 12 | 18 | 31400 | 31000 | 27800 | 3.51 | 2.3 | 31400 | 2.63 | 2 | 8.5
Live | 217562383 |  | 11.7 | 18 | 31200 | 31000 | 28000 | 3.42 | 2.3 |  |  | 2 | 8.5 | 7.5
Live | 217562384 |  | 12 | 18 | 31200 | 31000 | 27800 | 3.52 | 2.3 | 31200 | 2.63 | 2 | 8.5 | 7.5
Live | 217562385 |  | 12 | 18 | 31400 | 31000 | 27800 | 3.51 | 2.3 | 31400 | 2.63 | 2 | 8.5 | 7.5
Live | 217562386 |  | 12 | 18 | 31200 | 31000 | 27800 | 3.52 | 2.3 | 31200 | 2.63 | 2 | 8.5
Live | 217562387 |  | 12 | 18 | 31400 | 31000 | 27800 | 3.51 | 2.3 | 31400 | 2.63 | 2 | 8.5 | 7.5
Live | 217562388 |  | 12 | 19 | 31800 | 31000 | 27400 | 3.52 | 2.3 | 31800 | 2.63 | 2 | 8.5
Live | 217562389 |  | 12 | 18 | 31400 | 31000 | 27600 | 3.51 | 2.3 | 31400 | 2.63 | 2 | 8.5 | 7.5
Live | 217562390 |  | 12 | 19 | 31600 | 31000 | 27600 | 3.52 | 2.3 | 31600 | 2.63 | 2 | 8.5
Live | 217562391 |  | 11.7 | 18 | 31200 | 31000 | 28000 | 3.42 | 2.3 |  |  | 2 | 8.5 | 7.5
Live | 217562392 |  | 12 | 19 | 31600 | 31000 | 27600 | 3.52 | 2.3 | 31600 | 2.63 | 2 | 8.5
Live | 217562393 |  | 12 | 18 | 31400 | 31000 | 27800 | 3.51 | 2.3 | 31400 | 2.63 | 2 | 8.5 | 7.5
Live | 217562394 |  | 12 | 18 | 31400 | 31000 | 27800 | 3.51 | 2.3 | 31400 | 2.63 | 2 | 8.5
Live | 217562395 |  | 12 | 18 | 31400 | 31000 | 27800 | 3.51 | 2.3 | 31400 | 2.63 | 2 | 8.5 | 7.5
Live | 217562396 |  | 12 | 19 | 31600 | 31000 | 27600 | 3.52 | 2.3 | 31600 | 2.63 | 2 | 8.5
Live | 217562397 |  | 12 | 18 | 31200 | 31000 | 27800 | 3.52 | 2.3 | 31200 | 2.63 | 2 | 8.5 | 7.5
Live | 217562398 |  | 12 | 18 | 31200 | 31000 | 27800 | 3.52 | 2.3 | 31200 | 2.63 | 2 | 8.5
Live | 217562399 |  | 12 | 18 | 31200 | 31000 | 27800 | 3.52 | 2.3 | 31200 | 2.63 | 2 | 8.5 | 7.5
Live | 217562400 |  | 12 | 18 | 31400 | 31000 | 27800 | 3.51 | 2.3 | 31400 | 2.63 | 2 | 8.5
Live | 217562401 |  | 12 | 19 | 31400 | 31000 | 27600 | 3.51 | 2.3 |  |  | 2 | 8.5 | 7.5
Live | 217562402 |  | 12 | 18 | 31200 | 31000 | 27800 | 3.52 | 2.3 | 31200 | 2.63 | 2 | 8.5 | 7.5
Live | 217562403 |  | 11.7 | 18 | 31200 | 31000 | 28000 | 3.42 | 2.3 |  |  | 2 | 8.5 | 7.5
Live | 217562404 |  | 12 | 18 | 31200 | 31000 | 27800 | 3.52 | 2.3 | 31200 | 2.63 | 2 | 8.5 | 7.5
Live | 217562405 |  | 12 | 18 | 31200 | 31000 | 27800 | 3.52 | 2.3 | 31200 | 2.63 | 2 | 8.5
Live | 217562406 |  | 12 | 18 | 31400 | 31000 | 27800 | 3.51 | 2.3 | 31400 | 2.63 | 2 | 8.5 | 7.5
Live | 217562407 |  | 11.7 | 18 | 41500 | 40500 | 37400 | 3.43 | 2.4 | 41500 | 2.88 | 2 | 10
Live | 217562408 |  | 11.7 | 18 | 41500 | 40000 | 37400 | 3.43 | 2.4 | 41500 | 2.9 | 2 | 10
Live | 217562409 |  | 11.7 | 18 | 41500 | 40000 | 37400 | 3.43 | 2.4 | 41500 | 2.9 | 2 | 10
Live | 217562410 |  | 11.7 | 18 | 41500 | 40000 | 37400 | 3.43 | 2.4 | 41500 | 2.89 | 2 | 10
Live | 217562411 |  | 12 | 19 | 32600 | 31200 | 27800 | 3.51 | 2.5 | 32600 | 3.06 | 2 | 10
Live | 217562412 |  | 12 | 19 | 32400 | 31200 | 28000 | 3.52 | 2.5 | 32400 | 3.06 | 2 | 10 | 8.5
Live | 217562413 |  | 12 | 19 | 32600 | 31200 | 27800 | 3.51 | 2.5 | 32600 | 3.06 | 2 | 10 | 8.5
Live | 217562414 |  | 12 | 19 | 32600 | 31200 | 28000 | 3.51 | 2.5 |  |  | 2 | 10 | 8.5
Live | 217562415 |  | 12 | 19 | 32600 | 31200 | 27800 | 3.51 | 2.5 | 32600 | 3.06 | 2 | 10 | 8.5
Live | 217562416 |  | 12 | 19 | 32800 | 31200 | 27800 | 3.52 | 2.5 | 32800 | 3.06 | 2 | 10
Live | 217562417 |  | 12 | 19 | 32600 | 31200 | 27800 | 3.51 | 2.5 | 32600 | 3.06 | 2 | 10 | 8.5
Live | 217562418 |  | 12 | 19 | 32800 | 31200 | 27600 | 3.52 | 2.5 | 32800 | 3.06 | 2 | 10
Live | 217562419 |  | 12 | 19 | 32600 | 31200 | 27800 | 3.51 | 2.5 | 32600 | 3.06 | 2 | 10 | 8.5
Live | 217562420 |  | 12 | 19 | 32400 | 31200 | 28000 | 3.52 | 2.5 | 32400 | 3.06 | 2 | 10 | 8.5
Live | 217562421 |  | 12 | 19 | 32600 | 31200 | 27800 | 3.51 | 2.5 | 32600 | 3.06 | 2 | 10
Live | 217562422 |  | 12 | 19 | 32800 | 31200 | 27600 | 3.52 | 2.5 | 32800 | 3.06 | 2 | 10 | 8.5
Live | 217562423 |  | 12 | 18 | 32400 | 31200 | 28000 | 3.52 | 2.5 | 32400 | 3.06 | 2 | 10 | 8.5
Live | 217562424 |  | 12 | 18 | 32400 | 31200 | 28000 | 3.52 | 2.5 | 32400 | 3.06 | 2 | 10 | 8.5
Live | 217562425 |  | 12 | 19 | 32600 | 31200 | 27800 | 3.51 | 2.5 | 32600 | 3.06 | 2 | 10
Live | 217562426 |  | 12 | 19 | 32400 | 31200 | 28000 | 3.52 | 2.5 | 32400 | 3.06 | 2 | 10 | 8.5
Live | 217562427 |  | 12 | 19 | 32600 | 31200 | 27800 | 3.51 | 2.5 | 32600 | 3.06 | 2 | 10
Live | 217562428 |  | 12 | 18 | 32400 | 31200 | 28000 | 3.52 | 2.5 | 32400 | 3.06 | 2 | 10 | 8.5
Live | 217562429 |  | 12 | 19 | 32400 | 31200 | 28000 | 3.52 | 2.5 | 32400 | 3.06 | 2 | 10 | 8.5
Live | 217562430 |  | 12 | 19 | 32600 | 31200 | 27800 | 3.51 | 2.5 | 32600 | 3.06 | 2 | 10
Live | 217562431 |  | 12 | 19 | 32800 | 31200 | 27600 | 3.52 | 2.5 | 32800 | 3.06 | 2 | 10
Live | 217562432 |  | 12 | 19 | 32600 | 31200 | 27800 | 3.51 | 2.5 | 32600 | 3.06 | 2 | 10
Live | 217562433 |  | 12 | 19 | 32800 | 31200 | 27800 | 3.52 | 2.5 | 32800 | 3.06 | 2 | 10
Live | 217562434 |  | 12 | 18 | 32400 | 31200 | 28000 | 3.52 | 2.5 | 32400 | 3.06 | 2 | 10 | 8.5
Live | 217562435 |  | 12 | 19 | 32800 | 31200 | 27600 | 3.52 | 2.5 | 32800 | 3.06 | 2 | 10 | 8.5
Live | 217562436 |  | 12 | 18 | 32400 | 31200 | 28000 | 3.52 | 2.5 | 32400 | 3.06 | 2 | 10 | 8.5
Live | 217562437 |  | 12 | 19 | 32600 | 31200 | 27800 | 3.51 | 2.5 | 32600 | 3.06 | 2 | 10
Live | 217562438 |  | 12 | 18 | 32400 | 31200 | 28000 | 3.52 | 2.5 | 32400 | 3.06 | 2 | 10 | 8.5
Live | 217562439 |  | 12 | 19 | 32600 | 31200 | 27800 | 3.51 | 2.5 | 32600 | 3.06 | 2 | 10
Live | 217562440 |  | 12 | 19 | 32600 | 31200 | 27800 | 3.51 | 2.5 | 32600 | 3.06 | 2 | 10 | 8.5
Live | 217562441 |  | 12 | 19 | 32600 | 31200 | 27800 | 3.51 | 2.5 | 32600 | 3.06 | 2 | 10
Live | 217562442 |  | 12 | 19 | 32600 | 31200 | 27800 | 3.51 | 2.5 | 32600 | 3.06 | 2 | 10
Live | 217562443 |  | 12 | 19 | 32600 | 31200 | 27800 | 3.51 | 2.5 | 32600 | 3.06 | 2 | 10 | 8.5
Live | 217562444 |  | 12 | 19 | 32600 | 31200 | 27800 | 3.51 | 2.5 | 32600 | 3.06 | 2 | 10
Live | 217562445 |  | 12 | 19 | 32800 | 31200 | 27600 | 3.52 | 2.5 | 32800 | 3.06 | 2 | 10 | 8.5
Live | 217562446 |  | 12 | 18 | 31200 | 31000 | 27800 | 3.52 | 2.3 | 31200 | 2.63 | 2 | 8.5
Live | 217562447 |  | 12 | 18 | 31400 | 31000 | 27800 | 3.51 | 2.3 | 31400 | 2.63 | 2 | 8.5 | 7.5
Live | 217563393 |  | 11.2 | 16 | 27400 | 23000 | 18600 | 3.19 | 2.14 |  |  | 1.9 | 9 | 7.1
Live | 217563394 |  | 11.2 | 16 | 27400 | 23000 | 18600 | 3.19 | 2.14 |  |  | 1.9 | 9 | 7.1
Live | 217563395 |  | 11.2 | 16 | 47500 | 38000 | 32400 | 3.14 | 2.2 |  |  | 1.9 | 9 | 7
Live | 217563396 |  | 11 | 16 | 55500 | 42000 | 37200 | 2.88 | 2.2 |  |  | 1.9 | 9 | 6.9
Live | 217563397 |  | 11.7 | 18 | 28400 | 24000 | 19200 | 3.32 | 2.2 |  |  | 2 | 9 | 7
Live | 217563398 |  | 11.7 | 18 | 28400 | 25000 | 19400 | 3.32 | 2.29 |  |  | 2.1 | 9 | 7.3
Live | 217563399 |  | 11.7 | 18 | 28400 | 24000 | 19200 | 3.32 | 2.2 |  |  | 2 | 9 | 7
Live | 217563400 |  | 11.7 | 18 | 28400 | 25000 | 19400 | 3.32 | 2.29 |  |  | 2.1 | 9 | 7.3
Live | 217563401 |  | 11 | 18 | 35400 | 29000 | 24400 | 2.98 | 2.14 |  |  | 1.95 | 9 | 7.2
Live | 217563402 |  | 11 | 17 | 37000 | 29000 | 22800 | 3.18 | 2.2 |  |  | 1.95 | 8.7 | 6.9
Live | 217563403 |  | 11 | 18 | 37000 | 29000 | 22800 | 3.18 | 2.2 |  |  | 1.95 | 8.7 | 7.3
Live | 217563404 |  | 11.7 | 18 | 38500 | 35000 | 28000 | 3.28 | 2.2 |  |  | 1.95 | 9 | 7.3
Live | 217563405 |  | 11.7 | 18 | 38500 | 35000 | 28000 | 3.28 | 2.2 |  |  | 1.95 | 9 | 7.3
Live | 217563406 |  | 11 | 18 | 49500 | 40000 | 32400 | 3.15 | 2.06 |  |  | 1.95 | 9 | 7
Live | 217563407 |  | 11 | 17.5 | 48500 | 40000 | 32400 | 3.14 | 2.06 |  |  | 1.95 | 9 | 7
Live | 217563408 |  | 11 | 18 | 56500 | 43000 | 37800 | 3.06 | 2.11 |  |  | 1.9 | 9 | 6.9
Live | 217563409 |  | 11 | 18 | 56500 | 43000 | 37800 | 3.17 | 2.11 |  |  | 1.9 | 9 | 6.9
Live | 217563410 |  | 11.7 | 18 | 28400 | 24000 | 19200 | 3.32 | 2.2 |  |  | 2 | 9 | 7
Live | 217563411 |  | 11.7 | 18 | 28400 | 25000 | 19400 | 3.32 | 2.29 |  |  | 2.1 | 9 | 7.3
Live | 217563412 |  | 11 | 18 | 35400 | 29000 | 24400 | 2.98 | 2.14 |  |  | 1.95 | 9 | 7.2
Live | 217563413 |  | 11 | 18 | 37000 | 29000 | 22800 | 3.18 | 2.2 |  |  | 1.95 | 8.7 | 6.9
Live | 217563414 |  | 11 | 18 | 37000 | 29000 | 22800 | 3.18 | 2.2 |  |  | 1.95 | 8.7 | 7.3
Live | 217563415 |  | 11.7 | 18 | 38500 | 35000 | 28000 | 3.28 | 2.2 |  |  | 1.95 | 9 | 7.3
Live | 217563416 |  | 11 | 18 | 49500 | 40000 | 32400 | 3.15 | 2.06 |  |  | 1.95 | 9 | 7
Live | 217563417 |  | 11 | 18 | 48500 | 40000 | 32400 | 3.14 | 2.06 |  |  | 1.95 | 9 | 7
Live | 217563418 |  | 11 | 18 | 56500 | 43000 | 37800 | 3.06 | 2.11 |  |  | 1.9 | 9 | 6.9
Live | 217563419 |  | 11 | 18 | 56500 | 43000 | 37800 | 3.17 | 2.11 |  |  | 1.9 | 9 | 6.9
Live | 217563420 |  | 11.7 | 17 | 28400 | 25000 | 19200 | 3.32 | 2.29 |  |  | 2 | 8.5 | 7
Live | 217563421 |  | 11.7 | 17 | 28400 | 24000 | 19400 | 3.32 | 2.2 |  |  | 2.1 | 8.5 | 7
Live | 217563422 |  | 11.7 | 17 | 28400 | 25000 | 19400 | 3.32 | 2.29 |  |  | 2.1 | 8.5 | 7
Live | 217563423 |  | 11 | 16.2 | 35400 | 29000 | 24400 | 2.94 | 2.14 |  |  | 1.95 | 8.5 | 6.8
Live | 217563424 |  | 11 | 16.2 | 35400 | 29000 | 24400 | 2.94 | 2.14 |  |  | 2 | 8.5 | 6.8
Live | 217563425 |  | 11 | 16.5 | 37000 | 29000 | 22800 | 3.14 | 2.2 |  |  | 1.95 | 8.3 | 6.7
Live | 217563426 |  | 11 | 16.5 | 37000 | 29000 | 22800 | 3.14 | 2.2 |  |  | 1.95 | 8.5 | 6.7
Live | 217563427 |  | 11.7 | 16.5 | 38500 | 35000 | 28000 | 3.28 | 2.2 |  |  | 1.95 | 8.5 | 7
Live | 217563428 |  | 11.7 | 16.5 | 38500 | 35000 | 28000 | 3.28 | 2.2 |  |  | 1.95 | 8.5 | 7
Live | 217563429 |  | 11 | 16.5 | 49500 | 40000 | 32400 | 3.17 | 2.06 |  |  | 1.95 | 8.3 | 6.6
Live | 217563430 |  | 11 | 16.5 | 48500 | 40000 | 32400 | 3.17 | 2.06 |  |  | 1.95 | 8.3 | 6.6
Live | 217563431 |  | 11 | 16.2 | 56500 | 43000 | 37800 | 3.06 | 2.11 |  |  | 1.9 | 8.3 | 6.6
Live | 217563432 |  | 11 | 16.2 | 56500 | 43000 | 37800 | 3.06 | 2.11 |  |  | 1.9 | 8.3 | 6.6
Live | 217563520 |  | 14 | 22.6 | 13600 | 12600 | 11000 | 3.47 | 2.1 | 15700 | 3.46 | 1.84 | 12.1 | 9.3
Live | 217563521 |  | 12.5 | 22.2 | 15100 | 12900 | 11500 | 3.51 | 2.14 | 16300 | 3.59 | 1.99 | 11.6 | 8.9
Live | 217563522 |  | 12.5 | 20 | 18500 | 18000 | 17000 | 3.31 | 2.1 | 20000 | 3.01 | 1.9 | 12.3 | 9.5
Live | 217563523 |  | 12 | 20.7 | 26200 | 23900 | 23800 | 3.34 | 2.48 | 30700 | 3.61 | 2.23 | 11.6 | 9.2
Live | 217563524 |  | 14 | 20.5 | 13100 | 12600 | 11900 | 3.05 | 1.94 | 16500 | 3.41 | 1.85 | 13.8 | 10.8
Live | 217563525 |  | 12 | 20 | 13300 | 14000 | 12000 | 3.09 | 2.31 | 16500 | 3.41 | 1.95 | 10.6 | 8.5
Live | 217563526 |  | 12 | 18.4 | 20600 | 20000 | 18000 | 3.37 | 2.5 | 23000 | 3.85 | 2.1 | 11.1 | 9
Live | 217563527 |  | 12 | 19 | 28000 | 23600 | 24000 | 3.4 | 2.48 | 31400 | 3.71 | 2.18 | 11.7 | 9.3
Live | 217575561 |  | 13 | 23.1 | 15000 | 12000 | 10000 | 3.38 | 1.85 | 16000 | 2.76 | 1.8 | 9 | 8
Live | 217575562 |  | 13 | 21.5 | 15354 | 12000 | 10500 | 3.1 | 2.2 | 14160 | 3.61 | 1.9 | 9 | 8
Live | 217575563 |  | 12.3 | 20 | 15500 | 12000 | 10000 | 3.13 | 2.13 | 14600 | 3.72 | 1.9 | 8.5 | 8
Live | 217575564 |  | 13 | 23 | 16000 | 12000 | 10000 | 3.23 | 2.17 | 14000 | 3.57 | 1.9 | 8.5 | 8
Live | 217575565 |  | 13 | 23 | 14000 | 13000 | 10000 | 3.16 | 2.01 | 16000 | 2.76 | 1.9 | 8.5 | 8
Live | 217575566 |  | 15 | 23 | 12900 | 10000 | 8700 | 3.47 | 1.83 | 13600 | 2.62 | 1.75 | 9.4 | 6.6
Live | 217575567 |  | 15 | 23 | 12900 | 10000 | 8700 | 3.47 | 1.83 | 13600 | 2.62 | 1.75 | 9.4 | 6.6
Live | 217575568 |  | 15.3 | 23.3 | 12200 | 12000 | 10000 | 3.58 | 1.93 | 14000 | 2.91 | 1.75 | 9.5 | 7
Live | 217575569 |  | 15.3 | 23.3 | 12200 | 12000 | 10000 | 3.58 | 1.93 | 14000 | 2.91 | 1.75 | 9.5 | 7
Live | 217575570 |  | 13 | 23 | 13300 | 12000 | 10000 | 2.69 | 2.2 | 14000 | 3.57 | 1.9 | 9 | 8
Live | 217575571 |  | 13 | 23 | 13300 | 12000 | 10000 | 2.69 | 2.2 | 14000 | 3.57 | 1.9 | 9 | 8
Live | 217575572 |  | 13 | 23.1 | 15000 | 12000 | 10000 | 3.38 | 1.85 | 14280 | 3.64 | 1.8 | 9 | 8
Live | 217575573 |  | 11.6 | 21.5 | 19790 | 15200 | 12900 | 2.97 | 1.86 | 18425 | 1.77 | 1.8 | 8.5 | 7
Live | 217575574 |  | 11.6 | 21.5 | 19790 | 15200 | 12900 | 2.97 | 1.86 | 20472 | 2.8 | 1.8 | 8.5 | 7
Live | 217575575 |  | 14.2 | 22 | 12200 | 10200 | 9500 | 3.28 | 2.32 | 13600 | 3.41 | 2.14 | 9.2 | 6.6
Live | 217575576 |  | 14.2 | 22 | 12200 | 10200 | 9500 | 3.28 | 2.32 | 13600 | 3.41 | 2.14 | 9.2 | 6.6
Live | 217575577 |  | 14.3 | 22.3 | 12500 | 10900 | 9200 | 3.52 | 2.03 | 15000 | 3.6 | 1.8 | 9.5 | 6.8
Live | 217575578 |  | 14.3 | 22.3 | 12500 | 10900 | 9200 | 3.52 | 2.03 | 15000 | 3.6 | 1.8 | 9.5 | 6.8
Live | 217575579 |  | 13 | 21 | 15354 | 12000 | 10500 | 3.1 | 2.2 | 14160 | 3.61 | 1.9 | 9 | 8
Live | 217575580 |  | 13 | 21 | 15354 | 12000 | 10500 | 3.1 | 2.2 | 14160 | 3.61 | 1.9 | 9 | 8
Live | 217575581 |  | 13 | 21.5 | 15354 | 12000 | 10500 | 3.1 | 2.2 | 14160 | 3.61 | 1.9 | 9 | 8
Live | 217575582 |  | 14 | 22.5 | 23543 | 18500 | 15000 | 3.38 | 2.41 | 21325 | 3.81 | 1.9 | 9 | 7.6
Live | 217575583 |  | 14 | 22.5 | 23543 | 18500 | 15000 | 3.38 | 2.41 | 23884 | 3.78 | 1.9 | 9 | 7.6
Live | 217575584 |  | 14 | 24.5 | 25930 | 19200 | 17000 | 3.1 | 1.87 | 26613 | 3.47 | 1.8 | 9.4 | 8.1
Live | 217575585 |  | 14 | 24.5 | 25930 | 19200 | 17000 | 3.1 | 1.87 | 24259 | 3.49 | 1.8 | 9.4 | 8.1
Live | 217575586 |  | 12.6 | 21 | 23543 | 18500 | 15000 | 3.38 | 2.41 | 23884 | 3.78 | 1.9 | 9 | 7.6
Live | 217575587 |  | 13 | 24 | 25930 | 19200 | 17000 | 3.1 | 1.87 | 26613 | 3.47 | 1.8 | 9.4 | 8.1
Live | 217575588 |  | 12.3 | 19.5 | 27600 | 20000 | 19600 | 2.81 | 1.9 | 27000 | 3.5 | 1.8 | 9 | 7.5
Live | 217575589 |  | 12.5 | 22 | 29000 | 21000 | 21000 | 2.98 | 1.95 | 31500 | 3.42 | 1.8 | 9 | 7.5
Live | 217575590 |  | 12.5 | 22 | 29000 | 21000 | 21000 | 2.98 | 1.95 | 29000 | 3.15 | 1.8 | 9 | 7.5
Live | 217575591 |  | 12.3 | 19.5 | 27600 | 20000 | 19600 | 2.81 | 1.9 | 27000 | 3.5 | 1.8 | 9 | 7.5
Live | 217575592 |  | 13.1 | 22 | 11000 | 11000 | 9400 | 3.58 | 2.34 | 14000 | 3.34 | 1.97 | 9.5 | 7.2
Live | 217575593 |  | 13.1 | 22 | 11000 | 11000 | 9400 | 3.58 | 2.34 | 14000 | 3.34 | 1.97 | 9.5 | 7.2
Live | 217575594 |  | 13.65 | 22.5 | 11500 | 10100 | 9000 | 3.37 | 1.75 | 14000 | 3.06 | 1.75 | 9.5 | 7
Live | 217575595 |  | 13.65 | 22.5 | 11500 | 10100 | 9000 | 3.37 | 1.75 | 14000 | 3.06 | 1.75 | 9.5 | 7
Live | 217575596 |  | 15 | 24 | 11900 | 10800 | 7600 | 3.92 | 2.59 | 13700 | 3.65 | 1.94 | 9.2 | 7
Live | 217575597 |  | 15 | 24 | 11900 | 10800 | 7600 | 3.92 | 2.59 | 13700 | 3.65 | 1.94 | 9.2 | 7
Live | 217575598 |  | 15.5 | 24.5 | 11900 | 10200 | 8500 | 3.45 | 1.78 | 14300 | 3.27 | 1.85 | 9.5 | 7
Live | 217575599 |  | 15.5 | 24.5 | 11900 | 10200 | 8500 | 3.45 | 1.78 | 14300 | 3.27 | 1.85 | 9.5 | 7
Live | 217575600 |  | 12.3 | 21.5 | 15500 | 12000 | 10000 | 3.13 | 2.13 | 14280 | 3.64 | 1.9 | 9.5 | 8
Live | 217575601 |  | 12.3 | 21.5 | 15500 | 12000 | 10000 | 3.13 | 2.13 | 14600 | 3.72 | 1.9 | 9.5 | 8
Live | 217575602 |  | 12.3 | 20 | 15500 | 12000 | 10000 | 3.13 | 2.13 | 14280 | 3.64 | 1.9 | 8.5 | 8
Live | 217575603 |  | 13 | 23 | 16000 | 12000 | 10000 | 3.23 | 2.17 | 14000 | 3.57 | 1.9 | 9 | 8
Live | 217575604 |  | 13 | 23 | 16000 | 12000 | 10000 | 3.23 | 2.17 | 14000 | 3.57 | 1.9 | 9 | 8
Live | 217575605 |  | 13 | 23 | 16000 | 12000 | 10000 | 3.23 | 2.17 | 14000 | 3.57 | 1.9 | 8.5 | 8
Live | 217575606 |  | 10.9 | 21.5 | 19107 | 15000 | 12600 | 2.87 | 1.87 |  |  | 1.8 | 8.5 | 7
Live | 217575607 |  | 10.9 | 21.5 | 19107 | 15000 | 12600 | 2.87 | 1.87 |  |  | 1.8 | 8.5 | 7
Live | 217575608 |  | 10.75 | 20 | 21300 | 19200 | 14500 | 2.84 | 1.53 |  |  | 1.8 | 9.2 | 7.9
Live | 217575609 |  | 10.75 | 20 | 21300 | 19200 | 14500 | 2.84 | 1.53 |  |  | 1.8 | 9.2 | 7.9
Live | 217575610 |  | 10.9 | 21 | 19790 | 14800 | 12600 | 2.84 | 1.98 |  |  | 1.8 | 9 | 7.6
Live | 217575611 |  | 10.9 | 21 | 19790 | 14800 | 12600 | 2.84 | 1.98 |  |  | 1.8 | 9 | 7.6
Live | 217575612 |  | 11.6 | 22 | 20470 | 18915 | 15000 | 2.73 | 1.43 |  |  | 1.8 | 8.8 | 7.6
Live | 217575613 |  | 11.6 | 22 | 20470 | 18915 | 15000 | 2.73 | 1.43 |  |  | 1.8 | 8.8 | 7.6
Live | 217575614 |  | 10.9 | 21.5 | 19790 | 17000 | 14000 | 2.97 | 2.07 |  |  | 1.8 | 8.5 | 7
Live | 217575615 |  | 10.25 | 20 | 21300 | 19303 | 15000 | 2.84 | 1.58 |  |  | 1.8 | 9.2 | 7.9
Live | 217575616 |  | 11.6 | 22.5 | 26600 | 20000 | 16800 | 2.79 | 1.8 | 27000 | 3 | 1.8 | 9 | 7.5
Live | 217575617 |  | 12.5 | 23 | 29000 | 21000 | 17000 | 2.98 | 1.86 | 31500 | 3.3 | 1.8 | 9 | 7.5
Live | 217575618 |  | 12.5 | 23 | 29000 | 21000 | 17000 | 2.98 | 1.86 | 29000 | 3.04 | 1.8 | 9 | 7.5
Live | 217575619 |  | 11.6 | 22.5 | 26600 | 20000 | 16800 | 2.79 | 1.8 | 27000 | 3 | 1.8 | 9 | 7.5
Live | 217575620 |  | 14.2 | 25 | 12300 | 11400 | 10000 | 3.31 | 2.16 | 14300 | 2.76 | 1.95 | 9.6 | 6.8
Live | 217575621 |  | 14.2 | 25 | 12300 | 11400 | 10000 | 3.31 | 2.16 | 14300 | 2.76 | 1.95 | 9.6 | 6.8
Live | 217575622 |  | 14.3 | 25.5 | 11900 | 13000 | 10500 | 3.45 | 1.98 | 15500 | 3.18 | 1.9 | 9.8 | 7
Live | 217575623 |  | 14.3 | 25.5 | 11900 | 13000 | 10500 | 3.45 | 1.98 | 15500 | 3.18 | 1.9 | 9.8 | 7
Live | 217575624 |  | 13 | 23 | 15700 | 12000 | 10000 | 3.17 | 2.2 | 14280 | 3.64 | 1.9 | 9.5 | 8
Live | 217575625 |  | 13 | 23 | 15700 | 12000 | 10000 | 3.17 | 2.2 | 15000 | 3.79 | 1.9 | 9.5 | 8
Live | 217575626 |  | 13 | 23 | 14000 | 13000 | 10000 | 3.16 | 2.01 | 14280 | 3.64 | 1.9 | 8.5 | 8
Live | 217575627 |  | 12.8 | 21.5 | 21496 | 16000 | 15800 | 3.09 | 2.08 | 21496 | 3.41 | 1.9 | 9.5 | 8
Live | 217575628 |  | 12.8 | 21.5 | 21496 | 16000 | 15800 | 3.09 | 2.08 | 21496 | 3.41 | 1.9 | 9.5 | 8
Live | 217575629 |  | 11.25 | 21.5 | 22520 | 19788 | 17500 | 3.07 | 1.69 |  |  | 1.8 | 9.2 | 7.9
Live | 217575630 |  | 11.25 | 21.5 | 22520 | 19788 | 17500 | 3.07 | 1.69 | 24976 | 2.82 | 1.8 | 9.2 | 7.9
Live | 217575631 |  | 12.6 | 22.5 | 27600 | 22000 | 20000 | 2.81 | 1.9 | 27000 | 3.5 | 1.8 | 9.5 | 7.5
Live | 217575632 |  | 13 | 23 | 29000 | 23000 | 21000 | 3.04 | 1.95 | 31500 | 3.42 | 1.8 | 9.5 | 7.5
Live | 217575633 |  | 13 | 23 | 29000 | 23000 | 21000 | 3.04 | 1.95 | 29000 | 3.15 | 1.8 | 9.5 | 7.5
Live | 217575634 |  | 12.6 | 22.5 | 27600 | 22000 | 20000 | 2.81 | 1.9 | 27000 | 3.5 | 1.8 | 9.5 | 7.5
Live | 217576652 |  | 11.95 | 22 | 22007 | 18595 | 15400 | 2.93 | 1.47 |  |  | 1.75 | 8.5 | 7.6
Live | 217577890 |  | 9.5 | 14.3 | 34200 | 21800 | 17300 | 2.78 | 2.36 | 32400 | 2.98 | 2 | 8 | 6.4
Live | 217577891 |  | 9.5 | 14.3 | 34200 | 21800 | 17300 | 2.78 | 2.36 | 32400 | 2.98 | 2 | 8 | 6.4
Live | 217577892 |  | 9.5 | 14.3 | 34200 | 21800 | 17300 | 2.78 | 2.36 | 32400 | 2.98 | 2 | 8 | 6.4
Live | 217577893 |  | 9.5 | 14.3 | 34200 | 21800 | 17300 | 2.78 | 2.36 | 32400 | 2.98 | 2 | 8 | 6.4
Live | 217577894 |  | 9.5 | 14.3 | 34200 | 21800 | 17300 | 2.78 | 2.36 | 32400 | 2.98 | 2 | 8 | 6.4
Live | 217577895 |  | 11 | 16 | 17000 | 17500 | 12600 | 3.21 | 2.29 | 17000 | 3.19 | 2 | 8.5 | 7
Live | 217577896 |  | 11 | 16 | 17000 | 17500 | 12600 | 3.21 | 2.29 | 17000 | 3.19 | 2 | 8.5 | 7
Live | 217577897 |  | 11 | 16 | 17000 | 17500 | 12600 | 3.21 | 2.29 | 17000 | 3.19 | 2 | 8.5 | 7
Live | 217577898 |  | 9.5 | 15.2 | 27400 | 22300 | 16800 | 2.79 | 2.42 | 28000 | 3.21 | 2 | 8 | 6.6
Live | 217577899 |  | 9.5 | 15.2 | 27400 | 22300 | 16800 | 2.79 | 2.42 | 28000 | 3.21 | 2 | 8 | 6.6
Live | 217577900 |  | 9 | 15.2 | 27400 | 22300 | 16800 | 2.64 | 2.42 | 28000 | 3.21 | 2 | 8 | 6.6
Live | 217577901 |  | 8.8 | 14.3 | 32400 | 23400 | 19400 | 2.58 | 2.47 | 34000 | 3.2 | 2 | 8 | 6.6
Live | 217577902 |  | 8.8 | 14.5 | 33200 | 23400 | 19400 | 2.58 | 2.47 | 34000 | 3.2 | 2 | 8 | 6.6
Live | 217577903 |  | 8.8 | 14.3 | 40500 | 33200 | 26600 | 2.58 | 2.07 |  |  | 1.9 | 7.7 | 6.4
Live | 217577904 |  | 8.8 | 14.3 | 40500 | 33200 | 26600 | 2.58 | 2.07 |  |  | 1.9 | 8 | 6.6
Live | 217577905 |  | 10 | 15.2 | 23000 | 17400 | 14000 | 2.93 | 2.3 | 23000 | 3 | 2 | 8 | 6.6
Live | 217577906 |  | 10 | 15.2 | 23000 | 17400 | 14000 | 2.93 | 2.3 | 23000 | 3 | 2 | 8 | 6.6
Live | 217577907 |  | 10 | 15 | 23000 | 17400 | 14000 | 2.93 | 2.3 | 23000 | 3 | 2 | 8 | 6.6
Live | 217577908 |  | 8 | 14.3 | 44500 | 36900 | 26800 | 2.35 | 2.27 |  |  | 1.9 | 8 | 6.6
Live | 217577909 |  | 10.5 | 16 | 23200 | 22100 | 17000 | 3.08 | 2.41 | 23200 | 3.3 | 2 | 8.5 | 7
Live | 217577910 |  | 10.5 | 16 | 23200 | 22100 | 17000 | 3.08 | 2.41 | 23200 | 3.3 | 2 | 8.5 | 7
Live | 217577911 |  | 10.5 | 16 | 23200 | 22100 | 17000 | 3.08 | 2.41 | 23200 | 3.3 | 2 | 8.5 | 7
Live | 217577912 |  | 10 | 15 | 34000 | 27300 | 28000 | 2.93 | 2.08 | 34800 | 3.2 | 2 | 8 | 6.8
Live | 217577913 |  | 10 | 15 | 34000 | 27300 | 28000 | 2.93 | 2.08 | 34800 | 3.2 | 2 | 8 | 6.8
Live | 217577914 |  | 10 | 14.7 | 33000 | 27300 | 27000 | 2.93 | 2.08 | 34600 | 2.9 | 1.8 | 7.7 | 6.4
Live | 217577915 |  | 10 | 14.5 | 40500 | 41000 | 29000 | 2.93 | 2.27 | 40000 | 3.3 | 2 | 8.5 | 7.5
Live | 217577916 |  | 9 | 14.3 | 45000 | 40400 | 33600 | 2.64 | 2.26 |  |  | 2 | 8.5 | 6.8
Live | 217577922 |  | 11 | 16 | 17000 | 17500 | 12600 | 3.21 | 2.29 | 17000 | 3.19 | 2 | 8.5 | 7
Live | 217577923 |  | 11 | 16 | 17000 | 17500 | 12600 | 3.21 | 2.29 | 17000 | 3.19 | 2 | 8.5 | 7
Live | 217577924 |  | 11 | 16 | 17000 | 17500 | 12600 | 3.21 | 2.29 | 17000 | 3.19 | 2 | 8.5 | 7
Live | 217577925 |  | 9.5 | 15.2 | 27400 | 22300 | 16800 | 2.79 | 2.42 | 28000 | 3.21 | 2 | 8 | 6.6
Live | 217577926 |  | 9.5 | 15.2 | 27400 | 22300 | 16800 | 2.79 | 2.42 | 28000 | 3.21 | 2 | 8 | 6.6
Live | 217577927 |  | 9 | 15.2 | 27400 | 22300 | 16800 | 2.64 | 2.42 | 28000 | 3.21 | 2 | 8 | 6.6
Live | 217577928 |  | 8.8 | 14.3 | 32400 | 23400 | 19400 | 2.58 | 2.47 | 34000 | 3.2 | 2 | 8 | 6.6
Live | 217577929 |  | 8.8 | 14.5 | 33200 | 23400 | 19400 | 2.58 | 2.47 | 34000 | 3.2 | 2 | 8 | 6.6
Live | 217577930 |  | 8.8 | 14.3 | 40500 | 33200 | 26600 | 2.58 | 2.07 |  |  | 1.9 | 7.7 | 6.4
Live | 217577931 |  | 8.8 | 14.3 | 40500 | 33200 | 26600 | 2.58 | 2.07 |  |  | 1.9 | 8 | 6.6
Live | 217577932 |  | 10 | 15.2 | 23000 | 17400 | 14000 | 2.93 | 2.3 | 23000 | 3 | 2 | 8 | 6.6
Live | 217577933 |  | 10 | 15.2 | 23000 | 17400 | 14000 | 2.93 | 2.3 | 23000 | 3 | 2 | 8 | 6.6
Live | 217577934 |  | 10 | 15 | 23000 | 17400 | 14000 | 2.93 | 2.3 | 23000 | 3 | 2 | 8 | 6.6
Live | 217577935 |  | 8 | 14.3 | 44500 | 36900 | 26800 | 2.35 | 2.27 |  |  | 1.9 | 8 | 6.6
Live | 217577936 |  | 10.5 | 16 | 23200 | 22100 | 17000 | 3.08 | 2.41 | 23200 | 3.3 | 2 | 8.5 | 7
Live | 217577937 |  | 10.5 | 16 | 23200 | 22100 | 17000 | 3.08 | 2.41 | 23200 | 3.3 | 2 | 8.5 | 7
Live | 217577938 |  | 10.5 | 16 | 23200 | 22100 | 17000 | 3.08 | 2.41 | 23200 | 3.3 | 2 | 8.5 | 7
Live | 217577939 |  | 10 | 15 | 34000 | 27300 | 28000 | 2.93 | 2.08 | 34800 | 3.2 | 2 | 8 | 6.8
Live | 217577940 |  | 10 | 15 | 34000 | 27300 | 28000 | 2.93 | 2.08 | 34800 | 3.2 | 2 | 8 | 6.8
Live | 217577941 |  | 10 | 14.7 | 33000 | 27300 | 27000 | 2.93 | 2.08 | 34600 | 2.9 | 1.8 | 7.7 | 6.4
Live | 217577942 |  | 10 | 14.5 | 40500 | 41000 | 29000 | 2.93 | 2.27 | 40000 | 3.3 | 2 | 8.5 | 7.5
Live | 217577943 |  | 9 | 14.3 | 45000 | 40400 | 33600 | 2.64 | 2.26 |  |  | 2 | 8.5 | 6.8
Live | 217577949 |  | 11 | 16 | 17000 | 17500 | 12600 | 3.21 | 2.29 | 17000 | 3.19 | 2 | 8.5 | 7
Live | 217577950 |  | 11 | 16 | 17000 | 17500 | 12600 | 3.21 | 2.29 | 17000 | 3.19 | 2 | 8.5 | 7
Live | 217577951 |  | 11 | 16 | 17000 | 17500 | 12600 | 3.21 | 2.29 | 17000 | 3.19 | 2 | 8.5 | 7
Live | 217577952 |  | 9.5 | 15.2 | 27400 | 22300 | 16800 | 2.79 | 2.42 | 28000 | 3.21 | 2 | 8 | 6.6
Live | 217577953 |  | 9.5 | 15.2 | 27400 | 22300 | 16800 | 2.79 | 2.42 | 28000 | 3.21 | 2 | 8 | 6.6
Live | 217577954 |  | 9 | 15.2 | 27400 | 22300 | 16800 | 2.64 | 2.42 | 28000 | 3.21 | 2 | 8 | 6.6
Live | 217577955 |  | 8.8 | 14.3 | 32400 | 23400 | 19400 | 2.58 | 2.47 | 34000 | 3.2 | 2 | 8 | 6.6
Live | 217577956 |  | 8.8 | 14.5 | 33200 | 23400 | 19400 | 2.58 | 2.47 | 34000 | 3.2 | 2 | 8 | 6.6
Live | 217577957 |  | 8.8 | 14.3 | 40500 | 33200 | 26600 | 2.58 | 2.07 |  |  | 1.9 | 7.7 | 6.4
Live | 217577958 |  | 8.8 | 14.3 | 40500 | 33200 | 26600 | 2.58 | 2.07 |  |  | 1.9 | 8 | 6.6
Live | 217577959 |  | 10 | 15.2 | 23000 | 17400 | 14000 | 2.93 | 2.3 | 23000 | 3 | 2 | 8 | 6.6
Live | 217577960 |  | 10 | 15.2 | 23000 | 17400 | 14000 | 2.93 | 2.3 | 23000 | 3 | 2 | 8 | 6.6
Live | 217577961 |  | 10 | 15 | 23000 | 17400 | 14000 | 2.93 | 2.3 | 23000 | 3 | 2 | 8 | 6.6
Live | 217577962 |  | 8 | 14.3 | 44500 | 36900 | 26800 | 2.35 | 2.27 |  |  | 1.9 | 8 | 6.6
Live | 217577963 |  | 10.5 | 16 | 23200 | 22100 | 17000 | 3.08 | 2.41 | 23200 | 3.3 | 2 | 8.5 | 7
Live | 217577964 |  | 10.5 | 16 | 23200 | 22100 | 17000 | 3.08 | 2.41 | 23200 | 3.3 | 2 | 8.5 | 7
Live | 217577965 |  | 10.5 | 16 | 23200 | 22100 | 17000 | 3.08 | 2.41 | 23200 | 3.3 | 2 | 8.5 | 7
Live | 217577966 |  | 10 | 15 | 34000 | 27300 | 28000 | 2.93 | 2.08 | 34800 | 3.2 | 2 | 8 | 6.8
Live | 217577967 |  | 10 | 15 | 34000 | 27300 | 28000 | 2.93 | 2.08 | 34800 | 3.2 | 2 | 8 | 6.8
Live | 217577968 |  | 10 | 14.7 | 33000 | 27300 | 27000 | 2.93 | 2.08 | 34600 | 2.9 | 1.8 | 7.7 | 6.4
Live | 217577969 |  | 10 | 14.5 | 40500 | 41000 | 29000 | 2.93 | 2.27 | 40000 | 3.3 | 2 | 8.5 | 7.5
Live | 217577970 |  | 9 | 14.3 | 45000 | 40400 | 33600 | 2.64 | 2.26 |  |  | 2 | 8.5 | 6.8
Live | 217580929 |  | 12 | 21 | 19600 | 16400 | 13800 | 2.96 | 2.36 | 18100 | 3.21 | 2 | 10 | 8
Live | 217580930 |  | 13.3 | 21 | 31400 | 26600 | 21600 | 3.1 | 2.3 | 28800 | 3.22 | 2 | 10 | 8
Live | 217580931 |  | 13.6 | 21 | 34100 | 31860 | 27000 | 2.97 | 2.4 | 30400 | 3.32 | 2.07 | 10 | 8
Live | 217580932 |  | 12 | 21 | 38000 | 37720 | 36000 | 2.84 | 2.2 | 43200 | 3.17 | 2.1 | 10 | 8
Live | 217580933 |  | 13 | 21 | 44000 | 43200 | 37800 | 3.03 | 2.4 | 45200 | 3.23 | 2.1 | 10 | 8
Live | 217580934 |  | 10.5 | 15.2 | 22500 | 17800 | 17600 | 2.89 | 2.36 | 22400 | 2.71 | 1.8 | 8.5 | 6.6
Live | 217580935 |  | 11.7 | 18 | 19600 | 16400 | 13600 | 2.7 | 1.96 | 18100 | 2.81 | 1.86 | 8.1 | 7.2
Live | 217580936 |  | 11.8 | 19 | 19600 | 16400 | 13700 | 2.82 | 2.1 | 18100 | 2.98 | 1.8 | 9 | 7.5
Live | 217580937 |  | 12 | 18 | 31400 | 26600 | 21600 | 2.81 | 2.18 | 28800 | 2.8 | 1.86 | 8.1 | 7.2
Live | 217580938 |  | 12 | 18 | 34100 | 31860 | 26000 | 2.7 | 2.18 | 30400 | 2.89 | 1.88 | 8.1 | 7.2
Live | 217580939 |  | 11.7 | 18 | 38000 | 37720 | 33000 | 2.58 | 2 | 43200 | 2.75 | 1.9 | 8.1 | 7
Live | 217580940 |  | 12 | 18 | 44000 | 43200 | 36000 | 2.75 | 2.14 | 45200 | 2.88 | 1.9 | 8.1 | 7
Live | 217580941 |  | 12.2 | 19 | 31400 | 26600 | 21600 | 2.95 | 2.3 | 28800 | 2.98 | 1.8 | 9 | 7.5
Live | 217580942 |  | 12.2 | 19 | 34100 | 31860 | 26400 | 2.83 | 2.29 | 30400 | 3.08 | 1.81 | 9 | 7.5
Live | 217580943 |  | 11.8 | 19 | 38000 | 37720 | 34000 | 2.7 | 2.1 | 43200 | 2.93 | 1.84 | 9 | 7.4
Live | 217580944 |  | 12.2 | 19 | 44000 | 43200 | 37000 | 2.88 | 2.26 | 45200 | 3.07 | 1.84 | 9 | 7.4
Live | 217589272 |  | 11 | 19 | 23200 | 21700 | 17000 | 3.22 | 2.32 | 23200 | 3.3 | 2 | 8.6 | 6.8
Live | 217589273 |  | 11 | 19 | 23200 | 21700 | 17000 | 3.22 | 2.32 | 23200 | 3.3 | 2 | 8.6 | 6.8
Live | 217589274 |  | 11 | 19 | 23200 | 21700 | 17000 | 3.22 | 2.32 | 23200 | 3.3 | 2 | 8.6 | 6.8
Live | 217589275 |  | 11 | 19 | 23200 | 21700 | 17000 | 3.22 | 2.32 | 23200 | 3.3 | 2 | 8.6 | 6.8
Live | 217589276 |  | 11 | 19 | 23200 | 21700 | 17000 | 3.22 | 2.32 | 23200 | 3.3 | 2 | 8.6 | 6.8
Live | 217589277 |  | 11 | 19 | 23200 | 21700 | 17000 | 3.22 | 2.32 | 23200 | 3.3 | 2 | 8.6 | 6.8
Live | 217589278 |  | 11 | 19 | 23200 | 21700 | 17000 | 3.22 | 2.32 | 23200 | 3.3 | 2 | 8.6 | 6.8
Live | 217589279 |  | 11 | 19 | 23200 | 21700 | 17000 | 3.22 | 2.32 | 23200 | 3.3 | 2 | 8.6 | 6.8
Live | 217589280 |  | 11 | 19 | 23200 | 21700 | 17000 | 3.22 | 2.32 | 23200 | 3.3 | 2 | 8.6 | 6.8
Live | 217589281 |  | 11 | 19 | 23200 | 21700 | 17000 | 3.22 | 2.32 | 23200 | 3.3 | 2 | 8.6 | 6.8
Live | 217589282 |  | 11 | 19 | 23200 | 21700 | 17000 | 3.22 | 2.32 | 23200 | 3.3 | 2 | 8.6 | 6.8
Live | 217589283 |  | 11 | 19 | 23200 | 21700 | 17000 | 3.22 | 2.32 | 23200 | 3.3 | 2 | 8.6 | 6.8
Live | 217589284 |  | 11 | 19 | 23200 | 21700 | 17000 | 3.22 | 2.32 | 23200 | 3.3 | 2 | 8.6 | 6.8
Live | 217589285 |  | 11 | 19 | 23200 | 21700 | 17000 | 3.22 | 2.32 | 23200 | 3.3 | 2 | 8.6 | 6.8
Live | 217589286 |  | 11 | 19 | 23200 | 21700 | 17000 | 3.22 | 2.32 | 23200 | 3.3 | 2 | 8.6 | 6.8
Live | 217589287 |  | 11 | 19 | 23200 | 21700 | 17000 | 3.22 | 2.32 | 23200 | 3.3 | 2 | 8.6 | 6.8
Live | 217589288 |  | 11 | 19 | 23200 | 21700 | 17000 | 3.22 | 2.32 | 23200 | 3.3 | 2 | 8.6 | 6.8
Live | 217589289 |  | 11 | 19 | 23200 | 21700 | 17000 | 3.22 | 2.32 | 23200 | 3.3 | 2 | 8.6 | 6.8
Live | 217589290 |  | 10.5 | 19 | 35000 | 35500 | 28400 | 3.08 | 2.05 | 35000 | 3.3 | 2 | 8.5 | 6.8
Live | 217589291 |  | 10.5 | 19 | 35000 | 35500 | 28400 | 3.08 | 2.05 | 35000 | 3.3 | 2 | 8.5 | 6.8
Live | 217589292 |  | 10.5 | 19 | 35000 | 35500 | 28400 | 3.08 | 2.05 | 35000 | 3.3 | 2 | 8.5 | 6.8
Live | 217589293 |  | 10.5 | 19 | 35000 | 35500 | 28400 | 3.08 | 2.05 | 35000 | 3.3 | 2 | 8.5 | 6.8
Live | 217589294 |  | 10.5 | 19 | 35000 | 35500 | 28400 | 3.08 | 2.05 | 35000 | 3 | 2 | 8.1 | 6.8
Live | 217589295 |  | 10.5 | 19 | 35000 | 35500 | 28400 | 3.08 | 2.05 | 35000 | 3 | 2 | 8.1 | 6.8
Live | 217589296 |  | 10.5 | 19 | 35000 | 35500 | 28400 | 3.08 | 2.05 | 35000 | 3.3 | 2 | 8.5 | 6.8
Live | 217589297 |  | 10.5 | 19 | 35000 | 35500 | 28400 | 3.08 | 2.05 | 35000 | 3.3 | 2 | 8.5 | 6.8
Live | 217589298 |  | 10.5 | 19 | 35000 | 35500 | 28400 | 3.08 | 2.05 | 35000 | 3.3 | 2 | 8.5 | 6.8
Live | 217589299 |  | 10.5 | 19 | 35000 | 35500 | 28400 | 3.08 | 2.05 | 35000 | 3.3 | 2 | 8.5 | 6.8
Live | 217589300 |  | 10.5 | 19 | 35000 | 35500 | 28400 | 3.08 | 2.05 | 35000 | 3 | 2 | 8.1 | 6.8
Live | 217589301 |  | 10.5 | 19 | 35000 | 35500 | 28400 | 3.08 | 2.05 | 35000 | 3 | 2 | 8.1 | 6.8
Live | 217589302 |  | 10.5 | 19 | 35000 | 35500 | 28400 | 3.08 | 2.05 | 35000 | 3.3 | 2 | 8.5 | 6.8
Live | 217589303 |  | 10.5 | 19 | 35000 | 35500 | 28400 | 3.08 | 2.05 | 35000 | 3.3 | 2 | 8.5 | 6.8
Live | 217589304 |  | 10.5 | 19 | 35000 | 35500 | 28400 | 3.08 | 2.05 | 35000 | 3.3 | 2 | 8.5 | 6.8
Live | 217589305 |  | 10.5 | 19 | 35000 | 35500 | 28400 | 3.08 | 2.05 | 35000 | 3.3 | 2 | 8.5 | 6.8
Live | 217589306 |  | 10.5 | 19 | 35000 | 35500 | 28400 | 3.08 | 2.05 | 35000 | 3 | 2 | 8.1 | 6.8
Live | 217589307 |  | 10.5 | 19 | 35000 | 35500 | 28400 | 3.08 | 2.05 | 35000 | 3 | 2 | 8.1 | 6.8
Live | 217589308 |  | 10 | 17.5 | 40500 | 41000 | 31000 | 2.93 | 2.16 | 41000 | 3.3 | 2 | 8.8 | 6.8
Live | 217589309 |  | 10 | 17.5 | 41000 | 41000 | 31000 | 2.93 | 2.16 | 41000 | 3.3 | 2 | 8.8 | 6.8
Live | 217589310 |  | 10 | 17.5 | 41000 | 41000 | 31000 | 2.93 | 2.16 | 41000 | 3.2 | 2 | 8.8 | 6.8
Live | 217589311 |  | 10 | 17.5 | 41000 | 41000 | 31000 | 2.93 | 2.16 | 41000 | 3.2 | 2 | 8.8 | 6.8
Live | 217589312 |  | 10 | 17.5 | 41000 | 41000 | 31000 | 2.93 | 2.16 | 41000 | 3.2 | 2 | 8.8 | 6.8
Live | 217589313 |  | 10 | 17.5 | 41000 | 41000 | 31000 | 2.93 | 2.16 | 41000 | 3.2 | 2 | 8.8 | 6.8
Live | 217589314 |  | 10 | 17.5 | 40500 | 41000 | 31000 | 2.93 | 2.16 | 41000 | 3.3 | 2 | 8.8 | 6.8
Live | 217589315 |  | 10 | 17.5 | 41000 | 41000 | 31000 | 2.93 | 2.16 | 41000 | 3.3 | 2 | 8.8 | 6.8
Live | 217589316 |  | 10 | 17.5 | 41000 | 41000 | 31000 | 2.93 | 2.16 | 41000 | 3.2 | 2 | 8.8 | 6.8
Live | 217589317 |  | 10 | 17.5 | 41000 | 41000 | 31000 | 2.93 | 2.16 | 41000 | 3.2 | 2 | 8.8 | 6.8
Live | 217589318 |  | 10 | 17.5 | 41000 | 41000 | 31000 | 2.93 | 2.16 | 41000 | 3.2 | 2 | 8.8 | 6.8
Live | 217589319 |  | 10 | 17.5 | 41000 | 41000 | 31000 | 2.93 | 2.16 | 41000 | 3.2 | 2 | 8.8 | 6.8
Live | 217589320 |  | 10 | 17.5 | 40500 | 41000 | 31000 | 2.93 | 2.16 | 41000 | 3.3 | 2 | 8.8 | 6.8
Live | 217589321 |  | 10 | 17.5 | 41000 | 41000 | 31000 | 2.93 | 2.16 | 41000 | 3.3 | 2 | 8.8 | 6.8
Live | 217589322 |  | 10 | 17.5 | 41000 | 41000 | 31000 | 2.93 | 2.16 | 41000 | 3.2 | 2 | 8.8 | 6.8
Live | 217589323 |  | 10 | 17.5 | 41000 | 41000 | 31000 | 2.93 | 2.16 | 41000 | 3.2 | 2 | 8.8 | 6.8
Live | 217589324 |  | 10 | 17.5 | 41000 | 41000 | 31000 | 2.93 | 2.16 | 41000 | 3.2 | 2 | 8.8 | 6.8
Live | 217589325 |  | 10 | 17.5 | 41000 | 41000 | 31000 | 2.93 | 2.16 | 41000 | 3.2 | 2 | 8.8 | 6.8
Live | 217589326 |  | 10 | 17 | 45500 | 43500 | 33600 | 2.93 | 2.21 | 47000 | 3.3 | 2 | 8.8 | 6.8
Live | 217589327 |  | 10 | 17.5 | 45500 | 43500 | 33600 | 2.93 | 2.21 | 47000 | 3.3 | 2 | 8.8 | 6.8
Live | 217589328 |  | 10 | 17 | 45500 | 43500 | 33600 | 2.93 | 2.21 | 46000 | 3.1 | 2 | 8.5 | 6.8
Live | 217589329 |  | 10 | 17.5 | 45500 | 43500 | 33600 | 2.93 | 2.21 | 46000 | 3.1 | 2 | 8.5 | 6.8
Live | 217589330 |  | 10 | 17 | 45500 | 43500 | 33600 | 2.93 | 2.21 | 46500 | 3.1 | 2 | 8.5 | 6.8
Live | 217589331 |  | 10 | 17.5 | 45500 | 43500 | 33600 | 2.93 | 2.21 | 46500 | 3.1 | 2 | 8.5 | 6.8
Live | 217589332 |  | 10 | 17 | 45500 | 43500 | 33600 | 2.93 | 2.21 | 47000 | 3.3 | 2 | 8.8 | 6.8
Live | 217589333 |  | 10 | 17.5 | 45500 | 43500 | 33600 | 2.93 | 2.21 | 47000 | 3.3 | 2 | 8.8 | 6.8
Live | 217589334 |  | 10 | 17 | 45500 | 43500 | 33600 | 2.93 | 2.21 | 46000 | 3.1 | 2 | 8.5 | 6.8
Live | 217589335 |  | 10 | 17.5 | 45500 | 43500 | 33600 | 2.93 | 2.21 | 46000 | 3.1 | 2 | 8.5 | 6.8
Live | 217589336 |  | 10 | 17 | 45500 | 43500 | 33600 | 2.93 | 2.21 | 46500 | 3.1 | 2 | 8.5 | 6.8
Live | 217589337 |  | 10 | 17.5 | 45500 | 43500 | 33600 | 2.93 | 2.21 | 46500 | 3.1 | 2 | 8.5 | 6.8
Live | 217589338 |  | 10 | 17 | 45500 | 43500 | 33600 | 2.93 | 2.21 | 47000 | 3.3 | 2 | 8.8 | 6.8
Live | 217589339 |  | 10 | 17.5 | 45500 | 43500 | 33600 | 2.93 | 2.21 | 47000 | 3.3 | 2 | 8.8 | 6.8
Live | 217589340 |  | 10 | 17 | 45500 | 43500 | 33600 | 2.93 | 2.21 | 46000 | 3.1 | 2 | 8.5 | 6.8
Live | 217589341 |  | 10 | 17.5 | 45500 | 43500 | 33600 | 2.93 | 2.21 | 46000 | 3.1 | 2 | 8.5 | 6.8
Live | 217589342 |  | 10 | 17 | 45500 | 43500 | 33600 | 2.93 | 2.21 | 46500 | 3.1 | 2 | 8.5 | 6.8
Live | 217589343 |  | 10 | 17.5 | 45500 | 43500 | 33600 | 2.93 | 2.21 | 46500 | 3.1 | 2 | 8.5 | 6.8
Live | 217589344 |  | 12 | 19 | 17000 | 16300 | 13000 | 3.51 | 2.2 | 16800 | 3.2 | 2.1 | 8.8 | 6.8
Live | 217589345 |  | 12 | 19 | 17000 | 16300 | 13000 | 3.51 | 2.2 | 16800 | 3.2 | 2.1 | 8.8 | 6.8
Live | 217589346 |  | 12 | 19 | 17000 | 16300 | 13000 | 3.51 | 2.2 | 16800 | 3.2 | 2.1 | 8.8 | 6.8
Live | 217589347 |  | 12 | 19 | 17000 | 16300 | 13000 | 3.51 | 2.2 | 16800 | 3.2 | 2.1 | 8.8 | 6.8
Live | 217589348 |  | 12 | 19 | 17000 | 16300 | 13000 | 3.51 | 2.2 | 16800 | 3.2 | 2.1 | 8.8 | 6.8
Live | 217589349 |  | 12 | 19 | 17000 | 16300 | 13000 | 3.51 | 2.2 | 16800 | 3.2 | 2.1 | 8.8 | 6.8
Live | 217589350 |  | 12 | 19 | 17000 | 16300 | 13000 | 3.51 | 2.2 | 16800 | 3.2 | 2.1 | 8.8 | 6.8
Live | 217589351 |  | 12 | 19 | 17000 | 16300 | 13000 | 3.51 | 2.2 | 16800 | 3.2 | 2.1 | 8.8 | 6.8
Live | 217589352 |  | 12 | 19 | 17000 | 16300 | 13000 | 3.51 | 2.2 | 16800 | 3.2 | 2.1 | 8.8 | 6.8
Live | 217589353 |  | 12 | 19 | 17000 | 16300 | 13000 | 3.51 | 2.2 | 16800 | 3.2 | 2.1 | 8.8 | 6.8
Live | 217589354 |  | 12 | 19 | 17000 | 16300 | 13000 | 3.51 | 2.2 | 16800 | 3.2 | 2.1 | 8.8 | 6.8
Live | 217589355 |  | 12 | 19 | 17000 | 16300 | 13000 | 3.51 | 2.2 | 16800 | 3.2 | 2.1 | 8.8 | 6.8
Live | 217589356 |  | 12 | 19 | 17000 | 16300 | 13000 | 3.51 | 2.2 | 16800 | 3.2 | 2.1 | 8.8 | 6.8
Live | 217589357 |  | 12 | 19 | 17000 | 16300 | 13000 | 3.51 | 2.2 | 16800 | 3.2 | 2.1 | 8.8 | 6.8
Live | 217589358 |  | 12 | 19 | 17000 | 16300 | 13000 | 3.51 | 2.2 | 16800 | 3.2 | 2.1 | 8.8 | 6.8
Live | 217589359 |  | 9 | 16.6 | 34000 | 24400 | 19600 | 2.64 | 2.27 | 34600 | 3.3 | 2 | 8.5 | 6.8
Live | 217589360 |  | 9 | 16.6 | 34000 | 24400 | 19600 | 2.64 | 2.27 | 34600 | 3.3 | 2 | 8.5 | 6.8
Live | 217589361 |  | 9 | 16.6 | 33800 | 24400 | 19600 | 2.63 | 2.27 | 34600 | 3.3 | 2 | 8.5 | 6.8
Live | 217589362 |  | 9 | 16.6 | 33800 | 24400 | 19600 | 2.63 | 2.27 | 34600 | 3.3 | 2 | 8.5 | 6.8
Live | 217589364 |  | 9 | 17 | 41000 | 33200 | 27800 | 2.64 | 2.18 |  |  | 2 | 8 | 6.6
Live | 217589365 |  | 9 | 17 | 41000 | 33200 | 27800 | 2.64 | 2.18 |  |  | 2 | 8 | 6.6
Live | 217589367 |  | 9 | 17 | 41000 | 33200 | 27800 | 2.64 | 2.18 |  |  | 2 | 8 | 6.6
Live | 217589368 |  | 9 | 17 | 41000 | 33200 | 27800 | 2.64 | 2.18 |  |  | 2 | 8.2 | 6.6
Live | 217589369 |  | 9 | 16.6 | 53500 | 42500 | 32000 | 2.64 | 2.33 |  |  | 2 | 8.2 | 6.8
Live | 217589370 |  | 8.6 | 16 | 53500 | 42500 | 32000 | 2.52 | 2.33 |  |  | 2 | 8.2 | 6.8
Live | 217589371 |  | 9 | 16.6 | 53500 | 42500 | 32000 | 2.64 | 2.33 |  |  | 2 | 8.2 | 6.8
Live | 217589372 |  | 8.6 | 16 | 53500 | 42500 | 32000 | 2.52 | 2.33 |  |  | 2 | 8.2 | 6.8
Live | 217589373 |  | 9 | 16.6 | 53500 | 42500 | 33000 | 2.64 | 2.33 |  |  | 2 | 8.2 | 6.8
Live | 217589374 |  | 8.6 | 16 | 53500 | 42500 | 33000 | 2.52 | 2.33 |  |  | 2 | 8.2 | 6.8
Live | 217589375 |  | 9 | 16.6 | 34000 | 24400 | 19600 | 2.64 | 2.27 | 34600 | 3.3 | 2 | 8.5 | 6.8
Live | 217589376 |  | 9 | 16.6 | 34000 | 24400 | 19600 | 2.64 | 2.27 | 34600 | 3.3 | 2 | 8.5 | 6.8
Live | 217589377 |  | 9 | 16.6 | 33800 | 24400 | 19600 | 2.63 | 2.27 | 34600 | 3.3 | 2 | 8.5 | 6.8
Live | 217589378 |  | 9 | 16.6 | 33800 | 24400 | 19600 | 2.63 | 2.27 | 34600 | 3.3 | 2 | 8.5 | 6.8
Live | 217589380 |  | 9 | 17 | 41000 | 33200 | 27800 | 2.64 | 2.18 |  |  | 2 | 8 | 6.6
Live | 217589381 |  | 9 | 17 | 41000 | 33200 | 27800 | 2.64 | 2.18 |  |  | 2 | 8 | 6.6
Live | 217589383 |  | 9 | 17 | 41000 | 33200 | 27800 | 2.64 | 2.18 |  |  | 2 | 8 | 6.6
Live | 217589384 |  | 9 | 17 | 41000 | 33200 | 27800 | 2.64 | 2.18 |  |  | 2 | 8.2 | 6.6
Live | 217589385 |  | 9 | 16.6 | 53500 | 42500 | 32000 | 2.64 | 2.33 |  |  | 2 | 8.2 | 6.8
Live | 217589386 |  | 8.6 | 16 | 53500 | 42500 | 32000 | 2.52 | 2.33 |  |  | 2 | 8.2 | 6.8
Live | 217589387 |  | 9 | 16.6 | 53500 | 42500 | 32000 | 2.64 | 2.33 |  |  | 2 | 8.2 | 6.8
Live | 217589388 |  | 8.6 | 16 | 53500 | 42500 | 32000 | 2.52 | 2.33 |  |  | 2 | 8.2 | 6.8
Live | 217589389 |  | 9 | 16.6 | 53500 | 42500 | 33000 | 2.64 | 2.33 |  |  | 2 | 8.2 | 6.8
Live | 217589390 |  | 8.6 | 16 | 53500 | 42500 | 33000 | 2.52 | 2.33 |  |  | 2 | 8.2 | 6.8
Live | 217589391 |  | 9 | 16.6 | 34000 | 24400 | 19600 | 2.64 | 2.27 | 34600 | 3.3 | 2 | 8.5 | 6.8
Live | 217589392 |  | 9 | 16.6 | 34000 | 24400 | 19600 | 2.64 | 2.27 | 34600 | 3.3 | 2 | 8.5 | 6.8
Live | 217589393 |  | 9 | 16.6 | 33800 | 24400 | 19600 | 2.63 | 2.27 | 34600 | 3.3 | 2 | 8.5 | 6.8
Live | 217589394 |  | 9 | 16.6 | 33800 | 24400 | 19600 | 2.63 | 2.27 | 34600 | 3.3 | 2 | 8.5 | 6.8
Live | 217589396 |  | 9 | 17 | 41000 | 33200 | 27800 | 2.64 | 2.18 |  |  | 2 | 8 | 6.6
Live | 217589397 |  | 9 | 17 | 41000 | 33200 | 27800 | 2.64 | 2.18 |  |  | 2 | 8 | 6.6
Live | 217589399 |  | 9 | 17 | 41000 | 33200 | 27800 | 2.64 | 2.18 |  |  | 2 | 8 | 6.6
Live | 217589400 |  | 9 | 17 | 41000 | 33200 | 27800 | 2.64 | 2.18 |  |  | 2 | 8.2 | 6.6
Live | 217589401 |  | 9 | 16.6 | 53500 | 42500 | 32000 | 2.64 | 2.33 |  |  | 2 | 8.2 | 6.8
Live | 217589402 |  | 8.6 | 16 | 53500 | 42500 | 32000 | 2.52 | 2.33 |  |  | 2 | 8.2 | 6.8
Live | 217589403 |  | 9 | 16.6 | 53500 | 42500 | 32000 | 2.64 | 2.33 |  |  | 2 | 8.2 | 6.8
Live | 217589404 |  | 8.6 | 16 | 53500 | 42500 | 32000 | 2.52 | 2.33 |  |  | 2 | 8.2 | 6.8
Live | 217589405 |  | 9 | 16.6 | 53500 | 42500 | 33000 | 2.64 | 2.33 |  |  | 2 | 8.2 | 6.8
Live | 217589406 |  | 8.6 | 16 | 53500 | 42500 | 33000 | 2.52 | 2.33 |  |  | 2 | 8.2 | 6.8
Live | 217589407 |  | 9 | 16.6 | 34200 | 24400 | 19600 | 2.64 | 2.27 | 34600 | 3.3 | 2 | 8.5 | 6.8
Live | 217589408 |  | 9 | 16.6 | 34200 | 24400 | 19600 | 2.64 | 2.27 | 34600 | 3.3 | 2 | 8.5 | 6.8
Live | 217589409 |  | 9 | 16.6 | 34200 | 24400 | 19600 | 2.64 | 2.27 | 34600 | 3.3 | 2 | 8.5 | 6.8
Live | 217589410 |  | 10.2 | 18 | 23200 | 17900 | 14200 | 3 | 2.45 | 23200 | 3.3 | 2.1 | 8.5 | 6.8
Live | 217589411 |  | 10.2 | 18 | 23200 | 17900 | 14200 | 3 | 2.45 | 23200 | 3.3 | 2.1 | 8.5 | 6.8
Live | 217589412 |  | 10.2 | 18 | 23200 | 17900 | 14200 | 3 | 2.45 | 23200 | 3.3 | 2.1 | 8.5 | 6.8
Live | 217589413 |  | 10.2 | 18 | 23200 | 17900 | 14200 | 3 | 2.45 | 23200 | 3.3 | 2.1 | 8.5 | 6.8
Live | 217589414 |  | 10.2 | 18 | 23200 | 17900 | 14200 | 3 | 2.45 | 23200 | 3.3 | 2.1 | 8.5 | 6.8
Live | 217589415 |  | 9 | 17 | 45500 | 34800 | 28000 | 2.64 | 2.23 |  |  | 2 | 8 | 6.6
Live | 217589416 |  | 9 | 17 | 45500 | 34800 | 28000 | 2.64 | 2.23 |  |  | 2 | 8 | 6.6
Live | 217589417 |  | 9 | 17 | 45500 | 34800 | 27000 | 2.64 | 2.23 |  |  | 1.9 | 8.2 | 6.6
Live | 217589418 |  | 9 | 17 | 45500 | 34800 | 28000 | 2.64 | 2.23 |  |  | 2 | 8 | 6.6
Live | 217589419 |  | 9 | 17 | 45500 | 34800 | 28000 | 2.64 | 2.23 |  |  | 2 | 8 | 6.6
Live | 217589420 |  | 9 | 17 | 45500 | 34800 | 27000 | 2.64 | 2.23 |  |  | 1.9 | 8.2 | 6.6
Live | 217589421 |  | 9 | 17 | 45500 | 34800 | 28000 | 2.64 | 2.23 |  |  | 2 | 8.2 | 6.6
Live | 217589422 |  | 9 | 17 | 45500 | 34800 | 28000 | 2.64 | 2.23 |  |  | 2 | 8.2 | 6.6
Live | 217589423 |  | 10.2 | 18 | 23200 | 17900 | 14200 | 3 | 2.45 | 23200 | 3.3 | 2.1 | 8.5 | 6.8
Live | 217589424 |  | 10.2 | 18 | 23200 | 17900 | 14200 | 3 | 2.45 | 23200 | 3.3 | 2.1 | 8.5 | 6.8
Live | 217589425 |  | 10.2 | 18 | 23200 | 17900 | 14200 | 3 | 2.45 | 23200 | 3.3 | 2.1 | 8.5 | 6.8
Live | 217589426 |  | 10.2 | 18 | 23200 | 17900 | 14200 | 3 | 2.45 | 23200 | 3.3 | 2.1 | 8.5 | 6.8
Live | 217589427 |  | 10.2 | 18 | 23200 | 17900 | 14200 | 3 | 2.45 | 23200 | 3.3 | 2.1 | 8.5 | 6.8
Live | 217589428 |  | 9 | 17 | 45500 | 34800 | 28000 | 2.64 | 2.23 |  |  | 2 | 8 | 6.6
Live | 217589429 |  | 9 | 17 | 45500 | 34800 | 28000 | 2.64 | 2.23 |  |  | 2 | 8 | 6.6
Live | 217589430 |  | 9 | 17 | 45500 | 34800 | 27000 | 2.64 | 2.23 |  |  | 1.9 | 8.2 | 6.6
Live | 217589431 |  | 9 | 17 | 45500 | 34800 | 28000 | 2.64 | 2.23 |  |  | 2 | 8 | 6.6
Live | 217589432 |  | 9 | 17 | 45500 | 34800 | 28000 | 2.64 | 2.23 |  |  | 2 | 8 | 6.6
Live | 217589433 |  | 9 | 17 | 45500 | 34800 | 27000 | 2.64 | 2.23 |  |  | 1.9 | 8.2 | 6.6
Live | 217589434 |  | 9 | 17 | 45500 | 34800 | 28000 | 2.64 | 2.23 |  |  | 2 | 8.2 | 6.6
Live | 217589435 |  | 9 | 17 | 45500 | 34800 | 28000 | 2.64 | 2.23 |  |  | 2 | 8.2 | 6.6
Live | 217589436 |  | 10.2 | 18 | 23200 | 17900 | 14200 | 3 | 2.45 | 23200 | 3.3 | 2.1 | 8.5 | 6.8
Live | 217589437 |  | 10.2 | 18 | 23200 | 17900 | 14200 | 3 | 2.45 | 23200 | 3.3 | 2.1 | 8.5 | 6.8
Live | 217589438 |  | 10.2 | 18 | 23200 | 17900 | 14200 | 3 | 2.45 | 23200 | 3.3 | 2.1 | 8.5 | 6.8
Live | 217589439 |  | 10.2 | 18 | 23200 | 17900 | 14200 | 3 | 2.45 | 23200 | 3.3 | 2.1 | 8.5 | 6.8
Live | 217589440 |  | 10.2 | 18 | 23200 | 17900 | 14200 | 3 | 2.45 | 23200 | 3.3 | 2.1 | 8.5 | 6.8
Live | 217589441 |  | 9 | 17 | 45500 | 34800 | 28000 | 2.64 | 2.23 |  |  | 2 | 8 | 6.6
Live | 217589442 |  | 9 | 17 | 45500 | 34800 | 28000 | 2.64 | 2.23 |  |  | 2 | 8 | 6.6
Live | 217589443 |  | 9 | 17 | 45500 | 34800 | 27000 | 2.64 | 2.23 |  |  | 1.9 | 8.2 | 6.6
Live | 217589444 |  | 9 | 17 | 45500 | 34800 | 28000 | 2.64 | 2.23 |  |  | 2 | 8 | 6.6
Live | 217589445 |  | 9 | 17 | 45500 | 34800 | 28000 | 2.64 | 2.23 |  |  | 2 | 8 | 6.6
Live | 217589446 |  | 9 | 17 | 45500 | 34800 | 27000 | 2.64 | 2.23 |  |  | 1.9 | 8.2 | 6.6
Live | 217589447 |  | 9 | 17 | 45500 | 34800 | 28000 | 2.64 | 2.23 |  |  | 2 | 8.2 | 6.6
Live | 217589448 |  | 9 | 17 | 45500 | 34800 | 28000 | 2.64 | 2.23 |  |  | 2 | 8.2 | 6.6
Live | 217589449 |  | 10 | 17.5 | 28400 | 21400 | 17300 | 2.93 | 2.31 | 28800 | 3.3 | 2.1 | 8.5 | 6.8
Live | 217589450 |  | 10 | 17.5 | 28400 | 21400 | 17300 | 2.93 | 2.31 | 28800 | 3.3 | 2.1 | 8.5 | 6.8
Live | 217589451 |  | 10 | 17.5 | 28400 | 21400 | 17300 | 2.93 | 2.31 | 28800 | 3.3 | 2.1 | 8.5 | 6.8
Live | 217589452 |  | 10 | 17.5 | 28400 | 21400 | 17300 | 2.93 | 2.31 | 28800 | 3.3 | 2.1 | 8.5 | 6.8
Live | 217589453 |  | 10 | 17.5 | 28400 | 21400 | 17300 | 2.93 | 2.31 | 28800 | 3.3 | 2.1 | 8.5 | 6.8
Live | 217589454 |  | 10 | 17.5 | 28400 | 21400 | 17300 | 2.93 | 2.31 | 28800 | 3.3 | 2.1 | 8.5 | 6.8
Live | 217589455 |  | 10 | 17.5 | 28400 | 21400 | 17300 | 2.93 | 2.31 | 28800 | 3.3 | 2.1 | 8.5 | 6.8
Live | 217589456 |  | 10 | 17.5 | 28400 | 21400 | 17300 | 2.93 | 2.31 | 28800 | 3.3 | 2.1 | 8.5 | 6.8
Live | 217589457 |  | 10 | 17.5 | 28400 | 21400 | 17300 | 2.93 | 2.31 | 28800 | 3.3 | 2.1 | 8.5 | 6.8
Live | 217589458 |  | 10 | 17.5 | 28400 | 21400 | 17300 | 2.93 | 2.31 | 28800 | 3.3 | 2.1 | 8.5 | 6.8
Live | 217589459 |  | 10 | 17.5 | 28400 | 21400 | 17300 | 2.93 | 2.31 | 28800 | 3.3 | 2.1 | 8.5 | 6.8
Live | 217589460 |  | 10 | 17.5 | 28400 | 21400 | 17300 | 2.93 | 2.31 | 28800 | 3.3 | 2.1 | 8.5 | 6.8
Live | 217589461 |  | 10 | 17.5 | 28400 | 21400 | 17300 | 2.93 | 2.31 | 28800 | 3.3 | 2.1 | 8.5 | 6.8
Live | 217589462 |  | 10 | 17.5 | 28400 | 21400 | 17300 | 2.93 | 2.31 | 28800 | 3.3 | 2.1 | 8.5 | 6.8
Live | 217589463 |  | 10 | 17.5 | 28400 | 21400 | 17300 | 2.93 | 2.31 | 28800 | 3.3 | 2.1 | 8.5 | 6.8
Live | 217589464 |  | 10 | 17.5 | 28400 | 21400 | 17300 | 2.93 | 2.31 | 28800 | 3.3 | 2.1 | 8.5 | 6.8
Live | 217589465 |  | 10 | 17.5 | 28400 | 21400 | 17300 | 2.93 | 2.31 | 28800 | 3.3 | 2.1 | 8.5 | 6.8
Live | 217589466 |  | 10 | 17.5 | 28400 | 21400 | 17300 | 2.93 | 2.31 | 28800 | 3.3 | 2.1 | 8.5 | 6.8
Live | 217589467 |  | 11.7 | 18.2 | 23000 | 21000 | 21000 | 3.42 | 2.2 | 21000 | 3.21 | 2 | 9 | 7.5
Live | 217589468 |  | 11.7 | 19.2 | 23400 | 22000 | 22000 | 3.43 | 2.5 | 22000 | 3.6 | 2 | 9.2 | 7.6
Live | 217589469 |  | 11 | 18.2 | 33400 | 30800 | 31000 | 3.22 | 2.2 | 31000 | 3.2 | 2 | 9 | 7.5
Live | 217589470 |  | 11.7 | 19 | 34200 | 31000 | 32600 | 3.43 | 2.5 | 32600 | 3.61 | 2 | 9.2 | 7.6
Live | 217589471 |  | 11.7 | 18.2 | 23000 | 21000 | 21000 | 3.42 | 2.2 | 21000 | 3.21 | 2 | 9 | 7.5
Live | 217589472 |  | 11.7 | 19.2 | 23400 | 22000 | 22000 | 3.43 | 2.5 | 22000 | 3.6 | 2 | 9.2 | 7.6
Live | 217589473 |  | 11 | 18.2 | 33400 | 30800 | 31000 | 3.22 | 2.2 | 31000 | 3.2 | 2 | 9 | 7.5
Live | 217589474 |  | 11.7 | 19 | 34200 | 31000 | 32600 | 3.43 | 2.5 | 32600 | 3.61 | 2 | 9.2 | 7.6
Live | 217589475 |  | 9.8 | 16 | 52000 | 33400 | 45000 | 2.87 | 2.2 | 52500 | 3.1 | 1.8 | 8.5 | 6.8
Live | 217589476 |  | 9.8 | 17 | 52000 | 33400 | 46000 | 2.87 | 2.5 | 53500 | 3.5 | 2 | 8.8 | 7.2
Live | 217589477 |  | 9.8 | 16 | 52000 | 33400 | 45000 | 2.87 | 2.2 | 52500 | 3.1 | 1.8 | 8.5 | 6.8
Live | 217589478 |  | 9.8 | 17 | 52000 | 33400 | 46000 | 2.87 | 2.5 | 53500 | 3.5 | 2 | 8.8 | 7.2
Live | 217589479 |  | 9.8 | 16 | 52000 | 33400 | 45000 | 2.87 | 2.2 | 52500 | 3.1 | 1.8 | 8.5 | 6.8
Live | 217589480 |  | 9.8 | 17 | 52000 | 33400 | 46000 | 2.87 | 2.5 | 53500 | 3.5 | 2 | 8.8 | 7.2
Live | 217589481 |  | 9.8 | 16 | 52000 | 33400 | 45000 | 2.87 | 2.2 | 52500 | 3.1 | 1.8 | 8.5 | 6.8
Live | 217589482 |  | 9.8 | 17 | 52000 | 33400 | 46000 | 2.87 | 2.5 | 53500 | 3.5 | 2 | 8.8 | 7.2
Live | 217589483 |  | 9.8 | 16 | 52000 | 33400 | 45000 | 2.87 | 2.2 | 52500 | 3.1 | 1.8 | 8.5 | 6.8
Live | 217589484 |  | 9.8 | 17 | 52000 | 33400 | 46000 | 2.87 | 2.5 | 53500 | 3.5 | 2 | 8.8 | 7.2
Live | 217589485 |  | 9.8 | 16 | 52000 | 33400 | 45000 | 2.87 | 2.2 | 52500 | 3.1 | 1.8 | 8.5 | 6.8
Live | 217589486 |  | 9.8 | 17 | 52000 | 33400 | 46000 | 2.87 | 2.5 | 53500 | 3.5 | 2 | 8.8 | 7.2
Live | 217589559 |  | 12 | 20 | 20300 | 15400 | 12100 | 2.59 | 2.15 | 22500 | 2.87 | 1.85 | 8.5 | 7
Live | 217589569 |  | 12.5 | 18 | 24000 | 21600 | 24000 | 3.52 | 2.67 | 25400 | 3.56 | 2 | 10 | 7
Live | 217589570 |  | 12 | 19 | 48000 | 41500 | 48000 | 3.37 | 2.84 | 48400 | 3.33 | 2 | 10 | 7
Live | 217590600 |  | 11 | 18.5 | 34000 | 32000 | 30200 | 3.17 | 2.53 | 34500 | 3.27 | 2 | 10 | 6.5
Live | 217590601 |  | 11 | 18.5 | 34000 | 32000 | 30200 | 3.17 | 2.53 | 34500 | 3.27 | 2 | 10 | 6.5
Live | 217595487 |  | 11.6 | 15.8 | 23000 | 20000 | 19000 | 3.32 | 2.29 | 23000 | 3.24 | 1.8 | 10.1 | 8.4
Live | 217595488 |  | 10.6 | 16.4 | 28400 | 22600 | 21000 | 3.08 | 1.97 | 28600 | 2.92 | 1.8 | 9.6 | 7.7
Live | 217595489 |  | 10.6 | 16.3 | 37000 | 36000 | 30000 | 2.79 | 2.16 | 38000 | 3.23 | 1.8 | 9.2 | 7.7
Live | 217595490 |  | 10.6 | 15.3 | 43000 | 39000 | 34000 | 2.9 | 2.12 | 46000 | 2.81 | 1.8 | 9.5 | 7.8
Live | 217595491 |  | 10.5 | 16 | 37000 | 36000 | 31000 | 2.79 | 2.16 | 38000 | 3.23 | 1.8 | 9.3 | 7.8
Live | 217595492 |  | 10.6 | 15.3 | 43000 | 39000 | 35000 | 2.9 | 2.12 | 46000 | 2.81 | 1.8 | 9.6 | 7.9
Live | 217595547 |  | 11.6 | 15.8 | 23000 | 20000 | 19000 | 3.32 | 2.29 | 23000 | 3.24 | 1.8 | 10.1 | 8.4
Live | 217595548 |  | 10.6 | 16.4 | 28400 | 22600 | 21000 | 3.08 | 1.97 | 28600 | 2.92 | 1.8 | 9.6 | 7.7
Live | 217595549 |  | 10.6 | 16.3 | 37000 | 36000 | 30000 | 2.79 | 2.16 | 38000 | 3.23 | 1.8 | 9.2 | 7.7
Live | 217595550 |  | 10.6 | 15.3 | 43000 | 39000 | 34000 | 2.9 | 2.12 | 46000 | 2.81 | 1.8 | 9.5 | 7.8
Live | 217595551 |  | 10.5 | 16 | 37000 | 36000 | 31000 | 2.79 | 2.16 | 38000 | 3.23 | 1.8 | 9.3 | 7.8
Live | 217595552 |  | 10.6 | 15.3 | 43000 | 39000 | 35000 | 2.9 | 2.12 | 46000 | 2.81 | 1.8 | 9.6 | 7.9
Live | 217595561 |  | 12.5 | 18 | 24000 | 21600 | 24000 | 3.52 | 2.67 | 25400 | 3.56 | 2 | 10 | 7
Live | 217595562 |  | 12 | 19 | 48000 | 41500 | 48000 | 3.37 | 2.84 | 48400 | 3.33 | 2 | 10 | 7
Live | 217595563 |  | 11.5 | 18 | 27000 | 28000 | 19500 | 3.32 | 2.47 | 28200 | 3.42 | 2.14 | 8.3 | 6
Live | 217595564 |  | 11.7 | 19 | 34000 | 32600 | 21600 | 3.25 | 2.4 | 34500 | 3.47 | 2 | 8.3 | 6
Live | 217595565 |  | 11.5 | 19 | 53500 | 45000 | 40000 | 3.32 | 2.4 | 55000 | 3.37 | 2.24 | 9.5 | 6.5
Live | 217595566 |  | 11.7 | 18.5 | 24000 | 24000 | 19000 | 3.4 | 2.43 | 24800 | 3.48 | 1.75 | 8.3 | 6
Live | 217595567 |  | 11.7 | 20 | 48000 | 40400 | 36000 | 3.28 | 2.65 | 48800 | 3.27 | 2.18 | 9.5 | 6.5
Live | 217595572 |  | 11 | 16 | 33000 | 22000 | 19000 | 3.17 | 1.95 |  |  | 1.8 | 8.5 | 6.6
Live | 217595573 |  | 11.7 | 16 | 24000 | 15200 | 17000 | 3.37 | 2.05 | 24300 | 3.17 | 1.85 | 8.5 | 6.6
Live | 217595579 |  | 10.5 | 17 | 35000 | 20800 | 16700 | 3.08 | 2.38 | 31600 | 3.12 | 2.06 | 8.2 | 6.5
Live | 217595580 |  | 10.5 | 18 | 34800 | 21000 | 16900 | 3.08 | 2.36 | 31600 | 3.08 | 2.04 | 8.2 | 6.5
Live | 217595581 |  | 10.5 | 18 | 34800 | 21000 | 16900 | 3.08 | 2.36 | 31600 | 3.08 | 2.04 | 8.2 | 6.5
Live | 217595586 |  | 10.5 | 17 | 35000 | 20800 | 16700 | 3.08 | 2.38 | 31600 | 3.12 | 2.06 | 8.2 | 6.5
Live | 217595587 |  | 10.5 | 18 | 34800 | 21000 | 16900 | 3.08 | 2.36 | 31600 | 3.08 | 2.04 | 8.2 | 6.5
Live | 217595588 |  | 10.5 | 18 | 34800 | 21000 | 16900 | 3.08 | 2.36 | 31600 | 3.08 | 2.04 | 8.2 | 6.5
Live | 217596031 |  | 11.2 | 16 | 27400 | 23000 | 18600 | 3.19 | 2.14 | 28000 | 3.05 | 1.9 | 9 | 7.1
Live | 217596032 |  | 11.2 | 16 | 27400 | 23000 | 18600 | 3.19 | 2.14 | 28000 | 3.05 | 1.9 | 9 | 7.1
Live | 217596033 |  | 11 | 16 | 35400 | 27000 | 23600 | 2.88 | 2.15 | 37000 | 2.82 | 1.9 | 9 | 7
Live | 217596034 |  | 11.2 | 16 | 47500 | 38000 | 32400 | 3.14 | 2.2 | 48000 | 2.91 | 1.9 | 9 | 7
Live | 217596035 |  | 11 | 16 | 55500 | 42000 | 37200 | 2.88 | 2.2 | 56000 | 2.87 | 1.9 | 9 | 6.9
Live | 217596036 |  | 11 | 16 | 55500 | 42000 | 37200 | 2.88 | 2.2 | 56000 | 2.87 | 1.9 | 9 | 6.9
Live | 217596037 |  | 11.7 | 18 | 28400 | 24000 | 19200 | 3.32 | 2.2 | 29000 | 3.23 | 2 | 9 | 7
Live | 217596038 |  | 11.7 | 18 | 28400 | 25000 | 19400 | 3.32 | 2.29 | 29000 | 3.23 | 2.1 | 9 | 7.3
Live | 217596039 |  | 11.7 | 18 | 28400 | 24000 | 19200 | 3.32 | 2.2 | 29000 | 3.23 | 2 | 9 | 7
Live | 217596040 |  | 11.7 | 18 | 28400 | 25000 | 19400 | 3.32 | 2.29 | 29000 | 3.23 | 2.1 | 9 | 7.3
Live | 217596041 |  | 11 | 18 | 35400 | 29000 | 24400 | 2.98 | 2.14 | 38000 | 3.08 | 1.95 | 9 | 7.2
Live | 217596042 |  | 11 | 18 | 35400 | 29000 | 24400 | 2.98 | 2.14 | 38000 | 3.08 | 2 | 9 | 7.2
Live | 217596043 |  | 11 | 17 | 37000 | 29000 | 22800 | 3.18 | 2.2 | 38000 | 3.17 | 1.95 | 8.7 | 6.9
Live | 217596044 |  | 11 | 18 | 37000 | 29000 | 22800 | 3.18 | 2.2 | 38000 | 3.17 | 1.95 | 8.7 | 7.3
Live | 217596045 |  | 11.7 | 18 | 38500 | 35000 | 28000 | 3.28 | 2.2 | 41000 | 3.18 | 1.95 | 9 | 7.3
Live | 217596046 |  | 11.7 | 18 | 38500 | 35000 | 28000 | 3.28 | 2.2 | 41000 | 3.18 | 1.95 | 9 | 7.3
Live | 217596047 |  | 11 | 18 | 49500 | 40000 | 32400 | 3.15 | 2.06 | 51000 | 3.04 | 1.95 | 9 | 7
Live | 217596048 |  | 11 | 17.5 | 48500 | 40000 | 32400 | 3.14 | 2.06 | 51000 | 3 | 1.95 | 9 | 7
Live | 217596049 |  | 11 | 18 | 56500 | 43000 | 37800 | 3.06 | 2.11 | 57000 | 3.07 | 1.9 | 9 | 6.9
Live | 217596050 |  | 11 | 18 | 56500 | 43000 | 37800 | 3.17 | 2.11 | 57000 | 3.07 | 1.9 | 9 | 6.9
Live | 217596051 |  | 11 | 18 | 56500 | 43000 | 38000 | 3.14 | 2.11 | 57000 | 3.07 | 1.9 | 9 | 7.2
Live | 217596052 |  | 11.7 | 18 | 28400 | 24000 | 19200 | 3.32 | 2.2 | 29000 | 3.23 | 2 | 9 | 7
Live | 217596053 |  | 11.7 | 18 | 28400 | 25000 | 19400 | 3.32 | 2.29 | 29000 | 3.23 | 2.1 | 9 | 7.3
Live | 217596054 |  | 11 | 18 | 35400 | 29000 | 24400 | 2.98 | 2.14 | 38000 | 3.08 | 1.95 | 9 | 7.2
Live | 217596055 |  | 11 | 18 | 37000 | 29000 | 22800 | 3.18 | 2.2 | 38000 | 3.17 | 1.95 | 8.7 | 6.9
Live | 217596056 |  | 11 | 18 | 37000 | 29000 | 22800 | 3.18 | 2.2 | 38000 | 3.17 | 1.95 | 8.7 | 7.3
Live | 217596057 |  | 11.7 | 18 | 38500 | 35000 | 28000 | 3.28 | 2.2 | 41000 | 3.18 | 1.95 | 9 | 7.3
Live | 217596058 |  | 11 | 18 | 49500 | 40000 | 32400 | 3.15 | 2.06 | 51000 | 3.04 | 1.95 | 9 | 7
Live | 217596059 |  | 11 | 18 | 48500 | 40000 | 32400 | 3.14 | 2.06 | 51000 | 3 | 1.95 | 9 | 7
Live | 217596060 |  | 11 | 18 | 56500 | 43000 | 37800 | 3.06 | 2.11 | 57000 | 3.07 | 1.9 | 9 | 6.9
Live | 217596061 |  | 11 | 18 | 56500 | 43000 | 37800 | 3.17 | 2.11 | 57000 | 3.07 | 1.9 | 9 | 6.9
Live | 217596062 |  | 11.7 | 17 | 28400 | 25000 | 19200 | 3.32 | 2.29 | 29000 | 3.23 | 2 | 8.5 | 7
Live | 217596063 |  | 11.7 | 17 | 28400 | 24000 | 19400 | 3.32 | 2.2 | 29000 | 3.23 | 2.1 | 8.5 | 7
Live | 217596064 |  | 11.7 | 17 | 28400 | 25000 | 19400 | 3.32 | 2.29 | 29000 | 3.23 | 2.1 | 8.5 | 7
Live | 217596065 |  | 11 | 16.2 | 35400 | 29000 | 24400 | 2.94 | 2.14 | 38000 | 3.08 | 1.95 | 8.5 | 6.8
Live | 217596066 |  | 11 | 16.2 | 35400 | 29000 | 24400 | 2.94 | 2.14 | 38000 | 3.08 | 2 | 8.5 | 6.8
Live | 217596067 |  | 11 | 16.5 | 37000 | 29000 | 22800 | 3.14 | 2.2 | 38000 | 3.17 | 1.95 | 8.3 | 6.7
Live | 217596068 |  | 11 | 16.5 | 37000 | 29000 | 22800 | 3.14 | 2.2 | 38000 | 3.17 | 1.95 | 8.5 | 6.7
Live | 217596069 |  | 11.7 | 16.5 | 38500 | 35000 | 28000 | 3.28 | 2.2 | 41000 | 3.18 | 1.95 | 8.5 | 7
Live | 217596070 |  | 11.7 | 16.5 | 38500 | 35000 | 28000 | 3.28 | 2.2 | 41000 | 3.18 | 1.95 | 8.5 | 7
Live | 217596071 |  | 11 | 16.5 | 49500 | 40000 | 32400 | 3.17 | 2.06 | 51000 | 3.04 | 1.95 | 8.3 | 6.6
Live | 217596072 |  | 11 | 16.5 | 48500 | 40000 | 32400 | 3.17 | 2.06 | 51000 | 3 | 1.95 | 8.3 | 6.6
Live | 217596073 |  | 11 | 16.2 | 56500 | 43000 | 37800 | 3.06 | 2.11 | 57000 | 2.96 | 1.9 | 8.3 | 6.6
Live | 217596074 |  | 11 | 16.2 | 56500 | 43000 | 37800 | 3.06 | 2.11 | 57000 | 2.96 | 1.9 | 8.3 | 6.6
Live | 217598480 |  | 11.7 | 16.6 | 25277 | 21642 | 21132 | 3.13 | 2 | 25892 | 2.96 | 1.78 | 8.75 | 7.5
Live | 217598481 |  | 10.6 | 16 | 34771 | 27989 | 25977 | 2.76 | 2 | 39299 | 3.15 | 1.81 | 8.55 | 7.5
Live | 217598482 |  | 11.4 | 16.3 | 24390 | 21642 | 21132 | 3.04 | 2 | 25892 | 2.9 | 1.77 | 8.75 | 7.5
Live | 217598483 |  | 10.3 | 15.1 | 34771 | 27989 | 25977 | 2.68 | 2 | 39299 | 3.14 | 1.77 | 8.55 | 7.5
Live | 217598484 |  | 11.4 | 16.3 | 24390 | 21642 | 21132 | 3.04 | 2 | 25892 | 2.9 | 1.77 | 8.75 | 7.5
Live | 217598485 |  | 10.3 | 14.3 | 34771 | 27989 | 25977 | 2.68 | 2.1 | 39299 | 3.14 | 1.77 | 8 | 7.5
Live | 217598486 |  | 11.7 | 16.6 | 25277 | 21642 | 21132 | 3.13 | 2 | 25892 | 2.96 | 1.78 | 8.75 | 7.5
Live | 217598487 |  | 10.6 | 16 | 34771 | 27989 | 25977 | 2.76 | 2.1 | 39299 | 3.15 | 1.81 | 8.55 | 7.5
Live | 217598488 |  | 9.85 | 14.3 | 46110 | 46807 | 38388 | 2.7 | 2.2 | 47750 | 3.1 | 1.92 | 9.3 | 7.5
Live | 217598489 |  | 9.1 | 14.3 | 52600 | 51115 | 44545 | 2.36 | 2.1 | 57020 | 2.76 | 1.76 | 8.5 | 7.5
Live | 217598490 |  | 10.5 | 15.4 | 49863 | 46807 | 38388 | 2.87 | 2.2 | 47750 | 3.12 | 1.92 | 9.3 | 7.5
Live | 217598491 |  | 9.6 | 15.4 | 56685 | 51648 | 44545 | 2.49 | 2.1 | 57020 | 2.74 | 1.76 | 9.1 | 7.5
Live | 217598551 |  | 8.85 | 17 | 12700 | 10300 | 9500 | 2.58 | 2.1 | 13480 | 2.93 | 1.75 | 8.5 | 6.2
Live | 217598667 |  | 9.75 | 19 | 13300 | 11500 | 9100 | 2.6 | 2.2 | 14600 | 3.32 | 1.8 | 8.5 | 7.3
Live | 217598668 |  | 12.5 | 20.5 | 10300 | 9600 | 7600 | 2.96 | 2.27 | 13136 | 3.5 | 1.94 | 8.8 | 6.8
Live | 217598669 |  | 11.9 | 20.5 | 11600 | 10600 | 7600 | 2.96 | 2.25 | 12000 | 2.91 | 1.86 | 8.8 | 6.8
Live | 217598670 |  | 10.9 | 22 | 33000 | 27000 | 23000 | 2.98 | 2.08 |  |  | 1.8 | 9 | 7
Live | 217603525 |  | 11 | 16 | 32000 | 22300 | 32000 | 2.76 | 2 | 35400 | 3.17 | 1.8 | 8.5 | 7
Live | 217603526 |  | 9.8 | 16 | 52000 | 41000 | 54000 | 2.75 | 2.33 | 54600 | 3.07 | 1.8 | 9 | 7
Live | 217603527 |  | 11 | 16 | 47000 | 36000 | 48000 | 2.9 | 2.39 | 48500 | 3.17 | 1.85 | 9 | 7
Live | 217604088 |  | 11 | 15.5 | 23400 | 17800 | 17800 | 3.13 | 1.8 |  |  | 1.8 | 8.5 | 6.6
Live | 217604089 |  | 11 | 15.5 | 23400 | 17800 | 17800 | 3.13 | 1.8 |  |  | 1.8 | 8.5 | 6.6
Live | 217604090 |  | 10 | 16 | 32000 | 24600 | 24600 | 2.88 | 1.8 |  |  | 1.8 | 8.5 | 6.6
Live | 217604091 |  | 11 | 15.2 | 23500 | 17800 | 17800 | 3.13 | 1.8 |  |  | 1.8 | 8.5 | 6.6
Live | 217604092 |  | 10 | 16 | 31800 | 24600 | 24600 | 2.87 | 1.8 |  |  | 1.8 | 8.5 | 6.6
Live | 217604093 |  | 11 | 16 | 33000 | 22000 | 19000 | 3.17 | 1.95 | 33400 | 3.08 | 1.8 | 8.5 | 6.6
Live | 217604094 |  | 11.7 | 16 | 24000 | 15200 | 17000 | 3.37 | 2.05 | 24300 | 3.17 | 1.85 | 8.5 | 6.6
Live | 217605211 |  | 11.1 | 17.3 | 48000 | 43500 | 36500 | 3.08 | 2.2 | 48500 | 3.19 | 1.77 | 8.6 | 7
Live | 217605212 |  | 9.85 | 16.3 | 56156 | 48000 | 42500 | 2.6 | 1.9 | 56000 | 2.88 | 1.77 | 8.5 | 7
Live | 217605446 |  | 11.1 | 16.6 | 35000 | 25000 | 24000 | 3.01 | 2.1 | 39549 | 3.31 | 1.76 | 8.6 | 7
Live | 217605549 |  | 11 | 16 | 47000 | 36000 | 48000 | 2.9 | 2.39 | 48500 | 3.17 | 1.85 | 9 | 7
Live | 217605553 |  | 12 | 22 | 26800 | 20500 | 18500 | 3.06 | 2.55 | 33100 | 3.43 | 2.3 | 10.5 | 8.1
Live | 217605554 |  | 12.5 | 20.7 | 17800 | 14800 | 12800 | 3.22 | 2.36 | 21500 | 3.26 | 2.19 | 11.4 | 8.5
Live | 217605555 |  | 12.5 | 21.1 | 14100 | 9300 | 8400 | 3.56 | 2.55 | 15000 | 3.66 | 2.39 | 10.4 | 7.9
Live | 217605556 |  | 12.5 | 23.8 | 18000 | 14600 | 13100 | 3.3 | 2.58 | 22900 | 3.67 | 2.16 | 13.5 | 9.4
Live | 217605557 |  | 12.7 | 24.6 | 13100 | 9600 | 8900 | 3.37 | 2.49 | 12900 | 3.15 | 2.51 | 11 | 8.2
Live | 217605558 |  | 12.5 | 19 | 28300 | 21600 | 19000 | 3.06 | 2.56 | 35100 | 3.43 | 2.3 | 11 | 8.5
Live | 217605559 |  | 13.3 | 20 | 20200 | 15900 | 14200 | 3.34 | 2.65 | 23000 | 3.92 | 2.41 | 11.3 | 8.8
Live | 217605560 |  | 12 | 19.5 | 12200 | 9800 | 8900 | 2.98 | 2.52 | 15700 | 3.33 | 2.44 | 10.5 | 8
Live | 217605561 |  | 14 | 22.6 | 13600 | 12600 | 11000 | 3.47 | 2.1 | 15700 | 3.46 | 1.84 | 12.1 | 9.3
Live | 217606035 |  | 11.7 | 19 | 11100 | 9100 | 7300 | 2.71 | 2.05 | 12500 | 3.33 | 1.86 | 9.5 | 8
Live | 217606036 |  | 12 | 20 | 11100 | 9100 | 7400 | 2.71 | 2.07 | 12500 | 3.33 | 1.89 | 10 | 8
Live | 217606037 |  | 11.7 | 19 | 11100 | 9100 | 7300 | 2.71 | 2.05 | 12500 | 3.33 | 1.86 | 9.5 | 8
Live | 217606038 |  | 12 | 20 | 11100 | 9100 | 7400 | 2.71 | 2.07 | 12500 | 3.33 | 1.89 | 10 | 8
Live | 217606039 |  | 10.5 | 20 | 13100 | 10000 | 9000 | 2.33 | 2.2 | 13800 | 3.14 | 1.79 | 9.5 | 8.3
Live | 217606040 |  | 11.2 | 20 | 13100 | 10000 | 9100 | 2.33 | 2.09 | 13800 | 3.14 | 1.8 | 9.5 | 8.3
Live | 217606041 |  | 10.5 | 21 | 18100 | 13000 | 12500 | 2.65 | 1.91 | 19800 | 3.35 | 1.8 | 9.5 | 8.2
Live | 217606042 |  | 10.5 | 21 | 24600 | 17900 | 16400 | 2.81 | 2.1 | 25000 | 3.41 | 2.1 | 9.5 | 8.2
Live | 217606043 |  | 9 | 19 | 36100 | 23400 | 20400 | 2.64 | 2.17 | 36100 | 3.14 | 2.03 | 9 | 7.7
Live | 217606044 |  | 10.5 | 20 | 13100 | 10000 | 9000 | 2.33 | 2.2 | 13800 | 3.14 | 1.79 | 9.5 | 8.3
Live | 217606045 |  | 11.2 | 20 | 13100 | 10000 | 9100 | 2.33 | 2.09 | 13800 | 3.14 | 1.8 | 9.5 | 8.3
Live | 217606046 |  | 10.5 | 21 | 18100 | 13000 | 12500 | 2.65 | 1.91 | 19800 | 3.35 | 1.8 | 9.5 | 8.2
Live | 217606047 |  | 10.5 | 21 | 24600 | 17900 | 16400 | 2.81 | 2.1 | 25000 | 3.41 | 2.1 | 9.5 | 8.2
Live | 217606048 |  | 9 | 19 | 36100 | 23400 | 20400 | 2.64 | 2.17 | 36100 | 3.14 | 2.03 | 9 | 7.7
Live | 217606245 |  | 10.5 | 17.2 | 28400 | 22600 | 20000 | 3.08 | 1.97 | 28600 | 2.92 | 1.8 | 8.5 | 7
Live | 217606246 |  | 10.5 | 17.2 | 28400 | 22600 | 20000 | 3.08 | 1.97 | 28600 | 2.92 | 1.8 | 8.5 | 7
Live | 217606247 |  | 10.5 | 17.2 | 28400 | 22600 | 20000 | 3.08 | 1.97 | 28600 | 2.92 | 1.8 | 8.5 | 7
Live | 217606248 |  | 10 | 16.6 | 50000 | 52000 | 41000 | 2.94 | 1.99 | 49000 | 2.84 | 1.8 | 8.5 | 7
Live | 217606249 |  | 11.6 | 15.8 | 23000 | 20000 | 19000 | 3.32 | 2.29 | 23000 | 3.24 | 1.8 | 10.1 | 8.4
Live | 217606250 |  | 10.6 | 16.4 | 28400 | 22600 | 21000 | 3.08 | 1.97 | 28600 | 2.92 | 1.8 | 9.6 | 7.7
Live | 217606251 |  | 10.6 | 16.3 | 37000 | 36000 | 30000 | 2.79 | 2.16 | 38000 | 3.23 | 1.8 | 9.2 | 7.7
Live | 217606252 |  | 10.5 | 16 | 37000 | 36000 | 31000 | 2.79 | 2.16 | 38000 | 3.23 | 1.8 | 9.3 | 7.8
Live | 217606253 |  | 12.5 | 19 | 22000 | 21600 | 18000 | 3.31 | 2.3 | 22000 | 3.31 | 2 | 9.7 | 8
Live | 217606254 |  | 11.7 | 18.3 | 27000 | 22200 | 21600 | 2.76 | 2.24 | 30000 | 3.22 | 1.87 | 10 | 8
Live | 217606255 |  | 11.7 | 16.8 | 39000 | 37800 | 32600 | 3.16 | 2.39 | 38500 | 3.74 | 1.96 | 10 | 8.3
Live | 217606256 |  | 11.7 | 17.4 | 42000 | 41000 | 39000 | 2.77 | 2.03 | 48000 | 3.22 | 1.9 | 10.3 | 8.6
Live | 217606257 |  | 10.5 | 16.5 | 51000 | 38300 | 46000 | 2.89 | 2.02 | 57300 | 3.23 | 1.9 | 9.5 | 8
Live | 217606258 |  | 10 | 16 | 56300 | 50400 | 52000 | 2.57 | 2.3 | 64500 | 3.17 | 1.8 | 9 | 8
Live | 217606259 |  | 15 | 25 | 28000 | 19000 | 19000 | 3.65 | 2.2 | 27000 | 3.44 | 2 | 10.4 | 8.5
Live | 217606260 |  | 13 | 20 | 27600 | 22000 | 18000 | 3.44 | 2.5 | 25400 | 3.38 | 2 | 10 | 8
Live | 217606261 |  | 14 | 22.5 | 27800 | 20500 | 18500 | 3.54 | 2.35 | 26200 | 3.41 | 2 | 10.2 | 8.25
Live | 217606262 |  | 12.5 | 23 | 37000 | 28000 | 27000 | 3 | 2.2 | 36000 | 3.1 | 2 | 10.5 | 8.5
Live | 217606263 |  | 12 | 19 | 38000 | 27000 | 27000 | 2.47 | 2.1 | 38500 | 2.82 | 2 | 9.5 | 7.7
Live | 217606264 |  | 12.25 | 21 | 37500 | 27500 | 27000 | 2.71 | 2.15 | 37250 | 2.95 | 2 | 10 | 8.1
Live | 217606265 |  | 13 | 23 | 43000 | 42000 | 36000 | 3.15 | 2.6 | 44000 | 3.44 | 2 | 10.7 | 8.5
Live | 217606266 |  | 12 | 19.4 | 42000 | 34000 | 38000 | 2.93 | 2.2 | 45000 | 3.61 | 2 | 10.4 | 8.8
Live | 217606267 |  | 12.5 | 21.2 | 42500 | 38000 | 37000 | 3.04 | 2.41 | 44500 | 3.52 | 2 | 10.55 | 8.65
Live | 217606268 |  | 12 | 23 | 57000 | 45000 | 47000 | 3.09 | 2 | 57000 | 3.21 | 2 | 11 | 9
Live | 217606269 |  | 11.7 | 20.4 | 57000 | 46000 | 48000 | 2.93 | 2.2 | 60000 | 3.52 | 2 | 11 | 9
Live | 217606270 |  | 11.85 | 21.7 | 57000 | 45500 | 47500 | 3.01 | 2.1 | 58500 | 3.36 | 2 | 11 | 9
Live | 217606271 |  | 12 | 22.2 | 59000 | 47000 | 47000 | 3.09 | 2.5 | 59000 | 3.39 | 2 | 10.5 | 8.5
Live | 217606272 |  | 11.7 | 20 | 60000 | 52000 | 48000 | 2.88 | 2.3 | 61000 | 3.51 | 2.1 | 10.7 | 8.8
Live | 217606273 |  | 11.85 | 21.1 | 59500 | 49500 | 47500 | 2.98 | 2.39 | 60000 | 3.45 | 2.05 | 10.6 | 8.65
Live | 217606274 |  | 14 | 25.1 | 21600 | 14000 | 13500 | 3.33 | 2.5 | 21600 | 3.88 | 2.3 | 9.8 | 7.8
Live | 217606275 |  | 12 | 20 | 24000 | 14600 | 14600 | 3.35 | 2.3 | 22000 | 4.03 | 1.88 | 10 | 7.8
Live | 217606276 |  | 13 | 22.55 | 22800 | 14300 | 14000 | 3.34 | 2.39 | 21800 | 3.97 | 2.06 | 9.9 | 7.8
Live | 217606277 |  | 13 | 25 | 32000 | 19000 | 19000 | 3.44 | 2.3 | 29000 | 3.54 | 2 | 9.5 | 7.4
Live | 217606278 |  | 12 | 21 | 32000 | 18600 | 18800 | 3.17 | 2.3 | 28800 | 3.67 | 2 | 9 | 7
Live | 217606279 |  | 12.5 | 23 | 32000 | 18800 | 18900 | 3.3 | 2.3 | 28900 | 3.6 | 2 | 9.25 | 7.2
Live | 217606280 |  | 18 | 25.5 | 12600 | 8600 | 7700 | 3.89 | 2.38 | 11000 | 2.96 | 2.4 | 14.8 | 11.5
Live | 217606281 |  | 15.4 | 27.4 | 13500 | 12800 | 11500 | 3.35 | 1.75 | 16000 | 3.35 | 1.8 | 12.5 | 9.5
Live | 217606282 |  | 13.4 | 25.4 | 13500 | 12800 | 11500 | 3.35 | 1.75 | 16000 | 3.35 | 1.8 | 10.5 | 8
Live | 217606284 |  | 13 | 21 | 27900 | 23200 | 24200 | 3.59 | 2.35 | 29700 | 3.39 | 2.34 | 13.5 | 9.8
Live | 217606285 |  | 16 | 25.3 | 11500 | 8700 | 7500 | 3.62 | 2.04 | 10700 | 2.61 | 2.29 | 14.6 | 11.2
Live | 217606286 |  | 15 | 26 | 13500 | 12800 | 11500 | 3.35 | 1.75 | 16000 | 3.3 | 1.8 | 12.5 | 10.1
Live | 217606287 |  | 13.2 | 24 | 13500 | 12800 | 11500 | 3.35 | 1.75 | 16000 | 3.35 | 1.8 | 10.5 | 8
Live | 217606288 |  | 13 | 21.7 | 20200 | 19800 | 18000 | 3.18 | 2.49 | 23000 | 3.74 | 2 | 10.8 | 8.8
Live | 217606289 |  | 12.5 | 22.3 | 24500 | 23400 | 24000 | 3.25 | 2.33 | 28100 | 3.2 | 2 | 13.3 | 9.6
Live | 217606290 |  | 14.7 | 24.6 | 10900 | 10200 | 8200 | 3.9 | 2.47 | 14200 | 3.36 | 2.33 | 13 | 9.5
Live | 217606291 |  | 12.2 | 23.1 | 13700 | 9900 | 8600 | 3.32 | 2.57 | 14400 | 3.27 | 2.36 | 11.5 | 8.5
Live | 217606292 |  | 13.5 | 24 | 20000 | 15000 | 13000 | 3.45 | 2.43 | 22000 | 3.68 | 2.35 | 11.1 | 8.3
Live | 217606293 |  | 13 | 23.5 | 27000 | 21300 | 17800 | 3.1 | 2.42 | 32700 | 2.89 | 2.15 | 10 | 7.7
Live | 217606294 |  | 14.9 | 25.8 | 13000 | 9400 | 8000 | 3.85 | 2.37 | 13800 | 3.58 | 2.37 | 12.5 | 9.2
Live | 217606295 |  | 13 | 25.5 | 14500 | 9600 | 8400 | 3.35 | 2.38 | 15400 | 3.5 | 2.3 | 10.6 | 8
Live | 217606296 |  | 12.7 | 23.5 | 18900 | 14900 | 12800 | 3.4 | 2.43 | 21000 | 3.22 | 2.1 | 10.8 | 8
Live | 217606297 |  | 14 | 23 | 29500 | 19300 | 19600 | 3.36 | 2.33 | 30800 | 2.87 | 2.54 | 11.7 | 8.7
Live | 217606298 |  | 14 | 22.6 | 13600 | 12600 | 11000 | 3.47 | 2.1 | 15700 | 3.46 | 1.84 | 12.1 | 9.3
Live | 217606299 |  | 12.5 | 22.2 | 15100 | 12900 | 11500 | 3.51 | 2.14 | 16300 | 3.59 | 1.99 | 11.6 | 8.9
Live | 217606300 |  | 12.5 | 20 | 18500 | 18000 | 17000 | 3.31 | 2.1 | 20000 | 3.01 | 1.9 | 12.3 | 9.5
Live | 217606301 |  | 12 | 20.7 | 26200 | 23900 | 23800 | 3.34 | 2.48 | 30700 | 3.61 | 2.23 | 11.6 | 9.2
Live | 217606302 |  | 14.4 | 21.4 | 11800 | 9100 | 7800 | 3.53 | 2.52 | 11100 | 3.1 | 2.41 | 13.8 | 10.8
Live | 217606303 |  | 13.4 | 21.4 | 13500 | 12600 | 11200 | 3.3 | 1.99 | 16000 | 3.23 | 1.89 | 12.5 | 9.7
Live | 217606304 |  | 12 | 20 | 13500 | 13100 | 11800 | 3.3 | 1.99 | 16200 | 3.27 | 1.9 | 10 | 8
Live | 217606305 |  | 12 | 18 | 18800 | 19000 | 18000 | 3.15 | 2.23 | 22000 | 2.87 | 2 | 10.5 | 9
Live | 217606306 |  | 15.1 | 27.2 | 13700 | 12200 | 11300 | 3.49 | 2.17 | 16100 | 3.5 | 1.84 | 10.9 | 8.9
Live | 217606307 |  | 12.5 | 25 | 14000 | 12400 | 11300 | 3.57 | 2.14 | 16100 | 3.5 | 1.88 | 10.5 | 8.3
Live | 217606308 |  | 12.5 | 20 | 17200 | 18800 | 17500 | 3.15 | 2.13 | 20000 | 3.12 | 1.95 | 10.3 | 8.7
Live | 217606309 |  | 14.3 | 21.6 | 12000 | 9300 | 8300 | 3.48 | 2.55 | 13700 | 3.62 | 2.17 | 11.3 | 8.8
Live | 217606310 |  | 12.5 | 21.1 | 14100 | 9300 | 8400 | 3.56 | 2.55 | 15000 | 3.66 | 2.39 | 10.4 | 7.9
Live | 217606311 |  | 12.5 | 20.7 | 17800 | 14800 | 12800 | 3.22 | 2.36 | 21500 | 3.26 | 2.19 | 11.4 | 8.5
Live | 217606312 |  | 12 | 22 | 26800 | 20500 | 18500 | 3.06 | 2.55 | 33100 | 3.43 | 2.3 | 10.5 | 8.1
Live | 217606313 |  | 12.8 | 19.5 | 11900 | 9600 | 8600 | 3.35 | 2.45 | 14000 | 3.45 | 2.25 | 11 | 8.8
Live | 217606314 |  | 11.7 | 19 | 13000 | 10300 | 8800 | 3.15 | 2.58 | 15600 | 3.49 | 2.24 | 10.2 | 8
Live | 217606315 |  | 12.5 | 20 | 19000 | 14100 | 14000 | 3.18 | 2.4 | 22000 | 3.49 | 2.21 | 10.5 | 8.2
Live | 217606316 |  | 16.2 | 26 | 12900 | 9600 | 8600 | 3.86 | 2.49 | 12700 | 3.38 | 2.27 | 13.9 | 10
Live | 217606317 |  | 12.7 | 24.6 | 13100 | 9600 | 8900 | 3.37 | 2.49 | 12900 | 3.15 | 2.51 | 11 | 8.2
Live | 217606318 |  | 12.5 | 23.8 | 18000 | 14600 | 13100 | 3.3 | 2.58 | 22900 | 3.67 | 2.16 | 13.5 | 9.4
Live | 217606319 |  | 11.7 | 16.1 | 22800 | 21000 | 18000 | 3.15 | 2 | 22800 | 3.28 | 2.06 | 9.5 | 7.8
Live | 217606320 |  | 11.7 | 16.1 | 22800 | 21000 | 18000 | 3.15 | 2 | 22800 | 3.28 | 2.06 | 9.5 | 7.8
Live | 217606321 |  | 10 | 16 | 27600 | 22000 | 21000 | 2.8 | 2 | 30000 | 3.03 | 1.8 | 9.5 | 7
Live | 217606322 |  | 10 | 16 | 27600 | 22000 | 21000 | 2.8 | 2 | 30000 | 3.03 | 1.8 | 9.5 | 7
Live | 217606323 |  | 10 | 15.3 | 34800 | 31700 | 30400 | 2.77 | 2 | 35900 | 2.93 | 1.8 | 9.3 | 7.7
Live | 217606324 |  | 11 | 16 | 36000 | 38000 | 32000 | 2.82 | 2.24 | 39000 | 3.28 | 1.85 | 9.6 | 8.2
Live | 217606325 |  | 11 | 16 | 36000 | 38000 | 32000 | 2.82 | 2.24 | 39000 | 3.28 | 1.85 | 9.6 | 8.2
Live | 217606326 |  | 10.7 | 15.8 | 41000 | 39000 | 36000 | 2.66 | 2.18 | 46000 | 2.97 | 1.9 | 9.4 | 7.9
Live | 217606327 |  | 10.7 | 15.8 | 41000 | 39000 | 36000 | 2.66 | 2.18 | 46000 | 2.97 | 1.9 | 9.4 | 7.9
Live | 217606328 |  | 10 | 15.2 | 48000 | 36000 | 42000 | 2.49 | 2.29 | 50000 | 2.76 | 1.85 | 8.8 | 7.4
Live | 217606329 |  | 10 | 16 | 55000 | 50000 | 45000 | 2.55 | 2.02 | 57000 | 2.55 | 1.8 | 8.5 | 6.9
Live | 217606330 |  | 10 | 15.2 | 53400 | 48000 | 43000 | 2.59 | 2 | 59000 | 2.56 | 1.83 | 8.1 | 6.8
Live | 217606332 |  | 9.8 | 14.5 | 47000 | 53000 | 40000 | 2.7 | 2.18 | 53000 | 3 | 1.8 | 8.4 | 7.2
Live | 217606738 |  | 12.3 | 22 | 19800 | 14800 | 14500 | 0.81 | 2.17 | 22000 | 3.54 | 2 | 10 | 8
Live | 217606739 |  | 12.5 | 23 | 31400 | 24800 | 21600 | 0.87 | 2.2 | 32000 | 3.72 | 2 | 10 | 8.5
Live | 217606740 |  | 12.5 | 23 | 38200 | 28200 | 24600 | 0.99 | 2.4 |  |  | 2 | 10 | 8.5
Live | 217606741 |  | 12.3 | 23 | 38500 | 31000 | 25600 | 0.81 | 2.36 |  |  | 2 | 10 | 7.5
Live | 217606742 |  | 12 | 22 | 42000 | 35800 | 32400 | 0.71 | 2.31 |  |  | 2 | 10 | 8
Live | 217606743 |  | 11.8 | 19.5 | 19800 | 14800 | 14000 | 0.81 | 2.02 | 22000 | 3.54 | 1.9 | 9.5 | 7
Live | 217606744 |  | 11.8 | 20.5 | 31400 | 24800 | 18400 | 0.87 | 2.27 | 32000 | 3.72 | 2 | 9.5 | 7
Live | 217606745 |  | 12 | 20 | 38200 | 28200 | 23000 | 0.99 | 2.26 |  |  | 2.1 | 9.5 | 7
Live | 217606746 |  | 11.6 | 20 | 38500 | 28200 | 25200 | 0.81 | 2.17 |  |  | 2.1 | 10 | 7
Live | 217606747 |  | 11.2 | 20 | 42000 | 31000 | 28000 | 0.71 | 2.11 |  |  | 2 | 9.2 | 7
Live | 217606748 |  | 12.05 | 20.75 | 19800 | 14800 | 14200 | 0.81 | 2.09 | 22000 | 3.54 | 1.95 | 9.75 | 7.5
Live | 217606749 |  | 12.15 | 21.75 | 31400 | 24800 | 20000 | 0.87 | 2.24 | 32000 | 3.72 | 2 | 9.75 | 7.75
Live | 217606750 |  | 12.25 | 21.5 | 38200 | 28200 | 23800 | 0.99 | 2.33 |  |  | 2.05 | 9.75 | 7.75
Live | 217606751 |  | 11.95 | 21.5 | 38500 | 28800 | 25400 | 0.81 | 2.2 |  |  | 2.05 | 10 | 7.25
Live | 217606752 |  | 11.6 | 21 | 42000 | 31800 | 30200 | 0.71 | 2.1 |  |  | 2 | 9.6 | 7.5
Live | 217606753 |  | 12.3 | 22 | 19800 | 14800 | 14500 | 0.81 | 2.17 | 22000 | 3.54 | 2 | 10 | 8
Live | 217606754 |  | 12.5 | 23 | 31400 | 24800 | 21600 | 0.87 | 2.2 | 32000 | 3.72 | 2 | 10 | 8.5
Live | 217606755 |  | 12.5 | 23 | 38200 | 28200 | 24600 | 0.99 | 2.4 |  |  | 2 | 10 | 8.5
Live | 217606756 |  | 12.3 | 23 | 38500 | 31000 | 25600 | 0.81 | 2.36 |  |  | 2 | 10 | 7.5
Live | 217606757 |  | 12 | 22 | 42000 | 35800 | 32400 | 0.71 | 2.31 |  |  | 2 | 10 | 8
Live | 217606758 |  | 11.8 | 19.5 | 19800 | 14800 | 14000 | 0.81 | 2.02 | 22000 | 3.54 | 1.9 | 9.5 | 7
Live | 217606759 |  | 11.8 | 20.5 | 31400 | 24800 | 18400 | 0.87 | 2.27 | 32000 | 3.72 | 2 | 9.5 | 7
Live | 217606760 |  | 12 | 20 | 38200 | 28200 | 23000 | 0.99 | 2.26 |  |  | 2.1 | 9.5 | 7
Live | 217606761 |  | 11.6 | 20 | 38500 | 28200 | 25200 | 0.81 | 2.17 |  |  | 2.1 | 10 | 7
Live | 217606762 |  | 11.2 | 20 | 42000 | 31000 | 28000 | 0.71 | 2.11 |  |  | 2 | 9.2 | 7
Live | 217606763 |  | 12.05 | 20.75 | 19800 | 14800 | 14200 | 0.81 | 2.09 | 22000 | 3.54 | 1.95 | 9.75 | 7.5
Live | 217606764 |  | 12.15 | 21.75 | 31400 | 24800 | 20000 | 0.87 | 2.24 | 32000 | 3.72 | 2 | 9.75 | 7.75
Live | 217606765 |  | 12.25 | 21.5 | 38200 | 28200 | 23800 | 0.99 | 2.33 |  |  | 2.05 | 9.75 | 7.75
Live | 217606766 |  | 11.95 | 21.5 | 38500 | 28800 | 25400 | 0.81 | 2.2 |  |  | 2.05 | 10 | 7.25
Live | 217606767 |  | 11.6 | 21 | 42000 | 31800 | 30200 | 0.71 | 2.1 |  |  | 2 | 9.6 | 7.5
Live | 217607126 |  | 11.23 | 15.75 | 15000 | 9100 | 6700 | 3.1 | 2.24 | 14000 | 3.26 | 1.75 | 8.55 | 8.5
Live | 217607127 |  | 11.23 | 15.75 | 15000 | 9100 | 6700 | 3.1 | 2.24 | 14000 | 3.26 | 1.75 | 8.55 | 8.5
Live | 217607128 |  | 11.23 | 15.75 | 15000 | 9100 | 6700 | 3.1 | 2.24 | 14000 | 3.26 | 1.75 | 8.55 | 8.5
Live | 217607129 |  | 11.23 | 15.75 | 15000 | 9100 | 6700 | 3.1 | 2.24 | 14000 | 3.26 | 1.75 | 8.55 | 8.5
Live | 217607130 |  | 11.23 | 15.75 | 15000 | 9100 | 6700 | 3.1 | 2.24 | 14000 | 3.26 | 1.75 | 8.55 | 8.5
Live | 217607131 |  | 11.23 | 15.75 | 15000 | 9100 | 6700 | 3.1 | 2.24 | 14000 | 3.26 | 1.75 | 8.55 | 8.5
Live | 217607132 |  | 11.23 | 15.75 | 15000 | 9100 | 6700 | 3.1 | 2.24 | 14000 | 3.26 | 1.75 | 8.55 | 8.5
Live | 217607133 |  | 11.23 | 15.75 | 15000 | 9100 | 6700 | 3.1 | 2.24 | 14000 | 3.26 | 1.75 | 8.55 | 8.5
Live | 217607134 |  | 11.23 | 15.75 | 15000 | 9100 | 6700 | 3.1 | 2.24 | 14000 | 3.26 | 1.75 | 8.55 | 8.5
Live | 217607135 |  | 11.23 | 15.75 | 15000 | 9100 | 6700 | 3.1 | 2.24 | 14000 | 3.26 | 1.75 | 8.55 | 8.5
Live | 217607136 |  | 11.23 | 15.75 | 15000 | 9100 | 6700 | 3.1 | 2.24 | 14000 | 3.26 | 1.75 | 8.55 | 8.5
Live | 217607137 |  | 11.23 | 15.75 | 15000 | 9100 | 6700 | 3.1 | 2.24 | 14000 | 3.26 | 1.75 | 8.55 | 8.5
Live | 217607138 |  | 11.23 | 15.75 | 15000 | 9100 | 6700 | 3.1 | 2.24 | 14000 | 3.26 | 1.75 | 8.55 | 8.5
Live | 217607139 |  | 11.23 | 15.75 | 15000 | 9100 | 6700 | 3.1 | 2.24 | 14000 | 3.26 | 1.75 | 8.55 | 8.5
Live | 217607140 |  | 11.23 | 15.75 | 15000 | 9100 | 6700 | 3.1 | 2.24 | 14000 | 3.26 | 1.75 | 8.55 | 8.5
Live | 217607141 |  | 11.23 | 15.75 | 15000 | 9100 | 6700 | 3.1 | 2.24 | 14000 | 3.26 | 1.75 | 8.55 | 8.5
Live | 217607689 |  | 11 | 16.4 | 21600 | 13400 | 10000 | 3.17 | 2.38 | 22000 | 3.58 | 1.9 | 8.4 | 6.7
Live | 217607690 |  | 11 | 16.1 | 21600 | 13400 | 10000 | 3.17 | 2.38 | 22000 | 3.58 | 1.9 | 8.4 | 6.7
Live | 217607691 |  | 10.8 | 17.8 | 27600 | 19700 | 20000 | 2.8 | 2.36 | 27000 | 3.03 | 1.9 | 9.2 | 7.5
Live | 217607692 |  | 10.7 | 17.6 | 27600 | 19700 | 20000 | 2.8 | 2.36 | 27000 | 3.03 | 1.9 | 9.1 | 7.5
Live | 217607693 |  | 11 | 16.2 | 33700 | 25000 | 19000 | 3.05 | 2.5 | 30000 | 3.12 | 1.9 | 8.4 | 6.7
Live | 217607694 |  | 9.5 | 15.4 | 38600 | 29600 | 26000 | 2.76 | 2.1 | 41000 | 3.2 | 1.9 | 8.2 | 6.7
Live | 217607695 |  | 9.9 | 15.9 | 49000 | 37800 | 41000 | 2.83 | 2.32 | 50000 | 3.02 | 1.8 | 8.9 | 7.5
Live | 217607696 |  | 10 | 15.3 | 49000 | 37800 | 41000 | 2.83 | 2.32 | 50000 | 3.02 | 1.8 | 9 | 7.6
Live | 217607697 |  | 8.5 | 15.5 | 51000 | 37800 | 40000 | 2.49 | 2.32 | 50000 | 3.02 | 1.8 | 8.6 | 7.1
Live | 217607698 |  | 11.8 | 16.3 | 22800 | 20000 | 18000 | 3.15 | 1.9 | 22800 | 3.28 | 1.9 | 10.1 | 8.3
Live | 217607699 |  | 11.7 | 16.1 | 22800 | 20000 | 18000 | 3.15 | 1.9 | 22800 | 3.28 | 1.9 | 10 | 8.3
Live | 217607700 |  | 10.8 | 17.8 | 27600 | 22000 | 20000 | 2.8 | 1.92 | 30000 | 3.03 | 1.9 | 9.2 | 7.5
Live | 217607701 |  | 10.7 | 17.6 | 27600 | 22000 | 20000 | 2.8 | 1.92 | 30000 | 3.03 | 1.9 | 9.3 | 7.5
Live | 217607702 |  | 10.8 | 15.8 | 36000 | 38000 | 28000 | 2.82 | 2.24 | 39000 | 3.28 | 1.75 | 8.7 | 7.3
Live | 217607703 |  | 10.7 | 15.6 | 36000 | 38000 | 29000 | 2.82 | 2.24 | 39000 | 3.28 | 1.75 | 8.8 | 7.4
Live | 217607704 |  | 11 | 15.8 | 36000 | 38000 | 29000 | 2.82 | 2.24 | 39000 | 3.28 | 1.8 | 9 | 7.6
Live | 217607705 |  | 10.8 | 16.3 | 41000 | 39000 | 33000 | 2.66 | 2.18 | 46000 | 2.97 | 1.8 | 9.2 | 7.5
Live | 217607706 |  | 10.7 | 16 | 41000 | 39000 | 33000 | 2.66 | 2.18 | 46000 | 2.97 | 1.8 | 9.1 | 7.4
Live | 217607707 |  | 11 | 16 | 41000 | 39000 | 33000 | 2.66 | 2.18 | 46000 | 2.97 | 1.9 | 9.3 | 7.6
Live | 217607708 |  | 11 | 15.2 | 41000 | 39000 | 34000 | 2.66 | 2.18 | 46000 | 2.97 | 1.9 | 9.3 | 7.7
Live | 217607709 |  | 10.5 | 15.2 | 48000 | 36000 | 42000 | 2.49 | 2.29 | 50000 | 2.76 | 1.8 | 8.5 | 7.1
Live | 217607710 |  | 10.4 | 15.5 | 48000 | 36000 | 41000 | 2.49 | 2.29 | 50000 | 2.76 | 1.75 | 8.3 | 6.9
Live | 217607711 |  | 10.3 | 15.7 | 55000 | 50000 | 41000 | 2.55 | 2.02 | 57000 | 2.55 | 1.8 | 8.6 | 6.9
Live | 217607712 |  | 10.1 | 15.9 | 55000 | 50000 | 41000 | 2.55 | 2.02 | 57000 | 2.55 | 1.8 | 8.4 | 6.8
Live | 217607713 |  | 10.5 | 15.6 | 53400 | 48000 | 43000 | 2.59 | 2 | 59000 | 2.56 | 1.8 | 9.1 | 7.4
Live | 217607714 |  | 10.8 | 16.3 | 33700 | 25000 | 19000 | 3.05 | 2.5 | 30000 | 3.08 | 1.9 | 8.3 | 6.6
Live | 217607715 |  | 10.8 | 16.1 | 33700 | 25000 | 19000 | 3.05 | 2.5 | 30000 | 3.08 | 1.9 | 8.3 | 6.7
Live | 217607716 |  | 11 | 14.3 | 33700 | 25000 | 19000 | 3.05 | 2.5 | 30000 | 3.12 | 1.9 | 8.3 | 6.7
Live | 217607717 |  | 9.4 | 15.1 | 38600 | 29600 | 25000 | 2.76 | 2.1 | 41000 | 3.2 | 1.8 | 8.1 | 6.6
Live | 217607718 |  | 9.8 | 15 | 38600 | 29600 | 26000 | 2.76 | 2.1 | 41000 | 3.2 | 1.9 | 8.4 | 6.8
Live | 217607719 |  | 10.1 | 14.3 | 38600 | 29600 | 26000 | 2.76 | 2.1 | 41000 | 3.2 | 1.9 | 8.6 | 7
Live | 217607720 |  | 9.8 | 15 | 47000 | 47500 | 41000 | 2.62 | 1.99 | 51000 | 3.07 | 1.9 | 9.1 | 7.5
Live | 217607721 |  | 8.5 | 14.9 | 52000 | 37800 | 40000 | 2.49 | 2.32 | 50000 | 3.02 | 1.9 | 8.6 | 7.1
Live | 217607722 |  | 8.7 | 14.7 | 50000 | 47500 | 40000 | 2.55 | 1.99 | 51000 | 3.07 | 1.9 | 8.8 | 7.2
Live | 217607723 |  | 11 | 14.8 | 36000 | 38000 | 30000 | 2.82 | 2.24 | 39000 | 3.28 | 1.8 | 9.2 | 7.8
Live | 217607724 |  | 10.2 | 15 | 47000 | 53000 | 42000 | 2.7 | 2.18 | 53000 | 3 | 1.8 | 8.8 | 7.3
Live | 217607995 |  | 12.5 | 20.5 | 10300 | 9600 | 7600 | 2.96 | 2.27 | 13136 | 3.5 | 1.94 | 8.8 | 6.8
Live | 217607996 |  | 9.75 | 19 | 13300 | 11500 | 9100 | 2.6 | 2.2 | 14600 | 3.32 | 1.75 | 8.5 | 7.3
Live | 217607997 |  | 12 | 20 | 20300 | 15400 | 12100 | 2.59 | 2.15 | 22500 | 2.87 | 1.85 | 8.5 | 7
Live | 217607998 |  | 11.9 | 19 | 26270 | 19300 | 15700 | 3.21 | 1.79 |  |  | 1.75 | 8.5 | 6.7
Live | 217607999 |  | 10.9 | 22 | 33000 | 27000 | 23000 | 2.98 | 2.08 |  |  | 1.8 | 9 | 7
Live | 217608000 |  | 10.6 | 21 | 37000 | 27500 | 24600 | 2.85 | 1.99 | 34100 | 2.62 | 1.8 | 8.5 | 7.5
Live | 217611254 |  | 10.5 | 17.2 | 28400 | 22600 | 20000 | 3.08 | 1.97 | 28600 | 2.92 | 1.8 | 8.5 | 7
Live | 217611255 |  | 10.5 | 17.2 | 28400 | 22600 | 20000 | 3.08 | 1.97 | 28600 | 2.92 | 1.8 | 8.5 | 7
Live | 217611256 |  | 10.5 | 17.2 | 28400 | 22600 | 20000 | 3.08 | 1.97 | 28600 | 2.92 | 1.8 | 8.5 | 7
Live | 217611258 |  | 10.3 | 15.3 | 43000 | 39000 | 33000 | 2.9 | 2.12 | 46000 | 2.81 | 1.8 | 8.9 | 6.5
Live | 217611259 |  | 10.3 | 15.2 | 43000 | 39000 | 33000 | 2.9 | 2.12 | 46000 | 2.81 | 1.8 | 9 | 6.5
Live | 217611261 |  | 10.3 | 15.2 | 43000 | 39000 | 33000 | 2.9 | 2.12 | 46000 | 2.81 | 1.8 | 9 | 6.5
Live | 217611262 |  | 10.4 | 15.5 | 43000 | 39000 | 33000 | 2.9 | 2.12 | 46000 | 2.81 | 1.8 | 9.2 | 6.5
Live | 217611263 |  | 10 | 16.6 | 50000 | 52000 | 41000 | 2.94 | 1.99 | 49000 | 2.84 | 1.8 | 8.5 | 7
Live | 217611264 |  | 10.5 | 17.2 | 28400 | 22600 | 20000 | 3.08 | 1.97 | 28600 | 2.92 | 1.8 | 8.5 | 7
Live | 217611265 |  | 10.5 | 17.2 | 28400 | 22600 | 20000 | 3.08 | 1.97 | 28600 | 2.92 | 1.8 | 8.5 | 7
Live | 217611267 |  | 10.5 | 17.2 | 28400 | 22600 | 20000 | 3.08 | 1.97 | 28600 | 2.92 | 1.8 | 8.5 | 7
Live | 217611268 |  | 9.1 | 14.5 | 37000 | 30000 | 25000 | 2.68 | 2.23 | 38000 | 3.04 | 1.8 | 7.9 | 6.5
Live | 217611269 |  | 9.1 | 14.5 | 37000 | 30000 | 25000 | 2.68 | 2.23 | 38000 | 3.04 | 1.8 | 7.9 | 6.5
Live | 217611270 |  | 9.1 | 14.5 | 37000 | 30000 | 25000 | 2.68 | 2.23 | 38000 | 3.04 | 1.8 | 7.8 | 6.5
Live | 217611272 |  | 9.1 | 14.4 | 37000 | 30000 | 25000 | 2.68 | 2.23 | 38000 | 3.04 | 1.8 | 8.2 | 6.5
Live | 217611273 |  | 10 | 16.6 | 49000 | 48000 | 39000 | 2.86 | 2.11 | 50000 | 3.08 | 1.8 | 8 | 7
Live | 217611274 |  | 11.8 | 16.3 | 22800 | 20000 | 18000 | 3.15 | 1.9 | 22800 | 3.28 | 1.9 | 10.1 | 8.3
Live | 217611275 |  | 11.7 | 16.1 | 22800 | 20000 | 18000 | 3.15 | 1.9 | 22800 | 3.28 | 1.9 | 10 | 8.3
Live | 217611277 |  | 10.8 | 17.8 | 27600 | 22000 | 20000 | 2.8 | 1.92 | 30000 | 3.03 | 1.9 | 9.2 | 7.5
Live | 217611278 |  | 10.7 | 17.6 | 27600 | 22000 | 20000 | 2.8 | 1.92 | 30000 | 3.03 | 1.9 | 9.3 | 7.5
Live | 217611279 |  | 10.8 | 15.8 | 36000 | 38000 | 28000 | 2.82 | 2.24 | 39000 | 3.28 | 1.75 | 8.7 | 7.3
Live | 217611281 |  | 10.7 | 15.6 | 36000 | 38000 | 29000 | 2.82 | 2.24 | 39000 | 3.28 | 1.75 | 8.8 | 7.4
Live | 217611282 |  | 11 | 15.8 | 36000 | 38000 | 29000 | 2.82 | 2.24 | 39000 | 3.28 | 1.8 | 9 | 7.6
Live | 217611283 |  | 11 | 14.8 | 36000 | 38000 | 30000 | 2.82 | 2.24 | 39000 | 3.28 | 1.8 | 9.2 | 7.8
Live | 217611284 |  | 10.8 | 16.3 | 41000 | 39000 | 33000 | 2.66 | 2.18 | 46000 | 2.97 | 1.8 | 9.2 | 7.5
Live | 217611286 |  | 10.7 | 16 | 41000 | 39000 | 33000 | 2.66 | 2.18 | 46000 | 2.97 | 1.8 | 9.1 | 7.4
Live | 217611287 |  | 11 | 16 | 41000 | 39000 | 33000 | 2.66 | 2.18 | 46000 | 2.97 | 1.9 | 9.3 | 7.6
Live | 217611288 |  | 11 | 15.2 | 41000 | 39000 | 34000 | 2.66 | 2.18 | 46000 | 2.97 | 1.9 | 9.3 | 7.7
Live | 217611290 |  | 10.5 | 15.2 | 48000 | 36000 | 42000 | 2.49 | 2.29 | 50000 | 2.76 | 1.8 | 8.5 | 7.1
Live | 217611291 |  | 10.4 | 15.5 | 48000 | 36000 | 41000 | 2.49 | 2.29 | 50000 | 2.76 | 1.75 | 8.3 | 6.9
Live | 217611292 |  | 11 | 16.4 | 21600 | 13400 | 10000 | 3.17 | 2.38 | 22000 | 3.58 | 1.9 | 8.4 | 6.7
Live | 217611293 |  | 11 | 16.1 | 21600 | 13400 | 10000 | 3.17 | 2.38 | 22000 | 3.58 | 1.9 | 8.4 | 6.7
Live | 217611295 |  | 10.8 | 17.8 | 27600 | 19700 | 20000 | 2.8 | 2.36 | 27000 | 3.03 | 1.9 | 9.2 | 7.5
Live | 217611296 |  | 10.7 | 17.6 | 27600 | 19700 | 20000 | 2.8 | 2.36 | 27000 | 3.03 | 1.9 | 9.1 | 7.5
Live | 217611297 |  | 10.8 | 16.3 | 33700 | 25000 | 19000 | 3.05 | 2.5 | 30000 | 3.08 | 1.9 | 8.3 | 6.6
Live | 217611299 |  | 10.8 | 16.1 | 33700 | 25000 | 19000 | 3.05 | 2.5 | 30000 | 3.08 | 1.9 | 8.3 | 6.7
Live | 217611300 |  | 11 | 16.2 | 33700 | 25000 | 19000 | 3.05 | 2.5 | 30000 | 3.12 | 1.9 | 8.4 | 6.7
Live | 217611301 |  | 11 | 14.3 | 33700 | 25000 | 19000 | 3.05 | 2.5 | 30000 | 3.12 | 1.9 | 8.3 | 6.7
Live | 217611303 |  | 9.5 | 15.4 | 38600 | 29600 | 26000 | 2.76 | 2.1 | 41000 | 3.2 | 1.9 | 8.2 | 6.7
Live | 217611304 |  | 9.4 | 15.1 | 38600 | 29600 | 25000 | 2.76 | 2.1 | 41000 | 3.2 | 1.8 | 8.1 | 6.6
Live | 217611305 |  | 9.8 | 15 | 38600 | 29600 | 26000 | 2.76 | 2.1 | 41000 | 3.2 | 1.9 | 8.4 | 6.8
Live | 217611307 |  | 10.1 | 14.3 | 38600 | 29600 | 26000 | 2.76 | 2.1 | 41000 | 3.2 | 1.9 | 8.6 | 7
Live | 217611308 |  | 9.9 | 15.9 | 49000 | 37800 | 41000 | 2.83 | 2.32 | 50000 | 3.02 | 1.8 | 8.9 | 7.5
Live | 217611309 |  | 10 | 15.3 | 49000 | 37800 | 41000 | 2.83 | 2.32 | 50000 | 3.02 | 1.8 | 9 | 7.6
Live | 217611311 |  | 9.8 | 15 | 47000 | 47500 | 41000 | 2.62 | 1.99 | 51000 | 3.07 | 1.9 | 9.1 | 7.5
Live | 217611312 |  | 8.5 | 15.5 | 51000 | 37800 | 40000 | 2.49 | 2.32 | 50000 | 3.02 | 1.8 | 8.6 | 7.1
Live | 217611313 |  | 8.5 | 14.9 | 52000 | 37800 | 40000 | 2.49 | 2.32 | 50000 | 3.02 | 1.9 | 8.6 | 7.1
Live | 217611315 |  | 8.7 | 14.7 | 50000 | 47500 | 40000 | 2.55 | 1.99 | 51000 | 3.07 | 1.9 | 8.8 | 7.2
Live | 217611316 |  | 11.6 | 15.8 | 23000 | 20000 | 19000 | 3.32 | 2.29 | 23000 | 3.24 | 1.8 | 10.1 | 8.4
Live | 217611317 |  | 10.6 | 16.4 | 28400 | 22600 | 21000 | 3.08 | 1.97 | 28600 | 2.92 | 1.8 | 9.6 | 7.7
Live | 217611319 |  | 10.6 | 16.3 | 37000 | 36000 | 30000 | 2.79 | 2.16 | 38000 | 3.23 | 1.8 | 9.2 | 7.7
Live | 217611320 |  | 10.6 | 15.3 | 43000 | 39000 | 34000 | 2.9 | 2.12 | 46000 | 2.81 | 1.8 | 9.5 | 7.8
Live | 217611321 |  | 10.5 | 16 | 37000 | 36000 | 31000 | 2.79 | 2.16 | 38000 | 3.23 | 1.8 | 9.3 | 7.8
Live | 217611322 |  | 10.6 | 15.3 | 43000 | 39000 | 35000 | 2.9 | 2.12 | 46000 | 2.81 | 1.8 | 9.6 | 7.9
Live | 217615674 |  | 9.7 | 15.9 | 27600 | 19700 | 20000 | 2.8 | 2.22 | 27000 | 2.83 | 1.75 | 9 | 7.3
Live | 217615676 |  | 10 | 16.6 | 27600 | 19700 | 20000 | 2.8 | 2.26 | 27000 | 2.83 | 1.8 | 9.1 | 7.3
Live | 217615677 |  | 10.4 | 16.4 | 27600 | 19700 | 20000 | 2.8 | 2.26 | 27000 | 3.03 | 1.8 | 9.3 | 7.5
Live | 217615679 |  | 10.1 | 15.3 | 27600 | 19700 | 21000 | 2.8 | 2.26 | 27000 | 3.03 | 1.8 | 9.1 | 7.4
Live | 217615682 |  | 10.2 | 15.2 | 49000 | 37800 | 41000 | 2.83 | 2.32 | 50000 | 3.02 | 1.8 | 8.7 | 7.5
Live | 217615683 |  | 9.8 | 15.2 | 49000 | 37800 | 42000 | 2.83 | 2.32 | 50000 | 3.02 | 1.8 | 8.9 | 7.6
Live | 217615685 |  | 10.8 | 16.8 | 22800 | 20000 | 18000 | 3.15 | 1.9 | 22800 | 3.28 | 1.8 | 9.1 | 7.7
Live | 217615687 |  | 9.7 | 15.9 | 27600 | 22000 | 20000 | 2.8 | 1.92 | 30000 | 3.03 | 1.75 | 9 | 7.3
Live | 217615689 |  | 10 | 16.6 | 27600 | 22000 | 20000 | 2.8 | 1.92 | 30000 | 3.03 | 1.8 | 9.1 | 7.3
Live | 217615690 |  | 10.4 | 16.4 | 27600 | 22000 | 20000 | 2.8 | 1.92 | 30000 | 3.03 | 1.8 | 9.3 | 7.5
Live | 217615692 |  | 10.1 | 15.3 | 27600 | 22000 | 21000 | 2.8 | 1.92 | 30000 | 3.03 | 1.8 | 9.1 | 7.4
Live | 217615694 |  | 10.5 | 15.5 | 36000 | 38000 | 29000 | 2.82 | 2.24 | 39000 | 3.28 | 1.75 | 8.5 | 7.3
Live | 217615695 |  | 10.5 | 15.3 | 41000 | 39000 | 33000 | 2.66 | 2.18 | 46000 | 2.97 | 1.75 | 8.8 | 7.2
Live | 217615697 |  | 10.7 | 15.2 | 41000 | 39000 | 34000 | 2.66 | 2.18 | 46000 | 2.97 | 1.8 | 9.2 | 7.6
Live | 217615699 |  | 10.6 | 15.2 | 41000 | 39000 | 34000 | 2.66 | 2.18 | 46000 | 2.97 | 1.9 | 9.3 | 7.7
Live | 217615701 |  | 9.8 | 15.2 | 48000 | 36000 | 41000 | 2.49 | 2.29 | 50000 | 2.76 | 1.75 | 8.5 | 7
Live | 217615702 |  | 9.9 | 15.4 | 55000 | 50000 | 41000 | 2.55 | 2.02 | 57000 | 2.55 | 1.8 | 8.5 | 6.9
Live | 217615704 |  | 9.9 | 15.7 | 55000 | 50000 | 42000 | 2.55 | 2.02 | 57000 | 2.55 | 1.8 | 8.5 | 6.9
Live | 217615953 |  | 10.1 | 16.4 | 21600 | 13400 | 10000 | 3.17 | 2.31 | 22000 | 3.22 | 1.8 | 8.2 | 6.6
Live | 217615954 |  | 10.3 | 16.5 | 21600 | 13400 | 11000 | 3.17 | 2.31 | 22000 | 3.58 | 1.9 | 8.5 | 6.7
Live | 217615955 |  | 10.5 | 15.4 | 33700 | 25000 | 19000 | 3.05 | 2.5 | 30000 | 3.1 | 1.9 | 8.5 | 6.8
Live | 217615956 |  | 10.3 | 15.2 | 33700 | 25000 | 19000 | 3.05 | 2.5 | 30000 | 2.9 | 1.9 | 8.2 | 6.6
Live | 217615957 |  | 10 | 14.8 | 38600 | 29600 | 25000 | 2.76 | 2.1 | 41000 | 3 | 1.75 | 8.2 | 6.7
Live | 217615958 |  | 9.8 | 14.3 | 38600 | 29600 | 25000 | 2.76 | 2.1 | 41000 | 3.2 | 1.75 | 8.1 | 6.7
Live | 217615959 |  | 9.8 | 14.3 | 38600 | 29600 | 26000 | 2.76 | 2.1 | 41000 | 3.2 | 1.9 | 8.4 | 6.9
Live | 217615960 |  | 9.9 | 14.3 | 38600 | 29600 | 27000 | 2.76 | 2.1 | 41000 | 3.2 | 1.9 | 8.5 | 6.9
Live | 217615961 |  | 9 | 14.7 | 49000 | 37800 | 41000 | 2.66 | 2.32 | 50000 | 3.02 | 1.8 | 8.6 | 7.2
Live | 217615962 |  | 8.3 | 14.8 | 51000 | 37800 | 41000 | 2.43 | 2.32 | 50000 | 3.02 | 1.9 | 8.5 | 7.1
Live | 217615963 |  | 11 | 16.6 | 22800 | 20000 | 19000 | 3.15 | 1.9 | 22800 | 3.28 | 1.9 | 9.5 | 8.1
Live | 217615964 |  | 10.2 | 14.9 | 36000 | 38000 | 29000 | 2.82 | 2.24 | 39000 | 3.28 | 1.75 | 8.4 | 7.3
Live | 217615965 |  | 10.4 | 14.7 | 41000 | 39000 | 33000 | 2.66 | 2.18 | 46000 | 2.97 | 1.75 | 8.7 | 7.2
Live | 217615966 |  | 9.8 | 14.9 | 48000 | 36000 | 40000 | 2.49 | 2.29 | 50000 | 2.76 | 1.75 | 8.3 | 6.9
Live | 217615967 |  | 10.7 | 16.5 | 28400 | 23000 | 20000 | 3.2 | 2.28 | 28000 | 2.6 | 1.95 | 9.5 | 7.7
Live | 217616649 |  | 10.7 | 16.5 | 28400 | 23000 | 20000 | 3.2 | 2.28 | 28000 | 2.6 | 1.95 | 9.5 | 7.7
Live | 217617836 |  | 10.5 | 20 | 24000 | 18200 | 16000 | 0.75 | 2.32 | 26000 | 2.99 | 2.2 | 9 | 6.7
Live | 217617837 |  | 11 | 20 | 18500 | 16500 | 14500 | 0.89 | 2.25 | 22500 | 2.75 | 2.02 | 9 | 7.3
Live | 217618122 |  | 10.8 | 16.8 | 22800 | 20000 | 18000 | 3.15 | 1.9 | 22800 | 3.28 | 1.8 | 9.1 | 7.7
Live | 217618123 |  | 11 | 16.6 | 22800 | 20000 | 19000 | 3.15 | 1.9 | 22800 | 3.28 | 1.9 | 9.5 | 8.1
Live | 217618124 |  | 9.7 | 15.9 | 27600 | 22000 | 20000 | 2.8 | 1.92 | 30000 | 3.03 | 1.75 | 9 | 7.3
Live | 217618125 |  | 10 | 16.6 | 27600 | 22000 | 20000 | 2.8 | 1.92 | 30000 | 3.03 | 1.8 | 9.1 | 7.3
Live | 217618126 |  | 10.4 | 16.4 | 27600 | 22000 | 20000 | 2.8 | 1.92 | 30000 | 3.03 | 1.8 | 9.3 | 7.5
Live | 217618127 |  | 10.1 | 15.3 | 27600 | 22000 | 21000 | 2.8 | 1.92 | 30000 | 3.03 | 1.8 | 9.1 | 7.4
Live | 217618128 |  | 10.5 | 15.5 | 36000 | 38000 | 29000 | 2.82 | 2.24 | 39000 | 3.28 | 1.75 | 8.5 | 7.3
Live | 217618129 |  | 10.2 | 14.9 | 36000 | 38000 | 29000 | 2.82 | 2.24 | 39000 | 3.28 | 1.75 | 8.4 | 7.3
Live | 217618130 |  | 10.5 | 15.3 | 41000 | 39000 | 33000 | 2.66 | 2.18 | 46000 | 2.97 | 1.75 | 8.8 | 7.2
Live | 217618131 |  | 10.4 | 14.7 | 41000 | 39000 | 33000 | 2.66 | 2.18 | 46000 | 2.97 | 1.75 | 8.7 | 7.2
Live | 217618132 |  | 10.7 | 15.2 | 41000 | 39000 | 34000 | 2.66 | 2.18 | 46000 | 2.97 | 1.8 | 9.2 | 7.6
Live | 217618133 |  | 10.6 | 15.2 | 41000 | 39000 | 34000 | 2.66 | 2.18 | 46000 | 2.97 | 1.9 | 9.3 | 7.7
Live | 217618134 |  | 9.8 | 14.9 | 48000 | 36000 | 40000 | 2.49 | 2.29 | 50000 | 2.76 | 1.75 | 8.3 | 6.9
Live | 217618135 |  | 9.8 | 15.2 | 48000 | 36000 | 41000 | 2.49 | 2.29 | 50000 | 2.76 | 1.75 | 8.5 | 7
Live | 217618136 |  | 9.9 | 15.4 | 55000 | 50000 | 41000 | 2.55 | 2.02 | 57000 | 2.55 | 1.8 | 8.5 | 6.9
Live | 217618137 |  | 9.9 | 15.7 | 55000 | 50000 | 42000 | 2.55 | 2.02 | 57000 | 2.55 | 1.8 | 8.5 | 6.9
Live | 217618138 |  | 10.1 | 16.4 | 21600 | 13400 | 10000 | 3.17 | 2.31 | 22000 | 3.22 | 1.8 | 8.2 | 6.6
Live | 217618139 |  | 10.3 | 16.5 | 21600 | 13400 | 11000 | 3.17 | 2.31 | 22000 | 3.58 | 1.9 | 8.5 | 6.7
Live | 217618140 |  | 9.7 | 15.9 | 27600 | 19700 | 20000 | 2.8 | 2.22 | 27000 | 2.83 | 1.75 | 9 | 7.3
Live | 217618141 |  | 10 | 16.6 | 27600 | 19700 | 20000 | 2.8 | 2.26 | 27000 | 2.83 | 1.8 | 9.1 | 7.3
Live | 217618142 |  | 10.4 | 16.4 | 27600 | 19700 | 20000 | 2.8 | 2.26 | 27000 | 3.03 | 1.8 | 9.3 | 7.5
Live | 217618143 |  | 10.1 | 15.3 | 27600 | 19700 | 21000 | 2.8 | 2.26 | 27000 | 3.03 | 1.8 | 9.1 | 7.4
Live | 217618144 |  | 10.5 | 15.4 | 33700 | 25000 | 19000 | 3.05 | 2.5 | 30000 | 3.1 | 1.9 | 8.5 | 6.8
Live | 217618145 |  | 10.3 | 15.2 | 33700 | 25000 | 19000 | 3.05 | 2.5 | 30000 | 2.9 | 1.9 | 8.2 | 6.6
Live | 217618146 |  | 10 | 14.8 | 38600 | 29600 | 25000 | 2.76 | 2.1 | 41000 | 3 | 1.75 | 8.2 | 6.7
Live | 217618147 |  | 9.8 | 14.3 | 38600 | 29600 | 25000 | 2.76 | 2.1 | 41000 | 3.2 | 1.75 | 8.1 | 6.7
Live | 217618148 |  | 9.8 | 14.3 | 38600 | 29600 | 26000 | 2.76 | 2.1 | 41000 | 3.2 | 1.9 | 8.4 | 6.9
Live | 217618149 |  | 9.9 | 14.3 | 38600 | 29600 | 27000 | 2.76 | 2.1 | 41000 | 3.2 | 1.9 | 8.5 | 6.9
Live | 217618150 |  | 10.2 | 15.2 | 49000 | 37800 | 41000 | 2.83 | 2.32 | 50000 | 3.02 | 1.8 | 8.7 | 7.5
Live | 217618151 |  | 9.8 | 15.2 | 49000 | 37800 | 42000 | 2.83 | 2.32 | 50000 | 3.02 | 1.8 | 8.9 | 7.6
Live | 217618152 |  | 9 | 14.7 | 49000 | 37800 | 41000 | 2.66 | 2.32 | 50000 | 3.02 | 1.8 | 8.6 | 7.2
Live | 217618153 |  | 8.3 | 14.8 | 51000 | 37800 | 41000 | 2.43 | 2.32 | 50000 | 3.02 | 1.9 | 8.5 | 7.1
Live | 217618154 |  | 9.7 | 15.9 | 27600 | 22000 | 20000 | 2.8 | 1.92 | 30000 | 3.03 | 1.75 | 9 | 7.3
Live | 217618155 |  | 10 | 16.6 | 27600 | 22000 | 20000 | 2.8 | 1.92 | 30000 | 3.03 | 1.8 | 9.1 | 7.3
Live | 217618156 |  | 10.4 | 16.4 | 27600 | 22000 | 20000 | 2.8 | 1.92 | 30000 | 3.03 | 1.8 | 9.3 | 7.5
Live | 217618157 |  | 10.1 | 15.3 | 27600 | 22000 | 21000 | 2.8 | 1.92 | 30000 | 3.03 | 1.8 | 9.1 | 7.4
Live | 217618158 |  | 10.5 | 15.5 | 36000 | 38000 | 29000 | 2.82 | 2.24 | 39000 | 3.28 | 1.75 | 8.5 | 7.3
Live | 217618159 |  | 10.2 | 14.9 | 36000 | 38000 | 29000 | 2.82 | 2.24 | 39000 | 3.28 | 1.75 | 8.4 | 7.3
Live | 217618160 |  | 10.5 | 15.3 | 41000 | 39000 | 33000 | 2.66 | 2.18 | 46000 | 2.97 | 1.75 | 8.8 | 7.2
Live | 217618161 |  | 10.4 | 14.7 | 41000 | 39000 | 33000 | 2.66 | 2.18 | 46000 | 2.97 | 1.75 | 8.7 | 7.2
Live | 217618162 |  | 10.7 | 15.2 | 41000 | 39000 | 34000 | 2.66 | 2.18 | 46000 | 2.97 | 1.8 | 9.2 | 7.6
Live | 217618163 |  | 10.6 | 15.2 | 41000 | 39000 | 34000 | 2.66 | 2.18 | 46000 | 2.97 | 1.9 | 9.3 | 7.7
Live | 217618164 |  | 9.8 | 14.9 | 48000 | 36000 | 40000 | 2.49 | 2.29 | 50000 | 2.76 | 1.75 | 8.3 | 6.9
Live | 217618165 |  | 9.8 | 15.2 | 48000 | 36000 | 41000 | 2.49 | 2.29 | 50000 | 2.76 | 1.75 | 8.5 | 7
Live | 217618166 |  | 9.9 | 15.4 | 55000 | 50000 | 41000 | 2.55 | 2.02 | 57000 | 2.55 | 1.8 | 8.5 | 6.9
Live | 217618167 |  | 9.9 | 15.7 | 55000 | 50000 | 42000 | 2.55 | 2.02 | 57000 | 2.55 | 1.8 | 8.5 | 6.9
Live | 217618168 |  | 9.7 | 15.9 | 27600 | 22000 | 20000 | 2.8 | 1.92 | 30000 | 3.03 | 1.75 | 9 | 7.3
Live | 217618169 |  | 10 | 16.6 | 27600 | 22000 | 20000 | 2.8 | 1.92 | 30000 | 3.03 | 1.8 | 9.1 | 7.3
Live | 217618170 |  | 10.4 | 16.4 | 27600 | 22000 | 20000 | 2.8 | 1.92 | 30000 | 3.03 | 1.8 | 9.3 | 7.5
Live | 217618171 |  | 10.1 | 15.3 | 27600 | 22000 | 21000 | 2.8 | 1.92 | 30000 | 3.03 | 1.8 | 9.1 | 7.4
Live | 217618172 |  | 10.5 | 15.5 | 36000 | 38000 | 29000 | 2.82 | 2.24 | 39000 | 3.28 | 1.75 | 8.5 | 7.3
Live | 217618173 |  | 10.2 | 14.9 | 36000 | 38000 | 29000 | 2.82 | 2.24 | 39000 | 3.28 | 1.75 | 8.4 | 7.3
Live | 217618174 |  | 10.5 | 15.3 | 41000 | 39000 | 33000 | 2.66 | 2.18 | 46000 | 2.97 | 1.75 | 8.8 | 7.2
Live | 217618175 |  | 10.4 | 14.7 | 41000 | 39000 | 33000 | 2.66 | 2.18 | 46000 | 2.97 | 1.75 | 8.7 | 7.2
Live | 217618176 |  | 10.7 | 15.2 | 41000 | 39000 | 34000 | 2.66 | 2.18 | 46000 | 2.97 | 1.8 | 9.2 | 7.6
Live | 217618177 |  | 10.6 | 15.2 | 41000 | 39000 | 34000 | 2.66 | 2.18 | 46000 | 2.97 | 1.9 | 9.3 | 7.7
Live | 217618178 |  | 9.8 | 14.9 | 48000 | 36000 | 40000 | 2.49 | 2.29 | 50000 | 2.76 | 1.75 | 8.3 | 6.9
Live | 217618179 |  | 9.8 | 15.2 | 48000 | 36000 | 41000 | 2.49 | 2.29 | 50000 | 2.76 | 1.75 | 8.5 | 7
Live | 217618180 |  | 9.9 | 15.4 | 55000 | 50000 | 41000 | 2.55 | 2.02 | 57000 | 2.55 | 1.8 | 8.5 | 6.9
Live | 217618181 |  | 9.9 | 15.7 | 55000 | 50000 | 42000 | 2.55 | 2.02 | 57000 | 2.55 | 1.8 | 8.5 | 6.9
Live | 217618195 |  | 12.5 | 19 | 22000 | 21600 | 18000 | 3.31 | 2.3 | 22000 | 3.31 | 2 | 9.7 | 8
Live | 217618196 |  | 11.7 | 18.3 | 27000 | 22200 | 21600 | 2.76 | 2.24 | 30000 | 3.22 | 1.87 | 10 | 8
Live | 217618197 |  | 11.7 | 16.8 | 39000 | 37800 | 32600 | 3.16 | 2.39 | 38500 | 3.74 | 1.96 | 10 | 8.3
Live | 217618198 |  | 11.7 | 17.4 | 42000 | 41000 | 39000 | 2.77 | 2.03 | 48000 | 3.22 | 1.9 | 10.3 | 8.6
Live | 217618199 |  | 10.5 | 16.5 | 51000 | 38300 | 46000 | 2.89 | 2.02 | 57300 | 3.23 | 1.9 | 9.5 | 8
Live | 217618200 |  | 10 | 16 | 56300 | 50400 | 52000 | 2.57 | 2.3 | 64500 | 3.17 | 1.8 | 9 | 8
Live | 217618201 |  | 11.7 | 16.1 | 22800 | 21000 | 18000 | 3.15 | 2 | 22800 | 3.28 | 2.06 | 9.5 | 7.8
Live | 217618202 |  | 10 | 16 | 27600 | 22000 | 21000 | 2.8 | 2 | 30000 | 3.03 | 1.8 | 9.5 | 7
Live | 217618203 |  | 11.7 | 16.1 | 22800 | 21000 | 18000 | 3.15 | 2 | 22800 | 3.28 | 2.06 | 9.5 | 7.8
Live | 217618204 |  | 10 | 16 | 27600 | 22000 | 21000 | 2.8 | 2 | 30000 | 3.03 | 1.8 | 9.5 | 7
Live | 217618205 |  | 10 | 15.3 | 34800 | 31700 | 30400 | 2.77 | 2 | 35900 | 2.93 | 1.8 | 9.3 | 7.7
Live | 217618206 |  | 11 | 16 | 36000 | 38000 | 32000 | 2.82 | 2.24 | 39000 | 3.28 | 1.85 | 9.6 | 8.2
Live | 217618207 |  | 10.7 | 15.8 | 41000 | 39000 | 36000 | 2.66 | 2.18 | 46000 | 2.97 | 1.9 | 9.4 | 7.9
Live | 217618208 |  | 11 | 16 | 36000 | 38000 | 32000 | 2.82 | 2.24 | 39000 | 3.28 | 1.85 | 9.6 | 8.2
Live | 217618209 |  | 10.7 | 15.8 | 41000 | 39000 | 36000 | 2.66 | 2.18 | 46000 | 2.97 | 1.9 | 9.4 | 7.9
Live | 217618210 |  | 10 | 15.2 | 48000 | 36000 | 42000 | 2.49 | 2.29 | 50000 | 2.76 | 1.85 | 8.8 | 7.4
Live | 217618211 |  | 10 | 16 | 55000 | 50000 | 45000 | 2.55 | 2.02 | 57000 | 2.55 | 1.8 | 8.5 | 6.9
Live | 217618212 |  | 10 | 15.2 | 53400 | 48000 | 43000 | 2.59 | 2 | 59000 | 2.56 | 1.83 | 8.1 | 6.8
Live | 217618214 |  | 9.8 | 14.5 | 47000 | 53000 | 40000 | 2.7 | 2.18 | 53000 | 3 | 1.8 | 8.4 | 7.2
Live | 217618215 |  | 12.1 | 19.3 | 21900 | 19600 | 19600 | 3.27 | 2.4 | 23000 | 3.47 | 2.1 | 10.8 | 9.2
Live | 217618216 |  | 10.8 | 17.5 | 27600 | 21800 | 19600 | 2.84 | 2.34 | 32200 | 3.64 | 1.96 | 10.5 | 8.2
Live | 217618217 |  | 11.7 | 17.5 | 37800 | 31900 | 32000 | 3.05 | 2.25 | 40200 | 3.59 | 2 | 10.2 | 8.2
Live | 217618218 |  | 11.2 | 16.8 | 41500 | 40000 | 34600 | 2.76 | 2.17 | 48500 | 3.22 | 1.8 | 9.6 | 8
Live | 217618219 |  | 15 | 22 | 12700 | 9500 | 8100 | 3.88 | 2.53 | 11500 | 3.55 | 2.4 | 12 | 10.3
Live | 217618220 |  | 14.6 | 24 | 12900 | 11900 | 10600 | 3.29 | 2 | 13900 | 3.02 | 1.83 | 12.1 | 9.5
Live | 217618221 |  | 14 | 22.6 | 13600 | 12600 | 11000 | 3.47 | 2.1 | 15700 | 3.46 | 1.84 | 12.1 | 9.3
Live | 217618222 |  | 15.1 | 27.2 | 13700 | 12200 | 11300 | 3.49 | 2.17 | 16100 | 3.5 | 1.84 | 10.9 | 8.9
Live | 217618223 |  | 14 | 20.5 | 13100 | 12600 | 11900 | 3.05 | 1.94 | 16500 | 3.41 | 1.85 | 13.8 | 10.8
Live | 217618224 |  | 13 | 23 | 13900 | 11900 | 11500 | 3.31 | 1.95 | 15200 | 3.25 | 1.99 | 10 | 8
Live | 217618225 |  | 12.5 | 22.2 | 15100 | 12900 | 11500 | 3.51 | 2.14 | 16300 | 3.59 | 1.99 | 11.6 | 8.9
Live | 217618226 |  | 12.5 | 25 | 14000 | 12400 | 11300 | 3.57 | 2.14 | 16100 | 3.5 | 1.88 | 10.5 | 8.3
Live | 217618227 |  | 12 | 20 | 13300 | 14000 | 12000 | 3.09 | 2.31 | 16500 | 3.41 | 1.95 | 10.6 | 8.5
Live | 217618228 |  | 12.5 | 20.6 | 19000 | 18800 | 17500 | 3.28 | 2.05 | 22200 | 3.27 | 1.89 | 12.2 | 9.2
Live | 217618229 |  | 12.5 | 20 | 18500 | 18000 | 17000 | 3.31 | 2.1 | 20000 | 3.01 | 1.9 | 12.3 | 9.5
Live | 217618230 |  | 12.5 | 20 | 17200 | 18800 | 17500 | 3.15 | 2.13 | 20000 | 3.12 | 1.95 | 10.3 | 8.7
Live | 217618231 |  | 12.5 | 20.4 | 19200 | 20200 | 17000 | 3.37 | 2.24 | 20700 | 3.32 | 1.86 | 10.3 | 8.2
Live | 217618232 |  | 12 | 18.4 | 20600 | 20000 | 18000 | 3.37 | 2.5 | 23000 | 3.85 | 2.1 | 11.1 | 9
Live | 217618233 |  | 12 | 20.7 | 26200 | 23900 | 23800 | 3.34 | 2.48 | 30700 | 3.61 | 2.23 | 11.6 | 9.2
Live | 217618234 |  | 12 | 20.4 | 25600 | 23300 | 24200 | 3.26 | 2.38 | 29500 | 3.36 | 2.16 | 12.1 | 9.8
Live | 217618235 |  | 12 | 19 | 28000 | 23600 | 24000 | 3.4 | 2.48 | 31400 | 3.71 | 2.18 | 11.7 | 9.3
Live | 217626252 |  | 9 | 19 | 36100 | 22700 | 20400 | 2.64 | 2.17 |  |  | 2.03 | 9 | 7.7
Live | 217626253 |  | 12 | 23 | 12200 | 9200 | 8000 | 2.63 | 2.47 |  |  | 1.8 | 9.8 | 8.45
Live | 217626254 |  | 12 | 23 | 13680 | 12400 | 10000 | 2.86 | 2.44 |  |  | 1.8 | 9.8 | 8.45
Live | 217626255 |  | 12 | 23 | 13680 | 12400 | 10000 | 3.08 | 2.47 |  |  | 1.8 | 9.8 | 8.45
Live | 217626256 |  | 12 | 22 | 24000 | 18000 | 15000 | 2.91 | 2.1 |  |  | 1.8 | 9.5 | 8.19
Live | 217626257 |  | 12 | 22 | 26270 | 22000 | 17500 | 2.48 | 2.5 | 24500 | 3.45 | 2.1 | 9.5 | 8.19
Live | 217638333 |  | 10.5 | 15.2 | 22500 | 17800 | 17600 | 2.89 | 2.36 | 22400 | 2.71 | 1.8 | 8.5 | 6.6
Live | 217642425 |  | 11.2 | 16 | 22200 | 22400 | 18000 | 3.29 | 2.4 | 24000 | 3.41 | 2.04 | 9.4 | 7.5
Live | 217642426 |  | 13 | 20.5 | 23600 | 22400 | 18600 | 3.8 | 2.68 | 24800 | 3.91 | 2.3 | 10 | 8
Live | 217642427 |  | 13 | 19.5 | 23000 | 22000 | 17600 | 3.81 | 2.52 | 24800 | 3.67 | 2.12 | 10 | 7.8
Live | 217642428 |  | 12.6 | 19 | 22800 | 22000 | 17700 | 3.69 | 2.5 | 25000 | 3.65 | 2.1 | 9.8 | 7.8
Live | 217642431 |  | 12.8 | 19 | 23000 | 22000 | 17600 | 3.74 | 2.52 | 24800 | 3.67 | 2.12 | 9.8 | 7.8
Live | 217642432 |  | 11.2 | 16 | 22200 | 22400 | 18000 | 3.29 | 2.4 | 24000 | 3.41 | 2.04 | 9.4 | 7.5
Live | 217642436 |  | 10.7 | 15 | 52500 | 44000 | 35800 | 3.13 | 2.26 | 54000 | 3.18 | 2.08 | 8.5 | 7
Live | 217642437 |  | 11.7 | 20.5 | 54500 | 45500 | 35600 | 3.43 | 2.26 | 54000 | 3.12 | 2.12 | 8.5 | 7.1
Live | 217642444 |  | 11.2 | 16 | 52500 | 40500 | 34600 | 3.28 | 2.58 | 54000 | 3.26 | 2.14 | 8.5 | 7
Live | 217642445 |  | 11.2 | 16 | 54000 | 43500 | 34600 | 3.28 | 2.38 | 54000 | 3.12 | 2.14 | 8.5 | 7
Live | 217642446 |  | 12 | 20.5 | 55000 | 44000 | 34800 | 3.52 | 2.42 | 53000 | 3.22 | 2.16 | 8.5 | 7.1
Live | 217642451 |  | 10.5 | 18.5 | 34000 | 30000 | 24400 | 3.08 | 2.34 | 32200 | 3.7 | 2.1 | 9 | 7.3
Live | 217642452 |  | 10.5 | 14.7 | 32400 | 28200 | 22200 | 3.07 | 2.16 | 30800 | 3.2 | 2 | 8.5 | 6.9
Live | 217642453 |  | 11.2 | 18.5 | 34000 | 28400 | 22200 | 3.28 | 2.26 | 31200 | 3.42 | 2.06 | 9 | 7.1
Live | 217642456 |  | 11.2 | 18.5 | 34000 | 28400 | 22200 | 3.28 | 2.26 | 31200 | 3.42 | 2.06 | 9 | 7.1
Live | 217642457 |  | 10.5 | 14.7 | 32400 | 28200 | 22200 | 3.07 | 2.16 | 30800 | 3.2 | 2 | 8.5 | 6.9
Live | 217642458 |  | 11.2 | 18.5 | 34000 | 28400 | 22400 | 3.28 | 2.26 | 31200 | 3.42 | 2.06 | 9 | 7.1
Live | 217642459 |  | 11.5 | 16 | 46000 | 40500 | 32200 | 3.37 | 2.26 | 47000 | 3.26 | 1.92 | 8.5 | 6.9
Live | 217642460 |  | 12 | 20 | 46000 | 38000 | 33800 | 3.52 | 2.22 | 44000 | 3.06 | 1.96 | 8.2 | 6.8
Live | 217642463 |  | 11.7 | 19.5 | 46000 | 38500 | 34200 | 3.43 | 2.2 | 44000 | 3 | 1.96 | 8.1 | 6.8
Live | 217642464 |  | 11.7 | 19.5 | 46000 | 38500 | 34000 | 3.43 | 2.2 | 44000 | 3.02 | 1.96 | 8.1 | 6.8
Live | 217642465 |  | 11.7 | 19.5 | 46000 | 38000 | 34000 | 3.43 | 2.2 | 44000 | 3.02 | 1.96 | 8.1 | 6.8
Live | 217642466 |  | 11.7 | 20 | 46000 | 38500 | 34200 | 3.43 | 2.2 | 44000 | 3 | 1.96 | 8.1 | 6.8
Live | 217642467 |  | 12.6 | 20.5 | 47000 | 39500 | 31400 | 3.69 | 2.3 | 45500 | 3.36 | 1.96 | 8.5 | 7
Live | 217642470 |  | 12.4 | 20.5 | 47000 | 39500 | 31400 | 3.63 | 2.28 | 46000 | 3.34 | 1.94 | 8.5 | 7
Live | 217642471 |  | 11.2 | 16.5 | 46000 | 40500 | 34800 | 3.28 | 2.34 | 48500 | 3.34 | 2.1 | 9 | 7.5
Live | 217642472 |  | 11.2 | 15.7 | 46500 | 41000 | 35000 | 3.28 | 2.26 | 48500 | 3.32 | 1.98 | 8.2 | 7.3
Live | 217642473 |  | 11.5 | 19.5 | 46500 | 42000 | 33800 | 3.37 | 2.2 | 49000 | 3.1 | 1.94 | 8.2 | 6.9
Live | 217642476 |  | 12.2 | 20 | 48000 | 40000 | 34000 | 3.58 | 2.26 | 47500 | 3.38 | 1.98 | 9 | 7.3
Live | 217642477 |  | 12 | 20.5 | 47500 | 39500 | 34200 | 3.52 | 2.34 | 47500 | 3.4 | 2.12 | 9.5 | 7.5
Live | 217642480 |  | 11.7 | 20 | 47000 | 39500 | 34400 | 3.43 | 2.32 | 47000 | 3.36 | 2.1 | 9.5 | 7.5
Live | 217642481 |  | 11.7 | 20 | 47000 | 39500 | 34400 | 3.43 | 2.32 | 47000 | 3.36 | 2.1 | 9.5 | 7.5
Live | 217642482 |  | 11.7 | 20 | 47500 | 39500 | 34200 | 3.43 | 2.34 | 46500 | 3.38 | 2.1 | 9.5 | 7.5
Live | 217642484 |  | 11 | 19.5 | 55000 | 46000 | 35800 | 3.22 | 2.22 | 54500 | 3.06 | 2.08 | 8.5 | 7
Live | 217642485 |  | 11.2 | 19.5 | 55500 | 45500 | 35600 | 3.28 | 2.26 | 54500 | 3.12 | 2.12 | 8.5 | 7
Live | 217642486 |  | 11.2 | 19 | 55500 | 46000 | 35600 | 3.28 | 2.24 | 54500 | 3.1 | 2.1 | 8.5 | 7
Live | 217642487 |  | 11.2 | 19.5 | 55500 | 45500 | 35600 | 3.28 | 2.26 | 54000 | 3.12 | 2.12 | 8.5 | 7
Live | 217642488 |  | 11.2 | 19.5 | 55500 | 45500 | 35600 | 3.28 | 2.26 | 54000 | 3.12 | 2.12 | 8.5 | 7
Live | 217642489 |  | 11.2 | 19 | 55500 | 46000 | 35800 | 3.28 | 2.24 | 54500 | 3.1 | 2.1 | 8.5 | 7
Live | 217642490 |  | 11.5 | 19 | 55000 | 44000 | 35800 | 3.37 | 2.28 | 53000 | 3.2 | 2.08 | 8.5 | 7
Live | 217642491 |  | 11.7 | 19.5 | 55000 | 43500 | 35600 | 3.43 | 2.28 | 53000 | 3.22 | 2.08 | 8.5 | 7
Live | 217642492 |  | 11.7 | 18 | 54500 | 43500 | 35400 | 3.43 | 2.26 | 53000 | 3.2 | 2.08 | 8.5 | 7
Live | 217642493 |  | 11.5 | 19 | 54500 | 44000 | 35800 | 3.37 | 2.26 | 53500 | 3.18 | 2.06 | 8.5 | 7
Live | 217642494 |  | 11.7 | 19.5 | 55000 | 43500 | 35600 | 3.43 | 2.28 | 53000 | 3.22 | 2.08 | 8.5 | 7
Live | 217642495 |  | 11.5 | 18.5 | 55000 | 44000 | 35800 | 3.37 | 2.26 | 53000 | 3.2 | 2.08 | 8.5 | 7
Live | 217642496 |  | 11.5 | 19.5 | 55500 | 44000 | 35000 | 3.37 | 2.38 | 53500 | 3.14 | 2.14 | 8.5 | 7
Live | 217642497 |  | 11.7 | 19 | 55000 | 43500 | 34400 | 3.43 | 2.38 | 52500 | 3.14 | 2.14 | 8.5 | 7
Live | 217642498 |  | 11.7 | 19.5 | 56000 | 44000 | 34800 | 3.43 | 2.42 | 53000 | 3.22 | 2.16 | 8.5 | 7
Live | 217642499 |  | 11.7 | 19.5 | 56000 | 44000 | 34800 | 3.43 | 2.4 | 53500 | 3.18 | 2.16 | 8.5 | 7
Live | 217642500 |  | 11.7 | 20 | 56000 | 44000 | 34800 | 3.43 | 2.42 | 53000 | 3.2 | 2.16 | 8.5 | 7
Live | 217642501 |  | 11.7 | 20 | 56000 | 44000 | 34800 | 3.43 | 2.42 | 53000 | 3.2 | 2.16 | 8.5 | 7
Live | 217642502 |  | 11.5 | 19 | 56000 | 44000 | 35000 | 3.37 | 2.4 | 53500 | 3.18 | 2.14 | 8.5 | 7
Live | 217642503 |  | 12 | 19.5 | 55000 | 43000 | 34200 | 3.52 | 2.4 | 52500 | 3.18 | 2.16 | 8.2 | 6.9
Live | 217642504 |  | 11.5 | 19 | 54000 | 40000 | 34200 | 3.37 | 2.58 | 52500 | 3.28 | 2.14 | 8.5 | 7.1
Live | 217642505 |  | 11.5 | 19 | 54000 | 45500 | 38500 | 3.37 | 2.44 | 52500 | 3.34 | 2.16 | 8.5 | 7.1
Live | 217642506 |  | 11.2 | 17 | 54000 | 45500 | 38500 | 3.28 | 2.44 | 52500 | 3.34 | 2.16 | 8.5 | 7.3
Live | 217642507 |  | 12.6 | 20 | 23200 | 22000 | 17600 | 3.7 | 2.5 | 24000 | 3.64 | 2.1 | 9.8 | 7.5
Live | 217642508 |  | 12.6 | 20 | 23200 | 22000 | 17600 | 3.7 | 2.5 | 24000 | 3.64 | 2.1 | 9.8 | 7.5
Live | 217642510 |  | 12.4 | 18.5 | 23200 | 22000 | 17800 | 3.64 | 2.5 | 24000 | 3.63 | 2.08 | 9.8 | 7.5
Live | 217642511 |  | 13 | 19.5 | 22800 | 21600 | 17300 | 3.82 | 2.48 | 24000 | 3.59 | 2.1 | 9.8 | 7.5
Live | 217642512 |  | 12.6 | 19.5 | 23200 | 22000 | 17700 | 3.7 | 2.5 | 24000 | 3.64 | 2.1 | 9.8 | 7.5
Live | 217642513 |  | 12.4 | 16.5 | 23200 | 22000 | 17800 | 3.64 | 2.48 | 24000 | 3.61 | 2.08 | 9.6 | 7.5
Live | 217642514 |  | 13 | 19 | 23000 | 21800 | 17500 | 3.81 | 2.48 | 24000 | 3.61 | 2.1 | 9.8 | 7.5
Live | 217642515 |  | 13 | 19 | 23200 | 21800 | 17400 | 3.82 | 2.5 | 24000 | 3.64 | 2.1 | 9.8 | 7.5
Live | 217642516 |  | 13 | 19 | 23000 | 21600 | 17400 | 3.81 | 2.48 | 24000 | 3.61 | 2.1 | 9.8 | 7.5
Live | 217642517 |  | 13 | 19 | 23200 | 21800 | 17400 | 3.82 | 2.5 | 24000 | 3.64 | 2.1 | 9.8 | 7.5
Live | 217642518 |  | 12.4 | 18.5 | 23200 | 22000 | 17800 | 3.64 | 2.5 | 24000 | 3.61 | 2.08 | 9.8 | 7.5
Live | 217642519 |  | 12.8 | 19 | 23400 | 22000 | 17700 | 3.75 | 2.52 | 24000 | 3.68 | 2.1 | 9.8 | 7.8
Live | 217642520 |  | 12.8 | 19.5 | 23000 | 21600 | 17400 | 3.74 | 2.48 | 24000 | 3.61 | 2.1 | 9.5 | 7.5
Live | 217642521 |  | 12.4 | 17 | 23800 | 22000 | 18100 | 3.63 | 2.48 | 24000 | 3.55 | 2.12 | 9 | 7.5
Live | 217642522 |  | 11.2 | 16.5 | 33400 | 27800 | 21800 | 3.28 | 2.22 | 30600 | 3.32 | 2.04 | 8.5 | 7
Live | 217642524 |  | 11.2 | 16 | 33400 | 27800 | 21800 | 3.28 | 2.22 | 30800 | 3.34 | 2.04 | 8.5 | 7
Live | 217642525 |  | 11.7 | 17 | 33800 | 27800 | 21600 | 3.43 | 2.26 | 30600 | 3.44 | 2.08 | 8.5 | 7.1
Live | 217642526 |  | 11.7 | 17.5 | 33800 | 27600 | 21600 | 3.43 | 2.26 | 30400 | 3.41 | 2.08 | 8.5 | 7.1
Live | 217642527 |  | 11.7 | 17.5 | 33800 | 27600 | 21600 | 3.43 | 2.26 | 30400 | 3.41 | 2.08 | 8.5 | 7.1
Live | 217642528 |  | 12.2 | 20 | 34800 | 29000 | 23800 | 3.58 | 2.34 | 31800 | 3.76 | 2.08 | 9 | 7.3
Live | 217642529 |  | 11.2 | 18 | 34000 | 28200 | 22000 | 3.28 | 2.24 | 31000 | 3.4 | 2.06 | 8.5 | 7.1
Live | 217642530 |  | 11.5 | 18 | 33200 | 27600 | 21400 | 3.37 | 2.2 | 30200 | 3.31 | 2.04 | 8.5 | 6.9
Live | 217642531 |  | 11.2 | 18 | 33600 | 28000 | 21800 | 3.28 | 2.22 | 30800 | 3.34 | 2.04 | 8.5 | 7
Live | 217642532 |  | 11.2 | 18 | 33600 | 28000 | 21800 | 3.28 | 2.22 | 30800 | 3.34 | 2.04 | 8.5 | 7
Live | 217642533 |  | 11.5 | 16.5 | 33600 | 27800 | 21800 | 3.37 | 2.22 | 30600 | 3.36 | 2.04 | 8.5 | 7
Live | 217642534 |  | 11.5 | 18 | 33800 | 28000 | 21800 | 3.37 | 2.24 | 30600 | 3.38 | 2.06 | 8.5 | 7.1
Live | 217642535 |  | 11.5 | 18 | 33800 | 28000 | 21800 | 3.37 | 2.24 | 30600 | 3.38 | 2.06 | 8.5 | 7.1
Live | 217642536 |  | 11.2 | 17 | 33600 | 28000 | 22000 | 3.28 | 2.22 | 30800 | 3.36 | 2.04 | 8.5 | 7
Live | 217642537 |  | 11.2 | 17.5 | 33600 | 28000 | 21800 | 3.28 | 2.24 | 30800 | 3.36 | 2.06 | 8.5 | 7
Live | 217642539 |  | 11.5 | 18 | 45000 | 38000 | 33600 | 3.37 | 2.14 | 43500 | 2.98 | 1.94 | 7.8 | 6.7
Live | 217642541 |  | 12 | 19 | 46000 | 38000 | 33200 | 3.52 | 2.22 | 43500 | 3.04 | 1.98 | 8.2 | 6.8
Live | 217642542 |  | 12 | 19 | 46000 | 38000 | 33200 | 3.52 | 2.22 | 43500 | 3.04 | 1.98 | 8.2 | 6.8
Live | 217642545 |  | 12 | 19 | 46500 | 38500 | 31200 | 3.51 | 2.34 | 45000 | 3.22 | 2.1 | 8.5 | 7.1
Live | 217642546 |  | 11.7 | 19.5 | 47000 | 38000 | 34400 | 3.43 | 2.46 | 44000 | 3.4 | 2.18 | 8.5 | 7.3
Live | 217642549 |  | 11.7 | 19.5 | 47000 | 38000 | 34800 | 3.43 | 2.44 | 44000 | 3.4 | 2.2 | 9 | 7.4
Live | 217642550 |  | 11.7 | 19.5 | 47500 | 40500 | 34800 | 3.43 | 2.36 | 47500 | 3.42 | 2.12 | 9.6 | 7.5
Live | 217642551 |  | 12.2 | 19.5 | 47500 | 39500 | 34000 | 3.58 | 2.38 | 46500 | 3.44 | 2.14 | 9.6 | 7.5
Live | 217642552 |  | 12 | 19.5 | 47000 | 39500 | 34000 | 3.51 | 2.34 | 46500 | 3.4 | 2.12 | 9.5 | 7.5
Live | 217642553 |  | 12 | 20 | 47500 | 40000 | 34400 | 3.52 | 2.4 | 47000 | 3.46 | 2.14 | 9.6 | 7.5
Live | 217642554 |  | 12 | 20 | 47500 | 40000 | 34400 | 3.52 | 2.4 | 47000 | 3.46 | 2.14 | 9.6 | 7.5
Live | 217642555 |  | 12 | 19.5 | 47000 | 39500 | 34200 | 3.51 | 2.34 | 46500 | 3.4 | 2.12 | 9.5 | 7.5
Live | 217642556 |  | 12 | 19 | 47000 | 39500 | 34000 | 3.51 | 2.36 | 46500 | 3.4 | 2.12 | 9.5 | 7.5
Live | 217642557 |  | 12 | 20 | 47000 | 39500 | 34000 | 3.51 | 2.36 | 47500 | 3.42 | 2.12 | 9 | 7.4
Live | 217642558 |  | 13 | 20.5 | 24000 | 21600 | 17800 | 3.8 | 2.54 | 24000 | 3.72 | 2.16 | 8.5 | 7.5
Live | 217642559 |  | 11.5 | 18.5 | 34000 | 28000 | 22000 | 3.37 | 2.26 | 30800 | 3.42 | 2.06 | 8.5 | 7.1
Live | 217642560 |  | 11.5 | 18.5 | 34000 | 28000 | 22000 | 3.37 | 2.26 | 30800 | 3.42 | 2.06 | 8.5 | 7.1
Live | 217642561 |  | 11.7 | 19.5 | 34400 | 29400 | 24400 | 3.43 | 2.32 | 32200 | 3.66 | 2.06 | 8.5 | 7.4
Live | 217642562 |  | 11.2 | 18 | 34000 | 28200 | 22200 | 3.28 | 2.26 | 31000 | 3.42 | 2.06 | 8.5 | 7.1
Live | 217642563 |  | 12 | 19.5 | 34600 | 29200 | 24200 | 3.52 | 2.32 | 32000 | 3.71 | 2.06 | 8.5 | 7.2
Live | 217642564 |  | 11.5 | 17.5 | 46500 | 40000 | 34600 | 3.37 | 2.3 | 47000 | 3.36 | 2.08 | 9 | 7.4
Live | 217642580 |  | 11.2 | 15.2 | 32800 | 31000 | 22600 | 3.28 | 2.34 | 31400 | 3.57 | 1.92 | 9.4 | 7.3
Live | 217642581 |  | 11.5 | 15.5 | 33000 | 30800 | 22400 | 3.37 | 2.36 | 31400 | 3.62 | 1.94 | 9.6 | 7.4
Live | 217642582 |  | 11.5 | 15.5 | 33000 | 30800 | 22400 | 3.37 | 2.36 | 31400 | 3.62 | 1.94 | 9.6 | 7.4
Live | 217642583 |  | 11.7 | 15.2 | 33600 | 26600 | 21400 | 3.43 | 2.5 | 32000 | 3.59 | 2.06 | 9.4 | 7.4
Live | 217642584 |  | 11.7 | 15.2 | 33600 | 26600 | 21400 | 3.43 | 2.5 | 32000 | 3.59 | 2.06 | 9.4 | 7.4
Live | 217642586 |  | 10.5 | 17.5 | 52000 | 42500 | 32800 | 3.08 | 2.36 | 54500 | 2.96 | 2.14 | 8.5 | 6.9
Live | 217642587 |  | 11 | 18.5 | 53000 | 43000 | 32800 | 3.22 | 2.4 | 54500 | 3.02 | 2.16 | 8.5 | 7
Live | 217642588 |  | 11 | 18.5 | 53000 | 43000 | 32800 | 3.22 | 2.38 | 54500 | 3 | 2.16 | 8.5 | 7
Live | 217642589 |  | 11 | 18 | 52500 | 42500 | 32600 | 3.23 | 2.4 | 54500 | 3 | 2.16 | 8.5 | 7
Live | 217642590 |  | 11 | 18 | 52500 | 42500 | 32600 | 3.23 | 2.4 | 54500 | 3 | 2.16 | 8.5 | 7
Live | 217642591 |  | 10.5 | 18 | 52500 | 43000 | 32800 | 3.08 | 2.38 | 54500 | 2.98 | 2.14 | 8.5 | 7
Live | 217642593 |  | 13 | 19 | 23600 | 19200 | 14200 | 3.8 | 2.28 | 24600 | 3.22 | 1.76 | 8.5 | 6.7
Live | 217642595 |  | 13 | 18 | 24000 | 19200 | 14200 | 3.8 | 2.28 | 24600 | 3.22 | 1.76 | 8.5 | 6.7
Live | 217642596 |  | 13 | 19 | 23600 | 19200 | 14200 | 3.8 | 2.28 | 24600 | 3.22 | 1.76 | 8.5 | 6.7
Live | 217642597 |  | 11.5 | 16 | 22600 | 20000 | 16700 | 3.36 | 2.32 | 27000 | 3.32 | 1.98 | 8.2 | 6.9
Live | 217642598 |  | 11.7 | 16 | 22800 | 21200 | 17500 | 3.43 | 2.32 | 24600 | 3.34 | 1.98 | 8.5 | 7.2
Live | 217642599 |  | 12 | 16 | 23400 | 21800 | 18100 | 3.52 | 2.24 | 25400 | 3.18 | 1.94 | 8.2 | 6.9
Live | 217642600 |  | 11.2 | 15.5 | 21600 | 21400 | 17500 | 3.28 | 2.36 | 25000 | 3.41 | 2 | 8.5 | 7.2
Live | 217642601 |  | 13 | 20 | 24000 | 21200 | 17300 | 3.8 | 2.46 | 25200 | 3.64 | 2.1 | 9.8 | 7.5
Live | 217642602 |  | 13 | 19.5 | 24000 | 21200 | 17300 | 3.8 | 2.5 | 25400 | 3.72 | 2.12 | 10.2 | 7.8
Live | 217642603 |  | 12.5 | 18 | 23200 | 19500 | 16200 | 3.66 | 2.38 | 26400 | 3.42 | 2.04 | 8.5 | 7
Live | 217642604 |  | 12.5 | 18.5 | 23600 | 19700 | 16300 | 3.66 | 2.4 | 26800 | 3.46 | 2.02 | 8.5 | 7
Live | 217642605 |  | 12.5 | 17.5 | 23600 | 19800 | 16400 | 3.66 | 2.38 | 26800 | 3.44 | 2.02 | 8.5 | 7
Live | 217642606 |  | 12.5 | 20 | 23400 | 19700 | 16300 | 3.67 | 2.4 | 26800 | 3.46 | 2 | 8.5 | 7.1
Live | 217642609 |  | 12.5 | 19.5 | 23400 | 19600 | 16200 | 3.67 | 2.4 | 26600 | 3.5 | 2.02 | 8.5 | 7.1
Live | 217642610 |  | 12.5 | 16.5 | 23800 | 21000 | 17300 | 3.67 | 2.4 | 24400 | 3.51 | 2.04 | 9 | 7.3
Live | 217642611 |  | 12.5 | 18.5 | 23200 | 19700 | 16300 | 3.66 | 2.4 | 26800 | 3.48 | 2.02 | 8.5 | 7
Live | 217642612 |  | 13 | 19 | 23800 | 20600 | 16900 | 3.81 | 2.42 | 24000 | 3.53 | 2.06 | 9 | 7.4
Live | 217642613 |  | 11.5 | 16.5 | 22600 | 20200 | 16800 | 3.36 | 2.32 | 27400 | 3.35 | 1.98 | 8.2 | 6.9
Live | 217642614 |  | 13 | 19 | 23800 | 20600 | 16900 | 3.81 | 2.42 | 24000 | 3.53 | 2.06 | 9 | 7.4
Live | 217642615 |  | 12.5 | 18.5 | 23800 | 21000 | 17300 | 3.67 | 2.4 | 24400 | 3.51 | 2.04 | 9 | 7.4
Live | 217642616 |  | 13 | 18.5 | 23800 | 20800 | 17100 | 3.81 | 2.42 | 24400 | 3.56 | 2.06 | 9 | 7.4
Live | 217642617 |  | 13 | 19.5 | 23600 | 20600 | 16900 | 3.8 | 2.4 | 24000 | 3.5 | 2.04 | 9 | 7.2
Live | 217642618 |  | 13 | 19.5 | 23200 | 20800 | 17200 | 3.82 | 2.42 | 24400 | 3.54 | 2.04 | 9 | 7.4
Live | 217642621 |  | 13 | 20 | 23600 | 20800 | 17000 | 3.8 | 2.44 | 24200 | 3.6 | 2.06 | 9.4 | 7.5
Live | 217642622 |  | 13 | 20 | 23800 | 21200 | 17500 | 3.81 | 2.26 | 24800 | 3.27 | 1.96 | 8.5 | 7
Live | 217642623 |  | 13 | 20 | 23800 | 21200 | 17500 | 3.81 | 2.26 | 24800 | 3.27 | 1.96 | 8.5 | 7
Live | 217642624 |  | 13 | 20 | 24000 | 21400 | 17600 | 3.8 | 2.28 | 24800 | 3.3 | 1.98 | 8.5 | 7
Live | 217642625 |  | 12 | 18.5 | 22600 | 21000 | 17100 | 3.52 | 2.44 | 24600 | 3.6 | 2.06 | 9 | 7.4
Live | 217642626 |  | 12 | 18.5 | 22600 | 21000 | 17100 | 3.52 | 2.44 | 24600 | 3.6 | 2.06 | 9 | 7.4
Live | 217642627 |  | 12.5 | 20.5 | 22200 | 20600 | 16700 | 3.66 | 2.42 | 24200 | 3.55 | 2.04 | 9 | 7.3
Live | 217642628 |  | 12 | 19.5 | 22800 | 21000 | 17200 | 3.52 | 2.46 | 24600 | 3.62 | 2.06 | 9 | 7.4
Live | 217642629 |  | 12.5 | 18 | 22400 | 20800 | 16900 | 3.67 | 2.44 | 24200 | 3.56 | 2.04 | 9 | 7.4
Live | 217642630 |  | 12.5 | 18.5 | 22200 | 20600 | 16800 | 3.66 | 2.42 | 24200 | 3.56 | 2.04 | 9 | 7.4
Live | 217642631 |  | 12.5 | 20 | 22400 | 21000 | 17100 | 3.67 | 2.48 | 24600 | 3.64 | 2.06 | 9 | 7.5
Live | 217642632 |  | 11.2 | 19 | 32600 | 27200 | 22600 | 3.28 | 3.24 | 33200 | 3.41 | 2.26 | 10.4 | 8.1
Live | 217642633 |  | 11.2 | 18 | 33200 | 27200 | 22800 | 3.29 | 3.25 | 33600 | 3.5 | 2.26 | 10.4 | 8.1
Live | 217642634 |  | 11.5 | 19 | 32600 | 27000 | 22400 | 3.38 | 3.26 | 33000 | 3.42 | 2.26 | 10.4 | 8.1
Live | 217642635 |  | 11.5 | 19 | 33000 | 27200 | 22400 | 3.37 | 3.28 | 33200 | 3.46 | 2.26 | 10.4 | 8.1
Live | 217642636 |  | 11.5 | 19 | 33000 | 27200 | 22400 | 3.37 | 3.28 | 33200 | 3.46 | 2.26 | 10.4 | 8.1
Live | 217642637 |  | 11.2 | 18 | 32800 | 27200 | 22600 | 3.28 | 3.24 | 33400 | 3.43 | 2.24 | 10.4 | 8.1
Live | 217642638 |  | 11.5 | 18.5 | 32800 | 27200 | 22600 | 3.37 | 3.25 | 33200 | 3.46 | 2.26 | 10.4 | 8.1
Live | 217642639 |  | 11 | 18.5 | 32000 | 30000 | 18400 | 3.22 | 2.68 | 32000 | 3.33 | 2.22 | 8.8 | 7.2
Live | 217642640 |  | 11.5 | 16 | 32600 | 27000 | 22400 | 3.38 | 3.24 | 33200 | 3.41 | 2.26 | 10.2 | 8
Live | 217642643 |  | 11.7 | 17 | 33000 | 27000 | 22400 | 3.43 | 3.3 | 33000 | 3.5 | 2.28 | 10.4 | 8.1
Live | 217642644 |  | 11.5 | 18.5 | 33000 | 27200 | 22600 | 3.37 | 3.28 | 33400 | 3.5 | 2.28 | 10.4 | 8.1
Live | 217642645 |  | 11.5 | 18.5 | 33000 | 27200 | 22600 | 3.37 | 3.28 | 33400 | 3.5 | 2.28 | 10.4 | 8.1
Live | 217642646 |  | 11.7 | 17 | 32800 | 27000 | 22400 | 3.43 | 3.32 | 33000 | 3.5 | 2.28 | 10.4 | 8.1
Live | 217642647 |  | 11.7 | 17 | 32800 | 27000 | 22400 | 3.43 | 3.32 | 33000 | 3.5 | 2.28 | 10.4 | 8.1
Live | 217642648 |  | 11.2 | 18 | 33000 | 27400 | 22600 | 3.28 | 3.26 | 33400 | 3.48 | 2.26 | 10.4 | 8.1
Live | 217642649 |  | 11.2 | 17 | 33000 | 27400 | 22600 | 3.28 | 3.26 | 33400 | 3.48 | 2.26 | 10 | 7.8
Live | 217642650 |  | 11.2 | 19 | 33000 | 27600 | 23000 | 3.28 | 3.26 | 33800 | 3.53 | 2.26 | 10.4 | 8.2
Live | 217642653 |  | 11.5 | 19 | 33000 | 27600 | 22800 | 3.37 | 3.27 | 33800 | 3.53 | 2.28 | 10.4 | 8.2
Live | 217642654 |  | 11.5 | 17 | 33600 | 28400 | 19200 | 3.37 | 2.44 | 34000 | 3.32 | 2.34 | 9 | 7.2
Live | 217642655 |  | 11.5 | 17.5 | 33600 | 28200 | 19100 | 3.37 | 2.44 | 33800 | 3.32 | 2.34 | 9 | 7.2
Live | 217642656 |  | 11 | 16 | 33000 | 27800 | 22400 | 3.22 | 2.28 | 30600 | 3.2 | 2.42 | 9 | 7.3
Live | 217642658 |  | 11 | 18 | 34000 | 28800 | 19500 | 3.22 | 2.4 | 34400 | 3.26 | 2.26 | 9 | 7.2
Live | 217642661 |  | 11 | 17 | 33200 | 27600 | 22400 | 3.22 | 2.32 | 30600 | 3.3 | 2.46 | 9 | 7.4
Live | 217642662 |  | 11.2 | 17.5 | 32400 | 30600 | 24000 | 3.29 | 2.22 | 31600 | 3.26 | 1.94 | 8.5 | 7.2
Live | 217642663 |  | 11.2 | 17.5 | 32400 | 30600 | 24000 | 3.29 | 2.22 | 31600 | 3.26 | 1.94 | 8.5 | 7.2
Live | 217642664 |  | 11.7 | 17 | 34200 | 28400 | 19200 | 3.43 | 2.48 | 34200 | 3.4 | 2.36 | 9 | 7.2
Live | 217642665 |  | 11.2 | 18.5 | 33000 | 31000 | 24200 | 3.28 | 2.26 | 32000 | 3.34 | 1.96 | 9 | 7.2
Live | 217642666 |  | 11.5 | 18 | 33400 | 27800 | 22600 | 3.38 | 2.32 | 30800 | 3.29 | 2.44 | 9 | 7.4
Live | 217642667 |  | 11.5 | 18 | 32400 | 30600 | 23800 | 3.37 | 2.22 | 31600 | 3.28 | 1.94 | 8.5 | 7.1
Live | 217642668 |  | 11.7 | 17.5 | 33800 | 28200 | 19100 | 3.43 | 2.44 | 33800 | 3.32 | 2.36 | 9 | 7.2
Live | 217642669 |  | 11.5 | 18 | 32600 | 30600 | 24000 | 3.38 | 2.24 | 31600 | 3.32 | 1.96 | 8.5 | 7.2
Live | 217642670 |  | 11.5 | 18 | 33400 | 27800 | 22600 | 3.38 | 2.32 | 30800 | 3.29 | 2.44 | 9 | 7.4
Live | 217642671 |  | 11.5 | 18 | 32600 | 30600 | 24000 | 3.38 | 2.24 | 31600 | 3.32 | 1.96 | 8.5 | 7.2
Live | 217642672 |  | 11.2 | 17.5 | 32600 | 30800 | 24000 | 3.28 | 2.22 | 31800 | 3.28 | 1.94 | 8.8 | 7.2
Live | 217642673 |  | 11.7 | 17 | 33200 | 27800 | 22200 | 3.43 | 2.32 | 30400 | 3.3 | 2.46 | 9 | 7.4
Live | 217642674 |  | 11.2 | 17.5 | 32600 | 30600 | 24000 | 3.28 | 2.24 | 31600 | 3.3 | 1.96 | 8.8 | 7.2
Live | 217642675 |  | 11.7 | 17 | 33200 | 27800 | 22200 | 3.43 | 2.32 | 30400 | 3.3 | 2.46 | 9 | 7.4
Live | 217642676 |  | 11.2 | 19 | 34000 | 28800 | 19500 | 3.28 | 2.42 | 34600 | 3.3 | 2.28 | 9.2 | 7.3
Live | 217642677 |  | 11.2 | 18 | 33400 | 28000 | 22600 | 3.28 | 2.3 | 31000 | 3.28 | 2.42 | 9 | 7.4
Live | 217642678 |  | 11.2 | 16 | 32400 | 30800 | 22200 | 3.29 | 2.3 | 31200 | 3.52 | 1.9 | 9.4 | 7.3
Live | 217642679 |  | 11.2 | 17 | 33400 | 28000 | 22600 | 3.28 | 2.3 | 31000 | 3.28 | 2.42 | 8.5 | 7.2
Live | 217642680 |  | 11.2 | 18.5 | 34000 | 28800 | 19500 | 3.28 | 2.42 | 34600 | 3.32 | 2.28 | 9.2 | 7.3
Live | 217642681 |  | 11.2 | 18.5 | 33400 | 28200 | 22800 | 3.28 | 2.32 | 31400 | 3.3 | 2.42 | 9 | 7.5
Live | 217642684 |  | 11 | 19 | 33400 | 28200 | 22800 | 3.22 | 2.32 | 31200 | 3.33 | 2.44 | 9.4 | 7.5
Live | 217642685 |  | 11.5 | 16 | 32600 | 30600 | 22000 | 3.38 | 2.32 | 31000 | 3.56 | 1.92 | 9.4 | 7.3
Live | 217642686 |  | 11.2 | 17 | 33000 | 31000 | 22400 | 3.28 | 2.36 | 31400 | 3.64 | 1.94 | 9.2 | 7.3
Live | 217642687 |  | 11.2 | 17.5 | 32800 | 31200 | 22600 | 3.28 | 2.36 | 31600 | 3.62 | 1.94 | 9.6 | 7.4
Live | 217642690 |  | 11.2 | 18.5 | 32800 | 31200 | 22600 | 3.28 | 2.36 | 31800 | 3.6 | 1.92 | 9.6 | 7.5
Live | 217642691 |  | 11.2 | 18 | 32800 | 31200 | 22600 | 3.28 | 2.36 | 31600 | 3.62 | 1.94 | 9.6 | 7.5
Live | 217642692 |  | 11.2 | 17.5 | 32800 | 31200 | 22600 | 3.28 | 2.36 | 31600 | 3.62 | 1.94 | 9.6 | 7.4
Live | 217642693 |  | 11.5 | 18 | 32800 | 31200 | 22600 | 3.37 | 2.36 | 31600 | 3.65 | 1.94 | 9.6 | 7.5
Live | 217642694 |  | 11.7 | 16.5 | 33800 | 26800 | 21400 | 3.43 | 2.52 | 32200 | 3.62 | 2.04 | 9 | 7.3
Live | 217642695 |  | 11.7 | 16.5 | 33600 | 27000 | 21600 | 3.43 | 2.5 | 32400 | 3.6 | 2.04 | 9.6 | 7.4
Live | 217642697 |  | 11.7 | 17.5 | 33400 | 27000 | 21600 | 3.43 | 2.5 | 32400 | 3.58 | 2.04 | 9.6 | 7.4
Live | 217642698 |  | 11.5 | 17 | 33400 | 27000 | 21600 | 3.38 | 2.5 | 32400 | 3.6 | 2.04 | 9.6 | 7.4
Live | 217642699 |  | 11.7 | 17 | 33600 | 27000 | 21600 | 3.43 | 2.52 | 32400 | 3.62 | 2.04 | 9.6 | 7.4
Live | 217642701 |  | 11.7 | 16.5 | 33600 | 27000 | 21600 | 3.43 | 2.5 | 32400 | 3.6 | 2.04 | 9.4 | 7.4
Live | 217642702 |  | 11 | 16 | 45000 | 37200 | 34000 | 3.22 | 2.24 | 44500 | 3.16 | 2.02 | 8.2 | 7.1
Live | 217642703 |  | 11 | 17 | 46000 | 39000 | 32600 | 3.23 | 2.42 | 51000 | 3.16 | 2.04 | 8.1 | 6.9
Live | 217642704 |  | 11.5 | 18.5 | 46000 | 36800 | 33400 | 3.37 | 2.24 | 43500 | 3.16 | 2.02 | 8.5 | 7.1
Live | 217642705 |  | 11.5 | 18 | 45500 | 36600 | 33400 | 3.37 | 2.24 | 43000 | 3.16 | 2.02 | 8.5 | 7.1
Live | 217642706 |  | 11.7 | 19 | 45500 | 36400 | 33200 | 3.43 | 2.26 | 43500 | 3.22 | 2.04 | 8.5 | 7.1
Live | 217642707 |  | 11.7 | 19 | 45500 | 36400 | 33200 | 3.43 | 2.26 | 43500 | 3.22 | 2.04 | 8.5 | 7.1
Live | 217642708 |  | 11.7 | 19 | 46000 | 36400 | 33200 | 3.43 | 2.28 | 44000 | 3.24 | 2.04 | 8.1 | 7
Live | 217642709 |  | 11.7 | 19.5 | 46000 | 36600 | 33200 | 3.43 | 2.28 | 44000 | 3.22 | 2.04 | 8.5 | 7.1
Live | 217642712 |  | 11.7 | 20 | 46000 | 36600 | 33400 | 3.43 | 2.26 | 43500 | 3.2 | 2.04 | 8.5 | 7.1
Live | 217642713 |  | 11.7 | 19.5 | 46000 | 36600 | 33400 | 3.43 | 2.26 | 43500 | 3.22 | 2.04 | 8.5 | 7.1
Live | 217642714 |  | 11.7 | 20 | 46000 | 36600 | 33200 | 3.43 | 2.28 | 43500 | 3.22 | 2.04 | 8.5 | 7.1
Live | 217642715 |  | 11.7 | 20.5 | 46500 | 39000 | 32400 | 3.43 | 2.4 | 50500 | 3.16 | 2.02 | 8.2 | 6.9
Live | 217642716 |  | 11.7 | 20.5 | 46500 | 39000 | 32400 | 3.43 | 2.42 | 50500 | 3.16 | 2.04 | 8.2 | 6.9
Live | 217642717 |  | 11.2 | 19 | 32600 | 27200 | 22600 | 3.28 | 3.24 | 33200 | 3.41 | 2.26 | 10.4 | 8.1
Live | 217642718 |  | 10.5 | 14.7 | 32000 | 27800 | 23000 | 3.07 | 3.15 | 33800 | 3.34 | 2.2 | 9.8 | 7.8
Live | 217642719 |  | 10.5 | 14.7 | 32000 | 27800 | 23000 | 3.07 | 3.15 | 33800 | 3.34 | 2.2 | 9.8 | 7.8
Live | 217642720 |  | 10.5 | 15.5 | 32600 | 28800 | 19600 | 3.08 | 2.38 | 34400 | 3.18 | 2.26 | 8.5 | 7.1
Live | 217642721 |  | 10.5 | 14.7 | 31800 | 28200 | 22800 | 3.08 | 2.24 | 30800 | 3.1 | 2.36 | 8.5 | 7.3
Live | 217642722 |  | 10.5 | 14.3 | 31200 | 31000 | 24400 | 3.08 | 2.18 | 31800 | 3.16 | 1.92 | 8.5 | 7.1
Live | 217642723 |  | 10.5 | 15.5 | 32600 | 28800 | 19600 | 3.08 | 2.38 | 34400 | 3.18 | 2.26 | 8.5 | 7.1
Live | 217642724 |  | 11.5 | 14.7 | 33400 | 26800 | 21400 | 3.38 | 2.48 | 32200 | 3.53 | 2.04 | 9.4 | 7.3
Live | 217642726 |  | 12.5 | 20.5 | 47500 | 37800 | 33000 | 3.66 | 2.44 | 45000 | 3.46 | 2.14 | 9 | 7.4
Live | 217643000 |  | 12 | 20 | 60000 | 72500 | 62000 | 3.52 | 2.35 | 66000 | 4.1 | 2 | 10.9 | 9
Live | 217643001 |  | 9.4 | 16.4 | 60000 | 72500 | 60000 | 2.76 | 2.1 | 66000 | 3.3 | 1.8 | 10 | 8.5
Live | 217643002 |  | 10.7 | 18.2 | 60000 | 72500 | 61000 | 3.13 | 2.3 | 66000 | 3.7 | 1.9 | 10.45 | 8.75
Live | 217643028 |  | 14.2 | 25 | 12300 | 11400 | 10000 | 3.31 | 2.16 | 14300 | 2.76 | 1.95 | 9.6 | 6.8
Live | 217643030 |  | 13 | 23 | 15700 | 12000 | 10000 | 3.17 | 2.2 | 15000 | 3.79 | 1.9 | 9.5 | 8
Live | 217643031 |  | 11.25 | 21 | 42200 | 26600 | 22000 | 3.09 | 2.4 | 37400 | 3.65 | 1.8 | 8.5 | 7.5
Live | 217643032 |  | 12.8 | 21.5 | 21496 | 16000 | 15800 | 3.09 | 2.08 | 21496 | 3.41 | 1.9 | 9.5 | 8
Live | 217643256 |  | 11.5 | 18 | 27000 | 28000 | 19500 | 3.32 | 2.47 | 28200 | 3.42 | 2.14 | 8.3 | 6
Live | 217643257 |  | 11.5 | 19 | 53500 | 45000 | 40000 | 3.32 | 2.4 | 55000 | 3.37 | 2.24 | 9.5 | 6.5
Live | 217643258 |  | 12 | 18 | 34500 | 29600 | 34000 | 3.17 | 2.47 | 34400 | 3.2 | 2 | 10 | 7
Live | 217643259 |  | 11.7 | 18.5 | 53000 | 47300 | 54000 | 3.08 | 2.64 | 54400 | 3.33 | 2.1 | 10.5 | 7
Live | 217643260 |  | 11.7 | 19 | 34000 | 32600 | 21600 | 3.25 | 2.4 | 34500 | 3.47 | 2 | 8.3 | 6
Live | 217643261 |  | 12.5 | 18 | 24000 | 21600 | 24000 | 3.52 | 2.67 | 25400 | 3.54 | 2 | 10 | 7
Live | 217643262 |  | 12 | 19 | 48000 | 41500 | 48000 | 3.37 | 2.84 | 48400 | 3.33 | 2 | 10 | 7
Live | 217643263 |  | 11.7 | 18.5 | 24000 | 24000 | 19000 | 3.4 | 2.43 | 24800 | 3.48 | 1.75 | 8.3 | 6
Live | 217643264 |  | 11.7 | 20 | 48000 | 40400 | 36000 | 3.28 | 2.65 | 48800 | 3.27 | 2.18 | 9.5 | 6.5
Live | 217650110 |  | 12.3 | 22.1 | 13800 | 10000 | 8600 | 3.43 | 2.59 | 15300 | 3.42 | 2.47 | 10 | 7.8
Live | 217650111 |  | 13 | 23 | 13900 | 11900 | 11500 | 3.31 | 1.95 | 15200 | 3.25 | 1.99 | 10 | 8
Live | 217650520 |  | 11.7 | 15.4 | 21600 | 13650 | 12000 | 3.07 | 2.33 | 21600 | 3.46 | 1.95 | 9.2 | 9.15
Live | 217650521 |  | 11.7 | 15.4 | 21600 | 13650 | 12000 | 3.07 | 2.33 | 21600 | 3.46 | 1.95 | 9.2 | 9.15
Live | 217650522 |  | 11.7 | 15.4 | 21600 | 13650 | 12000 | 3.07 | 2.33 | 21600 | 3.46 | 1.95 | 9.2 | 9.15
Live | 217650523 |  | 11.7 | 15.4 | 21600 | 13650 | 12000 | 3.07 | 2.33 | 21600 | 3.46 | 1.95 | 9.2 | 9.15
Live | 217650524 |  | 11.7 | 15.4 | 21600 | 13650 | 12000 | 3.07 | 2.33 | 21600 | 3.46 | 1.95 | 9.2 | 9.15
Live | 217650525 |  | 11.7 | 15.4 | 21600 | 13650 | 12000 | 3.07 | 2.33 | 21600 | 3.46 | 1.95 | 9.2 | 9.15
Live | 217650526 |  | 11.7 | 15.4 | 21600 | 13650 | 12000 | 3.07 | 2.33 | 21600 | 3.46 | 1.95 | 9.2 | 9.15
Live | 217650527 |  | 11.7 | 15.4 | 21600 | 13650 | 12000 | 3.07 | 2.33 | 21600 | 3.46 | 1.95 | 9.2 | 9.15
Live | 217650528 |  | 11.7 | 15.4 | 21600 | 13650 | 12000 | 3.07 | 2.33 | 21600 | 3.46 | 1.95 | 9.2 | 9.15
Live | 217650529 |  | 11.7 | 15.4 | 21600 | 13650 | 12000 | 3.07 | 2.33 | 21600 | 3.46 | 1.95 | 9.2 | 9.15
Live | 217650530 |  | 11.7 | 15.4 | 21600 | 13650 | 12000 | 3.07 | 2.33 | 21600 | 3.46 | 1.95 | 9.2 | 9.15
Live | 217650531 |  | 11.7 | 15.4 | 21600 | 13650 | 12000 | 3.07 | 2.33 | 21600 | 3.46 | 1.95 | 9.2 | 9.15
Live | 217650532 |  | 11.7 | 15.4 | 21600 | 13650 | 12000 | 3.07 | 2.33 | 21600 | 3.46 | 1.95 | 9.2 | 9.15
Live | 217650533 |  | 11.7 | 15.4 | 21600 | 13650 | 12000 | 3.07 | 2.33 | 21600 | 3.46 | 1.95 | 9.2 | 9.15
Live | 217650534 |  | 11.7 | 15.4 | 21600 | 13650 | 12000 | 3.07 | 2.33 | 21600 | 3.46 | 1.95 | 9.2 | 9.15
Live | 217650535 |  | 11.7 | 15.4 | 21600 | 13650 | 12000 | 3.07 | 2.33 | 21600 | 3.46 | 1.95 | 9.2 | 9.15
Live | 217656101 |  | 10.2 | 16 | 21600 | 13400 | 10800 | 3.17 | 2.65 | 22000 | 3.58 | 1.8 | 8.6 | 6.9
Live | 217656102 |  | 10.2 | 16 | 21600 | 13400 | 10800 | 3.17 | 2.65 | 22000 | 3.58 | 1.8 | 8.6 | 6.9
Live | 217656103 |  | 10 | 16 | 27600 | 19700 | 19000 | 2.8 | 2.66 | 27000 | 2.73 | 1.8 | 9 | 7
Live | 217656104 |  | 10 | 16 | 27600 | 19700 | 19000 | 2.8 | 2.66 | 27000 | 3.03 | 1.8 | 9 | 7
Live | 217656105 |  | 10 | 15.5 | 30000 | 19800 | 19000 | 2.8 | 2.08 | 29000 | 3.2 | 1.8 | 8.1 | 6.5
Live | 217656106 |  | 10 | 15.8 | 33700 | 25000 | 19000 | 3.05 | 2.5 | 30000 | 3.12 | 1.9 | 8.2 | 6.6
Live | 217656107 |  | 10 | 15.8 | 33700 | 25000 | 19000 | 3.05 | 2.5 | 30000 | 3.12 | 1.9 | 8.2 | 6.6
Live | 217656108 |  | 10 | 14.9 | 33400 | 26000 | 27600 | 2.52 | 2.18 |  |  | 1.9 | 8.5 | 7.3
Live | 217656109 |  | 9.6 | 14.7 | 38600 | 29600 | 27200 | 2.76 | 2.1 | 41000 | 3.2 | 2 | 8.5 | 6.5
Live | 217656110 |  | 9.6 | 14.7 | 38600 | 29600 | 27200 | 2.76 | 2.1 | 41000 | 3.2 | 2 | 8.5 | 6.5
Live | 217656111 |  | 10 | 15.2 | 49000 | 37800 | 40000 | 2.83 | 2.32 | 50000 | 3.02 | 1.85 | 9 | 7
Live | 217656112 |  | 9.8 | 14.8 | 47000 | 47500 | 38000 | 2.62 | 1.99 | 51000 | 3.07 | 1.75 | 8 | 6.6
Live | 217656113 |  | 8.5 | 14.9 | 51500 | 43000 | 37800 | 2.52 | 1.99 | 50000 | 2.89 | 1.78 | 8.1 | 6.6
Live | 217656114 |  | 8.2 | 14.3 | 50000 | 40500 | 38000 | 2.4 | 1.88 | 50000 | 2.82 | 1.8 | 8.2 | 6.8
Live | 217656115 |  | 11.7 | 16.1 | 22800 | 21000 | 18000 | 3.15 | 2 | 22800 | 3.28 | 2.06 | 9.5 | 7.8
Live | 217656116 |  | 11.7 | 16.1 | 22800 | 21000 | 18000 | 3.15 | 2 | 22800 | 3.28 | 2.06 | 9.5 | 7.8
Live | 217656117 |  | 10 | 16 | 27600 | 22000 | 21000 | 2.8 | 2 | 30000 | 3.03 | 1.8 | 9.5 | 7
Live | 217656118 |  | 10 | 16 | 27600 | 22000 | 21000 | 2.8 | 2 | 30000 | 3.03 | 1.8 | 9.5 | 7
Live | 217656119 |  | 10 | 15.3 | 34800 | 31700 | 30400 | 2.77 | 2 | 35900 | 2.93 | 1.8 | 9.3 | 7.7
Live | 217656120 |  | 11 | 16 | 36000 | 38000 | 32000 | 2.82 | 2.24 | 39000 | 3.28 | 1.85 | 9.6 | 8.2
Live | 217656121 |  | 11 | 16 | 36000 | 38000 | 32000 | 2.82 | 2.24 | 39000 | 3.28 | 1.85 | 9.6 | 8.2
Live | 217656123 |  | 10.7 | 15.8 | 41000 | 39000 | 36000 | 2.66 | 2.18 | 46000 | 2.97 | 1.9 | 9.4 | 7.9
Live | 217656124 |  | 10.7 | 15.8 | 41000 | 39000 | 36000 | 2.66 | 2.18 | 46000 | 2.97 | 1.9 | 9.4 | 7.9
Live | 217656125 |  | 10 | 15.2 | 48000 | 36000 | 42000 | 2.49 | 2.29 | 50000 | 2.76 | 1.85 | 8.8 | 7.4
Live | 217656126 |  | 9.8 | 14.5 | 47000 | 53000 | 40000 | 2.7 | 2.18 | 53000 | 3 | 1.8 | 8.4 | 7.2
Live | 217656127 |  | 10 | 16 | 55000 | 50000 | 45000 | 2.55 | 2.02 | 57000 | 2.55 | 1.8 | 8.5 | 6.9
Live | 217656128 |  | 10 | 15.2 | 53400 | 48000 | 43000 | 2.59 | 2 | 59000 | 2.56 | 1.83 | 8.1 | 6.8
Live | 217656829 |  | 12.5 | 20.6 | 19000 | 18800 | 17500 | 3.28 | 2.05 | 22200 | 3.27 | 1.89 | 12.2 | 9.2
Live | 217656832 |  | 18.1 | 25 | 13000 | 9400 | 8300 | 3.85 | 2.37 | 13800 | 3.58 | 2.41 | 12.5 | 10
Live | 217656841 |  | 12 | 17 | 24000 | 24000 | 22000 | 3.41 | 2.3 | 24000 | 3.4 | 1.8 | 9 | 7.4
Live | 217656842 |  | 10 | 16 | 34000 | 35000 | 28000 | 2.93 | 1.95 | 35000 | 3.1 | 1.8 | 9 | 7.4
Live | 217656843 |  | 10 | 16 | 54000 | 49000 | 41000 | 2.93 | 2.03 | 54000 | 3.1 | 1.8 | 9 | 7.4
Live | 217656844 |  | 11 | 17 | 48000 | 48000 | 39000 | 3.22 | 2.04 | 48000 | 3.4 | 1.8 | 9 | 7.4
Live | 217656845 |  | 12 | 17 | 24000 | 24000 | 22000 | 3.41 | 2.3 | 24000 | 3.4 | 1.8 | 9 | 7.4
Live | 217656846 |  | 10 | 16 | 34000 | 35000 | 28000 | 2.93 | 1.95 | 35000 | 3.1 | 1.8 | 9 | 7.4
Live | 217656847 |  | 11 | 17 | 48000 | 48000 | 39000 | 3.22 | 2.04 | 48000 | 3.4 | 1.8 | 9 | 7.4
Live | 217656848 |  | 10 | 16 | 54000 | 49000 | 41000 | 2.93 | 2.03 | 54000 | 3.1 | 1.8 | 9 | 7.4
Live | 217656849 |  | 11 | 15.2 | 23400 | 20600 | 21600 | 3.19 | 2.08 | 24400 | 3.27 | 1.8 | 8.5 | 7
Live | 217656850 |  | 9.5 | 15.2 | 32600 | 29000 | 26000 | 2.71 | 1.99 | 36000 | 3 | 1.8 | 8.5 | 7
Live | 217656851 |  | 10 | 15.2 | 47900 | 41000 | 33600 | 2.9 | 2.08 | 48000 | 3.1 | 1.8 | 8.5 | 7
Live | 217656852 |  | 9.5 | 15.2 | 51500 | 46700 | 37200 | 2.64 | 2.08 | 53000 | 2.94 | 1.8 | 8.5 | 7
Live | 217656853 |  | 10.6 | 17 | 56000 | 37000 | 45000 | 3.05 | 2.38 | 57000 | 3.18 | 1.8 | 8.3 | 7.32
Live | 217656854 |  | 11 | 17.8 | 47000 | 36000 | 46000 | 3.15 | 2.3 | 47000 | 3.24 | 1.8 | 8.5 | 6.81
Live | 217656855 |  | 11 | 17.8 | 24000 | 23400 | 24000 | 3.17 | 2.26 | 24000 | 3.5 | 1.75 | 8.8 | 6.78
Live | 217656856 |  | 11 | 17.8 | 34400 | 23400 | 26000 | 3.22 | 2.46 | 36000 | 3.4 | 1.75 | 8.8 | 7.77
Live | 217656857 |  | 12 | 17 | 24000 | 24000 | 22000 | 3.41 | 2.3 | 24000 | 3.4 | 1.8 | 9 | 7.4
Live | 217656858 |  | 10 | 16 | 34000 | 35000 | 28000 | 2.93 | 1.95 | 35000 | 3.1 | 1.8 | 9 | 7.4
Live | 217656859 |  | 10 | 16 | 54000 | 49000 | 41000 | 2.93 | 2.03 | 54000 | 3.1 | 1.8 | 9 | 7.4
Live | 217656860 |  | 11 | 17 | 48000 | 48000 | 39000 | 3.22 | 2.04 | 48000 | 3.4 | 1.8 | 9 | 7.4
Live | 217656861 |  | 11.5 | 18.2 | 34500 | 29600 | 34000 | 3.17 | 2.47 | 34400 | 3.17 | 2 | 10 | 7
Live | 217656862 |  | 11.5 | 18.5 | 53000 | 47300 | 54000 | 3.08 | 2.64 | 54400 | 3.33 | 2.1 | 10.5 | 7
Live | 217656863 |  | 12.5 | 18 | 24000 | 21600 | 24000 | 3.52 | 2.67 | 25400 | 3.56 | 2 | 10 | 7
Live | 217656864 |  | 12 | 19 | 48000 | 41500 | 48000 | 3.37 | 2.84 | 48400 | 3.33 | 2 | 10 | 7
Live | 217656865 |  | 11.5 | 18.2 | 34500 | 29600 | 34000 | 3.17 | 2.47 | 34400 | 3.17 | 2 | 10 | 7
Live | 217656866 |  | 11.5 | 18.5 | 53000 | 47300 | 54000 | 3.08 | 2.64 | 54400 | 3.33 | 2.1 | 10.5 | 7
Live | 217656867 |  | 12.5 | 18 | 24000 | 21600 | 24000 | 3.52 | 2.67 | 25400 | 3.56 | 2 | 10 | 7
Live | 217656868 |  | 12 | 19 | 48000 | 41500 | 48000 | 3.37 | 2.84 | 48400 | 3.33 | 2 | 10 | 7
Live | 217662738 |  | 13 | 19.5 | 24000 | 15000 | 15600 | 3.8 | 2.2 | 23600 | 3.37 | 1.78 | 8.5 | 6.6
Live | 217662739 |  | 10.5 | 17.5 | 35800 | 20800 | 17000 | 3.08 | 2.46 | 32800 | 3.21 | 2.06 | 8.5 | 6.7
Live | 217662740 |  | 13 | 19.5 | 24000 | 16000 | 15800 | 3.8 | 2.34 | 24000 | 3.33 | 1.88 | 8.5 | 6.8
Live | 217662741 |  | 9.8 | 14.7 | 54500 | 38000 | 32600 | 2.87 | 2.42 | 58000 | 3.16 | 2.2 | 8.5 | 7
Live | 217662742 |  | 13 | 19.5 | 24000 | 15000 | 15600 | 3.8 | 2.2 | 23600 | 3.37 | 1.78 | 8.5 | 6.6
Live | 217662743 |  | 10.5 | 17.5 | 35800 | 20800 | 17000 | 3.08 | 2.46 | 32800 | 3.21 | 2.06 | 8.5 | 6.7
Live | 217662744 |  | 11.7 | 18 | 48000 | 28600 | 23400 | 3.43 | 2.4 | 47000 | 3.18 | 2.06 | 7.8 | 6.3
Live | 217662745 |  | 13 | 19.5 | 24000 | 16000 | 15800 | 3.8 | 2.34 | 24000 | 3.33 | 1.88 | 8.5 | 6.8
Live | 217662746 |  | 9.8 | 14.7 | 54500 | 38000 | 32600 | 2.87 | 2.42 | 58000 | 3.16 | 2.2 | 8.5 | 7
Live | 217662747 |  | 11.7 | 18 | 48000 | 28600 | 23400 | 3.43 | 2.4 | 47000 | 3.18 | 2.06 | 7.8 | 6.3
Live | 217663201 |  | 10 | 17.7 | 34200 | 28600 | 28400 | 2.93 | 2.2 | 35600 | 2.9 | 1.85 | 8.5 | 7
Live | 217663202 |  | 10 | 17.5 | 34000 | 28800 | 28400 | 2.93 | 2.2 | 35600 | 2.9 | 1.85 | 8.5 | 7
Live | 217663203 |  | 10 | 17.4 | 34200 | 28800 | 28400 | 2.93 | 2.2 | 35600 | 2.9 | 1.85 | 8.5 | 7
Live | 217663204 |  | 10 | 17.4 | 34200 | 28800 | 28400 | 2.93 | 2.2 | 35600 | 3 | 1.85 | 8.5 | 7
Live | 217663205 |  | 10 | 17.5 | 34200 | 28800 | 28400 | 2.93 | 2.2 | 35600 | 2.9 | 1.85 | 8.5 | 7
Live | 217663206 |  | 10 | 17.85 | 34200 | 28600 | 28400 | 2.93 | 2.2 | 35400 | 3 | 1.85 | 8.5 | 7
Live | 217663207 |  | 10 | 17.4 | 34200 | 28600 | 28400 | 2.93 | 2.2 | 35400 | 2.9 | 1.85 | 8.5 | 7
Live | 217663208 |  | 10 | 18.45 | 34200 | 28800 | 28600 | 2.93 | 2.2 | 35600 | 2.9 | 1.85 | 8.5 | 7
Live | 217663209 |  | 10 | 18.35 | 34200 | 28800 | 28400 | 2.93 | 2.2 | 35600 | 2.9 | 1.85 | 8.5 | 7
Live | 217663210 |  | 10 | 17.25 | 34600 | 28800 | 28600 | 2.93 | 2.2 | 35600 | 3 | 1.85 | 8.5 | 7
Live | 217663211 |  | 10 | 16.9 | 34400 | 28800 | 28600 | 2.93 | 2.2 | 35800 | 3 | 1.85 | 8.5 | 7
Live | 217663212 |  | 10 | 16.6 | 34200 | 29000 | 28600 | 2.93 | 2.2 | 35800 | 2.9 | 1.85 | 8.5 | 7
Live | 217663213 |  | 10 | 16.9 | 34200 | 28600 | 28400 | 2.93 | 2.2 | 35400 | 3 | 1.85 | 8.5 | 7
Live | 217663214 |  | 10 | 17.3 | 34600 | 28800 | 28600 | 2.93 | 2.2 | 35800 | 2.9 | 1.85 | 8.5 | 7
Live | 217663215 |  | 10 | 16.95 | 34400 | 28800 | 28600 | 2.93 | 2.2 | 35800 | 3 | 1.85 | 8.5 | 7
Live | 217663216 |  | 10 | 17.25 | 34400 | 28800 | 28400 | 2.93 | 2.2 | 35600 | 3 | 1.85 | 8.5 | 7
Live | 217666510 |  | 10 | 15.2 | 33000 | 29000 | 29400 | 2.93 | 2.2 | 34000 | 3 | 1.85 | 8.1 | 6.5
Live | 217675814 |  | 10 | 17.7 | 34200 | 28600 | 28400 | 2.93 | 2.2 | 35600 | 2.9 | 1.85 | 8.5 | 7
Live | 217675815 |  | 10 | 17.5 | 34000 | 28800 | 28400 | 2.93 | 2.2 | 35600 | 2.9 | 1.85 | 8.5 | 7
Live | 217675816 |  | 10 | 17.4 | 34200 | 28800 | 28400 | 2.93 | 2.2 | 35600 | 2.9 | 1.85 | 8.5 | 7
Live | 217675817 |  | 10 | 17.4 | 34200 | 28800 | 28400 | 2.93 | 2.2 | 35600 | 3 | 1.85 | 8.5 | 7
Live | 217675818 |  | 10 | 17.5 | 34200 | 28800 | 28400 | 2.93 | 2.2 | 35600 | 2.9 | 1.85 | 8.5 | 7
Live | 217675819 |  | 10 | 17.85 | 34200 | 28600 | 28400 | 2.93 | 2.2 | 35400 | 3 | 1.85 | 8.5 | 7
Live | 217675820 |  | 10 | 18.35 | 34200 | 28800 | 28400 | 2.93 | 2.2 | 35600 | 2.9 | 1.85 | 8.5 | 7
Live | 217675821 |  | 10 | 17.25 | 34600 | 28800 | 28600 | 2.93 | 2.2 | 35600 | 3 | 1.85 | 8.5 | 7
Live | 217675822 |  | 10 | 17.3 | 34600 | 28800 | 28600 | 2.93 | 2.2 | 35800 | 2.9 | 1.85 | 8.5 | 7
Live | 217675823 |  | 10 | 16.9 | 34200 | 28600 | 28400 | 2.93 | 2.2 | 35400 | 3 | 1.85 | 8.5 | 7
Live | 217675824 |  | 10 | 16.95 | 34400 | 28800 | 28600 | 2.93 | 2.2 | 35800 | 3 | 1.85 | 8.5 | 7
Live | 217675825 |  | 10 | 17.25 | 34400 | 28800 | 28400 | 2.93 | 2.2 | 35600 | 3 | 1.85 | 8.5 | 7
Live | 217675826 |  | 10 | 15.2 | 33000 | 29000 | 29400 | 2.93 | 2.2 | 34000 | 3 | 1.85 | 8.1 | 6.5
Live | 217675827 |  | 10 | 17.7 | 34200 | 28600 | 28400 | 2.93 | 2.2 | 35600 | 2.9 | 1.85 | 8.5 | 7
Live | 217675828 |  | 10 | 17.5 | 34000 | 28800 | 28400 | 2.93 | 2.2 | 35600 | 2.9 | 1.85 | 8.5 | 7
Live | 217675829 |  | 10 | 17.4 | 34200 | 28800 | 28400 | 2.93 | 2.2 | 35600 | 2.9 | 1.85 | 8.5 | 7
Live | 217675830 |  | 10 | 17.4 | 34200 | 28800 | 28400 | 2.93 | 2.2 | 35600 | 3 | 1.85 | 8.5 | 7
Live | 217675831 |  | 10 | 17.5 | 34200 | 28800 | 28400 | 2.93 | 2.2 | 35600 | 2.9 | 1.85 | 8.5 | 7
Live | 217675832 |  | 10 | 17.85 | 34200 | 28600 | 28400 | 2.93 | 2.2 | 35400 | 3 | 1.85 | 8.5 | 7
Live | 217675833 |  | 10 | 18.35 | 34200 | 28800 | 28400 | 2.93 | 2.2 | 35600 | 2.9 | 1.85 | 8.5 | 7
Live | 217675834 |  | 10 | 17.25 | 34600 | 28800 | 28600 | 2.93 | 2.2 | 35600 | 3 | 1.85 | 8.5 | 7
Live | 217675835 |  | 10 | 17.3 | 34600 | 28800 | 28600 | 2.93 | 2.2 | 35800 | 2.9 | 1.85 | 8.5 | 7
Live | 217675836 |  | 10 | 16.9 | 34200 | 28600 | 28400 | 2.93 | 2.2 | 35400 | 3 | 1.85 | 8.5 | 7
Live | 217675837 |  | 10 | 16.95 | 34400 | 28800 | 28600 | 2.93 | 2.2 | 35800 | 3 | 1.85 | 8.5 | 7
Live | 217675838 |  | 10 | 17.25 | 34400 | 28800 | 28400 | 2.93 | 2.2 | 35600 | 3 | 1.85 | 8.5 | 7
Live | 217675839 |  | 10 | 15.2 | 33000 | 29000 | 29400 | 2.93 | 2.2 | 34000 | 3 | 1.85 | 8.1 | 6.5
Live | 217675840 |  | 10 | 17.5 | 34000 | 28800 | 28400 | 2.93 | 2.2 | 35600 | 2.9 | 1.85 | 8.5 | 7
Live | 217675841 |  | 10 | 18.35 | 34200 | 28800 | 28400 | 2.93 | 2.2 | 35600 | 2.9 | 1.85 | 8.5 | 7
Live | 217675842 |  | 10 | 17.25 | 34600 | 28800 | 28600 | 2.93 | 2.2 | 35600 | 3 | 1.85 | 8.5 | 7
Live | 217675843 |  | 10 | 16.6 | 34200 | 29000 | 28600 | 2.93 | 2.2 | 35800 | 2.9 | 1.85 | 8.5 | 7
Live | 217675844 |  | 10 | 17.3 | 34600 | 28800 | 28600 | 2.93 | 2.2 | 35800 | 2.9 | 1.85 | 8.5 | 7
Live | 217675845 |  | 10 | 16.95 | 34400 | 28800 | 28600 | 2.93 | 2.2 | 35800 | 3 | 1.85 | 8.5 | 7
Live | 217675846 |  | 10 | 17.25 | 34400 | 28800 | 28400 | 2.93 | 2.2 | 35600 | 3 | 1.85 | 8.5 | 7
Live | 217675847 |  | 10 | 15.2 | 33000 | 29000 | 29400 | 2.93 | 2.2 | 34000 | 3 | 1.85 | 8.1 | 6.5
Live | 217675848 |  | 10 | 17.5 | 34000 | 28800 | 28400 | 2.93 | 2.2 | 35600 | 2.9 | 1.85 | 8.5 | 7
Live | 217675849 |  | 10 | 18.35 | 34200 | 28800 | 28400 | 2.93 | 2.2 | 35600 | 2.9 | 1.85 | 8.5 | 7
Live | 217675850 |  | 10 | 17.25 | 34600 | 28800 | 28600 | 2.93 | 2.2 | 35600 | 3 | 1.85 | 8.5 | 7
Live | 217675851 |  | 10 | 16.6 | 34200 | 29000 | 28600 | 2.93 | 2.2 | 35800 | 2.9 | 1.85 | 8.5 | 7
Live | 217675852 |  | 10 | 17.3 | 34600 | 28800 | 28600 | 2.93 | 2.2 | 35800 | 2.9 | 1.85 | 8.5 | 7
Live | 217675853 |  | 10 | 16.95 | 34400 | 28800 | 28600 | 2.93 | 2.2 | 35800 | 3 | 1.85 | 8.5 | 7
Live | 217675854 |  | 10 | 17.25 | 34400 | 28800 | 28400 | 2.93 | 2.2 | 35600 | 3 | 1.85 | 8.5 | 7
Live | 217675855 |  | 10 | 15.2 | 33000 | 29000 | 29400 | 2.93 | 2.2 | 34000 | 3 | 1.85 | 8.1 | 6.5
Live | 217675856 |  | 10 | 17.5 | 34000 | 28800 | 28400 | 2.93 | 2.2 | 35600 | 2.9 | 1.85 | 8.5 | 7
Live | 217675857 |  | 10 | 18.35 | 34200 | 28800 | 28400 | 2.93 | 2.2 | 35600 | 2.9 | 1.85 | 8.5 | 7
Live | 217675858 |  | 10 | 17.25 | 34600 | 28800 | 28600 | 2.93 | 2.2 | 35600 | 3 | 1.85 | 8.5 | 7
Live | 217675859 |  | 10 | 16.6 | 34200 | 29000 | 28600 | 2.93 | 2.2 | 35800 | 2.9 | 1.85 | 8.5 | 7
Live | 217675860 |  | 10 | 17.3 | 34600 | 28800 | 28600 | 2.93 | 2.2 | 35800 | 2.9 | 1.85 | 8.5 | 7
Live | 217675861 |  | 10 | 16.95 | 34400 | 28800 | 28600 | 2.93 | 2.2 | 35800 | 3 | 1.85 | 8.5 | 7
Live | 217675862 |  | 10 | 17.25 | 34400 | 28800 | 28400 | 2.93 | 2.2 | 35600 | 3 | 1.85 | 8.5 | 7
Live | 217675863 |  | 10 | 15.2 | 33000 | 29000 | 29400 | 2.93 | 2.2 | 34000 | 3 | 1.85 | 8.1 | 6.5
Live | 217677930 |  | 10 | 17.7 | 34200 | 28600 | 28400 | 2.93 | 2.2 | 35600 | 2.9 | 1.85 | 8.5 | 7
Live | 217677931 |  | 10 | 17.5 | 34000 | 28800 | 28400 | 2.93 | 2.2 | 35600 | 2.9 | 1.85 | 8.5 | 7
Live | 217677932 |  | 10 | 17.4 | 34200 | 28800 | 28400 | 2.93 | 2.2 | 35600 | 2.9 | 1.85 | 8.5 | 7
Live | 217677933 |  | 10 | 17.4 | 34200 | 28800 | 28400 | 2.93 | 2.2 | 35600 | 3 | 1.85 | 8.5 | 7
Live | 217677934 |  | 10 | 17.5 | 34200 | 28800 | 28400 | 2.93 | 2.2 | 35600 | 2.9 | 1.85 | 8.5 | 7
Live | 217677935 |  | 10 | 17.85 | 34200 | 28600 | 28400 | 2.93 | 2.2 | 35400 | 3 | 1.85 | 8.5 | 7
Live | 217677936 |  | 10 | 17.4 | 34200 | 28600 | 28400 | 2.93 | 2.2 | 35400 | 2.9 | 1.85 | 8.5 | 7
Live | 217677937 |  | 10 | 18.45 | 34200 | 28800 | 28600 | 2.93 | 2.2 | 35600 | 2.9 | 1.85 | 8.5 | 7
Live | 217677938 |  | 10 | 18.35 | 34200 | 28800 | 28400 | 2.93 | 2.2 | 35600 | 2.9 | 1.85 | 8.5 | 7
Live | 217677939 |  | 10 | 17.25 | 34600 | 28800 | 28600 | 2.93 | 2.2 | 35600 | 3 | 1.85 | 8.5 | 7
Live | 217677940 |  | 10 | 16.9 | 34400 | 28800 | 28600 | 2.93 | 2.2 | 35800 | 3 | 1.85 | 8.5 | 7
Live | 217677941 |  | 10 | 16.6 | 34200 | 29000 | 28600 | 2.93 | 2.2 | 35800 | 2.9 | 1.85 | 8.5 | 7
Live | 217677942 |  | 10 | 16.9 | 34200 | 28600 | 28400 | 2.93 | 2.2 | 35400 | 3 | 1.85 | 8.5 | 7
Live | 217677943 |  | 10 | 17.3 | 34600 | 28800 | 28600 | 2.93 | 2.2 | 35800 | 2.9 | 1.85 | 8.5 | 7
Live | 217677944 |  | 10 | 16.95 | 34400 | 28800 | 28600 | 2.93 | 2.2 | 35800 | 3 | 1.85 | 8.5 | 7
Live | 217677945 |  | 10 | 17.25 | 34400 | 28800 | 28400 | 2.93 | 2.2 | 35600 | 3 | 1.85 | 8.5 | 7
Live | 217677946 |  | 10 | 15.2 | 33000 | 29000 | 29400 | 2.93 | 2.2 | 34000 | 3 | 1.85 | 8.1 | 6.5
Live | 217678014 |  | 11.7 | 17.5 | 28800 | 20200 | 19000 | 2.96 | 2.24 | 29200 | 3.49 | 2.14 | 9 | 8
Live | 217678015 |  | 11.7 | 17.5 | 28800 | 20200 | 19000 | 2.96 | 2.24 | 29200 | 3.49 | 2.14 | 9 | 8
Live | 217727837 |  | 11.7 | 19 | 11100 | 9100 | 7300 | 2.71 | 2.05 | 12500 | 3.33 | 1.86 | 9.5 | 8
Live | 217727839 |  | 10.5 | 20 | 13100 | 10000 | 9000 | 2.33 | 2.2 | 13800 | 3.14 | 1.79 | 9.5 | 8.3
Live | 217727956 |  | 11.5 | 17.5 | 32800 | 31200 | 22600 | 3.37 | 2.36 | 31600 | 3.65 | 1.94 | 9.6 | 7.5
Live | 217727957 |  | 11.7 | 17 | 33600 | 27000 | 21600 | 3.43 | 2.52 | 32400 | 3.62 | 2.04 | 9.6 | 7.4
Live | 217727958 |  | 11.7 | 20 | 46000 | 36600 | 33200 | 3.43 | 2.28 | 43500 | 3.24 | 2.04 | 8.5 | 7.1
Live | 217727959 |  | 11.5 | 17.5 | 32800 | 31200 | 22600 | 3.37 | 2.36 | 31600 | 3.65 | 1.94 | 9.6 | 7.5
Live | 217727960 |  | 11.7 | 17 | 33600 | 27000 | 21600 | 3.43 | 2.52 | 32400 | 3.62 | 2.04 | 9.6 | 7.4
Live | 217727961 |  | 11.7 | 20 | 46000 | 36600 | 33200 | 3.43 | 2.28 | 43500 | 3.24 | 2.04 | 8.5 | 7.1
Live | 217727962 |  | 10 | 17.5 | 56000 | 36400 | 30400 | 2.93 | 2.18 | 54500 | 3 | 1.96 | 8.2 | 6.5
Live | 217727963 |  | 10 | 17.5 | 56000 | 36400 | 30400 | 2.93 | 2.18 | 54500 | 3 | 1.96 | 8.2 | 6.5
Live | 217727967 |  | 10.5 | 17 | 33600 | 21800 | 16600 | 3.08 | 2.48 | 36000 | 3.02 | 1.9 | 8.1 | 6.5
Live | 217727968 |  | 10.5 | 16.5 | 33600 | 21800 | 16500 | 3.08 | 2.5 | 36000 | 3.04 | 1.9 | 8.1 | 6.5
Live | 217727969 |  | 10.5 | 17 | 35600 | 20200 | 16200 | 3.08 | 2.38 | 33000 | 3.2 | 2.08 | 7.8 | 6.2
Live | 217727970 |  | 10.5 | 16.5 | 35600 | 20200 | 16100 | 3.08 | 2.38 | 33000 | 3.22 | 2.08 | 7.8 | 6.2
Live | 217727971 |  | 11 | 17 | 34600 | 21000 | 16500 | 3.22 | 2.32 | 32800 | 3.21 | 2.06 | 8 | 6.4
Live | 217727972 |  | 11 | 16.5 | 34600 | 21000 | 16500 | 3.22 | 2.32 | 32800 | 3.24 | 2.06 | 8 | 6.4
Live | 217727973 |  | 11.2 | 18.5 | 48000 | 29600 | 23800 | 3.28 | 2.3 | 47500 | 3 | 1.86 | 8.2 | 6.4
Live | 217727974 |  | 11.2 | 18 | 48000 | 29600 | 23800 | 3.28 | 2.32 | 47500 | 3 | 1.86 | 8.2 | 6.4
Live | 217727979 |  | 10 | 17 | 57000 | 38000 | 31200 | 2.93 | 2.32 | 56500 | 3.08 | 2.04 | 8.2 | 6.6
Live | 217727980 |  | 10 | 17.5 | 56500 | 36600 | 30600 | 2.93 | 2.34 | 56000 | 3.18 | 2.08 | 8.5 | 6.7
Live | 217727981 |  | 10 | 17 | 35400 | 20800 | 16500 | 2.93 | 2.34 | 31800 | 3.02 | 2.12 | 8.2 | 6.5
Live | 217727982 |  | 10 | 16.5 | 35400 | 20800 | 16500 | 2.93 | 2.34 | 31800 | 3.04 | 2.12 | 8.2 | 6.5
Live | 217727983 |  | 10.5 | 17 | 33600 | 21800 | 16600 | 3.08 | 2.48 | 36000 | 3.02 | 1.9 | 8.1 | 6.5
Live | 217727984 |  | 10.5 | 16.5 | 33600 | 21800 | 16500 | 3.08 | 2.5 | 36000 | 3.04 | 1.9 | 8.1 | 6.5
Live | 217727985 |  | 10.5 | 17 | 35600 | 20200 | 16200 | 3.08 | 2.38 | 33000 | 3.2 | 2.08 | 7.8 | 6.2
Live | 217727986 |  | 10.5 | 16.5 | 35600 | 20200 | 16100 | 3.08 | 2.38 | 33000 | 3.22 | 2.08 | 7.8 | 6.2
Live | 217727987 |  | 11 | 17 | 34600 | 21000 | 16500 | 3.22 | 2.32 | 32800 | 3.21 | 2.06 | 8 | 6.4
Live | 217727988 |  | 11 | 16.5 | 34600 | 21000 | 16500 | 3.22 | 2.32 | 32800 | 3.24 | 2.06 | 8 | 6.4
Live | 217727989 |  | 11.2 | 18.5 | 48000 | 29600 | 23800 | 3.28 | 2.3 | 47500 | 3 | 1.86 | 8.2 | 6.4
Live | 217727990 |  | 11.2 | 18 | 48000 | 29600 | 23800 | 3.28 | 2.32 | 47500 | 3 | 1.86 | 8.2 | 6.4
Live | 217727995 |  | 10 | 17 | 57000 | 38000 | 31200 | 2.93 | 2.32 | 56500 | 3.08 | 2.04 | 8.2 | 6.6
Live | 217727996 |  | 10 | 17.5 | 56500 | 36600 | 30600 | 2.93 | 2.34 | 56000 | 3.18 | 2.08 | 8.5 | 6.7
Live | 217727997 |  | 10 | 17 | 35400 | 20800 | 16500 | 2.93 | 2.34 | 31800 | 3.02 | 2.12 | 8.2 | 6.5
Live | 217727998 |  | 10 | 16.5 | 35400 | 20800 | 16500 | 2.93 | 2.34 | 31800 | 3.04 | 2.12 | 8.2 | 6.5
Live | 217729372 |  | 11.25 | 17 | 20000 | 14100 | 14000 | 0.95 | 2.1 | 21000 | 3.42 | 2 | 8.6 | 6.3
Live | 217729373 |  | 10.5 | 17 | 26000 | 19000 | 18600 | 0.88 | 2.1 | 26000 | 3.33 | 1.89 | 8.5 | 6.3
Live | 217729374 |  | 10 | 18 | 30000 | 22200 | 22000 | 0.84 | 2 | 33000 | 3.52 | 1.89 | 8.5 | 6.2
Live | 217729375 |  | 9.5 | 17 | 37000 | 27000 | 25000 | 0.8 | 2.2 | 38200 | 3.24 | 2 | 8.6 | 6.5
Live | 217729376 |  | 9.5 | 16 | 50000 | 45000 | 40500 | 0.8 | 2.3 | 53000 | 3.33 | 2.1 | 9 | 6.8
Live | 217729377 |  | 9.5 | 16 | 57000 | 48000 | 41500 | 0.8 | 2.3 | 57000 | 3.33 | 2 | 9 | 6.8
Live | 217729378 |  | 11.6 | 19.2 | 23000 | 22100 | 22000 | 0.98 | 2 | 24000 | 3.24 | 1.8 | 9 | 8
Live | 217729379 |  | 11 | 19 | 26000 | 24200 | 24000 | 0.93 | 2.1 | 30000 | 3.33 | 1.8 | 9.5 | 7.5
Live | 217729380 |  | 11.6 | 18 | 34000 | 33200 | 33000 | 0.98 | 2.1 | 36000 | 3.24 | 1.8 | 9 | 7.5
Live | 217729381 |  | 10 | 18.2 | 39500 | 38200 | 38000 | 0.86 | 2.1 | 39500 | 3.2 | 1.9 | 10 | 8
Live | 217729382 |  | 10 | 17 | 55000 | 48200 | 48000 | 0.84 | 2.2 | 56000 | 3.34 | 2 | 9.5 | 8
Live | 217729383 |  | 9.5 | 16.5 | 57000 | 48200 | 48000 | 0.8 | 2.3 | 58000 | 3.24 | 2 | 9.5 | 7.5
Live | 217729384 |  | 11.25 | 17 | 20000 | 14100 | 14000 | 0.95 | 2.1 | 21000 | 3.42 | 2 | 8.6 | 6.3
Live | 217729385 |  | 10.5 | 17 | 26000 | 19000 | 18600 | 0.88 | 2.1 | 26000 | 3.33 | 1.89 | 8.5 | 6.3
Live | 217729386 |  | 10 | 18 | 30000 | 22200 | 22000 | 0.84 | 2 | 33000 | 3.52 | 1.89 | 8.5 | 6.2
Live | 217729387 |  | 9.5 | 17 | 37000 | 27000 | 25000 | 0.8 | 2.2 | 38200 | 3.24 | 2 | 8.6 | 6.5
Live | 217729388 |  | 9.5 | 16 | 50000 | 45000 | 40500 | 0.8 | 2.3 | 53000 | 3.33 | 2.1 | 9 | 6.8
Live | 217729389 |  | 9.5 | 16 | 57000 | 48000 | 41500 | 0.8 | 2.3 | 57000 | 3.33 | 2 | 9 | 6.8
Live | 217729390 |  | 11.25 | 17 | 20000 | 14100 | 14000 | 0.95 | 2.1 | 21000 | 3.42 | 2 | 8.6 | 6.3
Live | 217729391 |  | 10.5 | 17 | 26000 | 19000 | 18600 | 0.88 | 2.1 | 26000 | 3.33 | 1.89 | 8.5 | 6.3
Live | 217729392 |  | 10 | 18 | 30000 | 22200 | 22000 | 0.84 | 2 | 33000 | 3.52 | 1.89 | 8.5 | 6.2
Live | 217729393 |  | 9.5 | 17 | 37000 | 27000 | 25000 | 0.8 | 2.2 | 38200 | 3.24 | 2 | 8.6 | 6.5
Live | 217729394 |  | 9.5 | 16 | 50000 | 45000 | 40500 | 0.8 | 2.3 | 53000 | 3.33 | 2.1 | 9 | 6.8
Live | 217729395 |  | 9.5 | 16 | 57000 | 48000 | 41500 | 0.8 | 2.3 | 57000 | 3.33 | 2 | 9 | 6.8
Live | 217729801 |  | 10 | 15.4 | 27400 | 22600 | 16000 | 2.68 | 2.56 | 32000 | 3.03 | 2 | 9.2 | 7.2
Live | 217729802 |  | 10 | 15.7 | 28200 | 23600 | 18500 | 2.76 | 2.14 | 31000 | 3.03 | 2.2 | 9.8 | 8
Live | 217729803 |  | 8.6 | 14.3 | 48000 | 32000 | 28000 | 2.49 | 2.03 | 54000 | 2.75 | 1.8 | 8.3 | 6.6
Live | 217729804 |  | 9 | 15.2 | 55000 | 36000 | 32000 | 2.57 | 2.19 | 63000 | 3.37 | 1.9 | 8.5 | 6.6
Live | 217729837 |  | 11 | 16.5 | 47000 | 31600 | 34000 | 3.14 | 2.17 | 48500 | 3.16 | 1.85 | 8.5 | 6.6
Live | 217729838 |  | 10 | 16 | 51000 | 33600 | 35000 | 2.87 | 2.07 | 52500 | 3.06 | 1.8 | 8.5 | 6.6
Live | 217729888 |  | 11 | 16.5 | 47000 | 31600 | 34000 | 3.14 | 2.17 | 48500 | 3.16 | 1.85 | 8.5 | 6.6
Live | 217729889 |  | 10 | 16 | 51000 | 33600 | 35000 | 2.87 | 2.07 | 52500 | 3.06 | 1.8 | 8.5 | 6.6
Live | 217729900 |  | 11.2 | 16 | 24000 | 17000 | 21000 | 3.29 | 2.3 |  |  | 1.95 | 8.2 | 6.5
Live | 217729901 |  | 12.1 | 16.5 | 34000 | 26200 | 27000 | 3.55 | 2.2 |  |  | 1.8 | 8.2 | 6.6
Live | 217729902 |  | 12.1 | 16.5 | 48000 | 33600 | 34000 | 3.54 | 2.3 |  |  | 1.9 | 8.3 | 6.7
Live | 217729903 |  | 12 | 16.4 | 54000 | 34000 | 38000 | 3.52 | 2.4 | 54000 | 3.4 | 2 | 8.2 | 6.6
Live | 217730103 |  | 12.5 | 20.5 | 47500 | 37800 | 33000 | 3.66 | 2.44 | 45000 | 3.46 | 2.14 | 9 | 7.4
Live | 217730104 |  | 12 | 19.5 | 47000 | 38000 | 33200 | 3.51 | 2.42 | 45000 | 3.42 | 2.12 | 9 | 7.3
Live | 217730105 |  | 12.5 | 20.5 | 47500 | 37800 | 33000 | 3.66 | 2.44 | 45000 | 3.46 | 2.14 | 9 | 7.4
Live | 217730106 |  | 12 | 19.5 | 47000 | 38000 | 33200 | 3.51 | 2.42 | 45000 | 3.42 | 2.12 | 9 | 7.3
Live | 217730320 |  | 11 | 16.5 | 47000 | 31600 | 34000 | 3.14 | 2.17 | 48500 | 3.16 | 1.85 | 8.5 | 6.6
Live | 217730321 |  | 10 | 16 | 51000 | 33600 | 35000 | 2.87 | 2.07 | 52500 | 3.06 | 1.8 | 8.5 | 6.6
Live | 217730612 |  | 11 | 17.5 | 27600 | 21800 | 19600 | 2.84 | 2.34 | 32200 | 3.64 | 1.96 | 10.5 | 8.2
Live | 217731058 |  | 12.5 | 18 | 17500 | 14800 | 17000 | 3.54 | 2.34 | 17400 | 3.59 | 2 | 9 | 6.5
Live | 217732877 |  | 15.8 | 26.4 | 13428 | 12235 | 11300 | 3.45 | 1.98 | 12880 | 2.9 | 1.9 | 11.6 | 8.5
Live | 217732878 |  | 15.8 | 26.4 | 13428 | 12235 | 11300 | 3.45 | 1.98 | 12880 | 2.9 | 1.9 | 11.6 | 8.5
Live | 217732879 |  | 11.7 | 16.1 | 22800 | 21000 | 18000 | 3.15 | 2 | 22800 | 3.28 | 2.06 | 9.5 | 7.8
Live | 217732880 |  | 11.7 | 16.1 | 22800 | 21000 | 18000 | 3.15 | 2 | 22800 | 3.28 | 2.06 | 9.5 | 7.8
Live | 217732881 |  | 10 | 16 | 27600 | 22000 | 21000 | 2.8 | 2 | 30000 | 3.03 | 1.8 | 9.5 | 7
Live | 217732882 |  | 10 | 16 | 27600 | 22000 | 21000 | 2.8 | 2 | 30000 | 3.03 | 1.8 | 9.5 | 7
Live | 217732883 |  | 11 | 16 | 36000 | 38000 | 32000 | 2.82 | 2.24 | 39000 | 3.28 | 1.85 | 9.6 | 8.2
Live | 217732884 |  | 11 | 16 | 36000 | 38000 | 32000 | 2.82 | 2.24 | 39000 | 3.28 | 1.85 | 9.6 | 8.2
Live | 217732885 |  | 10.7 | 15.8 | 41000 | 39000 | 36000 | 2.66 | 2.18 | 46000 | 2.97 | 1.9 | 9.4 | 7.9
Live | 217732886 |  | 10.7 | 15.8 | 41000 | 39000 | 36000 | 2.66 | 2.18 | 46000 | 2.97 | 1.9 | 9.4 | 7.9
Live | 217732887 |  | 10 | 15.2 | 48000 | 36000 | 42000 | 2.49 | 2.29 | 50000 | 2.76 | 1.85 | 8.8 | 7.4
Live | 217732888 |  | 9.8 | 14.5 | 47000 | 53000 | 40000 | 2.7 | 2.18 | 53000 | 3 | 1.8 | 8.4 | 7.2
Live | 217732889 |  | 10 | 16 | 55000 | 50000 | 45000 | 2.55 | 2.02 | 57000 | 2.55 | 1.8 | 8.5 | 6.9
Live | 217732890 |  | 10 | 15.2 | 53400 | 48000 | 43000 | 2.59 | 2 | 59000 | 2.56 | 1.83 | 8.1 | 6.8
Live | 217732941 |  | 12.4 | 18.5 | 23400 | 14200 | 14300 | 3.63 | 2.18 | 23400 | 3.23 | 1.8 | 8 | 6.5
Live | 217732942 |  | 12.8 | 19.5 | 23600 | 14900 | 15500 | 3.76 | 2.48 | 23200 | 3.6 | 2.04 | 8.5 | 6.8
Live | 217732943 |  | 12.6 | 18 | 24000 | 15800 | 15500 | 3.7 | 2.34 | 23600 | 3.29 | 1.88 | 8.5 | 6.8
Live | 217732944 |  | 12.8 | 18.5 | 24000 | 15500 | 15200 | 3.74 | 2.34 | 23200 | 3.24 | 1.88 | 8.5 | 6.7
Live | 217732947 |  | 13 | 19 | 24000 | 15400 | 15100 | 3.8 | 2.36 | 23200 | 3.28 | 1.88 | 8.5 | 6.7
Live | 217732948 |  | 11.7 | 16 | 23400 | 16000 | 15700 | 3.43 | 2.28 | 23600 | 3.14 | 1.84 | 8.2 | 6.7
Live | 217732949 |  | 13 | 19 | 24000 | 15400 | 15100 | 3.8 | 2.38 | 23200 | 3.28 | 1.88 | 8.5 | 6.7
Live | 217732950 |  | 12.8 | 19 | 23800 | 15100 | 15600 | 3.75 | 2.18 | 23600 | 3.33 | 1.76 | 8.2 | 6.5
Live | 217732951 |  | 11.2 | 18 | 35200 | 21600 | 17700 | 3.29 | 2.61 | 34200 | 3.52 | 2.2 | 8.4 | 6.75
Live | 217732952 |  | 10.5 | 17 | 36000 | 19600 | 17600 | 3.08 | 2.34 | 32800 | 3.28 | 2.16 | 8.2 | 6.4
Live | 217732953 |  | 11 | 16.5 | 34200 | 18700 | 14800 | 3.22 | 2.24 | 32000 | 2.84 | 1.92 | 8.2 | 6.3
Live | 217732954 |  | 11 | 18 | 34200 | 18700 | 14900 | 3.22 | 2.24 | 32200 | 2.82 | 1.9 | 8.2 | 6.3
Live | 217732955 |  | 11 | 18 | 34400 | 18700 | 14800 | 3.22 | 2.24 | 32200 | 2.84 | 1.92 | 8.2 | 6.3
Live | 217732956 |  | 11.2 | 17 | 34800 | 18600 | 14800 | 3.28 | 2.28 | 32200 | 2.9 | 1.94 | 8.2 | 6.3
Live | 217732957 |  | 11 | 18 | 34800 | 18800 | 14900 | 3.23 | 2.26 | 32400 | 2.9 | 1.92 | 8.2 | 6.3
Live | 217732958 |  | 11 | 18 | 34800 | 18800 | 14900 | 3.23 | 2.26 | 32400 | 2.9 | 1.92 | 8.2 | 6.3
Live | 217732959 |  | 11.2 | 17.5 | 34600 | 18500 | 14700 | 3.28 | 2.28 | 32000 | 2.9 | 1.94 | 8.2 | 6.3
Live | 217732960 |  | 11.2 | 17.5 | 34600 | 18500 | 14700 | 3.28 | 2.28 | 32000 | 2.9 | 1.94 | 8.2 | 6.3
Live | 217732961 |  | 11 | 18 | 34800 | 18900 | 15000 | 3.23 | 2.26 | 32400 | 2.9 | 1.92 | 8.2 | 6.3
Live | 217732962 |  | 11 | 17.5 | 34800 | 18900 | 15100 | 3.23 | 2.24 | 32400 | 2.88 | 1.9 | 8.1 | 6.2
Live | 217732963 |  | 11 | 18.5 | 34400 | 18800 | 14900 | 3.22 | 2.24 | 32200 | 2.84 | 1.9 | 8.2 | 6.3
Live | 217732964 |  | 11 | 18.5 | 34400 | 18800 | 14900 | 3.22 | 2.24 | 32200 | 2.84 | 1.9 | 8.2 | 6.3
Live | 217732965 |  | 11 | 19 | 34800 | 19000 | 15100 | 3.23 | 2.24 | 32600 | 2.9 | 1.9 | 8.2 | 6.3
Live | 217732966 |  | 11 | 18.5 | 34400 | 18700 | 14800 | 3.22 | 2.26 | 32000 | 2.86 | 1.92 | 8.2 | 6.3
Live | 217732967 |  | 11 | 18.5 | 34600 | 18700 | 14900 | 3.22 | 2.26 | 32200 | 2.88 | 1.92 | 8.2 | 6.3
Live | 217732968 |  | 11 | 18.5 | 34600 | 18700 | 14900 | 3.22 | 2.26 | 32200 | 2.88 | 1.92 | 8.2 | 6.3
Live | 217732969 |  | 11 | 18 | 34600 | 18900 | 15000 | 3.22 | 2.24 | 32400 | 2.86 | 1.9 | 8.2 | 6.3
Live | 217732970 |  | 11 | 18 | 34600 | 18800 | 14900 | 3.22 | 2.24 | 32200 | 2.86 | 1.92 | 8.2 | 6.3
Live | 217732971 |  | 10.5 | 15.2 | 33600 | 21800 | 16600 | 3.08 | 2.48 | 36000 | 3.02 | 1.88 | 7.8 | 6.4
Live | 217732972 |  | 10.5 | 15.5 | 33200 | 21600 | 16400 | 3.08 | 2.48 | 36400 | 3.02 | 1.9 | 8 | 6.4
Live | 217732973 |  | 10.5 | 15.2 | 35800 | 20200 | 16300 | 3.08 | 2.38 | 33200 | 3.22 | 2.06 | 7.8 | 6.2
Live | 217732974 |  | 10.5 | 15.5 | 35200 | 20000 | 16000 | 3.08 | 2.36 | 32600 | 3.14 | 2.06 | 7.8 | 6.3
Live | 217732975 |  | 10.5 | 15.5 | 33800 | 21800 | 16400 | 3.08 | 2.52 | 36000 | 3.06 | 1.9 | 7.8 | 6.4
Live | 217732976 |  | 10.5 | 15.5 | 35800 | 20200 | 16100 | 3.08 | 2.4 | 33000 | 3.25 | 2.1 | 8 | 6.3
Live | 217732977 |  | 10.5 | 15.5 | 33800 | 21800 | 16400 | 3.08 | 2.52 | 36000 | 3.06 | 1.9 | 7.8 | 6.4
Live | 217732978 |  | 10.5 | 15.5 | 35800 | 20200 | 16100 | 3.08 | 2.4 | 33000 | 3.25 | 2.1 | 8 | 6.3
Live | 217732979 |  | 10.5 | 16 | 33200 | 21600 | 16300 | 3.08 | 2.5 | 36000 | 3.04 | 1.92 | 8 | 6.4
Live | 217732980 |  | 10.5 | 16 | 35400 | 20000 | 16000 | 3.08 | 2.38 | 32600 | 3.18 | 2.08 | 7.8 | 6.3
Live | 217732981 |  | 10.5 | 17 | 33600 | 21800 | 16400 | 3.08 | 2.5 | 36000 | 3.04 | 1.9 | 7.8 | 6.4
Live | 217732982 |  | 10.5 | 16.5 | 35400 | 20000 | 16000 | 3.08 | 2.4 | 32800 | 3.2 | 2.08 | 7.8 | 6.3
Live | 217732983 |  | 10.5 | 17 | 33800 | 21800 | 16500 | 3.08 | 2.5 | 36000 | 3.06 | 1.9 | 8.1 | 6.5
Live | 217732984 |  | 10.5 | 16.5 | 35600 | 20000 | 16100 | 3.08 | 2.4 | 32800 | 3.21 | 2.08 | 7.8 | 6.2
Live | 217732986 |  | 10.5 | 16.5 | 33800 | 21800 | 16600 | 3.08 | 2.48 | 36800 | 3 | 1.88 | 8.2 | 6.5
Live | 217732987 |  | 10.5 | 17 | 33600 | 21800 | 16600 | 3.08 | 2.48 | 36000 | 3.02 | 1.88 | 8.2 | 6.5
Live | 217732989 |  | 10.5 | 17 | 33600 | 22000 | 16700 | 3.08 | 2.46 | 36000 | 3.02 | 1.88 | 8.1 | 6.5
Live | 217732990 |  | 10.5 | 16.5 | 35800 | 20200 | 16200 | 3.08 | 2.38 | 32800 | 3.18 | 2.06 | 7.8 | 6.2
Live | 217732991 |  | 10.5 | 16 | 33600 | 21800 | 16600 | 3.08 | 2.48 | 36000 | 3.02 | 1.88 | 8.1 | 6.5
Live | 217732992 |  | 10.5 | 17 | 35600 | 20200 | 16200 | 3.08 | 2.38 | 33000 | 3.18 | 2.06 | 7.8 | 6.2
Live | 217732993 |  | 10.5 | 16.5 | 33600 | 21800 | 16500 | 3.08 | 2.5 | 36000 | 3.04 | 1.9 | 8.1 | 6.5
Live | 217732994 |  | 10.5 | 16.5 | 35600 | 20200 | 16300 | 3.08 | 2.36 | 33000 | 3.18 | 2.06 | 7.8 | 6.2
Live | 217732995 |  | 10.5 | 16 | 35600 | 20200 | 16200 | 3.08 | 2.38 | 33000 | 3.2 | 2.06 | 7.8 | 6.2
Live | 217732996 |  | 10.5 | 16.5 | 35600 | 20200 | 16200 | 3.08 | 2.38 | 33000 | 3.2 | 2.08 | 7.8 | 6.2
Live | 217732997 |  | 11 | 15.5 | 34600 | 21000 | 16500 | 3.22 | 2.32 | 32800 | 3.21 | 2.06 | 8.1 | 6.4
Live | 217732998 |  | 10.5 | 15.5 | 35000 | 20000 | 16100 | 3.08 | 2.34 | 32600 | 3.12 | 2.06 | 7.8 | 6.2
Live | 217733000 |  | 10.5 | 16.5 | 35200 | 20000 | 16100 | 3.08 | 2.36 | 32800 | 3.12 | 2.06 | 8 | 6.3
Live | 217733001 |  | 11.2 | 16 | 34800 | 21000 | 16400 | 3.28 | 2.34 | 32800 | 3.26 | 2.08 | 8.1 | 6.4
Live | 217733002 |  | 10.5 | 16 | 35600 | 20000 | 16000 | 3.08 | 2.4 | 32800 | 3.2 | 2.08 | 8 | 6.3
Live | 217733003 |  | 11.2 | 16 | 34800 | 21000 | 16400 | 3.28 | 2.34 | 32800 | 3.26 | 2.08 | 8.1 | 6.4
Live | 217733004 |  | 10.5 | 17 | 35600 | 20200 | 16200 | 3.08 | 2.38 | 33000 | 3.2 | 2.06 | 8 | 6.3
Live | 217733005 |  | 11.2 | 16.5 | 34200 | 20800 | 16300 | 3.29 | 2.32 | 32400 | 3.2 | 2.08 | 8.2 | 6.4
Live | 217733006 |  | 10.5 | 17 | 35600 | 20200 | 16200 | 3.08 | 2.38 | 33000 | 3.2 | 2.06 | 8 | 6.3
Live | 217733007 |  | 10.5 | 16 | 35200 | 19800 | 15800 | 3.08 | 2.38 | 32400 | 3.14 | 2.08 | 7.8 | 6.3
Live | 217733008 |  | 10.5 | 16 | 35200 | 19800 | 15800 | 3.08 | 2.38 | 32400 | 3.14 | 2.08 | 7.8 | 6.3
Live | 217733009 |  | 11.2 | 17 | 34600 | 20800 | 16400 | 3.28 | 2.34 | 32600 | 3.24 | 2.08 | 8.1 | 6.4
Live | 217733010 |  | 11.2 | 17 | 34600 | 21000 | 16400 | 3.28 | 2.34 | 32800 | 3.26 | 2.08 | 8.1 | 6.4
Live | 217733011 |  | 10 | 16.5 | 35000 | 20200 | 16200 | 2.93 | 2.32 | 32800 | 3.08 | 2.04 | 7.8 | 6.3
Live | 217733012 |  | 10.5 | 16.5 | 35000 | 19900 | 15900 | 3.08 | 2.36 | 32600 | 3.12 | 2.06 | 8 | 6.3
Live | 217733014 |  | 11 | 17.5 | 34600 | 21000 | 16500 | 3.22 | 2.32 | 32800 | 3.21 | 2.06 | 8 | 6.4
Live | 217733015 |  | 10.5 | 16 | 35400 | 20200 | 16300 | 3.08 | 2.36 | 33200 | 3.18 | 2.06 | 7.8 | 6.2
Live | 217733016 |  | 10.5 | 17 | 34600 | 21200 | 16600 | 3.07 | 2.3 | 33000 | 3.2 | 2.04 | 8 | 6.4
Live | 217733017 |  | 10.5 | 17 | 35400 | 20200 | 16300 | 3.08 | 2.36 | 33000 | 3.18 | 2.06 | 7.8 | 6.2
Live | 217733018 |  | 11 | 17 | 34600 | 21000 | 16500 | 3.22 | 2.32 | 32800 | 3.24 | 2.06 | 8 | 6.4
Live | 217733019 |  | 10 | 17 | 35600 | 20400 | 16400 | 2.93 | 2.34 | 33000 | 3.12 | 2.04 | 7.8 | 6.2
Live | 217733020 |  | 10 | 17 | 35600 | 20400 | 16400 | 2.93 | 2.34 | 33000 | 3.14 | 2.04 | 7.8 | 6.2
Live | 217733021 |  | 10.5 | 17 | 35400 | 20200 | 16300 | 3.08 | 2.36 | 33000 | 3.18 | 2.06 | 7.8 | 6.2
Live | 217733022 |  | 11 | 17 | 34800 | 21000 | 16500 | 3.23 | 2.32 | 32600 | 3.2 | 2.06 | 8 | 6.4
Live | 217733023 |  | 11 | 16.5 | 34600 | 21000 | 16500 | 3.22 | 2.32 | 32800 | 3.21 | 2.06 | 8 | 6.4
Live | 217733024 |  | 10.5 | 16 | 35000 | 19400 | 16700 | 3.08 | 2.12 | 35200 | 3.06 | 1.94 | 8 | 6.2
Live | 217733025 |  | 10.5 | 17 | 34800 | 19400 | 16700 | 3.08 | 2.1 | 35200 | 3.02 | 1.94 | 8.1 | 6.2
Live | 217733026 |  | 10.5 | 16.5 | 34800 | 19300 | 16600 | 3.08 | 2.12 | 35200 | 3.06 | 1.96 | 8 | 6.2
Live | 217733027 |  | 10.5 | 17 | 34600 | 19500 | 16800 | 3.07 | 2.1 | 35200 | 3 | 1.92 | 8.1 | 6.2
Live | 217733028 |  | 10.5 | 17 | 35200 | 19800 | 17100 | 3.08 | 2.06 | 35800 | 3 | 1.9 | 8 | 6.2
Live | 217733029 |  | 10.5 | 18 | 35200 | 19700 | 17000 | 3.08 | 2.08 | 35600 | 3.02 | 1.9 | 7.8 | 6.1
Live | 217733030 |  | 11.2 | 18.2 | 48000 | 29800 | 23200 | 3.28 | 2.5 | 48000 | 3.34 | 2 | 8.4 | 6.6
Live | 217733031 |  | 11.2 | 18 | 48000 | 32200 | 32600 | 3.28 | 2.66 | 47500 | 3.46 | 2.26 | 9 | 7.4
Live | 217733032 |  | 10.5 | 15.5 | 47500 | 30200 | 24200 | 3.08 | 2.28 | 48000 | 2.98 | 1.84 | 8.1 | 6.4
Live | 217733034 |  | 11 | 17.5 | 48000 | 29600 | 23800 | 3.23 | 2.28 | 47500 | 2.96 | 1.84 | 8.2 | 6.4
Live | 217733035 |  | 11 | 17 | 47000 | 29600 | 23800 | 3.23 | 2.26 | 47000 | 2.86 | 1.82 | 8.1 | 6.4
Live | 217733036 |  | 11.5 | 17.5 | 48000 | 29000 | 23400 | 3.37 | 2.34 | 47000 | 2.98 | 1.88 | 8.2 | 6.4
Live | 217733037 |  | 11.5 | 17 | 47500 | 29000 | 23200 | 3.37 | 2.32 | 46500 | 2.94 | 1.88 | 8.2 | 6.4
Live | 217733038 |  | 11.2 | 18 | 48000 | 29400 | 23600 | 3.28 | 2.32 | 47500 | 3 | 1.88 | 8.2 | 6.4
Live | 217733039 |  | 11.2 | 18 | 48000 | 29400 | 23600 | 3.28 | 2.32 | 47500 | 3 | 1.88 | 8.2 | 6.4
Live | 217733040 |  | 11.2 | 18 | 47500 | 29200 | 23400 | 3.28 | 2.3 | 47000 | 2.94 | 1.86 | 8.2 | 6.4
Live | 217733041 |  | 11.5 | 17 | 47500 | 29200 | 23400 | 3.37 | 2.32 | 46500 | 2.96 | 1.86 | 8.2 | 6.4
Live | 217733042 |  | 11.2 | 17.5 | 48000 | 29400 | 23600 | 3.28 | 2.32 | 47500 | 3.02 | 1.88 | 8 | 6.3
Live | 217733043 |  | 11.2 | 18.5 | 48000 | 29400 | 23600 | 3.28 | 2.32 | 47500 | 3.02 | 1.88 | 8.2 | 6.4
Live | 217733046 |  | 11.2 | 18 | 48000 | 29800 | 23800 | 3.28 | 2.3 | 47500 | 2.98 | 1.84 | 8.2 | 6.4
Live | 217733047 |  | 11.2 | 18 | 48000 | 29600 | 23800 | 3.28 | 2.3 | 47500 | 2.98 | 1.86 | 8.2 | 6.4
Live | 217733048 |  | 11.2 | 18 | 48000 | 29600 | 23800 | 3.28 | 2.32 | 47500 | 3 | 1.86 | 8.2 | 6.4
Live | 217733049 |  | 10.5 | 16 | 44000 | 28200 | 28600 | 3.08 | 2.26 | 46500 | 3.06 | 1.86 | 8.2 | 6.6
Live | 217733050 |  | 10.5 | 16 | 44000 | 28000 | 28400 | 3.08 | 2.26 | 46500 | 3.06 | 1.86 | 8.2 | 6.6
Live | 217733051 |  | 10.5 | 16 | 44000 | 28000 | 28400 | 3.08 | 2.26 | 46500 | 3.06 | 1.86 | 8.2 | 6.6
Live | 217733052 |  | 11.2 | 17.5 | 48000 | 28600 | 22400 | 3.28 | 2.26 | 46500 | 3 | 1.8 | 7.8 | 6.2
Live | 217733053 |  | 11.5 | 17 | 47000 | 28000 | 22000 | 3.37 | 2.26 | 45500 | 2.92 | 1.8 | 7.8 | 6.1
Live | 217733054 |  | 11.7 | 17 | 47500 | 27600 | 21800 | 3.43 | 2.3 | 45000 | 2.98 | 1.84 | 7.8 | 6.2
Live | 217733055 |  | 11.7 | 17 | 47500 | 27800 | 22000 | 3.43 | 2.28 | 45500 | 2.96 | 1.82 | 7.8 | 6.2
Live | 217733056 |  | 11.5 | 18 | 48000 | 28400 | 22200 | 3.37 | 2.3 | 46000 | 3.04 | 1.82 | 7.8 | 6.2
Live | 217733057 |  | 11.5 | 18 | 48000 | 28400 | 22200 | 3.37 | 2.3 | 46000 | 3.04 | 1.82 | 7.8 | 6.2
Live | 217733058 |  | 11.5 | 18 | 47500 | 28000 | 22000 | 3.37 | 2.28 | 45500 | 2.96 | 1.82 | 7.8 | 6.2
Live | 217733059 |  | 11.5 | 17 | 47500 | 28000 | 22000 | 3.37 | 2.28 | 45500 | 2.98 | 1.82 | 7.8 | 6.2
Live | 217733070 |  | 11.2 | 17.5 | 48000 | 29400 | 23800 | 3.28 | 2.2 | 47000 | 2.9 | 1.8 | 7.8 | 6.2
Live | 217733071 |  | 11.5 | 17.5 | 48000 | 29200 | 23600 | 3.37 | 2.2 | 46500 | 2.92 | 1.8 | 7.8 | 6.2
Live | 217733072 |  | 11.5 | 17.5 | 48000 | 29200 | 23600 | 3.37 | 2.2 | 46500 | 2.92 | 1.8 | 7.8 | 6.2
Live | 217733077 |  | 11.5 | 18 | 47500 | 28200 | 22200 | 3.37 | 2.28 | 45500 | 2.96 | 1.8 | 7.8 | 6.2
Live | 217733081 |  | 11.7 | 18 | 47500 | 28000 | 22000 | 3.43 | 2.28 | 45500 | 2.98 | 1.82 | 7.8 | 6.2
Live | 217733084 |  | 11.7 | 18 | 47500 | 28000 | 22000 | 3.43 | 2.28 | 45500 | 2.98 | 1.82 | 7.8 | 6.2
Live | 217733086 |  | 10.5 | 17.5 | 57500 | 34800 | 26800 | 3.08 | 2.22 | 55500 | 3.16 | 1.88 | 7.8 | 6.2
Live | 217733087 |  | 10 | 16.5 | 57500 | 35000 | 27000 | 2.93 | 2.22 | 56000 | 3.14 | 1.86 | 7.8 | 6.2
Live | 217733088 |  | 10 | 16 | 57000 | 34800 | 26800 | 2.93 | 2.22 | 55500 | 3.14 | 1.88 | 7.8 | 6.2
Live | 217733089 |  | 9.8 | 16.5 | 56500 | 38500 | 31600 | 2.87 | 2.3 | 57500 | 3.06 | 2.02 | 8.2 | 6.6
Live | 217733090 |  | 10 | 16.5 | 56500 | 38000 | 31200 | 2.93 | 2.3 | 56500 | 3.04 | 2.02 | 8.2 | 6.6
Live | 217733091 |  | 10 | 16.5 | 57500 | 38000 | 31400 | 2.93 | 2.32 | 57000 | 3.12 | 2.04 | 8.2 | 6.7
Live | 217733092 |  | 10 | 16.5 | 57000 | 38500 | 31600 | 2.93 | 2.32 | 57000 | 3.1 | 2.04 | 8.2 | 6.6
Live | 217733093 |  | 10 | 17 | 57500 | 38000 | 31400 | 2.93 | 2.32 | 57000 | 3.12 | 2.04 | 8.2 | 6.6
Live | 217733094 |  | 10 | 17 | 57500 | 38000 | 31400 | 2.93 | 2.32 | 57000 | 3.12 | 2.04 | 8.2 | 6.6
Live | 217733095 |  | 10 | 16.5 | 57000 | 38500 | 31600 | 2.93 | 2.3 | 57500 | 3.08 | 2.02 | 8.2 | 6.6
Live | 217733096 |  | 10 | 16.5 | 57000 | 38000 | 31200 | 2.93 | 2.34 | 56500 | 3.1 | 2.04 | 8.1 | 6.5
Live | 217733097 |  | 10 | 17.5 | 57000 | 38000 | 31000 | 2.93 | 2.34 | 56500 | 3.1 | 2.06 | 8.2 | 6.7
Live | 217733099 |  | 10 | 17 | 57000 | 38000 | 31200 | 2.93 | 2.32 | 56500 | 3.06 | 2.04 | 8.2 | 6.6
Live | 217733100 |  | 10 | 17 | 57000 | 38000 | 31200 | 2.93 | 2.34 | 56500 | 3.08 | 2.04 | 8.2 | 6.6
Live | 217733101 |  | 10 | 16.5 | 56500 | 37200 | 31000 | 2.93 | 2.3 | 56500 | 3.16 | 2.04 | 8.5 | 6.7
Live | 217733102 |  | 10 | 16.5 | 56000 | 36600 | 30400 | 2.93 | 2.32 | 55500 | 3.14 | 2.06 | 8.5 | 6.7
Live | 217733103 |  | 10 | 16.5 | 57000 | 37000 | 30800 | 2.93 | 2.34 | 56500 | 3.22 | 2.06 | 8.5 | 6.7
Live | 217733104 |  | 10 | 16.5 | 57000 | 37000 | 31000 | 2.93 | 2.32 | 56500 | 3.2 | 2.06 | 8.5 | 6.7
Live | 217733105 |  | 10 | 17 | 57000 | 37000 | 30800 | 2.93 | 2.34 | 56500 | 3.22 | 2.06 | 8.5 | 6.7
Live | 217733106 |  | 10 | 17 | 57000 | 37000 | 30800 | 2.93 | 2.34 | 56500 | 3.22 | 2.06 | 8.5 | 6.7
Live | 217733107 |  | 10 | 16.5 | 57000 | 37200 | 31000 | 2.93 | 2.32 | 56500 | 3.18 | 2.06 | 8.5 | 6.7
Live | 217733108 |  | 10 | 16.5 | 56500 | 36600 | 30400 | 2.93 | 2.34 | 56000 | 3.2 | 2.08 | 8.2 | 6.6
Live | 217733109 |  | 10 | 17.5 | 56500 | 36600 | 30400 | 2.93 | 2.36 | 56000 | 3.2 | 2.08 | 8.5 | 6.7
Live | 217733111 |  | 10 | 17 | 56500 | 36800 | 30600 | 2.93 | 2.34 | 56000 | 3.16 | 2.08 | 8.5 | 6.7
Live | 217733112 |  | 10 | 17.5 | 56500 | 36600 | 30400 | 2.93 | 2.34 | 56000 | 3.18 | 2.08 | 8.5 | 6.7
Live | 217733113 |  | 10 | 16 | 56000 | 37800 | 30800 | 2.93 | 2.26 | 56000 | 3.02 | 2 | 8.2 | 6.6
Live | 217733114 |  | 9.8 | 15.5 | 56500 | 38000 | 31400 | 2.87 | 2.24 | 57000 | 3.04 | 1.98 | 8.2 | 6.6
Live | 217733115 |  | 10 | 17.5 | 56000 | 37600 | 30600 | 2.93 | 2.28 | 56000 | 3.04 | 2.02 | 8.2 | 6.6
Live | 217733117 |  | 13 | 19.5 | 24000 | 15000 | 15600 | 3.8 | 2.2 | 23600 | 3.37 | 1.78 | 8.5 | 6.6
Live | 217733118 |  | 10.5 | 18 | 35600 | 20200 | 16400 | 3.08 | 2.5 | 32000 | 3.22 | 2.1 | 8.5 | 6.6
Live | 217733119 |  | 10.5 | 17.5 | 35800 | 20800 | 17000 | 3.08 | 2.46 | 32800 | 3.21 | 2.06 | 8.5 | 6.7
Live | 217733121 |  | 11.7 | 18 | 48000 | 28600 | 23400 | 3.43 | 2.4 | 47000 | 3.18 | 2.06 | 7.8 | 6.3
Live | 217733122 |  | 9.8 | 16.5 | 54500 | 38000 | 32600 | 2.87 | 2.42 | 58000 | 3.16 | 2.2 | 8.5 | 6.9
Live | 217733124 |  | 11 | 15.5 | 34400 | 20400 | 16400 | 3.22 | 2.26 | 35000 | 3.08 | 2.1 | 8 | 6.3
Live | 217733125 |  | 11.2 | 15.5 | 34400 | 20400 | 16300 | 3.28 | 2.26 | 34600 | 3.06 | 2.1 | 8 | 6.3
Live | 217733126 |  | 11.2 | 15.5 | 35200 | 20600 | 16500 | 3.29 | 2.28 | 35200 | 3.14 | 2.12 | 8 | 6.3
Live | 217733127 |  | 11.2 | 15.5 | 34400 | 20400 | 16300 | 3.28 | 2.28 | 34600 | 3.06 | 2.12 | 8 | 6.3
Live | 217733128 |  | 11 | 16.5 | 34800 | 20800 | 16700 | 3.23 | 2.24 | 35400 | 3.08 | 2.08 | 8 | 6.3
Live | 217733129 |  | 11.5 | 18 | 47500 | 29000 | 23400 | 3.37 | 2.32 | 46500 | 2.98 | 1.88 | 8.2 | 6.4
Live | 217733130 |  | 11.7 | 18 | 48000 | 28000 | 22000 | 3.43 | 2.3 | 45500 | 3 | 1.82 | 7.8 | 6.2
Live | 217733131 |  | 11.2 | 16.5 | 48000 | 28200 | 26600 | 3.28 | 2.36 | 45500 | 3.18 | 1.84 | 8.1 | 6.4
Live | 217733132 |  | 11.5 | 16.5 | 48000 | 28000 | 26400 | 3.37 | 2.36 | 45500 | 3.18 | 1.84 | 8.1 | 6.4
Live | 217733133 |  | 11.5 | 16.5 | 48000 | 28000 | 26400 | 3.37 | 2.36 | 45500 | 3.18 | 1.84 | 8.1 | 6.4
Live | 217733134 |  | 11.2 | 17 | 46500 | 29000 | 28600 | 3.28 | 2.38 | 47000 | 3.18 | 1.92 | 8.2 | 6.7
Live | 217733135 |  | 11.2 | 17 | 46000 | 28800 | 28600 | 3.28 | 2.36 | 46500 | 3.14 | 1.9 | 8.2 | 6.6
Live | 217733136 |  | 11.2 | 17.5 | 46500 | 29200 | 29000 | 3.28 | 2.38 | 47500 | 3.22 | 1.9 | 8.2 | 6.7
Live | 217733137 |  | 11.2 | 17.5 | 46500 | 29200 | 29000 | 3.28 | 2.38 | 47500 | 3.22 | 1.9 | 8.2 | 6.7
Live | 217733138 |  | 11 | 17 | 46000 | 29000 | 28800 | 3.23 | 2.36 | 47000 | 3.14 | 1.9 | 8.2 | 6.6
Live | 217733139 |  | 11.2 | 16.5 | 46000 | 29000 | 28600 | 3.28 | 2.36 | 47000 | 3.14 | 1.9 | 8.2 | 6.6
Live | 217733140 |  | 11.2 | 17.5 | 47000 | 29400 | 29000 | 3.28 | 2.38 | 47500 | 3.24 | 1.92 | 8.1 | 6.6
Live | 217733141 |  | 11.2 | 17 | 47000 | 29400 | 29000 | 3.28 | 2.38 | 47500 | 3.22 | 1.92 | 8.2 | 6.6
Live | 217733143 |  | 11 | 17 | 46500 | 29400 | 29000 | 3.22 | 2.36 | 47500 | 3.2 | 1.9 | 8.2 | 6.6
Live | 217733144 |  | 11 | 17 | 47000 | 29400 | 29000 | 3.23 | 2.36 | 47500 | 3.22 | 1.9 | 8.2 | 6.6
Live | 217733145 |  | 11.2 | 17 | 47000 | 29200 | 29000 | 3.28 | 2.38 | 47500 | 3.22 | 1.92 | 8.2 | 6.6
Live | 217733146 |  | 11.7 | 18 | 47500 | 29800 | 28800 | 3.43 | 2.34 | 48000 | 3.18 | 1.96 | 8 | 6.5
Live | 217733147 |  | 11.2 | 17 | 47000 | 30000 | 29000 | 3.28 | 2.32 | 48000 | 3.14 | 1.94 | 8 | 6.5
Live | 217733148 |  | 11 | 18.5 | 48000 | 33200 | 30400 | 3.23 | 2.4 | 48000 | 3.24 | 1.9 | 8.5 | 6.9
Live | 217733149 |  | 11.5 | 16.5 | 23200 | 15400 | 14400 | 3.37 | 2.08 | 24000 | 2.98 | 1.82 | 8 | 6.4
Live | 217733150 |  | 11.7 | 15.5 | 23000 | 17000 | 17000 | 3.42 | 2.36 | 24000 | 3.04 | 1.98 | 8.5 | 7
Live | 217733151 |  | 11 | 15.2 | 21600 | 15900 | 15700 | 3.23 | 2.14 | 24000 | 3.18 | 1.84 | 8.1 | 6.7
Live | 217733153 |  | 13 | 18.5 | 23800 | 16400 | 16300 | 3.81 | 2.46 | 24000 | 3.15 | 2.02 | 8.5 | 7.1
Live | 217733154 |  | 13 | 18.5 | 23800 | 16400 | 16300 | 3.81 | 2.46 | 24000 | 3.15 | 2.02 | 8.5 | 7.1
Live | 217733155 |  | 12.8 | 18 | 24000 | 16700 | 16700 | 3.74 | 2.42 | 24000 | 3.18 | 2.02 | 8.5 | 7.1
Live | 217733156 |  | 13 | 18.5 | 24000 | 16600 | 16500 | 3.8 | 2.46 | 24000 | 3.23 | 2.04 | 8.5 | 7.1
Live | 217733157 |  | 13 | 19 | 23600 | 16400 | 16400 | 3.8 | 2.44 | 24000 | 3.14 | 2.02 | 8.5 | 7
Live | 217733158 |  | 13 | 18.5 | 23600 | 16500 | 16500 | 3.8 | 2.42 | 24000 | 3.13 | 2 | 8.5 | 7
Live | 217733161 |  | 13 | 19 | 23800 | 16300 | 16300 | 3.81 | 2.46 | 24000 | 3.15 | 2.02 | 8.5 | 7
Live | 217733162 |  | 13 | 20 | 23600 | 16200 | 16200 | 3.8 | 2.46 | 24000 | 3.14 | 2.02 | 8.5 | 7.1
Live | 217733163 |  | 13 | 19 | 24000 | 16700 | 16600 | 3.8 | 2.43 | 24000 | 3.2 | 2.02 | 8.5 | 7.1
Live | 217733164 |  | 11.7 | 15.5 | 23000 | 17000 | 17000 | 3.42 | 2.36 | 24000 | 3.04 | 1.98 | 8.5 | 7
Live | 217733165 |  | 13 | 19.5 | 23800 | 16600 | 16500 | 3.81 | 2.44 | 24000 | 3.18 | 2.02 | 8.5 | 7.1
Live | 217733166 |  | 13 | 19.5 | 23800 | 16600 | 16500 | 3.81 | 2.44 | 24000 | 3.18 | 2.02 | 8.5 | 7.1
Live | 217733167 |  | 13 | 20 | 23400 | 16200 | 16200 | 3.81 | 2.43 | 24000 | 3.13 | 2.02 | 8.5 | 7.1
Live | 217733168 |  | 13 | 19 | 24000 | 16700 | 16600 | 3.8 | 2.43 | 24000 | 3.2 | 2.02 | 8.5 | 7.1
Live | 217733169 |  | 13 | 19 | 23200 | 16200 | 16200 | 3.82 | 2.42 | 24000 | 3.06 | 2 | 8.5 | 7.1
Live | 217733170 |  | 13 | 19 | 23200 | 16200 | 16200 | 3.82 | 2.42 | 24000 | 3.06 | 2 | 8.5 | 7.1
Live | 217733171 |  | 13 | 18 | 23600 | 16400 | 16400 | 3.8 | 2.44 | 24000 | 3.14 | 2.02 | 8.5 | 7.1
Live | 217733172 |  | 13 | 18 | 23600 | 16300 | 16300 | 3.8 | 2.44 | 24000 | 3.14 | 2.02 | 8.5 | 7.1
Live | 217733173 |  | 13 | 19 | 23600 | 16400 | 16400 | 3.8 | 2.44 | 24000 | 3.14 | 2.02 | 8.5 | 7
Live | 217733176 |  | 12.4 | 16 | 24000 | 15200 | 14200 | 3.63 | 2.14 | 24000 | 3.13 | 1.86 | 8.1 | 6.4
Live | 217733177 |  | 13 | 18.5 | 24000 | 14800 | 13800 | 3.8 | 2.18 | 23600 | 3.14 | 1.88 | 8.2 | 6.5
Live | 217733178 |  | 13 | 18.5 | 24000 | 14800 | 13800 | 3.8 | 2.18 | 23600 | 3.14 | 1.88 | 8.2 | 6.5
Live | 217733179 |  | 12.4 | 18 | 24000 | 15100 | 14200 | 3.63 | 2.14 | 24000 | 3.13 | 1.86 | 8.2 | 6.5
Live | 217733180 |  | 12.8 | 18 | 24000 | 15000 | 14000 | 3.74 | 2.18 | 23800 | 3.18 | 1.88 | 8.2 | 6.5
Live | 217733183 |  | 13 | 19 | 23800 | 14800 | 13800 | 3.81 | 2.16 | 23400 | 3.1 | 1.88 | 8.1 | 6.4
Live | 217733184 |  | 12.4 | 17 | 22400 | 15300 | 15100 | 3.63 | 2.24 | 24000 | 3.37 | 1.9 | 8.5 | 6.8
Live | 217733185 |  | 12.8 | 19 | 23800 | 14900 | 13900 | 3.75 | 2.14 | 23600 | 3.07 | 1.86 | 8.1 | 6.4
Live | 217733186 |  | 12.4 | 17 | 22400 | 15300 | 15100 | 3.63 | 2.24 | 24000 | 3.37 | 1.9 | 8.5 | 6.8
Live | 217733189 |  | 13 | 19.5 | 23800 | 14700 | 13800 | 3.81 | 2.18 | 23400 | 3.12 | 1.88 | 8.2 | 6.4
Live | 217733190 |  | 13 | 20 | 23800 | 14700 | 13700 | 3.81 | 2.18 | 23400 | 3.12 | 1.88 | 8.2 | 6.5
Live | 217733191 |  | 12.6 | 19 | 24000 | 15100 | 14100 | 3.7 | 2.16 | 23800 | 3.16 | 1.88 | 8.2 | 6.5
Live | 217733192 |  | 11.7 | 16.5 | 22400 | 15600 | 15300 | 3.44 | 2.2 | 24000 | 3.32 | 1.88 | 8.2 | 6.7
Live | 217733193 |  | 12.2 | 17 | 22600 | 15500 | 15100 | 3.58 | 2.22 | 24000 | 3.38 | 1.9 | 8.5 | 6.8
Live | 217733194 |  | 12.4 | 17.5 | 22200 | 15300 | 15100 | 3.63 | 2.22 | 24000 | 3.32 | 1.9 | 8.2 | 6.7
Live | 217733195 |  | 12 | 17.5 | 22200 | 15400 | 15200 | 3.52 | 2.2 | 24000 | 3.29 | 1.88 | 8.2 | 6.7
Live | 217733198 |  | 12.4 | 18 | 22200 | 15200 | 15100 | 3.63 | 2.24 | 24000 | 3.33 | 1.9 | 8.2 | 6.7
Live | 217733199 |  | 11.5 | 16.5 | 23200 | 15400 | 14400 | 3.37 | 2.08 | 24000 | 2.98 | 1.82 | 8 | 6.4
Live | 217733200 |  | 12.8 | 19 | 24000 | 15000 | 14000 | 3.74 | 2.15 | 23800 | 3.16 | 1.88 | 8.2 | 6.5
Live | 217733201 |  | 12.8 | 19 | 24000 | 15000 | 14000 | 3.74 | 2.15 | 23800 | 3.16 | 1.88 | 8.2 | 6.5
Live | 217733202 |  | 13 | 20 | 23600 | 14700 | 13700 | 3.8 | 2.16 | 23400 | 3.1 | 1.88 | 8.2 | 6.5
Live | 217733203 |  | 12.6 | 19 | 24000 | 15100 | 14100 | 3.7 | 2.16 | 23800 | 3.16 | 1.88 | 8.2 | 6.5
Live | 217733204 |  | 13 | 19 | 23400 | 14600 | 13700 | 3.81 | 2.14 | 23200 | 3.04 | 1.86 | 8.2 | 6.5
Live | 217733205 |  | 13 | 19 | 23400 | 14600 | 13700 | 3.81 | 2.14 | 23200 | 3.04 | 1.86 | 8.2 | 6.5
Live | 217733206 |  | 13 | 18 | 23800 | 14800 | 13800 | 3.81 | 2.16 | 23400 | 3.12 | 1.88 | 8.2 | 6.5
Live | 217733207 |  | 13 | 18.5 | 23800 | 14800 | 13800 | 3.81 | 2.16 | 23400 | 3.12 | 1.88 | 8.2 | 6.5
Live | 217733208 |  | 13 | 19.5 | 23800 | 14800 | 13800 | 3.81 | 2.16 | 23400 | 3.12 | 1.88 | 8.1 | 6.4
Live | 217733209 |  | 13 | 20 | 24000 | 16000 | 15800 | 3.8 | 2.34 | 24000 | 3.37 | 1.88 | 8.2 | 6.7
Live | 217733215 |  | 12 | 15.5 | 24000 | 16400 | 16200 | 3.52 | 2.28 | 24000 | 3.26 | 1.84 | 8.2 | 6.7
Live | 217733216 |  | 13 | 19.5 | 24000 | 16000 | 15800 | 3.8 | 2.34 | 24000 | 3.33 | 1.88 | 8.5 | 6.8
Live | 217733217 |  | 10 | 14.7 | 34200 | 19500 | 15600 | 2.93 | 2.2 | 32800 | 2.84 | 1.86 | 8.2 | 6.3
Live | 217733218 |  | 9.8 | 14.7 | 34800 | 20800 | 16900 | 2.87 | 2.3 | 33600 | 3.1 | 2 | 7.8 | 6.2
Live | 217733219 |  | 10 | 15.2 | 35200 | 21000 | 16700 | 2.93 | 2.3 | 32000 | 3 | 2.1 | 8.2 | 6.5
Live | 217733220 |  | 9.8 | 16 | 35600 | 21400 | 17100 | 2.87 | 2.28 | 32200 | 2.96 | 2.06 | 8.2 | 6.5
Live | 217733221 |  | 10 | 15.5 | 35400 | 20800 | 16500 | 2.93 | 2.34 | 31800 | 3.04 | 2.12 | 8.2 | 6.5
Live | 217733222 |  | 10 | 15.5 | 35400 | 20800 | 16500 | 2.93 | 2.34 | 31800 | 3.04 | 2.12 | 8.2 | 6.5
Live | 217733223 |  | 10 | 16 | 34800 | 20600 | 16400 | 2.93 | 2.32 | 31600 | 2.98 | 2.12 | 8.2 | 6.5
Live | 217733224 |  | 10 | 16.5 | 35600 | 21000 | 16700 | 2.93 | 2.34 | 32000 | 3.04 | 2.12 | 8.2 | 6.4
Live | 217733225 |  | 10 | 16.5 | 35400 | 20800 | 16600 | 2.93 | 2.32 | 31800 | 3.02 | 2.12 | 8.2 | 6.4
Live | 217733227 |  | 10 | 16.5 | 35400 | 21000 | 16700 | 2.93 | 2.3 | 31600 | 2.98 | 2.1 | 8.2 | 6.4
Live | 217733228 |  | 10 | 17 | 35200 | 21000 | 16600 | 2.93 | 2.32 | 31800 | 3.02 | 2.12 | 8.2 | 6.5
Live | 217733229 |  | 10 | 17 | 35200 | 21000 | 16600 | 2.93 | 2.32 | 32000 | 3 | 2.1 | 8.2 | 6.4
Live | 217733230 |  | 10 | 16.5 | 35200 | 21000 | 16600 | 2.93 | 2.32 | 31800 | 3.02 | 2.12 | 8.2 | 6.4
Live | 217733231 |  | 10 | 16.5 | 35400 | 20800 | 16500 | 2.93 | 2.34 | 31800 | 3.04 | 2.12 | 8.2 | 6.5
Live | 217733232 |  | 10 | 17 | 35200 | 21000 | 16700 | 2.93 | 2.3 | 32000 | 3 | 2.1 | 8.2 | 6.4
Live | 217733233 |  | 10 | 15.2 | 34200 | 20800 | 16500 | 2.93 | 2.4 | 31800 | 3 | 2.06 | 8.2 | 6.5
Live | 217733235 |  | 10 | 16.5 | 34200 | 20800 | 16500 | 2.93 | 2.4 | 31600 | 3 | 2.06 | 8.2 | 6.5
Live | 217733236 |  | 10.5 | 15.5 | 34600 | 20800 | 16400 | 3.07 | 2.46 | 32000 | 3.08 | 2.08 | 8.2 | 6.5
Live | 217733237 |  | 10 | 16.5 | 34800 | 21000 | 16600 | 2.93 | 2.44 | 32200 | 3.08 | 2.08 | 8.2 | 6.5
Live | 217733238 |  | 10 | 16.5 | 34800 | 21000 | 16600 | 2.93 | 2.44 | 32200 | 3.08 | 2.08 | 8.2 | 6.5
Live | 217733239 |  | 10.5 | 15.5 | 34600 | 20800 | 16300 | 3.07 | 2.46 | 31800 | 3.06 | 2.1 | 8.2 | 6.5
Live | 217733240 |  | 10.5 | 15.5 | 34600 | 20800 | 16300 | 3.07 | 2.46 | 31800 | 3.06 | 2.1 | 8.2 | 6.5
Live | 217733241 |  | 10 | 16.5 | 34800 | 21200 | 16700 | 2.93 | 2.42 | 32200 | 3.06 | 2.06 | 8.2 | 6.5
Live | 217733242 |  | 10 | 15.5 | 34800 | 21200 | 16700 | 2.93 | 2.42 | 32400 | 3.06 | 2.06 | 8.1 | 6.4
Live | 217733243 |  | 10 | 16.5 | 34800 | 21200 | 16700 | 2.93 | 2.42 | 32400 | 3.06 | 2.06 | 8.2 | 6.5
Live | 217733244 |  | 10.5 | 16 | 34600 | 21000 | 16900 | 3.07 | 2.2 | 35400 | 3.02 | 2.04 | 8 | 6.3
Live | 217733245 |  | 10 | 16.5 | 34800 | 21200 | 16900 | 2.93 | 2.4 | 31800 | 3.02 | 2.04 | 8.2 | 6.5
Live | 217733246 |  | 10.5 | 16.5 | 34600 | 20800 | 16800 | 3.07 | 2.22 | 35400 | 3.06 | 2.06 | 8 | 6.3
Live | 217733247 |  | 10 | 16.5 | 34800 | 21200 | 16900 | 2.93 | 2.4 | 31800 | 3.02 | 2.04 | 8.2 | 6.5
Live | 217733248 |  | 10 | 17 | 34800 | 21000 | 16700 | 2.93 | 2.44 | 32200 | 3.08 | 2.06 | 8.2 | 6.5
Live | 217733249 |  | 10.5 | 17 | 34800 | 20800 | 16700 | 3.08 | 2.22 | 35400 | 3.06 | 2.08 | 8 | 6.3
Live | 217733250 |  | 10 | 14.3 | 34000 | 21200 | 17300 | 2.93 | 2.18 | 36000 | 3.02 | 2.02 | 7.8 | 6.3
Live | 217733251 |  | 10.5 | 16.5 | 34800 | 22000 | 16800 | 3.08 | 2.38 | 35400 | 3.16 | 2.2 | 8.5 | 6.7
Live | 217733252 |  | 10 | 17.5 | 35000 | 22400 | 17200 | 2.93 | 2.32 | 35800 | 3.14 | 2.16 | 8.5 | 6.7
Live | 217733253 |  | 10 | 17 | 35200 | 22400 | 17100 | 2.93 | 2.34 | 35800 | 3.14 | 2.16 | 8.5 | 6.7
Live | 217733254 |  | 10.5 | 17.5 | 33400 | 21800 | 16600 | 3.08 | 2.1 | 32800 | 2.86 | 1.94 | 8.1 | 6.4
Live | 217733255 |  | 10.5 | 17.5 | 33400 | 21800 | 16600 | 3.08 | 2.1 | 32800 | 2.86 | 1.94 | 8.1 | 6.4
Live | 217733256 |  | 10.5 | 17.5 | 33600 | 21600 | 16500 | 3.08 | 2.12 | 32600 | 2.86 | 1.96 | 8.1 | 6.4
Live | 217733257 |  | 10.5 | 17.5 | 33800 | 21800 | 16600 | 3.08 | 2.12 | 32800 | 2.88 | 1.96 | 8.1 | 6.4
Live | 217733258 |  | 10.5 | 17.5 | 33800 | 21800 | 16600 | 3.08 | 2.12 | 32800 | 2.88 | 1.96 | 8.1 | 6.4
Live | 217733259 |  | 10.5 | 17.5 | 33600 | 21800 | 16700 | 3.08 | 2.12 | 33000 | 2.88 | 1.94 | 8.1 | 6.4
Live | 217733260 |  | 10.5 | 17.5 | 33600 | 21800 | 16600 | 3.08 | 2.12 | 32800 | 2.88 | 1.94 | 8.1 | 6.4
Live | 217733261 |  | 10.5 | 18 | 34000 | 22000 | 16800 | 3.08 | 2.12 | 33200 | 2.92 | 1.96 | 8.1 | 6.4
Live | 217733262 |  | 10.5 | 18 | 34200 | 22200 | 16800 | 3.07 | 2.14 | 33400 | 2.92 | 1.94 | 8.2 | 6.4
Live | 217733265 |  | 10.5 | 16 | 47000 | 33600 | 30600 | 3.07 | 2.4 | 48000 | 3.24 | 1.9 | 8.5 | 6.9
Live | 217733266 |  | 10.5 | 16.9 | 46500 | 29600 | 29200 | 3.08 | 2.34 | 48000 | 3.18 | 1.9 | 8.2 | 6.6
Live | 217733269 |  | 9.8 | 14.7 | 54500 | 38000 | 32600 | 2.87 | 2.42 | 58000 | 3.16 | 2.2 | 8.5 | 7
Live | 217733270 |  | 9.8 | 16.5 | 55500 | 37000 | 31200 | 2.87 | 2.14 | 55500 | 2.96 | 1.92 | 8.1 | 6.5
Live | 217733271 |  | 10 | 16.5 | 55000 | 36400 | 30600 | 2.93 | 2.14 | 54500 | 2.94 | 1.94 | 8.1 | 6.5
Live | 217733273 |  | 10 | 17 | 54500 | 37800 | 30200 | 2.93 | 2.26 | 58500 | 2.86 | 1.98 | 8.2 | 6.6
Live | 217733274 |  | 9.8 | 17 | 54000 | 38500 | 30800 | 2.87 | 2.2 | 60000 | 2.82 | 1.94 | 8.2 | 6.5
Live | 217733275 |  | 11.7 | 14.7 | 22400 | 15600 | 15300 | 3.44 | 2.2 | 24000 | 3.32 | 1.88 | 8.2 | 6.7
Live | 217733351 |  | 10.5 | 16.5 | 34000 | 20800 | 16400 | 3.08 | 2.28 | 32200 | 3.1 | 2.04 | 8.2 | 6.4
Live | 217733378 |  | 12 | 19 | 45500 | 43000 | 42000 | 3.52 | 2.4 | 45500 | 2.95 | 2 | 8.5 | 8.5
Live | 217733379 |  | 12 | 18 | 45500 | 43000 | 42000 | 3.52 | 2.4 | 45500 | 2.95 | 2 | 8.5 | 8.5
Live | 217733380 |  | 12 | 19 | 45500 | 43000 | 42000 | 3.52 | 2.4 | 45500 | 2.95 | 2 | 8.5 | 8.5
Live | 217733381 |  | 12 | 18 | 45500 | 43000 | 42000 | 3.52 | 2.4 | 45500 | 2.95 | 2 | 8.5 | 8.5
Live | 217733382 |  | 12 | 18 | 45500 | 43000 | 42000 | 3.52 | 2.4 | 45500 | 2.95 | 2 | 8.5 | 8.5
Live | 217733383 |  | 12 | 19 | 45500 | 43000 | 42000 | 3.52 | 2.4 | 45500 | 2.95 | 2 | 8.5 | 8.5
Live | 217733384 |  | 12 | 19 | 45500 | 43000 | 42000 | 3.52 | 2.4 | 45500 | 2.95 | 2 | 8.5 | 8.5
Live | 217733385 |  | 12 | 18 | 45500 | 43000 | 42000 | 3.52 | 2.4 | 45500 | 2.95 | 2 | 8.5 | 8.5
Live | 217733386 |  | 12 | 19 | 45500 | 43000 | 42000 | 3.52 | 2.4 | 45500 | 2.95 | 2 | 8.5 | 8.5
Live | 217733388 |  | 12 | 18 | 45500 | 43000 | 42000 | 3.52 | 2.4 | 45500 | 2.95 | 2 | 8.5 | 8.5
Live | 217734469 |  | 11 | 17 | 20800 | 18300 | 17200 | 3.23 | 2.3 | 20800 | 2.88 | 2 | 9.5 | 7.5
Live | 217734470 |  | 11 | 17 | 20800 | 18300 | 17200 | 3.23 | 2.3 | 20800 | 2.88 | 2 | 9.5 | 7.5
Live | 217734471 |  | 11 | 17 | 20800 | 18300 | 17100 | 3.23 | 2.3 | 20800 | 2.86 | 2 | 9.5 | 7.5
Live | 217734472 |  | 11 | 17 | 20800 | 18300 | 17100 | 3.23 | 2.3 | 20800 | 2.86 | 2 | 9.5 | 7.5
Live | 217734473 |  | 11 | 17 | 21000 | 18300 | 17000 | 3.22 | 2.3 | 20800 | 2.86 | 2 | 9.5 | 7.5
Live | 217734474 |  | 11 | 18 | 20800 | 19800 | 18400 | 3.23 | 2.3 | 20800 | 2.97 | 2 | 10 | 8
Live | 217734475 |  | 11 | 18 | 21000 | 19800 | 18300 | 3.22 | 2.3 | 21000 | 2.97 | 2 | 10 | 8
Live | 217734476 |  | 12 | 18 | 32200 | 29800 | 28200 | 3.52 | 2.4 | 32200 | 3.03 | 2 | 10 | 8.5
Live | 217734477 |  | 12 | 18 | 32200 | 29800 | 28200 | 3.52 | 2.4 | 32200 | 3.03 | 2 | 10 | 8.5
Live | 217734478 |  | 11.7 | 18 | 31200 | 31000 | 29600 | 3.42 | 2.3 | 31200 | 2.63 | 2 | 8.5 | 7.8
Live | 217734479 |  | 11.7 | 18 | 31200 | 31000 | 29600 | 3.42 | 2.3 | 31200 | 2.63 | 2 | 8.5 | 7.8
Live | 217734480 |  | 11.7 | 18 | 31200 | 31000 | 29600 | 3.42 | 2.3 | 31200 | 2.63 | 2 | 8.5 | 7.8
Live | 217734481 |  | 11.7 | 18 | 31200 | 31000 | 29600 | 3.42 | 2.3 | 31200 | 2.63 | 2 | 8.5 | 7.8
Live | 217734482 |  | 10 | 17 | 40500 | 40500 | 38000 | 2.93 | 2.4 | 40500 | 2.9 | 2 | 10 | 8.5
Live | 217734483 |  | 11 | 17 | 41000 | 40000 | 37800 | 3.22 | 2.4 | 41000 | 2.89 | 2 | 10 | 8.5
Live | 217734484 |  | 11 | 17 | 41000 | 40000 | 37800 | 3.22 | 2.4 | 41000 | 2.9 | 2 | 10 | 8.5
Live | 217734485 |  | 11 | 17 | 41000 | 40000 | 37800 | 3.22 | 2.4 | 41000 | 2.89 | 2 | 10 | 8.5
Live | 217734486 |  | 11 | 17 | 41000 | 40000 | 37800 | 3.22 | 2.4 | 41000 | 2.89 | 2 | 10 | 8.5
Live | 217734487 |  | 11 | 17 | 42500 | 36200 | 33400 | 3.23 | 2.4 | 42500 | 3.01 | 2 | 9.5 | 7.8
Live | 217734488 |  | 11 | 17 | 42500 | 36200 | 33400 | 3.23 | 2.4 | 42500 | 3.01 | 2 | 9.5 | 7.8
Live | 217734489 |  | 10 | 17 | 51000 | 42000 | 38000 | 2.93 | 2.3 | 51000 | 3.02 | 2 | 10 | 7.8
Live | 217734490 |  | 10 | 17 | 51000 | 42000 | 38000 | 2.93 | 2.3 | 51000 | 3.02 | 2 | 10 | 7.8
Live | 217734491 |  | 10 | 17 | 48500 | 42500 | 39000 | 2.93 | 2.4 | 48500 | 3.07 | 2 | 8.1 | 7.5
Live | 217734492 |  | 10 | 16 | 48500 | 42500 | 39000 | 2.93 | 2.4 | 48500 | 3.07 | 2 | 8.1 | 7.5
Live | 217734493 |  | 10 | 17 | 49000 | 42000 | 39000 | 2.93 | 2.4 | 49000 | 3.11 | 2 | 8.1 | 7.5
Live | 217734714 |  | 12.1 | 19 | 12000 | 9700 | 7800 | 3.55 | 2.49 | 15000 | 3.31 | 2.2 | 9.4 | 7.9
Live | 217734716 |  | 11.8 | 17.6 | 9000 | 7900 | 6400 | 3.47 | 2.6 | 12000 | 3.11 | 2.34 | 10.3 | 8.5
Live | 217734717 |  | 12.4 | 15.8 | 18000 | 13100 | 10500 | 3.74 | 2.54 | 20000 | 3.81 | 2.61 | 10 | 8.3
Live | 217735894 |  | 11.7 | 21 | 30000 | 22600 | 20000 | 2.75 | 2.25 | 34000 | 3.44 | 1.83 | 9.2 | 7.1
Live | 217735895 |  | 12.2 | 23.5 | 30000 | 22600 | 20000 | 2.75 | 2.25 | 34000 | 3.44 | 1.83 | 9.2 | 7
Live | 217735896 |  | 11.95 | 22.25 | 30000 | 22600 | 20000 | 2.75 | 2.25 | 34000 | 3.44 | 1.83 | 9.2 | 7.05
Live | 217739010 |  | 12 | 18.5 | 28000 | 24000 | 24000 | 3.13 | 2.4 | 24000 | 3.8 | 2.2 | 9.5 | 8.5
Live | 217739011 |  | 11 | 18 | 39000 | 28600 | 26000 | 2.93 | 2.4 | 34200 | 3.5 | 2.1 | 9 | 7.7
Live | 217739012 |  | 11 | 17.5 | 53000 | 48000 | 36000 | 2.96 | 2.25 | 48000 | 3.8 | 2.25 | 9.8 | 8.6
Live | 217739013 |  | 10 | 16.7 | 57000 | 53000 | 40000 | 2.43 | 2.1 | 54000 | 3.5 | 2.2 | 9 | 7.5
Live | 217739014 |  | 15 | 22 | 12700 | 9500 | 8100 | 3.88 | 2.53 | 11500 | 3.55 | 2.4 | 12 | 10.3
Live | 217739015 |  | 14.6 | 24 | 12900 | 11900 | 10600 | 3.29 | 2 | 13900 | 3.02 | 1.83 | 12.1 | 9.5
Live | 217739016 |  | 13 | 23 | 13900 | 11900 | 11500 | 3.31 | 1.95 | 15200 | 3.25 | 1.99 | 10 | 8
Live | 217739017 |  | 12.5 | 20.6 | 19000 | 18800 | 17500 | 3.28 | 2.05 | 22200 | 3.27 | 1.89 | 12.2 | 9.2
Live | 217739018 |  | 14.4 | 22.1 | 11400 | 9900 | 8000 | 3.37 | 2.59 | 14300 | 3.2 | 2.17 | 11.8 | 9
Live | 217739019 |  | 12.3 | 22.1 | 13800 | 10000 | 8600 | 3.43 | 2.59 | 15300 | 3.42 | 2.47 | 10 | 7.8
Live | 217739020 |  | 12.5 | 22.2 | 18800 | 15200 | 13100 | 3.32 | 2.47 | 22800 | 3.55 | 2.25 | 12.2 | 8.6
Live | 217747169 |  | 9 | 14.3 | 54500 | 37800 | 30000 | 2.64 | 2.5 | 54500 | 3.2 | 2 | 8.1 | 6.8
Live | 217747170 |  | 9 | 14.3 | 54500 | 37800 | 30000 | 2.64 | 2.5 | 54500 | 3.2 | 2 | 8.1 | 6.8
Live | 217747171 |  | 9 | 14.3 | 54500 | 37800 | 30000 | 2.64 | 2.5 | 54500 | 3.2 | 2 | 8.1 | 6.8
Live | 217747174 |  | 12 | 20 | 33000 | 21500 | 21000 | 2.98 | 2.5 | 37000 | 4.59 | 2.3 | 10 | 7.7
Live | 217747175 |  | 11.7 | 19.5 | 41000 | 34000 | 31000 | 2.78 | 2.3 |  |  | 2.15 | 10.5 | 8.4
Live | 217747177 |  | 11 | 19 | 63500 | 42000 | 42500 | 2.99 | 2.3 | 63000 | 3.1 | 2.42 | 9 | 7.2
Live | 217752483 |  | 12 | 18 | 30000 | 19600 | 16800 | 3.02 | 2.2 | 30600 | 3.2 | 1.85 | 9 | 6.6
Live | 217752484 |  | 12 | 18.5 | 30200 | 20000 | 17200 | 3.11 | 2.31 | 30800 | 3.22 | 1.9 | 9 | 6.6
Live | 217752485 |  | 10.6 | 16 | 34000 | 25000 | 23800 | 2.75 | 2.3 | 37600 | 3.01 | 1.85 | 9 | 6.6
Live | 217752486 |  | 11 | 16.5 | 34000 | 25000 | 24000 | 2.83 | 2.3 | 37800 | 3.12 | 1.9 | 9 | 6.6
Live | 217752487 |  | 11 | 16.5 | 34500 | 25000 | 24000 | 2.82 | 2.4 | 38000 | 3.14 | 1.88 | 9 | 6.6
Live | 217752488 |  | 11 | 17.5 | 34500 | 25200 | 24000 | 2.82 | 2.41 | 37800 | 3.03 | 1.88 | 9 | 6.6
Live | 217752489 |  | 11.7 | 17.5 | 34500 | 25600 | 24200 | 3.03 | 2.4 | 37800 | 3.12 | 1.9 | 9 | 6.6
Live | 217752490 |  | 11.7 | 16 | 50500 | 35000 | 31000 | 3.05 | 2.1 | 49500 | 3.11 | 1.8 | 8.8 | 6.6
Live | 217752491 |  | 11.7 | 16.5 | 53500 | 35600 | 32800 | 3.05 | 2.1 | 53000 | 3.22 | 1.9 | 8.8 | 6.6
Live | 217752492 |  | 11.7 | 16.5 | 53500 | 35600 | 33000 | 3.05 | 2.1 | 53500 | 3.23 | 1.9 | 9 | 6.6
Live | 217752493 |  | 11.4 | 17.5 | 56500 | 38000 | 37600 | 2.97 | 2.1 | 57000 | 3 | 1.8 | 8.5 | 6.6
Live | 217752494 |  | 11.7 | 18 | 56500 | 38500 | 37800 | 3.06 | 2.1 | 57000 | 2.98 | 1.9 | 8.5 | 6.6
Live | 217752495 |  | 10.6 | 16 | 27400 | 17600 | 16800 | 2.77 | 2.3 | 29200 | 2.96 | 1.8 | 8.5 | 6.6
Live | 217752496 |  | 10.6 | 16 | 27400 | 17600 | 16800 | 2.77 | 2.3 | 29200 | 2.96 | 1.8 | 8.5 | 6.6
Live | 217752497 |  | 10.6 | 16 | 27400 | 17600 | 16800 | 2.77 | 2.3 | 29200 | 2.96 | 1.8 | 8.5 | 6.6
Live | 217752498 |  | 10 | 16 | 32600 | 22800 | 22400 | 2.13 | 2.28 | 35200 | 2.87 | 1.82 | 8.5 | 6.6
Live | 217752499 |  | 10.5 | 16 | 32200 | 23000 | 22400 | 2.11 | 2.28 | 35200 | 2.87 | 1.82 | 8.5 | 6.6
Live | 217752500 |  | 10.5 | 15.2 | 33200 | 23000 | 22400 | 2.17 | 2.28 | 35600 | 2.91 | 1.85 | 8.5 | 6.6
Live | 217752501 |  | 10.2 | 16 | 33000 | 23000 | 22200 | 2.14 | 2.28 | 35600 | 2.65 | 1.85 | 8.5 | 6.6
Live | 217752502 |  | 10.2 | 15.2 | 33400 | 23000 | 22400 | 2.18 | 2.28 | 35600 | 2.65 | 1.85 | 8.5 | 6.6
Live | 217752503 |  | 10.5 | 16 | 47000 | 33000 | 31000 | 2.49 | 2.26 | 47000 | 2.66 | 1.85 | 8.5 | 6.6
Live | 217752504 |  | 10.5 | 16 | 51500 | 34000 | 33000 | 2.63 | 2.28 | 51000 | 2.82 | 1.85 | 8.5 | 6.6
Live | 217752505 |  | 10.5 | 16 | 51500 | 34200 | 33000 | 2.59 | 2.28 | 51000 | 2.82 | 1.85 | 8.5 | 6.6
Live | 217752506 |  | 10 | 16 | 54500 | 37600 | 34800 | 2.41 | 2.24 | 55000 | 2.75 | 1.9 | 8.5 | 6.6
Live | 217752507 |  | 10 | 16 | 54500 | 37600 | 35200 | 2.41 | 2.2 | 56000 | 2.8 | 1.9 | 8.5 | 6.6
Live | 217753281 |  | 10.4 | 16.9 | 21600 | 13400 | 10000 | 2.9 | 2.09 | 22000 | 2.76 | 1.8 | 8 | 6.4
Live | 217753282 |  | 10.5 | 17.2 | 21600 | 13400 | 10000 | 2.94 | 2.09 | 22000 | 2.85 | 1.8 | 8.1 | 6.4
Live | 217753283 |  | 10.5 | 14.7 | 21600 | 13400 | 10000 | 2.94 | 2.09 | 22000 | 2.85 | 1.8 | 8 | 6.4
Live | 217753284 |  | 10.7 | 14.9 | 21600 | 13400 | 10000 | 2.99 | 2.09 | 22000 | 2.96 | 1.8 | 8 | 6.4
Live | 217753285 |  | 11.1 | 16.5 | 22800 | 20000 | 18000 | 3.11 | 1.9 | 22800 | 2.76 | 1.8 | 9.3 | 7.6
Live | 217753286 |  | 11.2 | 16.7 | 22800 | 20000 | 18000 | 3.12 | 1.9 | 22800 | 2.86 | 1.8 | 9.4 | 7.7
Live | 217753287 |  | 11.2 | 15 | 22800 | 20000 | 18000 | 3.12 | 1.9 | 22800 | 2.86 | 1.8 | 9.4 | 7.6
Live | 217753288 |  | 11.4 | 15.3 | 22800 | 20000 | 18000 | 3.15 | 1.9 | 22800 | 2.86 | 1.8 | 9.6 | 7.8
Live | 217753289 |  | 10 | 16 | 27600 | 22000 | 20000 | 2.79 | 1.92 | 30000 | 2.66 | 1.8 | 8.9 | 7.1
Live | 217753290 |  | 10.2 | 16.3 | 27600 | 22000 | 20000 | 2.8 | 1.92 | 30000 | 2.66 | 1.8 | 9.1 | 7.2
Live | 217753291 |  | 10.3 | 16.5 | 27600 | 22000 | 20000 | 2.8 | 1.92 | 30000 | 2.66 | 1.8 | 9.1 | 7.2
Live | 217753292 |  | 10.4 | 16.7 | 27600 | 22000 | 20000 | 2.8 | 1.92 | 30000 | 2.76 | 1.8 | 9.2 | 7.3
Live | 217753293 |  | 9.9 | 15.2 | 30000 | 19800 | 18000 | 2.76 | 1.9 | 29000 | 2.8 | 1.75 | 7.8 | 6.2
Live | 217753294 |  | 10.1 | 15.5 | 30000 | 19800 | 18000 | 2.8 | 2 | 29000 | 2.8 | 1.8 | 7.9 | 6.3
Live | 217753295 |  | 10.3 | 16 | 33700 | 25000 | 18000 | 2.87 | 2 | 30000 | 2.76 | 1.8 | 8 | 6.3
Live | 217753296 |  | 10.5 | 16.2 | 33700 | 25000 | 18000 | 2.93 | 2 | 30000 | 2.76 | 1.8 | 8 | 6.3
Live | 217753297 |  | 10.7 | 15.2 | 33700 | 25000 | 18000 | 2.98 | 2 | 30000 | 2.86 | 1.8 | 8.1 | 6.4
Live | 217753302 |  | 10.5 | 14.8 | 36000 | 38000 | 28000 | 2.82 | 2.1 | 39000 | 2.95 | 1.75 | 8.4 | 7.1
Live | 217753305 |  | 10.2 | 14.8 | 41000 | 39000 | 33000 | 2.66 | 2.09 | 46000 | 2.97 | 1.75 | 8.9 | 7.2
Live | 217753306 |  | 10.4 | 14.5 | 41000 | 39000 | 33000 | 2.66 | 2.1 | 46000 | 2.97 | 1.8 | 9.1 | 7.4
Live | 217753307 |  | 10.5 | 14.8 | 41000 | 39000 | 33000 | 2.66 | 2.18 | 46000 | 2.97 | 1.8 | 9.2 | 7.4
Live | 217753308 |  | 10.7 | 14.5 | 41000 | 39000 | 33000 | 2.66 | 2.18 | 46000 | 2.97 | 1.8 | 9.3 | 7.6
Live | 217753309 |  | 9.9 | 14.6 | 49000 | 37800 | 38000 | 2.77 | 2.09 | 50000 | 2.66 | 1.8 | 8.2 | 6.9
Live | 217753310 |  | 10.2 | 15.4 | 49000 | 37800 | 38000 | 2.83 | 2.09 | 50000 | 2.57 | 1.75 | 8.1 | 6.8
Live | 217753311 |  | 8.7 | 14.3 | 50000 | 37800 | 37000 | 2.55 | 2.1 | 50000 | 2.57 | 1.8 | 7.9 | 6.6
Live | 217753312 |  | 9 | 14.7 | 50000 | 37800 | 38000 | 2.64 | 2.19 | 50000 | 2.67 | 1.8 | 8.1 | 6.7
Live | 217753313 |  | 10.2 | 14.6 | 48000 | 36000 | 42000 | 2.49 | 2 | 50000 | 2.48 | 1.8 | 8.1 | 6.9
Live | 217753314 |  | 10.4 | 15 | 48000 | 36000 | 42000 | 2.49 | 2.1 | 50000 | 2.57 | 1.8 | 8.3 | 7.1
Live | 217753315 |  | 9.8 | 14.6 | 47000 | 53000 | 42000 | 2.7 | 2 | 53000 | 2.57 | 1.8 | 8.1 | 6.8
Live | 217753316 |  | 10 | 14.3 | 47000 | 53000 | 42000 | 2.7 | 2 | 53000 | 2.76 | 1.8 | 8.1 | 6.9
Live | 217753317 |  | 10 | 15.1 | 55000 | 50000 | 40000 | 2.55 | 1.81 | 57000 | 2.38 | 1.8 | 7.7 | 6.4
Live | 217753318 |  | 10.3 | 15.5 | 55000 | 50000 | 41000 | 2.55 | 1.9 | 57000 | 2.47 | 1.8 | 7.9 | 6.6
Live | 217753319 |  | 9.8 | 14.9 | 53400 | 48000 | 41000 | 2.59 | 1.81 | 59000 | 2.48 | 1.8 | 7.7 | 6.4
Live | 217753320 |  | 9.9 | 14.6 | 53400 | 48000 | 41000 | 2.59 | 1.81 | 59000 | 2.56 | 1.8 | 7.8 | 6.4
Live | 217753321 |  | 10 | 16 | 27600 | 22000 | 20000 | 2.79 | 1.92 | 30000 | 2.66 | 1.8 | 8.9 | 7.1
Live | 217753322 |  | 10.2 | 16.3 | 27600 | 22000 | 20000 | 2.8 | 1.92 | 30000 | 2.66 | 1.8 | 9.1 | 7.2
Live | 217753323 |  | 10.3 | 16.5 | 27600 | 22000 | 20000 | 2.8 | 1.92 | 30000 | 2.66 | 1.8 | 9.1 | 7.2
Live | 217753324 |  | 10.4 | 16.7 | 27600 | 22000 | 20000 | 2.8 | 1.92 | 30000 | 2.76 | 1.8 | 9.2 | 7.3
Live | 217753325 |  | 10.8 | 18.2 | 21600 | 13400 | 10000 | 3.01 | 2.09 | 22000 | 2.85 | 1.8 | 8.1 | 6.4
Live | 217753326 |  | 10.8 | 18.2 | 21600 | 13400 | 10000 | 3.01 | 2.09 | 22000 | 2.85 | 1.8 | 8.1 | 6.4
Live | 217753327 |  | 10.8 | 18.1 | 21600 | 13400 | 10000 | 3.01 | 2.09 | 22000 | 2.85 | 1.8 | 8 | 6.4
Live | 217753328 |  | 10.7 | 18.1 | 21600 | 13400 | 10000 | 2.99 | 2.09 | 22000 | 2.85 | 1.8 | 8 | 6.4
Live | 217753329 |  | 10.8 | 18.2 | 21600 | 13400 | 10000 | 3.01 | 2.09 | 22000 | 2.85 | 1.8 | 8.1 | 6.4
Live | 217753330 |  | 10.8 | 18.2 | 21600 | 13400 | 10000 | 3.01 | 2.09 | 22000 | 2.85 | 1.8 | 8.1 | 6.4
Live | 217753331 |  | 10.6 | 17 | 21600 | 13400 | 10000 | 2.96 | 2.09 | 22000 | 2.96 | 1.8 | 8.1 | 6.5
Live | 217753332 |  | 10.6 | 15.8 | 21600 | 13400 | 10000 | 2.96 | 2.09 | 22000 | 2.76 | 1.8 | 7.9 | 6.3
Live | 217753333 |  | 10.4 | 15.5 | 21600 | 13400 | 10000 | 2.9 | 1.99 | 22000 | 2.58 | 1.8 | 7.7 | 6.1
Live | 217753334 |  | 10.7 | 14.6 | 21600 | 13400 | 10000 | 2.99 | 2.09 | 22000 | 2.96 | 1.8 | 8 | 6.4
Live | 217753335 |  | 10.5 | 15.6 | 21600 | 13400 | 10000 | 2.94 | 1.99 | 22000 | 2.68 | 1.8 | 7.7 | 6.2
Live | 217753336 |  | 11.4 | 17.3 | 22800 | 20000 | 18000 | 3.15 | 1.9 | 22800 | 2.66 | 1.8 | 9.3 | 7.5
Live | 217753337 |  | 11.7 | 18 | 22800 | 20000 | 18000 | 3.15 | 1.9 | 22800 | 2.66 | 1.75 | 9.1 | 7.4
Live | 217753338 |  | 11.6 | 17.3 | 22800 | 20000 | 18000 | 3.15 | 1.9 | 22800 | 2.66 | 1.8 | 9.1 | 7.5
Live | 217753339 |  | 11.4 | 17.4 | 22800 | 20000 | 18000 | 3.15 | 1.9 | 22800 | 2.66 | 1.75 | 9 | 7.4
Live | 217753340 |  | 11.4 | 17.4 | 22800 | 20000 | 18000 | 3.15 | 1.9 | 22800 | 2.76 | 1.8 | 9.2 | 7.5
Live | 217753341 |  | 11.4 | 17.4 | 22800 | 20000 | 18000 | 3.15 | 1.9 | 22800 | 2.76 | 1.8 | 9.4 | 7.6
Live | 217753342 |  | 10.4 | 17.1 | 27600 | 22000 | 20000 | 2.8 | 1.92 | 30000 | 2.66 | 1.8 | 9 | 7.2
Live | 217753343 |  | 10.5 | 17.1 | 27600 | 22000 | 20000 | 2.8 | 1.92 | 30000 | 2.66 | 1.8 | 9.1 | 7.2
Live | 217753344 |  | 11.3 | 16.6 | 22800 | 20000 | 18000 | 3.15 | 1.9 | 22800 | 2.94 | 1.8 | 9.5 | 7.8
Live | 217753345 |  | 11.3 | 15.3 | 22800 | 20000 | 18000 | 3.15 | 1.9 | 22800 | 2.76 | 1.8 | 9.3 | 7.6
Live | 217753346 |  | 11.4 | 15.2 | 22800 | 20000 | 18000 | 3.15 | 1.9 | 22800 | 2.86 | 1.8 | 9.3 | 7.7
Live | 217753347 |  | 11.3 | 14.8 | 22800 | 20000 | 18000 | 3.15 | 1.9 | 22800 | 2.94 | 1.8 | 9.4 | 7.7
Live | 217753348 |  | 10.3 | 16.8 | 27600 | 22000 | 20000 | 2.8 | 1.92 | 30000 | 2.66 | 1.8 | 9 | 7.2
Live | 217753349 |  | 10.4 | 16.4 | 27600 | 22000 | 20000 | 2.8 | 1.92 | 30000 | 2.66 | 1.8 | 9.1 | 7.2
Live | 217753350 |  | 10.4 | 14.4 | 27600 | 22000 | 20000 | 2.8 | 1.92 | 30000 | 2.66 | 1.8 | 8.9 | 7.2
Live | 217753351 |  | 10.1 | 14.9 | 27600 | 22000 | 20000 | 2.8 | 1.9 | 30000 | 2.48 | 1.75 | 8.7 | 7
Live | 217753352 |  | 10.4 | 15 | 27600 | 22000 | 20000 | 2.8 | 1.92 | 30000 | 2.58 | 1.8 | 8.9 | 7.1
Live | 217753353 |  | 10.4 | 14.9 | 27600 | 22000 | 20000 | 2.8 | 1.92 | 30000 | 2.58 | 1.8 | 8.9 | 7.1
Live | 217753354 |  | 10.4 | 16.3 | 33700 | 25000 | 18000 | 2.9 | 2 | 30000 | 2.86 | 1.8 | 8.1 | 6.4
Live | 217753355 |  | 10.5 | 16.2 | 33700 | 25000 | 19000 | 2.93 | 2 | 30000 | 2.86 | 1.8 | 8.3 | 6.5
Live | 217753356 |  | 10.5 | 16.1 | 33700 | 25000 | 19000 | 2.93 | 2 | 30000 | 2.86 | 1.8 | 8.3 | 6.5
Live | 217753357 |  | 10.5 | 16.1 | 33700 | 25000 | 19000 | 2.93 | 2 | 30000 | 2.86 | 1.8 | 8.3 | 6.5
Live | 217753358 |  | 10.5 | 16.3 | 33700 | 25000 | 18000 | 2.93 | 2 | 30000 | 2.86 | 1.8 | 8.1 | 6.4
Live | 217753359 |  | 10.5 | 16.2 | 33700 | 25000 | 19000 | 2.93 | 2.09 | 30000 | 2.86 | 1.8 | 8.2 | 6.5
Live | 217753360 |  | 10.9 | 16.9 | 33700 | 25000 | 18000 | 3.05 | 2.1 | 30000 | 3.04 | 1.8 | 8.3 | 6.5
Live | 217753361 |  | 11 | 17.1 | 33700 | 25000 | 18000 | 3.05 | 2.1 | 30000 | 3.04 | 1.8 | 8.3 | 6.5
Live | 217753362 |  | 11 | 17.1 | 33700 | 25000 | 18000 | 3.05 | 2.1 | 30000 | 3.04 | 1.8 | 8.3 | 6.5
Live | 217753363 |  | 10.5 | 16.3 | 33700 | 25000 | 18000 | 2.93 | 2 | 30000 | 2.76 | 1.8 | 7.9 | 6.3
Live | 217753364 |  | 10.5 | 16.2 | 33700 | 25000 | 18000 | 2.93 | 2 | 30000 | 2.76 | 1.8 | 7.9 | 6.3
Live | 217753365 |  | 10.5 | 16.1 | 33700 | 25000 | 18000 | 2.93 | 2 | 30000 | 2.86 | 1.8 | 8.1 | 6.4
Live | 217753366 |  | 10.5 | 15.5 | 33700 | 25000 | 18000 | 2.93 | 2 | 30000 | 2.86 | 1.8 | 8 | 6.4
Live | 217753367 |  | 10.5 | 15.3 | 33700 | 25000 | 18000 | 2.93 | 2 | 30000 | 2.86 | 1.8 | 7.9 | 6.3
Live | 217753368 |  | 10.6 | 16.4 | 33700 | 25000 | 18000 | 2.96 | 2 | 30000 | 2.76 | 1.8 | 8 | 6.3
Live | 217753369 |  | 10.5 | 15 | 33700 | 25000 | 18000 | 2.93 | 2 | 30000 | 2.66 | 1.8 | 7.8 | 6.3
Live | 217753370 |  | 10.7 | 14.5 | 33700 | 25000 | 18000 | 2.98 | 2 | 30000 | 2.76 | 1.8 | 7.9 | 6.3
Live | 217753371 |  | 10.3 | 15.6 | 36000 | 38000 | 29000 | 2.82 | 2.1 | 39000 | 2.95 | 1.75 | 8.6 | 7.2
Live | 217753372 |  | 10.3 | 15.5 | 36000 | 38000 | 29000 | 2.82 | 2.19 | 39000 | 3.04 | 1.8 | 8.9 | 7.4
Live | 217753373 |  | 10.4 | 15.5 | 36000 | 38000 | 29000 | 2.82 | 2.19 | 39000 | 2.95 | 1.8 | 8.8 | 7.4
Live | 217753374 |  | 10.4 | 15.5 | 36000 | 38000 | 29000 | 2.82 | 2.19 | 39000 | 2.95 | 1.8 | 8.8 | 7.3
Live | 217753375 |  | 10.4 | 15.6 | 36000 | 38000 | 29000 | 2.82 | 2.1 | 39000 | 2.95 | 1.75 | 8.4 | 7.1
Live | 217753376 |  | 10.4 | 15.5 | 36000 | 38000 | 29000 | 2.82 | 2.19 | 39000 | 2.95 | 1.8 | 8.8 | 7.3
Live | 217753377 |  | 11 | 16.7 | 36000 | 38000 | 29000 | 2.82 | 2.19 | 39000 | 3.04 | 1.75 | 8.6 | 7.2
Live | 217753378 |  | 11 | 16.8 | 36000 | 38000 | 29000 | 2.82 | 2.19 | 39000 | 3.04 | 1.8 | 8.7 | 7.3
Live | 217753379 |  | 11 | 16.8 | 36000 | 38000 | 29000 | 2.82 | 2.19 | 39000 | 3.04 | 1.8 | 8.7 | 7.3
Live | 217753383 |  | 10.3 | 15 | 36000 | 38000 | 29000 | 2.82 | 2.1 | 39000 | 2.86 | 1.75 | 8.3 | 7
Live | 217753384 |  | 10.3 | 14.9 | 36000 | 38000 | 29000 | 2.82 | 2.1 | 39000 | 2.86 | 1.75 | 8.4 | 7
Live | 217753388 |  | 9.4 | 14.5 | 38600 | 29600 | 26000 | 2.62 | 2.1 | 41000 | 2.85 | 1.8 | 8.3 | 6.8
Live | 217753389 |  | 9.2 | 14.4 | 38600 | 29600 | 26000 | 2.57 | 2.1 | 41000 | 2.85 | 1.8 | 8.2 | 6.7
Live | 217753390 |  | 9.8 | 15.3 | 38600 | 29600 | 26000 | 2.74 | 2.1 | 41000 | 3.04 | 1.8 | 8.6 | 6.9
Live | 217753391 |  | 9.9 | 15.6 | 38600 | 29600 | 26000 | 2.76 | 2.1 | 41000 | 3.04 | 1.8 | 8.5 | 6.9
Live | 217753392 |  | 9.9 | 15.6 | 38600 | 29600 | 26000 | 2.76 | 2.1 | 41000 | 3.04 | 1.8 | 8.5 | 6.9
Live | 217753393 |  | 9.5 | 14.5 | 38600 | 29600 | 24000 | 2.66 | 2.1 | 41000 | 2.57 | 1.75 | 7.9 | 6.5
Live | 217753394 |  | 9.7 | 14.6 | 38600 | 29600 | 25000 | 2.71 | 2.1 | 41000 | 2.66 | 1.8 | 8.3 | 6.7
Live | 217753395 |  | 9.7 | 14.3 | 38600 | 29600 | 25000 | 2.71 | 2.1 | 41000 | 2.76 | 1.8 | 8.3 | 6.7
Live | 217753396 |  | 9.6 | 14.4 | 38600 | 29600 | 25000 | 2.68 | 2.1 | 41000 | 2.85 | 1.8 | 8.3 | 6.7
Live | 217753397 |  | 9.7 | 14.5 | 38600 | 29600 | 26000 | 2.71 | 2.1 | 41000 | 2.95 | 1.8 | 8.6 | 6.9
Live | 217753398 |  | 9.5 | 14.8 | 38600 | 29600 | 26000 | 2.66 | 2.1 | 41000 | 2.95 | 1.8 | 8.3 | 6.8
Live | 217753399 |  | 10 | 14.3 | 38600 | 29600 | 26000 | 2.76 | 2.1 | 41000 | 2.95 | 1.8 | 8.5 | 6.9
Live | 217753400 |  | 10.3 | 15.1 | 41000 | 39000 | 33000 | 2.66 | 2 | 46000 | 2.96 | 1.75 | 8.9 | 7.2
Live | 217753401 |  | 10.3 | 15.1 | 41000 | 39000 | 33000 | 2.66 | 2 | 46000 | 2.96 | 1.75 | 8.9 | 7.2
Live | 217753402 |  | 10.9 | 16 | 41000 | 39000 | 33000 | 2.66 | 2.18 | 46000 | 2.97 | 1.8 | 9.4 | 7.5
Live | 217753403 |  | 11 | 16.2 | 41000 | 39000 | 33000 | 2.66 | 2.18 | 46000 | 2.97 | 1.8 | 9.3 | 7.5
Live | 217753404 |  | 11 | 16.2 | 41000 | 39000 | 33000 | 2.66 | 2.18 | 46000 | 2.97 | 1.8 | 9.3 | 7.5
Live | 217753407 |  | 10.3 | 15 | 41000 | 39000 | 33000 | 2.66 | 2.09 | 46000 | 2.86 | 1.8 | 9.1 | 7.3
Live | 217753408 |  | 10.4 | 14.8 | 41000 | 39000 | 33000 | 2.66 | 2.09 | 46000 | 2.96 | 1.8 | 9.2 | 7.4
Live | 217753409 |  | 10.3 | 14.9 | 41000 | 39000 | 33000 | 2.66 | 2 | 46000 | 2.96 | 1.8 | 8.9 | 7.2
Live | 217753410 |  | 10.4 | 15 | 41000 | 39000 | 33000 | 2.66 | 2.18 | 46000 | 2.97 | 1.8 | 9.4 | 7.6
Live | 217753411 |  | 10.6 | 15.6 | 41000 | 39000 | 33000 | 2.66 | 2.18 | 46000 | 2.97 | 1.8 | 9.3 | 7.6
Live | 217753412 |  | 10.7 | 14.9 | 41000 | 39000 | 33000 | 2.66 | 2.18 | 46000 | 2.97 | 1.8 | 9.3 | 7.5
Live | 217753413 |  | 10.2 | 16.4 | 49000 | 37800 | 40000 | 2.83 | 2.28 | 50000 | 3.02 | 1.8 | 9 | 7.4
Live | 217753414 |  | 10.3 | 16.7 | 49000 | 37800 | 39000 | 2.83 | 2.28 | 50000 | 3.02 | 1.8 | 8.9 | 7.3
Live | 217753415 |  | 10.3 | 16.7 | 49000 | 37800 | 39000 | 2.83 | 2.28 | 50000 | 3.02 | 1.8 | 8.9 | 7.4
Live | 217753416 |  | 8.9 | 16 | 51000 | 37800 | 39000 | 2.61 | 2.29 | 50000 | 2.95 | 1.8 | 8.6 | 7
Live | 217753417 |  | 8.9 | 16.2 | 51000 | 37800 | 38000 | 2.61 | 2.28 | 50000 | 2.86 | 1.8 | 8.5 | 6.9
Live | 217753418 |  | 8.9 | 16.2 | 51000 | 37800 | 38000 | 2.61 | 2.28 | 50000 | 2.86 | 1.8 | 8.5 | 6.9
Live | 217753419 |  | 10.1 | 16.3 | 49000 | 37800 | 39000 | 2.82 | 2.28 | 50000 | 2.86 | 1.8 | 8.6 | 7.2
Live | 217753420 |  | 10.6 | 14.4 | 49000 | 37800 | 39000 | 2.83 | 2.28 | 50000 | 2.86 | 1.8 | 8.8 | 7.3
Live | 217753421 |  | 10.2 | 15.7 | 49000 | 37800 | 39000 | 2.83 | 2.28 | 50000 | 2.86 | 1.8 | 8.6 | 7.2
Live | 217753422 |  | 8.5 | 15.7 | 51000 | 37800 | 38000 | 2.49 | 2.19 | 50000 | 2.76 | 1.8 | 8.2 | 6.7
Live | 217753423 |  | 8.4 | 14.4 | 50000 | 37800 | 37000 | 2.46 | 2.19 | 50000 | 2.48 | 1.75 | 8 | 6.6
Live | 217753424 |  | 8.5 | 15.2 | 51000 | 37800 | 38000 | 2.49 | 2.19 | 50000 | 2.66 | 1.8 | 8.2 | 6.7
Live | 217753425 |  | 10 | 16.5 | 48000 | 36000 | 42000 | 2.93 | 2.19 | 50000 | 2.76 | 1.8 | 8.5 | 7
Live | 217753426 |  | 10 | 16.6 | 48000 | 36000 | 42000 | 2.93 | 2.19 | 50000 | 2.76 | 1.8 | 8.6 | 7
Live | 217753427 |  | 10 | 16.6 | 48000 | 36000 | 42000 | 2.93 | 2.19 | 50000 | 2.76 | 1.8 | 8.6 | 7
Live | 217753428 |  | 10.2 | 16.4 | 48000 | 36000 | 41000 | 2.49 | 2.19 | 50000 | 2.57 | 1.8 | 8.3 | 6.9
Live | 217753429 |  | 10.9 | 14.5 | 48000 | 36000 | 41000 | 2.49 | 2.19 | 50000 | 2.76 | 1.8 | 8.5 | 7.1
Live | 217753430 |  | 10.8 | 14.6 | 48000 | 36000 | 41000 | 2.49 | 2.19 | 50000 | 2.66 | 1.8 | 8.5 | 7
Live | 217753431 |  | 9.8 | 16.1 | 48000 | 53000 | 41000 | 2.87 | 2.18 | 53000 | 2.86 | 1.8 | 8.5 | 7
Live | 217753432 |  | 9.8 | 16.1 | 48000 | 53000 | 41000 | 2.87 | 2.18 | 53000 | 2.86 | 1.8 | 8.5 | 7
Live | 217753433 |  | 9.8 | 14.3 | 47000 | 53000 | 41000 | 2.7 | 2.1 | 53000 | 2.57 | 1.75 | 8.4 | 6.9
Live | 217753434 |  | 10.1 | 14.7 | 47000 | 53000 | 41000 | 2.7 | 2.1 | 53000 | 2.57 | 1.75 | 8.5 | 7
Live | 217753435 |  | 10.2 | 17 | 55000 | 50000 | 40000 | 2.55 | 2 | 57000 | 2.55 | 1.8 | 8.3 | 6.7
Live | 217753436 |  | 10.3 | 17.1 | 55000 | 50000 | 40000 | 2.55 | 2.02 | 57000 | 2.55 | 1.8 | 8.4 | 6.8
Live | 217753437 |  | 10.3 | 17.1 | 55000 | 50000 | 40000 | 2.55 | 2.02 | 57000 | 2.55 | 1.8 | 8.4 | 6.8
Live | 217753438 |  | 10.1 | 16.7 | 55000 | 50000 | 39000 | 2.55 | 2 | 57000 | 2.55 | 1.8 | 8.2 | 6.7
Live | 217753439 |  | 10.1 | 14.8 | 55000 | 50000 | 40000 | 2.55 | 2 | 57000 | 2.55 | 1.8 | 8.4 | 6.8
Live | 217753440 |  | 10.1 | 15 | 55000 | 50000 | 40000 | 2.55 | 2 | 57000 | 2.47 | 1.8 | 8.4 | 6.8
Live | 217753441 |  | 10.2 | 16.4 | 53400 | 48000 | 41000 | 2.59 | 2 | 59000 | 2.56 | 1.8 | 8.7 | 6.9
Live | 217753442 |  | 10.2 | 16.4 | 53400 | 48000 | 41000 | 2.59 | 2 | 59000 | 2.56 | 1.8 | 8.7 | 6.9
Live | 217753443 |  | 9.9 | 14.6 | 53400 | 48000 | 40000 | 2.59 | 1.9 | 59000 | 2.47 | 1.8 | 8.1 | 6.5
Live | 217753444 |  | 10 | 15 | 53400 | 48000 | 39000 | 2.59 | 1.9 | 59000 | 2.47 | 1.8 | 8.2 | 6.5
Live | 217753445 |  | 10.4 | 17.1 | 27600 | 22000 | 20000 | 2.8 | 1.92 | 30000 | 2.66 | 1.8 | 9 | 7.2
Live | 217753446 |  | 10.5 | 17.1 | 27600 | 22000 | 20000 | 2.8 | 1.92 | 30000 | 2.66 | 1.8 | 9.1 | 7.2
Live | 217753447 |  | 10.3 | 16.8 | 27600 | 22000 | 20000 | 2.8 | 1.92 | 30000 | 2.66 | 1.8 | 9 | 7.2
Live | 217753448 |  | 10.4 | 16.4 | 27600 | 22000 | 20000 | 2.8 | 1.92 | 30000 | 2.66 | 1.8 | 9.1 | 7.2
Live | 217753449 |  | 10.4 | 14.4 | 27600 | 22000 | 20000 | 2.8 | 1.92 | 30000 | 2.66 | 1.8 | 8.9 | 7.2
Live | 217753450 |  | 10.1 | 14.9 | 27600 | 22000 | 20000 | 2.8 | 1.9 | 30000 | 2.48 | 1.75 | 8.7 | 7
Live | 217753451 |  | 10.4 | 15 | 27600 | 22000 | 20000 | 2.8 | 1.92 | 30000 | 2.58 | 1.8 | 8.9 | 7.1
Live | 217753452 |  | 10.4 | 14.9 | 27600 | 22000 | 20000 | 2.8 | 1.92 | 30000 | 2.58 | 1.8 | 8.9 | 7.1
Live | 217753453 |  | 10.6 | 17 | 21600 | 13400 | 10000 | 2.96 | 2.09 | 22000 | 2.96 | 1.8 | 8.1 | 6.5
Live | 217753454 |  | 10.6 | 15.8 | 21600 | 13400 | 10000 | 2.96 | 2.09 | 22000 | 2.76 | 1.8 | 7.9 | 6.3
Live | 217753455 |  | 10.4 | 15.5 | 21600 | 13400 | 10000 | 2.9 | 1.99 | 22000 | 2.58 | 1.8 | 7.7 | 6.1
Live | 217753456 |  | 10.7 | 14.6 | 21600 | 13400 | 10000 | 2.99 | 2.09 | 22000 | 2.96 | 1.8 | 8 | 6.4
Live | 217753457 |  | 10.5 | 15.6 | 21600 | 13400 | 10000 | 2.94 | 1.99 | 22000 | 2.68 | 1.8 | 7.7 | 6.2
Live | 217753458 |  | 11.3 | 16.6 | 22800 | 20000 | 18000 | 3.15 | 1.9 | 22800 | 2.94 | 1.8 | 9.5 | 7.8
Live | 217753459 |  | 11.3 | 15.3 | 22800 | 20000 | 18000 | 3.15 | 1.9 | 22800 | 2.76 | 1.8 | 9.3 | 7.6
Live | 217753460 |  | 11.4 | 15.2 | 22800 | 20000 | 18000 | 3.15 | 1.9 | 22800 | 2.86 | 1.8 | 9.3 | 7.7
Live | 217753461 |  | 11.3 | 14.8 | 22800 | 20000 | 18000 | 3.15 | 1.9 | 22800 | 2.94 | 1.8 | 9.4 | 7.7
Live | 217753462 |  | 10.3 | 16.8 | 27600 | 22000 | 20000 | 2.8 | 1.92 | 30000 | 2.66 | 1.8 | 9 | 7.2
Live | 217753463 |  | 10.4 | 16.4 | 27600 | 22000 | 20000 | 2.8 | 1.92 | 30000 | 2.66 | 1.8 | 9.1 | 7.2
Live | 217753464 |  | 10.4 | 14.4 | 27600 | 22000 | 20000 | 2.8 | 1.92 | 30000 | 2.66 | 1.8 | 8.9 | 7.2
Live | 217753465 |  | 10.1 | 14.9 | 27600 | 22000 | 20000 | 2.8 | 1.9 | 30000 | 2.48 | 1.75 | 8.7 | 7
Live | 217753466 |  | 10.4 | 15 | 27600 | 22000 | 20000 | 2.8 | 1.92 | 30000 | 2.58 | 1.8 | 8.9 | 7.1
Live | 217753467 |  | 10.4 | 14.9 | 27600 | 22000 | 20000 | 2.8 | 1.92 | 30000 | 2.58 | 1.8 | 8.9 | 7.1
Live | 217753468 |  | 10.5 | 16.3 | 33700 | 25000 | 18000 | 2.93 | 2 | 30000 | 2.76 | 1.8 | 7.9 | 6.3
Live | 217753469 |  | 10.5 | 16.2 | 33700 | 25000 | 18000 | 2.93 | 2 | 30000 | 2.76 | 1.8 | 7.9 | 6.3
Live | 217753470 |  | 10.5 | 16.1 | 33700 | 25000 | 18000 | 2.93 | 2 | 30000 | 2.86 | 1.8 | 8.1 | 6.4
Live | 217753471 |  | 10.5 | 15.5 | 33700 | 25000 | 18000 | 2.93 | 2 | 30000 | 2.86 | 1.8 | 8 | 6.4
Live | 217753472 |  | 10.5 | 15.3 | 33700 | 25000 | 18000 | 2.93 | 2 | 30000 | 2.86 | 1.8 | 7.9 | 6.3
Live | 217753473 |  | 10.6 | 16.4 | 33700 | 25000 | 18000 | 2.96 | 2 | 30000 | 2.76 | 1.8 | 8 | 6.3
Live | 217753474 |  | 10.5 | 15 | 33700 | 25000 | 18000 | 2.93 | 2 | 30000 | 2.66 | 1.8 | 7.8 | 6.3
Live | 217753475 |  | 10.7 | 14.5 | 33700 | 25000 | 18000 | 2.98 | 2 | 30000 | 2.76 | 1.8 | 7.9 | 6.3
Live | 217753479 |  | 10.3 | 15 | 36000 | 38000 | 29000 | 2.82 | 2.1 | 39000 | 2.86 | 1.75 | 8.3 | 7
Live | 217753480 |  | 10.3 | 14.9 | 36000 | 38000 | 29000 | 2.82 | 2.1 | 39000 | 2.86 | 1.75 | 8.4 | 7
Live | 217753484 |  | 9.5 | 14.5 | 38600 | 29600 | 24000 | 2.66 | 2.1 | 41000 | 2.57 | 1.75 | 7.9 | 6.5
Live | 217753485 |  | 9.7 | 14.6 | 38600 | 29600 | 25000 | 2.71 | 2.1 | 41000 | 2.66 | 1.8 | 8.3 | 6.7
Live | 217753486 |  | 9.7 | 14.3 | 38600 | 29600 | 25000 | 2.71 | 2.1 | 41000 | 2.76 | 1.8 | 8.3 | 6.7
Live | 217753487 |  | 9.6 | 14.4 | 38600 | 29600 | 25000 | 2.68 | 2.1 | 41000 | 2.85 | 1.8 | 8.3 | 6.7
Live | 217753488 |  | 9.7 | 14.5 | 38600 | 29600 | 26000 | 2.71 | 2.1 | 41000 | 2.95 | 1.8 | 8.6 | 6.9
Live | 217753489 |  | 9.5 | 14.8 | 38600 | 29600 | 26000 | 2.66 | 2.1 | 41000 | 2.95 | 1.8 | 8.3 | 6.8
Live | 217753490 |  | 10 | 14.3 | 38600 | 29600 | 26000 | 2.76 | 2.1 | 41000 | 2.95 | 1.8 | 8.5 | 6.9
Live | 217753493 |  | 10.3 | 15 | 41000 | 39000 | 33000 | 2.66 | 2.09 | 46000 | 2.86 | 1.8 | 9.1 | 7.3
Live | 217753494 |  | 10.4 | 14.8 | 41000 | 39000 | 33000 | 2.66 | 2.09 | 46000 | 2.96 | 1.8 | 9.2 | 7.4
Live | 217753495 |  | 10.3 | 14.9 | 41000 | 39000 | 33000 | 2.66 | 2 | 46000 | 2.96 | 1.8 | 8.9 | 7.2
Live | 217753496 |  | 10.4 | 15 | 41000 | 39000 | 33000 | 2.66 | 2.18 | 46000 | 2.97 | 1.8 | 9.4 | 7.6
Live | 217753497 |  | 10.6 | 15.6 | 41000 | 39000 | 33000 | 2.66 | 2.18 | 46000 | 2.97 | 1.8 | 9.3 | 7.6
Live | 217753498 |  | 10.7 | 14.9 | 41000 | 39000 | 33000 | 2.66 | 2.18 | 46000 | 2.97 | 1.8 | 9.3 | 7.5
Live | 217753499 |  | 10.1 | 16.3 | 49000 | 37800 | 39000 | 2.82 | 2.28 | 50000 | 2.86 | 1.8 | 8.6 | 7.2
Live | 217753500 |  | 10.6 | 14.4 | 49000 | 37800 | 39000 | 2.83 | 2.28 | 50000 | 2.86 | 1.8 | 8.8 | 7.3
Live | 217753501 |  | 10.2 | 15.7 | 49000 | 37800 | 39000 | 2.83 | 2.28 | 50000 | 2.86 | 1.8 | 8.6 | 7.2
Live | 217753502 |  | 8.5 | 15.7 | 51000 | 37800 | 38000 | 2.49 | 2.19 | 50000 | 2.76 | 1.8 | 8.2 | 6.7
Live | 217753503 |  | 8.4 | 14.4 | 50000 | 37800 | 37000 | 2.46 | 2.19 | 50000 | 2.48 | 1.75 | 8 | 6.6
Live | 217753504 |  | 8.5 | 15.2 | 51000 | 37800 | 38000 | 2.49 | 2.19 | 50000 | 2.66 | 1.8 | 8.2 | 6.7
Live | 217753505 |  | 10.2 | 16.4 | 48000 | 36000 | 41000 | 2.49 | 2.19 | 50000 | 2.57 | 1.8 | 8.3 | 6.9
Live | 217753506 |  | 10.9 | 14.5 | 48000 | 36000 | 41000 | 2.49 | 2.19 | 50000 | 2.76 | 1.8 | 8.5 | 7.1
Live | 217753507 |  | 10.8 | 14.6 | 48000 | 36000 | 41000 | 2.49 | 2.19 | 50000 | 2.66 | 1.8 | 8.5 | 7
Live | 217753508 |  | 9.8 | 14.3 | 47000 | 53000 | 41000 | 2.7 | 2.1 | 53000 | 2.57 | 1.75 | 8.4 | 6.9
Live | 217753509 |  | 10.1 | 14.7 | 47000 | 53000 | 41000 | 2.7 | 2.1 | 53000 | 2.57 | 1.75 | 8.5 | 7
Live | 217753510 |  | 10.1 | 16.7 | 55000 | 50000 | 39000 | 2.55 | 2 | 57000 | 2.55 | 1.8 | 8.2 | 6.7
Live | 217753511 |  | 10.1 | 14.8 | 55000 | 50000 | 40000 | 2.55 | 2 | 57000 | 2.55 | 1.8 | 8.4 | 6.8
Live | 217753512 |  | 10.1 | 15 | 55000 | 50000 | 40000 | 2.55 | 2 | 57000 | 2.47 | 1.8 | 8.4 | 6.8
Live | 217753513 |  | 9.9 | 14.6 | 53400 | 48000 | 40000 | 2.59 | 1.9 | 59000 | 2.47 | 1.8 | 8.1 | 6.5
Live | 217753514 |  | 10 | 15 | 53400 | 48000 | 39000 | 2.59 | 1.9 | 59000 | 2.47 | 1.8 | 8.2 | 6.5
Live | 217753515 |  | 10.3 | 16.8 | 27600 | 22000 | 20000 | 2.8 | 1.92 | 30000 | 2.66 | 1.8 | 9 | 7.2
Live | 217753516 |  | 10.4 | 16.4 | 27600 | 22000 | 20000 | 2.8 | 1.92 | 30000 | 2.66 | 1.8 | 9.1 | 7.2
Live | 217753517 |  | 10.4 | 14.4 | 27600 | 22000 | 20000 | 2.8 | 1.92 | 30000 | 2.66 | 1.8 | 8.9 | 7.2
Live | 217753518 |  | 10.1 | 14.9 | 27600 | 22000 | 20000 | 2.8 | 1.9 | 30000 | 2.48 | 1.75 | 8.7 | 7
Live | 217753519 |  | 10.4 | 15 | 27600 | 22000 | 20000 | 2.8 | 1.92 | 30000 | 2.58 | 1.8 | 8.9 | 7.1
Live | 217753520 |  | 10.4 | 14.9 | 27600 | 22000 | 20000 | 2.8 | 1.92 | 30000 | 2.58 | 1.8 | 8.9 | 7.1
Live | 217753521 |  | 10.5 | 18 | 21600 | 13400 | 10000 | 2.94 | 2.09 | 22000 | 2.85 | 1.8 | 8.1 | 6.4
Live | 217753522 |  | 10.7 | 18.5 | 21600 | 13400 | 10000 | 2.99 | 2.19 | 22000 | 2.96 | 1.8 | 8.3 | 6.6
Live | 217753523 |  | 10.8 | 16.6 | 21600 | 13400 | 10000 | 3.01 | 2.09 | 22000 | 2.76 | 1.8 | 8 | 6.4
Live | 217753524 |  | 11.1 | 17.9 | 22800 | 20000 | 18000 | 3.11 | 1.9 | 22800 | 2.94 | 1.8 | 9.6 | 7.9
Live | 217753525 |  | 11.3 | 17.7 | 22800 | 20000 | 18000 | 3.15 | 1.9 | 22800 | 2.86 | 1.8 | 9.5 | 7.9
Live | 217753526 |  | 11.8 | 18 | 22800 | 20000 | 19000 | 3.15 | 1.9 | 22800 | 3.23 | 1.9 | 10.6 | 8.7
Live | 217753527 |  | 10.1 | 17.5 | 27600 | 22000 | 20000 | 2.8 | 1.92 | 30000 | 2.58 | 1.8 | 8.8 | 7.1
Live | 217753528 |  | 10.1 | 16.7 | 27600 | 22000 | 21000 | 2.8 | 1.92 | 30000 | 2.86 | 1.8 | 9.3 | 7.6
Live | 217753529 |  | 10.6 | 16.7 | 27600 | 22000 | 21000 | 2.8 | 1.92 | 30000 | 3.03 | 1.9 | 9.6 | 7.8
Live | 217753530 |  | 10.8 | 18.4 | 27600 | 22000 | 21000 | 2.8 | 1.92 | 30000 | 3.03 | 1.9 | 9.9 | 7.9
Live | 217753531 |  | 9.9 | 15.8 | 30000 | 19800 | 18000 | 2.76 | 2 | 29000 | 2.9 | 1.8 | 7.9 | 6.3
Live | 217753532 |  | 10.2 | 16.2 | 30000 | 19800 | 18000 | 2.8 | 2 | 29000 | 2.9 | 1.8 | 7.9 | 6.4
Live | 217753533 |  | 10.8 | 16.5 | 33700 | 25000 | 19000 | 3.01 | 2.09 | 30000 | 3.04 | 1.8 | 8.4 | 6.6
Live | 217753534 |  | 10.9 | 16.9 | 33700 | 25000 | 19000 | 3.04 | 2.09 | 30000 | 2.95 | 1.8 | 8.3 | 6.6
Live | 217753535 |  | 10.9 | 15.6 | 33700 | 25000 | 19000 | 3.04 | 2.09 | 30000 | 3.04 | 1.8 | 8.2 | 6.6
Live | 217753536 |  | 11.1 | 15.5 | 33700 | 25000 | 19000 | 3.05 | 2.09 | 30000 | 3.12 | 1.8 | 8.2 | 6.6
Live | 217753537 |  | 11.1 | 16.2 | 33700 | 25000 | 19000 | 3.05 | 2.09 | 30000 | 3.12 | 1.8 | 8.3 | 6.6
Live | 217753539 |  | 9.9 | 15.8 | 34800 | 31700 | 29000 | 2.76 | 2 | 35900 | 2.93 | 1.75 | 7.7 | 6.9
Live | 217753540 |  | 10.8 | 16.4 | 36000 | 38000 | 29000 | 2.82 | 2.24 | 39000 | 3.04 | 1.8 | 8 | 7.1
Live | 217753541 |  | 10.8 | 15.5 | 36000 | 38000 | 29000 | 2.82 | 2.24 | 39000 | 3.14 | 1.8 | 8.1 | 7.1
Live | 217753542 |  | 11.1 | 15.5 | 36000 | 38000 | 29000 | 2.82 | 2.24 | 39000 | 3.28 | 1.8 | 8.4 | 7.2
Live | 217753543 |  | 11.1 | 16.1 | 36000 | 38000 | 29000 | 2.82 | 2.24 | 39000 | 3.24 | 1.8 | 8.4 | 7.3
Live | 217753545 |  | 9 | 14.6 | 34000 | 26000 | 25000 | 2.64 | 2.1 | 36600 | 2.76 | 1.8 | 7.7 | 6.4
Live | 217753546 |  | 9.3 | 15.2 | 38600 | 29600 | 27000 | 2.59 | 2.1 | 41000 | 3.14 | 1.8 | 8.4 | 6.9
Live | 217753547 |  | 9.5 | 15.4 | 38600 | 29600 | 26000 | 2.65 | 2.1 | 41000 | 2.95 | 1.8 | 8.1 | 6.7
Live | 217753548 |  | 9.5 | 14.3 | 38600 | 29600 | 26000 | 2.65 | 2.1 | 41000 | 2.95 | 1.8 | 8.1 | 6.6
Live | 217753549 |  | 9.7 | 14.4 | 38600 | 29600 | 26000 | 2.71 | 2.1 | 41000 | 3.04 | 1.8 | 8.1 | 6.7
Live | 217753550 |  | 9.7 | 14.8 | 38600 | 29600 | 26000 | 2.71 | 2.1 | 41000 | 3.04 | 1.8 | 8.2 | 6.7
Live | 217753552 |  | 10.1 | 15.5 | 39200 | 35000 | 32000 | 2.67 | 1.87 | 40000 | 2.46 | 1.75 | 8.4 | 7
Live | 217753553 |  | 10.7 | 16.3 | 41000 | 39000 | 34000 | 2.66 | 2.18 | 46000 | 2.97 | 1.8 | 9.2 | 7.6
Live | 217753554 |  | 10.7 | 15.8 | 41000 | 39000 | 34000 | 2.66 | 2.18 | 46000 | 2.97 | 1.9 | 9.4 | 7.8
Live | 217753555 |  | 11 | 15.4 | 41000 | 39000 | 34000 | 2.66 | 2.18 | 46000 | 2.97 | 1.8 | 9.2 | 7.6
Live | 217753556 |  | 11.1 | 15.9 | 41000 | 39000 | 34000 | 2.66 | 2.18 | 46000 | 2.97 | 1.8 | 9.2 | 7.6
Live | 217753557 |  | 9.7 | 14.8 | 49000 | 37800 | 39000 | 2.7 | 2.1 | 50000 | 2.66 | 1.8 | 8.2 | 6.9
Live | 217753558 |  | 9.9 | 15.3 | 49000 | 37800 | 39000 | 2.77 | 2.09 | 50000 | 2.66 | 1.8 | 8.1 | 6.9
Live | 217753559 |  | 9.9 | 15.3 | 49000 | 37800 | 39000 | 2.77 | 2.19 | 50000 | 2.76 | 1.8 | 8.3 | 7
Live | 217753560 |  | 9.9 | 15.7 | 49000 | 37800 | 39000 | 2.77 | 2.19 | 50000 | 2.76 | 1.8 | 8.3 | 7
Live | 217753561 |  | 8.4 | 14.5 | 50000 | 37800 | 37000 | 2.46 | 2.09 | 50000 | 2.57 | 1.8 | 7.8 | 6.5
Live | 217753562 |  | 8.6 | 14.9 | 50000 | 37800 | 37000 | 2.52 | 2.1 | 50000 | 2.48 | 1.75 | 7.8 | 6.5
Live | 217753563 |  | 8.7 | 15 | 50000 | 37800 | 37000 | 2.55 | 2.09 | 50000 | 2.66 | 1.8 | 8 | 6.6
Live | 217753564 |  | 8.7 | 15.4 | 50000 | 37800 | 38000 | 2.55 | 2.09 | 50000 | 2.66 | 1.8 | 8 | 6.6
Live | 217753565 |  | 10.1 | 14.9 | 48000 | 36000 | 42000 | 2.49 | 2 | 50000 | 2.57 | 1.8 | 8.1 | 6.9
Live | 217753566 |  | 10.1 | 15.4 | 48000 | 36000 | 41000 | 2.49 | 2 | 50000 | 2.48 | 1.75 | 8 | 6.8
Live | 217753567 |  | 10.3 | 15.4 | 48000 | 36000 | 42000 | 2.49 | 2.1 | 50000 | 2.67 | 1.8 | 8.2 | 7
Live | 217753568 |  | 10.2 | 15.8 | 48000 | 36000 | 42000 | 2.49 | 2.09 | 50000 | 2.76 | 1.8 | 8.3 | 7.1
Live | 217753569 |  | 9.4 | 14.3 | 47000 | 53000 | 43000 | 2.62 | 2 | 53000 | 2.86 | 1.8 | 8.2 | 7
Live | 217753570 |  | 9.8 | 15.2 | 55000 | 50000 | 41000 | 2.55 | 1.81 | 57000 | 2.29 | 1.8 | 7.8 | 6.5
Live | 217753571 |  | 9.9 | 15.7 | 55000 | 50000 | 40000 | 2.55 | 1.81 | 57000 | 2.29 | 1.8 | 7.8 | 6.5
Live | 217753572 |  | 10 | 15.9 | 55000 | 50000 | 41000 | 2.55 | 1.9 | 57000 | 2.47 | 1.8 | 8 | 6.6
Live | 217753573 |  | 10 | 16.3 | 55000 | 50000 | 41000 | 2.55 | 1.9 | 57000 | 2.47 | 1.8 | 8.1 | 6.6
Live | 217753574 |  | 9.4 | 14.6 | 53400 | 48000 | 42000 | 2.59 | 1.81 | 59000 | 2.56 | 1.8 | 7.8 | 6.5
Live | 217753575 |  | 10.1 | 17.5 | 27600 | 22000 | 20000 | 2.8 | 1.92 | 30000 | 2.58 | 1.8 | 8.8 | 7.1
Live | 217753576 |  | 10.1 | 16.7 | 27600 | 22000 | 21000 | 2.8 | 1.92 | 30000 | 2.86 | 1.8 | 9.3 | 7.6
Live | 217753577 |  | 10.8 | 18.4 | 27600 | 22000 | 21000 | 2.8 | 1.92 | 30000 | 3.03 | 1.9 | 9.9 | 7.9
Live | 217753578 |  | 11 | 16.1 | 21600 | 13400 | 10000 | 3.06 | 2.19 | 22000 | 3.15 | 1.8 | 8.2 | 6.6
Live | 217753579 |  | 11 | 17 | 21600 | 13400 | 10000 | 3.06 | 2.19 | 22000 | 2.85 | 1.8 | 8.2 | 6.5
Live | 217753580 |  | 11.2 | 16.2 | 21600 | 13400 | 10000 | 3.12 | 2.19 | 22000 | 3.15 | 1.9 | 8.3 | 6.6
Live | 217753581 |  | 11.7 | 16.5 | 22800 | 20000 | 18000 | 3.15 | 1.9 | 22800 | 3.05 | 1.8 | 9.7 | 8.1
Live | 217753582 |  | 11.7 | 17 | 22800 | 20000 | 18000 | 3.15 | 1.9 | 22800 | 2.86 | 1.8 | 9.6 | 7.9
Live | 217753583 |  | 11.9 | 16.5 | 22800 | 20000 | 19000 | 3.15 | 1.9 | 22800 | 3.14 | 1.9 | 9.9 | 8.3
Live | 217753584 |  | 10.6 | 16.9 | 27600 | 22000 | 20000 | 2.8 | 1.92 | 30000 | 2.76 | 1.8 | 9.2 | 7.4
Live | 217753585 |  | 10.5 | 17.7 | 27600 | 22000 | 21000 | 2.8 | 1.92 | 30000 | 2.86 | 1.8 | 9.4 | 7.6
Live | 217753586 |  | 10.9 | 17.1 | 27600 | 22000 | 20000 | 2.8 | 1.92 | 30000 | 2.96 | 1.9 | 9.3 | 7.5
Live | 217753587 |  | 10.1 | 15.9 | 30000 | 19800 | 18000 | 2.96 | 2.08 | 29000 | 3.1 | 1.8 | 8 | 6.4
Live | 217753588 |  | 10.1 | 16.5 | 30000 | 19800 | 18000 | 2.96 | 2.08 | 29000 | 3 | 1.8 | 8 | 6.4
Live | 217753589 |  | 10.8 | 16.6 | 33700 | 25000 | 18000 | 3.01 | 2.1 | 30000 | 3.04 | 1.8 | 8.1 | 6.4
Live | 217753590 |  | 11 | 16 | 33700 | 25000 | 18000 | 3.05 | 2.19 | 30000 | 3.04 | 1.9 | 8.2 | 6.5
Live | 217753591 |  | 11.2 | 16.3 | 33700 | 25000 | 18000 | 3.05 | 2.19 | 30000 | 3.12 | 1.9 | 8.3 | 6.6
Live | 217753592 |  | 11.2 | 15.7 | 33700 | 25000 | 18000 | 3.05 | 2.19 | 30000 | 3.04 | 1.9 | 8.2 | 6.5
Live | 217753593 |  | 9.9 | 15.5 | 34800 | 31700 | 29000 | 2.76 | 2 | 35900 | 2.93 | 1.75 | 7.8 | 6.8
Live | 217753594 |  | 9.9 | 15.9 | 34800 | 31700 | 29000 | 2.76 | 2 | 35900 | 2.93 | 1.75 | 7.7 | 6.8
Live | 217753595 |  | 10.7 | 16.1 | 36000 | 38000 | 29000 | 2.82 | 2.24 | 39000 | 3.14 | 1.8 | 8 | 7
Live | 217753596 |  | 10.8 | 15.8 | 36000 | 38000 | 29000 | 2.82 | 2.24 | 39000 | 3.24 | 1.8 | 8.2 | 7.1
Live | 217753597 |  | 11.2 | 16.1 | 36000 | 38000 | 29000 | 2.82 | 2.24 | 39000 | 3.28 | 1.8 | 8.4 | 7.3
Live | 217753598 |  | 11 | 15.6 | 36000 | 38000 | 29000 | 2.82 | 2.24 | 39000 | 3.24 | 1.8 | 8.3 | 7.2
Live | 217753599 |  | 8.9 | 14.9 | 35000 | 26000 | 25000 | 2.61 | 2.1 | 36600 | 2.76 | 1.8 | 7.8 | 6.4
Live | 217753601 |  | 9.3 | 15.4 | 38600 | 29600 | 26000 | 2.59 | 2.1 | 41000 | 3.04 | 1.8 | 8.2 | 6.7
Live | 217753602 |  | 9.6 | 15.6 | 38600 | 29600 | 26000 | 2.68 | 2.1 | 41000 | 3.14 | 1.9 | 8.3 | 6.8
Live | 217753603 |  | 10 | 15.6 | 38600 | 29600 | 26000 | 2.76 | 2.1 | 41000 | 3.14 | 1.9 | 8.4 | 6.9
Live | 217753604 |  | 10.1 | 15.7 | 38600 | 29600 | 26000 | 2.76 | 2.1 | 41000 | 3.2 | 1.9 | 8.5 | 6.9
Live | 217753605 |  | 10.2 | 15.9 | 39300 | 35000 | 32000 | 2.68 | 1.87 | 40000 | 2.46 | 1.75 | 8.5 | 7.1
Live | 217753607 |  | 10.6 | 16.4 | 41000 | 39000 | 34000 | 2.66 | 2.18 | 46000 | 2.97 | 1.8 | 9.4 | 7.7
Live | 217753608 |  | 10.9 | 16.7 | 41000 | 39000 | 34000 | 2.66 | 2.18 | 46000 | 2.97 | 1.9 | 9.5 | 7.8
Live | 217753609 |  | 11.4 | 16.7 | 41000 | 39000 | 34000 | 2.66 | 2.18 | 46000 | 2.97 | 1.9 | 9.5 | 7.9
Live | 217753610 |  | 11.4 | 16.8 | 41000 | 39000 | 34000 | 2.66 | 2.18 | 46000 | 2.97 | 1.9 | 9.6 | 7.9
Live | 217753611 |  | 10 | 15.7 | 49000 | 37800 | 39000 | 2.79 | 2.09 | 50000 | 2.57 | 1.8 | 8.2 | 7
Live | 217753612 |  | 10.2 | 15.7 | 49000 | 37800 | 39000 | 2.83 | 2.09 | 50000 | 2.66 | 1.8 | 8.3 | 7
Live | 217753613 |  | 10.4 | 16 | 49000 | 37800 | 38000 | 2.83 | 2.09 | 50000 | 2.57 | 1.8 | 8.2 | 6.9
Live | 217753614 |  | 8.6 | 15.6 | 50000 | 37800 | 37000 | 2.52 | 2.1 | 50000 | 2.57 | 1.8 | 7.8 | 6.5
Live | 217753615 |  | 8.9 | 15.7 | 50000 | 37800 | 37000 | 2.61 | 2.1 | 50000 | 2.57 | 1.8 | 7.9 | 6.5
Live | 217753616 |  | 9.1 | 15.6 | 50000 | 37800 | 37000 | 2.67 | 2.1 | 50000 | 2.57 | 1.8 | 7.9 | 6.5
Live | 217753617 |  | 10.1 | 16.1 | 48000 | 36000 | 41000 | 2.49 | 2 | 50000 | 2.57 | 1.8 | 8 | 6.7
Live | 217753618 |  | 10.5 | 16.1 | 48000 | 36000 | 42000 | 2.49 | 2.1 | 50000 | 2.76 | 1.8 | 8.2 | 6.9
Live | 217753619 |  | 10.5 | 16.1 | 48000 | 36000 | 42000 | 2.49 | 2.1 | 50000 | 2.67 | 1.8 | 8.2 | 6.9
Live | 217753620 |  | 9.9 | 15.4 | 47000 | 53000 | 42000 | 2.7 | 2.1 | 53000 | 2.76 | 1.8 | 8.2 | 7
Live | 217753621 |  | 10 | 16.5 | 55000 | 50000 | 40000 | 2.55 | 1.9 | 57000 | 2.48 | 1.8 | 7.8 | 6.5
Live | 217753622 |  | 10.4 | 16.6 | 55000 | 50000 | 40000 | 2.55 | 1.9 | 57000 | 2.47 | 1.8 | 7.9 | 6.5
Live | 217753623 |  | 10.4 | 16.6 | 55000 | 50000 | 39000 | 2.55 | 1.9 | 57000 | 2.38 | 1.8 | 7.9 | 6.5
Live | 217753624 |  | 10 | 15.7 | 53400 | 48000 | 41000 | 2.59 | 1.9 | 59000 | 2.56 | 1.8 | 7.8 | 6.5
Live | 217753625 |  | 10.6 | 16.9 | 27600 | 22000 | 20000 | 2.8 | 1.92 | 30000 | 2.76 | 1.8 | 9.2 | 7.4
Live | 217753626 |  | 10.5 | 17.7 | 27600 | 22000 | 21000 | 2.8 | 1.92 | 30000 | 2.86 | 1.8 | 9.4 | 7.6
Live | 217753627 |  | 10.9 | 17.1 | 27600 | 22000 | 20000 | 2.8 | 1.92 | 30000 | 2.96 | 1.9 | 9.3 | 7.5
Live | 217753692 |  | 15.25 | 26 | 13000 | 10800 | 10100 | 0.97 | 1.98 | 16000 | 2.68 | 1.95 | 11.3 | 9
Live | 217753693 |  | 13.5 | 25 | 14300 | 16400 | 15500 | 0.98 | 2.09 | 18000 | 3.24 | 1.94 | 11.2 | 8.8
Live | 217753694 |  | 12.55 | 24 | 17700 | 17000 | 15800 | 0.84 | 2.26 | 19000 | 3.29 | 2.02 | 10.95 | 8.6
Live | 217753820 |  | 10.9 | 17.5 | 21600 | 13400 | 10000 | 3.04 | 2.09 | 22000 | 3.04 | 1.8 | 8.2 | 6.5
Live | 217753821 |  | 10.5 | 16.2 | 21600 | 13400 | 10000 | 2.94 | 1.99 | 22000 | 2.68 | 1.8 | 7.7 | 6.2
Live | 217753822 |  | 10.7 | 16.7 | 21600 | 13400 | 10000 | 2.99 | 2.09 | 22000 | 2.96 | 1.8 | 8.1 | 6.4
Live | 217753823 |  | 10.9 | 17.2 | 21600 | 13400 | 10000 | 3.04 | 2.19 | 22000 | 3.04 | 1.8 | 8.2 | 6.5
Live | 217753824 |  | 10.7 | 15.6 | 21600 | 13400 | 10000 | 2.99 | 2.09 | 22000 | 2.85 | 1.8 | 7.9 | 6.3
Live | 217753825 |  | 10.8 | 14.9 | 21600 | 13400 | 10000 | 3.01 | 2.09 | 22000 | 2.96 | 1.8 | 8 | 6.4
Live | 217753826 |  | 10.5 | 16.6 | 21600 | 13400 | 10000 | 2.94 | 2.09 | 22000 | 2.96 | 1.8 | 8.1 | 6.4
Live | 217753827 |  | 10.7 | 15.4 | 21600 | 13400 | 10000 | 2.99 | 2.09 | 22000 | 2.85 | 1.8 | 7.9 | 6.3
Live | 217753828 |  | 10.9 | 15.8 | 21600 | 13400 | 10000 | 3.04 | 2.09 | 22000 | 2.96 | 1.8 | 8 | 6.4
Live | 217753829 |  | 10.4 | 16.7 | 21600 | 13400 | 11000 | 2.9 | 2.09 | 22000 | 3.04 | 1.8 | 8.2 | 6.5
Live | 217753830 |  | 10.4 | 17.4 | 21600 | 13400 | 10000 | 2.9 | 2.09 | 22000 | 2.96 | 1.8 | 8.2 | 6.5
Live | 217753831 |  | 10.4 | 17.4 | 21600 | 13400 | 11000 | 2.9 | 2.09 | 22000 | 3.04 | 1.8 | 8.3 | 6.6
Live | 217753832 |  | 10.7 | 18.6 | 21600 | 13400 | 10000 | 2.99 | 2.09 | 22000 | 2.96 | 1.8 | 8.1 | 6.4
Live | 217753833 |  | 10.8 | 17.6 | 21600 | 13400 | 10000 | 3.01 | 2.09 | 22000 | 2.96 | 1.8 | 8.2 | 6.5
Live | 217753834 |  | 10.7 | 17.4 | 21600 | 13400 | 10000 | 2.99 | 2.09 | 22000 | 3.04 | 1.8 | 8.2 | 6.5
Live | 217753835 |  | 10.7 | 17.9 | 21600 | 13400 | 10000 | 2.99 | 2.09 | 22000 | 2.96 | 1.8 | 8.1 | 6.5
Live | 217753836 |  | 10.6 | 17 | 21600 | 13400 | 10000 | 2.96 | 2.09 | 22000 | 2.96 | 1.8 | 8.1 | 6.5
Live | 217753837 |  | 10.7 | 17.4 | 21600 | 13400 | 10000 | 2.99 | 2.09 | 22000 | 2.96 | 1.8 | 8.1 | 6.4
Live | 217753838 |  | 10.6 | 17.1 | 21600 | 13400 | 10000 | 2.96 | 2.09 | 22000 | 3.04 | 1.8 | 8.1 | 6.5
Live | 217753839 |  | 10.7 | 18.5 | 21600 | 13400 | 10000 | 2.99 | 2.09 | 22000 | 2.96 | 1.8 | 8.2 | 6.5
Live | 217753840 |  | 10.8 | 18.1 | 21600 | 13400 | 11000 | 3.01 | 2.19 | 22000 | 3.04 | 1.8 | 8.2 | 6.6
Live | 217753841 |  | 10.6 | 17 | 21600 | 13400 | 10000 | 2.96 | 2.09 | 22000 | 2.96 | 1.8 | 8.1 | 6.5
Live | 217753842 |  | 10.6 | 17.4 | 21600 | 13400 | 10000 | 2.96 | 2.09 | 22000 | 2.85 | 1.8 | 8.1 | 6.4
Live | 217753843 |  | 10.5 | 17.7 | 21600 | 13400 | 10000 | 2.94 | 2.09 | 22000 | 2.85 | 1.8 | 8 | 6.4
Live | 217753844 |  | 10.6 | 17 | 21600 | 13400 | 10000 | 2.96 | 2.09 | 22000 | 2.96 | 1.8 | 8.1 | 6.5
Live | 217753845 |  | 10.6 | 17.9 | 21600 | 13400 | 10000 | 2.96 | 2.09 | 22000 | 2.96 | 1.8 | 8.1 | 6.5
Live | 217753846 |  | 10.6 | 17.8 | 21600 | 13400 | 10000 | 2.96 | 2.09 | 22000 | 2.96 | 1.8 | 8.2 | 6.5
Live | 217753847 |  | 10.6 | 17.1 | 21600 | 13400 | 10000 | 2.96 | 2.09 | 22000 | 2.85 | 1.8 | 8.1 | 6.4
Live | 217753850 |  | 9.1 | 14.3 | 38600 | 29600 | 25000 | 2.54 | 2.1 | 41000 | 2.85 | 1.8 | 8 | 6.5
Live | 217753851 |  | 9.4 | 14.7 | 38600 | 29600 | 25000 | 2.62 | 2.1 | 41000 | 2.95 | 1.8 | 8.2 | 6.6
Live | 217753852 |  | 9.3 | 14.4 | 38600 | 29600 | 25000 | 2.59 | 2.1 | 41000 | 2.95 | 1.8 | 8.1 | 6.6
Live | 217753853 |  | 9.4 | 14.4 | 38600 | 29600 | 25000 | 2.62 | 2.1 | 41000 | 2.85 | 1.75 | 8.1 | 6.6
Live | 217753854 |  | 9.3 | 14.6 | 38600 | 29600 | 25000 | 2.6 | 2.1 | 41000 | 2.95 | 1.8 | 8 | 6.5
Live | 217753856 |  | 9.6 | 15 | 38600 | 29600 | 25000 | 2.67 | 2.1 | 41000 | 3.04 | 1.8 | 8.2 | 6.7
Live | 217753859 |  | 9.1 | 14.5 | 38600 | 29600 | 25000 | 2.54 | 2.1 | 41000 | 2.85 | 1.75 | 8 | 6.5
Live | 217753860 |  | 9.2 | 14.3 | 38600 | 29600 | 25000 | 2.57 | 2.1 | 41000 | 2.85 | 1.8 | 8.1 | 6.6
Live | 217753861 |  | 9.3 | 14.4 | 38600 | 29600 | 24000 | 2.59 | 2 | 41000 | 2.76 | 1.75 | 7.8 | 6.4
Live | 217753862 |  | 9.4 | 14.7 | 38600 | 29600 | 25000 | 2.62 | 2.1 | 41000 | 2.95 | 1.8 | 8.2 | 6.6
Live | 217753864 |  | 9.5 | 15.1 | 38600 | 29600 | 25000 | 2.66 | 2.1 | 41000 | 3.04 | 1.8 | 8.3 | 6.7
Live | 217753866 |  | 9.2 | 14.4 | 38600 | 29600 | 25000 | 2.57 | 2.1 | 41000 | 2.85 | 1.8 | 8.1 | 6.6
Live | 217753867 |  | 9.4 | 14.3 | 38600 | 29600 | 25000 | 2.62 | 2.1 | 41000 | 2.85 | 1.75 | 8.1 | 6.6
Live | 217753868 |  | 9.3 | 14.4 | 38600 | 29600 | 25000 | 2.59 | 2.1 | 41000 | 2.85 | 1.8 | 8.2 | 6.6
Live | 217753869 |  | 9.6 | 14.6 | 38600 | 29600 | 25000 | 2.67 | 2.1 | 41000 | 3.04 | 1.8 | 8.3 | 6.7
Live | 217753872 |  | 10.2 | 14.9 | 41000 | 39000 | 33000 | 2.66 | 2 | 46000 | 2.97 | 1.75 | 8.9 | 7.2
Live | 217753875 |  | 10.3 | 15 | 41000 | 39000 | 33000 | 2.66 | 2.09 | 46000 | 2.96 | 1.75 | 9 | 7.2
Live | 217753877 |  | 10.7 | 14.4 | 41000 | 39000 | 33000 | 2.66 | 2.18 | 46000 | 2.97 | 1.8 | 9.2 | 7.5
Live | 217753880 |  | 10.1 | 15 | 41000 | 39000 | 33000 | 2.66 | 2 | 46000 | 2.96 | 1.75 | 8.8 | 7.1
Live | 217753883 |  | 8.7 | 15.2 | 50000 | 37800 | 37000 | 2.55 | 2.1 | 50000 | 2.48 | 1.8 | 7.8 | 6.5
Live | 217753886 |  | 9 | 14.9 | 50000 | 37800 | 37000 | 2.64 | 2.19 | 50000 | 2.57 | 1.8 | 8 | 6.6
Live | 217753887 |  | 10 | 15 | 49000 | 37800 | 38000 | 2.79 | 2.19 | 50000 | 2.76 | 1.8 | 8.3 | 6.9
Live | 217753888 |  | 9.8 | 16.2 | 49000 | 37800 | 37000 | 2.74 | 2.09 | 50000 | 2.57 | 1.75 | 7.8 | 6.6
Live | 217753890 |  | 9 | 14.8 | 50000 | 37800 | 37000 | 2.64 | 2.19 | 50000 | 2.57 | 1.8 | 8.1 | 6.6
Live | 217753893 |  | 9 | 15.1 | 50000 | 37800 | 37000 | 2.64 | 2.19 | 50000 | 2.57 | 1.8 | 8.1 | 6.6
Live | 217753894 |  | 9 | 15 | 50000 | 37800 | 37000 | 2.64 | 2.19 | 50000 | 2.57 | 1.8 | 8 | 6.6
Live | 217753895 |  | 8.8 | 15.4 | 50000 | 37800 | 38000 | 2.58 | 2.19 | 50000 | 2.57 | 1.8 | 8 | 6.7
Live | 217753897 |  | 9.1 | 16 | 50000 | 37800 | 38000 | 2.67 | 2.19 | 50000 | 2.57 | 1.8 | 8 | 6.6
Live | 217753898 |  | 10.7 | 14.3 | 47000 | 47500 | 39000 | 2.62 | 1.99 | 51000 | 2.95 | 1.8 | 8.7 | 7.3
Live | 217753900 |  | 10.3 | 15.6 | 48000 | 36000 | 41000 | 2.49 | 2 | 50000 | 2.48 | 1.75 | 8 | 6.8
Live | 217753905 |  | 10.1 | 16 | 55000 | 50000 | 40000 | 2.55 | 1.81 | 57000 | 2.29 | 1.8 | 7.8 | 6.4
Live | 217753908 |  | 10.1 | 15.7 | 55000 | 50000 | 40000 | 2.55 | 1.9 | 57000 | 2.47 | 1.8 | 8 | 6.5
Live | 217753910 |  | 10.2 | 15.7 | 55000 | 50000 | 40000 | 2.55 | 1.9 | 57000 | 2.47 | 1.8 | 7.9 | 6.5
Live | 217753913 |  | 10 | 15.8 | 55000 | 50000 | 40000 | 2.55 | 1.9 | 57000 | 2.38 | 1.8 | 7.9 | 6.4
Live | 217753914 |  | 10.2 | 15.7 | 55000 | 50000 | 40000 | 2.55 | 1.91 | 57000 | 2.38 | 1.8 | 7.9 | 6.5
Live | 217753915 |  | 10.1 | 16.2 | 55000 | 50000 | 40000 | 2.55 | 1.9 | 57000 | 2.38 | 1.8 | 7.9 | 6.5
Live | 217753917 |  | 10.3 | 16.9 | 55000 | 50000 | 39000 | 2.55 | 1.91 | 57000 | 2.38 | 1.8 | 7.9 | 6.5
Live | 217753918 |  | 10.7 | 14.8 | 53400 | 48000 | 41000 | 2.59 | 1.9 | 59000 | 2.56 | 1.8 | 8.4 | 6.8
Live | 217753919 |  | 10.4 | 16 | 33700 | 25000 | 18000 | 2.9 | 2 | 30000 | 2.95 | 1.8 | 8.1 | 6.4
Live | 217753920 |  | 10.8 | 16.3 | 33700 | 25000 | 18000 | 3.01 | 2 | 30000 | 2.86 | 1.8 | 8.2 | 6.5
Live | 217753921 |  | 10.5 | 16.6 | 33700 | 25000 | 18000 | 2.93 | 2 | 30000 | 2.86 | 1.8 | 8 | 6.3
Live | 217753922 |  | 10.4 | 16 | 33700 | 25000 | 18000 | 2.9 | 2 | 30000 | 2.95 | 1.8 | 8.2 | 6.4
Live | 217753923 |  | 10.6 | 16.3 | 33700 | 25000 | 18000 | 2.96 | 2 | 30000 | 2.95 | 1.8 | 8.3 | 6.5
Live | 217753924 |  | 10.9 | 16.5 | 33700 | 25000 | 18000 | 3.04 | 2.1 | 30000 | 2.95 | 1.8 | 8.2 | 6.5
Live | 217753926 |  | 10.5 | 16.4 | 33700 | 25000 | 18000 | 2.93 | 2 | 30000 | 2.95 | 1.8 | 8.2 | 6.4
Live | 217753927 |  | 10.5 | 15.9 | 33700 | 25000 | 18000 | 2.93 | 2 | 30000 | 2.95 | 1.8 | 8.2 | 6.5
Live | 217753928 |  | 10.5 | 15.3 | 33700 | 25000 | 18000 | 2.93 | 2 | 30000 | 2.86 | 1.8 | 8 | 6.4
Live | 217753929 |  | 10.4 | 16.1 | 33700 | 25000 | 18000 | 2.9 | 2 | 30000 | 2.86 | 1.8 | 8.1 | 6.4
Live | 217753930 |  | 10.8 | 16.7 | 33700 | 25000 | 18000 | 3.01 | 2 | 30000 | 2.95 | 1.8 | 8.3 | 6.5
Live | 217753931 |  | 10.9 | 14.3 | 33700 | 25000 | 18000 | 3.04 | 2 | 30000 | 2.95 | 1.8 | 8.2 | 6.6
Live | 217753932 |  | 10.9 | 16.7 | 33700 | 25000 | 18000 | 3.04 | 2.1 | 30000 | 2.95 | 1.8 | 8.3 | 6.5
Live | 217753934 |  | 11 | 14.3 | 33700 | 25000 | 18000 | 3.05 | 2.09 | 30000 | 3.04 | 1.8 | 8.1 | 6.5
Live | 217753935 |  | 10.2 | 15.6 | 33700 | 25000 | 18000 | 2.85 | 2 | 30000 | 2.76 | 1.8 | 8 | 6.3
Live | 217753936 |  | 10.4 | 16.2 | 33700 | 25000 | 19000 | 2.9 | 2 | 30000 | 2.95 | 1.8 | 8.2 | 6.5
Live | 217753937 |  | 10.2 | 16 | 33700 | 25000 | 18000 | 2.85 | 2 | 30000 | 2.86 | 1.8 | 8.1 | 6.4
Live | 217753938 |  | 10.3 | 15.9 | 33700 | 25000 | 19000 | 2.87 | 2 | 30000 | 2.95 | 1.8 | 8.2 | 6.5
Live | 217753939 |  | 10.7 | 14.9 | 33700 | 25000 | 18000 | 2.98 | 2 | 30000 | 2.86 | 1.8 | 8 | 6.4
Live | 217753941 |  | 10.5 | 16 | 33700 | 25000 | 18000 | 2.93 | 2 | 30000 | 2.76 | 1.8 | 8 | 6.4
Live | 217753942 |  | 10.4 | 15.7 | 33700 | 25000 | 18000 | 2.9 | 2 | 30000 | 2.76 | 1.8 | 8 | 6.3
Live | 217753943 |  | 10.4 | 15.7 | 33700 | 25000 | 18000 | 2.9 | 2 | 30000 | 2.76 | 1.8 | 7.9 | 6.3
Live | 217753944 |  | 10.4 | 15.7 | 33700 | 25000 | 18000 | 2.9 | 2 | 30000 | 2.76 | 1.8 | 8 | 6.4
Live | 217753945 |  | 10.6 | 16.3 | 33700 | 25000 | 18000 | 2.96 | 2 | 30000 | 2.86 | 1.8 | 8.1 | 6.5
Live | 217753946 |  | 10.4 | 15.6 | 33700 | 25000 | 18000 | 2.9 | 2 | 30000 | 2.76 | 1.8 | 8 | 6.3
Live | 217753947 |  | 10.4 | 15.7 | 33700 | 25000 | 18000 | 2.9 | 2 | 30000 | 2.76 | 1.8 | 8 | 6.3
Live | 217753948 |  | 10.6 | 15.2 | 33700 | 25000 | 18000 | 2.96 | 2 | 30000 | 2.86 | 1.8 | 8 | 6.4
Live | 217753949 |  | 10.7 | 16.6 | 33700 | 25000 | 18000 | 2.98 | 2.1 | 30000 | 2.86 | 1.8 | 8.2 | 6.5
Live | 217753950 |  | 10.8 | 15.4 | 33700 | 25000 | 18000 | 3.01 | 2.1 | 30000 | 2.86 | 1.8 | 8.1 | 6.5
Live | 217753954 |  | 11 | 14.3 | 36000 | 38000 | 29000 | 2.82 | 2.19 | 39000 | 3.24 | 1.75 | 8.7 | 7.4
Live | 217753958 |  | 10.8 | 15 | 36000 | 38000 | 29000 | 2.82 | 2.19 | 39000 | 3.04 | 1.75 | 8.7 | 7.3
Live | 217753967 |  | 10.5 | 15 | 36000 | 38000 | 28000 | 2.82 | 2.19 | 39000 | 2.95 | 1.75 | 8.5 | 7.1
Live | 217754134 |  | 11 | 17.7 | 21600 | 13400 | 10000 | 3.06 | 2.19 | 22000 | 3.04 | 1.8 | 8.3 | 6.6
Live | 217754135 |  | 11.6 | 17 | 22800 | 20000 | 18000 | 3.15 | 1.9 | 22800 | 3.05 | 1.8 | 9.8 | 7.9
Live | 217754136 |  | 11.7 | 17.2 | 22800 | 20000 | 18000 | 3.15 | 1.9 | 22800 | 3.05 | 1.8 | 9.9 | 8.1
Live | 217754138 |  | 11.4 | 16.4 | 22800 | 20000 | 18000 | 3.15 | 1.9 | 22800 | 2.86 | 1.8 | 9.6 | 7.8
Live | 217754139 |  | 11.6 | 16.8 | 22800 | 20000 | 18000 | 3.15 | 1.9 | 22800 | 3.05 | 1.8 | 9.7 | 7.9
Live | 217754140 |  | 10.4 | 16.9 | 27600 | 22000 | 20000 | 2.8 | 1.92 | 30000 | 2.58 | 1.75 | 9 | 7.1
Live | 217754141 |  | 10.4 | 17 | 27600 | 22000 | 20000 | 2.8 | 1.92 | 30000 | 2.66 | 1.8 | 9.1 | 7.2
Live | 217754142 |  | 10.3 | 16.6 | 27600 | 22000 | 20000 | 2.8 | 1.92 | 30000 | 2.58 | 1.75 | 8.9 | 7.1
Live | 217754143 |  | 10.3 | 15.9 | 27600 | 22000 | 20000 | 2.8 | 1.92 | 30000 | 2.76 | 1.8 | 9.1 | 7.3
Live | 217754144 |  | 10.3 | 16.6 | 27600 | 22000 | 20000 | 2.8 | 1.92 | 30000 | 2.58 | 1.75 | 8.9 | 7.1
Live | 217754145 |  | 11.4 | 15.6 | 22800 | 20000 | 18000 | 3.15 | 1.9 | 22800 | 2.86 | 1.8 | 9.3 | 7.6
Live | 217754146 |  | 11.4 | 15.2 | 22800 | 20000 | 18000 | 3.15 | 1.9 | 22800 | 2.94 | 1.8 | 9.5 | 7.8
Live | 217754147 |  | 11.2 | 16.2 | 22800 | 20000 | 18000 | 3.12 | 1.9 | 22800 | 2.94 | 1.8 | 9.5 | 7.7
Live | 217754148 |  | 11.3 | 15.5 | 22800 | 20000 | 18000 | 3.15 | 1.9 | 22800 | 2.86 | 1.8 | 9.3 | 7.6
Live | 217754149 |  | 11.6 | 15.9 | 22800 | 20000 | 18000 | 3.15 | 1.9 | 22800 | 2.94 | 1.8 | 9.6 | 7.8
Live | 217754150 |  | 10.2 | 15.2 | 27600 | 22000 | 20000 | 2.8 | 1.92 | 30000 | 2.58 | 1.75 | 8.8 | 7
Live | 217754151 |  | 10.3 | 16.2 | 27600 | 22000 | 20000 | 2.8 | 1.92 | 30000 | 2.76 | 1.8 | 9.1 | 7.3
Live | 217754152 |  | 10.4 | 16 | 27600 | 22000 | 20000 | 2.8 | 1.92 | 30000 | 2.58 | 1.75 | 9 | 7.1
Live | 217754153 |  | 11 | 16.4 | 22800 | 20000 | 18000 | 3.07 | 1.9 | 22800 | 3.05 | 1.8 | 9.7 | 7.9
Live | 217754154 |  | 11.1 | 16.9 | 22800 | 20000 | 18000 | 3.11 | 1.9 | 22800 | 2.94 | 1.8 | 9.6 | 7.9
Live | 217754155 |  | 11.1 | 17 | 22800 | 20000 | 19000 | 3.11 | 1.9 | 22800 | 3.05 | 1.8 | 9.9 | 8.1
Live | 217754156 |  | 10 | 16.3 | 27600 | 22000 | 20000 | 2.79 | 1.92 | 30000 | 2.76 | 1.8 | 9.1 | 7.2
Live | 217754157 |  | 10.1 | 16.6 | 27600 | 22000 | 20000 | 2.8 | 1.92 | 30000 | 2.66 | 1.8 | 9 | 7.2
Live | 217754158 |  | 10.2 | 16.7 | 27600 | 22000 | 20000 | 2.8 | 1.92 | 30000 | 2.66 | 1.8 | 9.2 | 7.3
Live | 217754159 |  | 10.3 | 17.1 | 27600 | 22000 | 20000 | 2.8 | 1.92 | 30000 | 2.76 | 1.8 | 9.1 | 7.3
Live | 217754160 |  | 10.4 | 16.2 | 27600 | 22000 | 20000 | 2.8 | 1.92 | 30000 | 2.86 | 1.8 | 9.3 | 7.4
Live | 217754161 |  | 10.3 | 15.9 | 27600 | 22000 | 20000 | 2.8 | 1.92 | 30000 | 2.86 | 1.8 | 9.3 | 7.4
Live | 217754162 |  | 10.2 | 16.2 | 27600 | 22000 | 21000 | 2.8 | 1.92 | 30000 | 2.86 | 1.8 | 9.1 | 7.3
Live | 217754163 |  | 10.3 | 15.9 | 27600 | 22000 | 20000 | 2.8 | 1.92 | 30000 | 2.76 | 1.8 | 9.2 | 7.3
Live | 217754164 |  | 10.3 | 15.9 | 27600 | 22000 | 20000 | 2.8 | 1.92 | 30000 | 2.86 | 1.8 | 9.3 | 7.4
Live | 217754165 |  | 10.2 | 17.4 | 27600 | 22000 | 21000 | 2.8 | 1.92 | 30000 | 2.86 | 1.8 | 9.2 | 7.4
Live | 217754166 |  | 10.3 | 17.6 | 27600 | 22000 | 21000 | 2.8 | 1.92 | 30000 | 2.76 | 1.8 | 9.1 | 7.4
Live | 217754167 |  | 10.3 | 16.5 | 27600 | 22000 | 21000 | 2.8 | 1.92 | 30000 | 2.86 | 1.8 | 9.2 | 7.5
Live | 217754168 |  | 10.3 | 15.8 | 27600 | 22000 | 20000 | 2.8 | 1.92 | 30000 | 2.76 | 1.8 | 9.2 | 7.3
Live | 217754169 |  | 10.3 | 16 | 27600 | 22000 | 20000 | 2.8 | 1.92 | 30000 | 2.76 | 1.8 | 9.2 | 7.3
Live | 217754170 |  | 10.2 | 15.8 | 27600 | 22000 | 20000 | 2.8 | 1.92 | 30000 | 2.76 | 1.8 | 9.2 | 7.3
Live | 217754171 |  | 10.3 | 17 | 27600 | 22000 | 20000 | 2.8 | 1.92 | 30000 | 2.76 | 1.8 | 9.3 | 7.4
Live | 217754172 |  | 10.2 | 15.8 | 27600 | 22000 | 20000 | 2.8 | 1.92 | 30000 | 2.76 | 1.8 | 9.2 | 7.3
Live | 217754173 |  | 10.3 | 16.1 | 27600 | 22000 | 20000 | 2.8 | 1.92 | 30000 | 2.86 | 1.8 | 9.3 | 7.4
Live | 217754174 |  | 10.2 | 15.9 | 27600 | 22000 | 20000 | 2.8 | 1.92 | 30000 | 2.86 | 1.8 | 9.3 | 7.4
Live | 217754175 |  | 9.9 | 15.5 | 38600 | 29600 | 26000 | 2.76 | 2.1 | 41000 | 3.14 | 1.8 | 8.5 | 6.8
Live | 217754176 |  | 10.5 | 15.4 | 41000 | 39000 | 33000 | 2.66 | 2.09 | 46000 | 2.97 | 1.8 | 9.1 | 7.3
Live | 217754177 |  | 10.4 | 15.3 | 41000 | 39000 | 33000 | 2.66 | 2.09 | 46000 | 2.97 | 1.75 | 9 | 7.3
Live | 217754179 |  | 10.7 | 15.6 | 41000 | 39000 | 33000 | 2.66 | 2.18 | 46000 | 2.97 | 1.8 | 9.2 | 7.4
Live | 217754181 |  | 10.5 | 15.4 | 41000 | 39000 | 31000 | 2.66 | 2 | 46000 | 2.96 | 1.75 | 8.7 | 7
Live | 217754183 |  | 10.7 | 15.8 | 41000 | 39000 | 33000 | 2.66 | 2.18 | 46000 | 2.97 | 1.8 | 9.2 | 7.5
Live | 217754185 |  | 10.3 | 15.2 | 41000 | 39000 | 33000 | 2.66 | 2.09 | 46000 | 2.97 | 1.75 | 8.9 | 7.2
Live | 217754186 |  | 10.6 | 15.3 | 41000 | 39000 | 33000 | 2.66 | 2.18 | 46000 | 2.97 | 1.8 | 9.2 | 7.4
Live | 217754188 |  | 11 | 16.1 | 41000 | 39000 | 33000 | 2.66 | 2.18 | 46000 | 2.97 | 1.8 | 9.5 | 7.7
Live | 217754192 |  | 10.1 | 15.2 | 49000 | 37800 | 38000 | 2.82 | 2.19 | 50000 | 2.66 | 1.8 | 8.3 | 6.9
Live | 217754195 |  | 10 | 15.4 | 49000 | 37800 | 38000 | 2.79 | 2.19 | 50000 | 2.76 | 1.8 | 8.3 | 6.9
Live | 217754196 |  | 10.2 | 15.2 | 49000 | 37800 | 38000 | 2.83 | 2.19 | 50000 | 2.76 | 1.8 | 8.3 | 6.9
Live | 217754197 |  | 10.2 | 15.8 | 49000 | 37800 | 39000 | 2.83 | 2.19 | 50000 | 2.58 | 1.8 | 8.2 | 7
Live | 217754199 |  | 10.4 | 16.5 | 49000 | 37800 | 39000 | 2.83 | 2.19 | 50000 | 2.57 | 1.8 | 8.3 | 7
Live | 217754202 |  | 10.5 | 15.4 | 48000 | 36000 | 42000 | 2.49 | 2.1 | 50000 | 2.67 | 1.8 | 8.4 | 7.1
Live | 217754203 |  | 10.6 | 15.3 | 48000 | 36000 | 42000 | 2.49 | 2.1 | 50000 | 2.67 | 1.8 | 8.4 | 7
Live | 217754204 |  | 10.3 | 15.5 | 48000 | 36000 | 42000 | 2.49 | 2.1 | 50000 | 2.57 | 1.8 | 8.3 | 7
Live | 217754205 |  | 10.5 | 15.3 | 48000 | 36000 | 41000 | 2.49 | 2.1 | 50000 | 2.57 | 1.8 | 8.3 | 7
Live | 217754206 |  | 10.3 | 15.9 | 48000 | 36000 | 41000 | 2.49 | 2.1 | 50000 | 2.57 | 1.8 | 8.1 | 6.9
Live | 217754208 |  | 10.5 | 16.5 | 48000 | 36000 | 41000 | 2.49 | 2.1 | 50000 | 2.57 | 1.8 | 8.2 | 6.9
Live | 217754212 |  | 11.1 | 15.2 | 33700 | 25000 | 18000 | 3.05 | 2.1 | 30000 | 2.95 | 1.8 | 8.2 | 6.5
Live | 217754213 |  | 10.3 | 15.4 | 36000 | 38000 | 29000 | 2.82 | 2.1 | 39000 | 3.04 | 1.75 | 8.4 | 7.1
Live | 217754214 |  | 10.5 | 15.6 | 36000 | 38000 | 29000 | 2.82 | 2.1 | 39000 | 2.95 | 1.75 | 8.5 | 7.1
Live | 217754215 |  | 10.3 | 15.3 | 36000 | 38000 | 29000 | 2.82 | 2.1 | 39000 | 3.04 | 1.75 | 8.3 | 7.1
Live | 217754216 |  | 10.5 | 15.7 | 36000 | 38000 | 29000 | 2.82 | 2.19 | 39000 | 3.14 | 1.75 | 8.7 | 7.3
Live | 217754218 |  | 10.7 | 15.8 | 36000 | 38000 | 29000 | 2.82 | 2.19 | 39000 | 3.04 | 1.75 | 8.5 | 7.1
Live | 217754221 |  | 10.3 | 15.6 | 36000 | 38000 | 29000 | 2.82 | 2.1 | 39000 | 3.04 | 1.75 | 8.3 | 7
Live | 217754222 |  | 10.4 | 15.3 | 36000 | 38000 | 29000 | 2.82 | 2.1 | 39000 | 3.04 | 1.75 | 8.6 | 7.2
Live | 217754223 |  | 10.6 | 15.9 | 36000 | 38000 | 29000 | 2.82 | 2.1 | 39000 | 3.04 | 1.75 | 8.6 | 7.2
Live | 217754225 |  | 10.7 | 16 | 36000 | 38000 | 28000 | 2.82 | 2.19 | 39000 | 3.04 | 1.75 | 8.5 | 7.2
Live | 217754227 |  | 10.3 | 15.6 | 36000 | 38000 | 29000 | 2.82 | 2.1 | 39000 | 3.04 | 1.75 | 8.5 | 7.2
Live | 217754228 |  | 10.2 | 15.3 | 36000 | 38000 | 29000 | 2.82 | 2.1 | 39000 | 3.04 | 1.75 | 8.5 | 7.2
Live | 217754230 |  | 10.5 | 15.9 | 36000 | 38000 | 29000 | 2.82 | 2.1 | 39000 | 2.95 | 1.75 | 8.4 | 7.1
Live | 217754231 |  | 10.4 | 16.9 | 27600 | 22000 | 20000 | 2.8 | 1.92 | 30000 | 2.58 | 1.75 | 9 | 7.1
Live | 217754232 |  | 10.4 | 17 | 27600 | 22000 | 20000 | 2.8 | 1.92 | 30000 | 2.66 | 1.8 | 9.1 | 7.2
Live | 217754233 |  | 10.3 | 16.6 | 27600 | 22000 | 20000 | 2.8 | 1.92 | 30000 | 2.58 | 1.75 | 8.9 | 7.1
Live | 217754234 |  | 10.3 | 15.9 | 27600 | 22000 | 20000 | 2.8 | 1.92 | 30000 | 2.76 | 1.8 | 9.1 | 7.3
Live | 217754235 |  | 10.3 | 16.6 | 27600 | 22000 | 20000 | 2.8 | 1.92 | 30000 | 2.58 | 1.75 | 8.9 | 7.1
Live | 217754236 |  | 10.2 | 15.2 | 27600 | 22000 | 20000 | 2.8 | 1.92 | 30000 | 2.58 | 1.75 | 8.8 | 7
Live | 217754237 |  | 10.3 | 16.2 | 27600 | 22000 | 20000 | 2.8 | 1.92 | 30000 | 2.76 | 1.8 | 9.1 | 7.3
Live | 217754238 |  | 10.4 | 16 | 27600 | 22000 | 20000 | 2.8 | 1.92 | 30000 | 2.58 | 1.75 | 9 | 7.1
Live | 217754239 |  | 10 | 16.3 | 27600 | 22000 | 20000 | 2.79 | 1.92 | 30000 | 2.76 | 1.8 | 9.1 | 7.2
Live | 217754240 |  | 10.1 | 16.6 | 27600 | 22000 | 20000 | 2.8 | 1.92 | 30000 | 2.66 | 1.8 | 9 | 7.2
Live | 217754241 |  | 10.2 | 16.7 | 27600 | 22000 | 20000 | 2.8 | 1.92 | 30000 | 2.66 | 1.8 | 9.2 | 7.3
Live | 217754242 |  | 10.3 | 17.1 | 27600 | 22000 | 20000 | 2.8 | 1.92 | 30000 | 2.76 | 1.8 | 9.1 | 7.3
Live | 217754243 |  | 10.4 | 16.2 | 27600 | 22000 | 20000 | 2.8 | 1.92 | 30000 | 2.86 | 1.8 | 9.3 | 7.4
Live | 217754244 |  | 10.3 | 15.9 | 27600 | 22000 | 20000 | 2.8 | 1.92 | 30000 | 2.86 | 1.8 | 9.3 | 7.4
Live | 217754245 |  | 10.2 | 16.2 | 27600 | 22000 | 21000 | 2.8 | 1.92 | 30000 | 2.86 | 1.8 | 9.1 | 7.3
Live | 217754246 |  | 10.3 | 15.9 | 27600 | 22000 | 20000 | 2.8 | 1.92 | 30000 | 2.76 | 1.8 | 9.2 | 7.3
Live | 217754247 |  | 10.3 | 15.9 | 27600 | 22000 | 20000 | 2.8 | 1.92 | 30000 | 2.86 | 1.8 | 9.3 | 7.4
Live | 217754248 |  | 10.2 | 17.4 | 27600 | 22000 | 21000 | 2.8 | 1.92 | 30000 | 2.86 | 1.8 | 9.2 | 7.4
Live | 217754249 |  | 10.3 | 17.6 | 27600 | 22000 | 21000 | 2.8 | 1.92 | 30000 | 2.76 | 1.8 | 9.1 | 7.4
Live | 217754250 |  | 10.3 | 16.5 | 27600 | 22000 | 21000 | 2.8 | 1.92 | 30000 | 2.86 | 1.8 | 9.2 | 7.5
Live | 217754251 |  | 10.3 | 15.8 | 27600 | 22000 | 20000 | 2.8 | 1.92 | 30000 | 2.76 | 1.8 | 9.2 | 7.3
Live | 217754252 |  | 10.3 | 16 | 27600 | 22000 | 20000 | 2.8 | 1.92 | 30000 | 2.76 | 1.8 | 9.2 | 7.3
Live | 217754253 |  | 10.2 | 15.8 | 27600 | 22000 | 20000 | 2.8 | 1.92 | 30000 | 2.76 | 1.8 | 9.2 | 7.3
Live | 217754254 |  | 10.3 | 17 | 27600 | 22000 | 20000 | 2.8 | 1.92 | 30000 | 2.76 | 1.8 | 9.3 | 7.4
Live | 217754255 |  | 10.2 | 15.8 | 27600 | 22000 | 20000 | 2.8 | 1.92 | 30000 | 2.76 | 1.8 | 9.2 | 7.3
Live | 217754256 |  | 10.3 | 16.1 | 27600 | 22000 | 20000 | 2.8 | 1.92 | 30000 | 2.86 | 1.8 | 9.3 | 7.4
Live | 217754257 |  | 10.2 | 15.9 | 27600 | 22000 | 20000 | 2.8 | 1.92 | 30000 | 2.86 | 1.8 | 9.3 | 7.4
Live | 217754317 |  | 12.1 | 18.5 | 20400 | 14800 | 13000 | 3.23 | 2.48 | 21800 | 3.55 | 2.3 | 9.8 | 7.7
Live | 217754318 |  | 11.7 | 19.7 | 29600 | 23200 | 18000 | 3.05 | 2.54 | 33800 | 3.36 | 2.2 | 9 | 7.3
Live | 217754319 |  | 11.7 | 16.5 | 39000 | 33400 | 34000 | 2.98 | 2.63 | 41500 | 3.24 | 2 | 10 | 8.4
Live | 217754320 |  | 8.5 | 16 | 37600 | 22400 | 23000 | 2.27 | 2.04 | 38800 | 3.07 | 2 | 7.7 | 6
Live | 217843171 |  | 10 | 16.9 | 34200 | 28600 | 28400 | 2.93 | 2.2 | 35400 | 3 | 1.85 | 8.5 | 7
Live | 217843172 |  | 10 | 16.9 | 34200 | 28600 | 28400 | 2.93 | 2.2 | 35400 | 3 | 1.85 | 8.5 | 7
Live | 217843174 |  | 10 | 16.9 | 34200 | 28600 | 28400 | 2.93 | 2.2 | 35400 | 3 | 1.85 | 8.5 | 7
Live | 217882880 |  | 13.65 | 21 | 12000 | 12100 | 12000 | 3.41 | 2.27 | 12300 | 3.6 | 1.9 | 10 | 8
Live | 217883053 |  | 11.7 | 18.2 | 23000 | 21000 | 21000 | 3.42 | 2.2 | 21000 | 3.21 | 2 | 9 | 7.5
Live | 217883054 |  | 11.7 | 19.2 | 23400 | 22000 | 22000 | 3.43 | 2.5 | 22000 | 3.6 | 2 | 9.2 | 7.6
Live | 217883055 |  | 11.7 | 18.2 | 23000 | 21000 | 21000 | 3.42 | 2.2 | 21000 | 3.21 | 2 | 9 | 7.5
Live | 217883056 |  | 11.7 | 19.2 | 23400 | 22000 | 22000 | 3.43 | 2.5 | 22000 | 3.6 | 2 | 9.2 | 7.6
Live | 217883057 |  | 11.7 | 18.2 | 23000 | 21000 | 21000 | 3.42 | 2.2 | 21000 | 3.21 | 2 | 9 | 7.5
Live | 217883058 |  | 11.7 | 19.2 | 23400 | 22000 | 22000 | 3.43 | 2.5 | 22000 | 3.6 | 2 | 9.2 | 7.6
Live | 217883059 |  | 11.7 | 18.2 | 23000 | 21000 | 21000 | 3.42 | 2.2 | 21000 | 3.21 | 2 | 9 | 7.5
Live | 217883060 |  | 11.7 | 19.2 | 23400 | 22000 | 22000 | 3.43 | 2.5 | 22000 | 3.6 | 2 | 9.2 | 7.6
Live | 217883061 |  | 11.7 | 18.2 | 23000 | 21000 | 21000 | 3.42 | 2.2 | 21000 | 3.21 | 2 | 9 | 7.5
Live | 217883062 |  | 11.7 | 19.2 | 23400 | 22000 | 22000 | 3.43 | 2.5 | 22000 | 3.6 | 2 | 9.2 | 7.6
Live | 217883063 |  | 11.7 | 18.2 | 23000 | 21000 | 21000 | 3.42 | 2.2 | 21000 | 3.21 | 2 | 9 | 7.5
Live | 217883064 |  | 11.7 | 19.2 | 23400 | 22000 | 22000 | 3.43 | 2.5 | 22000 | 3.6 | 2 | 9.2 | 7.6
Live | 217883065 |  | 11.7 | 18.2 | 23000 | 21000 | 21000 | 3.42 | 2.2 | 21000 | 3.21 | 2 | 9 | 7.5
Live | 217883066 |  | 11.7 | 19.2 | 23400 | 22000 | 22000 | 3.43 | 2.5 | 22000 | 3.6 | 2 | 9.2 | 7.6
Live | 217883067 |  | 11.7 | 18.2 | 23000 | 21000 | 21000 | 3.42 | 2.2 | 21000 | 3.21 | 2 | 9 | 7.5
Live | 217883068 |  | 11.7 | 19.2 | 23400 | 22000 | 22000 | 3.43 | 2.5 | 22000 | 3.6 | 2 | 9.2 | 7.6
Live | 217883069 |  | 11.7 | 18.2 | 23000 | 21000 | 21000 | 3.42 | 2.2 | 21000 | 3.21 | 2 | 9 | 7.5
Live | 217883070 |  | 11.7 | 19.2 | 23400 | 22000 | 22000 | 3.43 | 2.5 | 22000 | 3.6 | 2 | 9.2 | 7.6
Live | 217883071 |  | 11.7 | 18.2 | 23000 | 21000 | 21000 | 3.42 | 2.2 | 21000 | 3.21 | 2 | 9 | 7.5
Live | 217883072 |  | 11 | 18.2 | 33400 | 30800 | 31000 | 3.22 | 2.2 | 31000 | 3.2 | 2 | 9 | 7.5
Live | 217883073 |  | 11.7 | 19 | 34200 | 31000 | 32600 | 3.43 | 2.5 | 32600 | 3.61 | 2 | 9.2 | 7.5
Live | 217883074 |  | 11 | 18.2 | 33400 | 30800 | 31000 | 3.22 | 2.2 | 31000 | 3.2 | 2 | 9 | 7.5
Live | 217883075 |  | 11 | 18.2 | 33400 | 30800 | 31000 | 3.22 | 2.2 | 31000 | 3.2 | 2 | 9 | 7.5
Live | 217883076 |  | 11.7 | 19 | 34200 | 31000 | 32600 | 3.43 | 2.5 | 32600 | 3.61 | 2 | 9.2 | 7.5
Live | 217883077 |  | 11.7 | 18.2 | 23000 | 21000 | 21000 | 3.42 | 2.2 | 21000 | 3.21 | 2 | 9 | 7.5
Live | 217883078 |  | 11.7 | 19.2 | 23400 | 22000 | 22000 | 3.43 | 2.5 | 22000 | 3.6 | 2 | 9.2 | 7.6
Live | 217883079 |  | 11.7 | 18.2 | 23000 | 21000 | 21000 | 3.42 | 2.2 | 21000 | 3.21 | 2 | 9 | 7.5
Live | 217883080 |  | 11.7 | 19.2 | 23400 | 22000 | 22000 | 3.43 | 2.5 | 22000 | 3.6 | 2 | 9.2 | 7.6
Live | 217883081 |  | 11.7 | 18.2 | 23000 | 21000 | 21000 | 3.42 | 2.2 | 21000 | 3.21 | 2 | 9 | 7.5
Live | 217883082 |  | 11.7 | 19.2 | 23400 | 22000 | 22000 | 3.43 | 2.5 | 22000 | 3.6 | 2 | 9.2 | 7.6
Live | 217883083 |  | 11.7 | 18.2 | 23000 | 21000 | 21000 | 3.42 | 2.2 | 21000 | 3.21 | 2 | 9 | 7.5
Live | 217883084 |  | 11.7 | 19.2 | 23400 | 22000 | 22000 | 3.43 | 2.5 | 22000 | 3.6 | 2 | 9.2 | 7.6
Live | 217883085 |  | 11.7 | 18.2 | 23000 | 21000 | 21000 | 3.42 | 2.2 | 21000 | 3.21 | 2 | 9 | 7.5
Live | 217883086 |  | 11.7 | 19.2 | 23400 | 22000 | 22000 | 3.43 | 2.5 | 22000 | 3.6 | 2 | 9.2 | 7.6
Live | 217883087 |  | 11.7 | 18.2 | 23000 | 21000 | 21000 | 3.42 | 2.2 | 21000 | 3.21 | 2 | 9 | 7.5
Live | 217883088 |  | 11.7 | 19.2 | 23400 | 22000 | 22000 | 3.43 | 2.5 | 22000 | 3.6 | 2 | 9.2 | 7.6
Live | 217883089 |  | 11.7 | 18.2 | 23000 | 21000 | 21000 | 3.42 | 2.2 | 21000 | 3.21 | 2 | 9 | 7.5
Live | 217883090 |  | 11.7 | 19.2 | 23400 | 22000 | 22000 | 3.43 | 2.5 | 22000 | 3.6 | 2 | 9.2 | 7.6
Live | 217883091 |  | 11.7 | 18.2 | 23000 | 21000 | 21000 | 3.42 | 2.2 | 21000 | 3.21 | 2 | 9 | 7.5
Live | 217883092 |  | 11.7 | 19.2 | 23400 | 22000 | 22000 | 3.43 | 2.5 | 22000 | 3.6 | 2 | 9.2 | 7.6
Live | 217883093 |  | 11.7 | 18.2 | 23000 | 21000 | 21000 | 3.42 | 2.2 | 21000 | 3.21 | 2 | 9 | 7.5
Live | 217883094 |  | 11.7 | 19.2 | 23400 | 22000 | 22000 | 3.43 | 2.5 | 22000 | 3.6 | 2 | 9.2 | 7.6
Live | 217883095 |  | 11.7 | 18.2 | 23000 | 21000 | 21000 | 3.42 | 2.2 | 21000 | 3.21 | 2 | 9 | 7.5
Live | 217883096 |  | 11 | 18.2 | 33400 | 30800 | 31000 | 3.22 | 2.2 | 31000 | 3.2 | 2 | 9 | 7.5
Live | 217883097 |  | 11.7 | 19 | 34200 | 31000 | 32600 | 3.43 | 2.5 | 32600 | 3.61 | 2 | 9.2 | 7.5
Live | 217883098 |  | 11 | 18.2 | 33400 | 30800 | 31000 | 3.22 | 2.2 | 31000 | 3.2 | 2 | 9 | 7.5
Live | 217883099 |  | 11 | 18.2 | 33400 | 30800 | 31000 | 3.22 | 2.2 | 31000 | 3.2 | 2 | 9 | 7.5
Live | 217883100 |  | 11.7 | 19 | 34200 | 31000 | 32600 | 3.43 | 2.5 | 32600 | 3.61 | 2 | 9.2 | 7.5
Live | 217883101 |  | 11.7 | 19 | 34200 | 31000 | 32600 | 3.43 | 2.5 | 32600 | 3.61 | 2 | 9.2 | 7.5
Live | 217883102 |  | 11.7 | 19 | 34200 | 31000 | 32600 | 3.43 | 2.5 | 32600 | 3.61 | 2 | 9.2 | 7.5
Live | 217883103 |  | 11.7 | 19.2 | 23400 | 22000 | 22000 | 3.43 | 2.5 | 22000 | 3.6 | 2 | 9.2 | 7.6
Live | 217883104 |  | 11.7 | 19.2 | 23400 | 22000 | 22000 | 3.43 | 2.5 | 22000 | 3.6 | 2 | 9.2 | 7.6
Live | 217890328 |  | 10 | 15.5 | 30000 | 19800 | 19000 | 2.8 | 2.08 | 29000 | 3.2 | 1.8 | 8.1 | 6.5
Live | 217890329 |  | 10 | 15.8 | 33700 | 25000 | 19000 | 3.05 | 2.5 | 30000 | 3.12 | 1.9 | 8.2 | 6.6
Live | 217890330 |  | 10 | 15.8 | 33700 | 25000 | 19000 | 3.05 | 2.5 | 30000 | 3.12 | 1.9 | 8.2 | 6.6
Live | 217890331 |  | 10 | 14.9 | 33400 | 26000 | 27600 | 2.52 | 2.18 |  |  | 1.9 | 8.5 | 7.3
Live | 217890332 |  | 9.6 | 14.7 | 38600 | 29600 | 27200 | 2.76 | 2.1 | 41000 | 3.2 | 2 | 8.5 | 6.5
Live | 217890333 |  | 9.6 | 14.7 | 38600 | 29600 | 27200 | 2.76 | 2.1 | 41000 | 3.2 | 2 | 8.5 | 6.5
Live | 217890334 |  | 10 | 15.2 | 49000 | 37800 | 40000 | 2.83 | 2.32 | 50000 | 3.02 | 1.85 | 9 | 7
Live | 217890335 |  | 9.8 | 14.8 | 47000 | 47500 | 38000 | 2.62 | 1.99 | 51000 | 3.07 | 1.75 | 8 | 6.6
Live | 217890336 |  | 8.5 | 14.9 | 51500 | 43000 | 37800 | 2.52 | 1.99 | 50000 | 2.89 | 1.78 | 8.1 | 6.6
Live | 217890337 |  | 8.2 | 14.3 | 50000 | 40500 | 38000 | 2.4 | 1.88 | 50000 | 2.82 | 1.8 | 8.2 | 6.8
Live | 217890342 |  | 10 | 15.3 | 34800 | 31700 | 30400 | 2.77 | 2 | 35900 | 2.93 | 1.8 | 9.3 | 7.7
Live | 217890344 |  | 11 | 16 | 36000 | 38000 | 32000 | 2.82 | 2.24 | 39000 | 3.28 | 1.85 | 9.6 | 8.2
Live | 217890345 |  | 10.7 | 15.8 | 41000 | 39000 | 36000 | 2.66 | 2.18 | 46000 | 2.97 | 1.9 | 9.4 | 7.9
Live | 217890346 |  | 11 | 16 | 36000 | 38000 | 32000 | 2.82 | 2.24 | 39000 | 3.28 | 1.85 | 9.6 | 8.2
Live | 217890347 |  | 10.7 | 15.8 | 41000 | 39000 | 36000 | 2.66 | 2.18 | 46000 | 2.97 | 1.9 | 9.4 | 7.9
Live | 217890348 |  | 10 | 15.2 | 48000 | 36000 | 42000 | 2.49 | 2.29 | 50000 | 2.76 | 1.85 | 8.8 | 7.4
Live | 217890349 |  | 9.8 | 14.5 | 47000 | 53000 | 40000 | 2.7 | 2.18 | 53000 | 3 | 1.8 | 8.4 | 7.2
Live | 217890350 |  | 10 | 16 | 55000 | 50000 | 45000 | 2.55 | 2.02 | 57000 | 2.55 | 1.8 | 8.5 | 6.9
Live | 217890351 |  | 10 | 15.2 | 53400 | 48000 | 43000 | 2.59 | 2 | 59000 | 2.56 | 1.83 | 8.1 | 6.8
Live | 217890535 |  | 10 | 15.2 | 48500 | 34000 | 40000 | 2.87 | 2.5 | 48500 | 3.07 | 1.8 | 8.5 | 6.6
Live | 217893989 |  | 13 | 22 | 20226 | 21447 | 17200 | 3.17 | 1.98 | 23068 | 3.1 | 1.89 | 10.6 | 7.9
Live | 217893990 |  | 13 | 22 | 20226 | 21447 | 17200 | 3.17 | 1.98 | 23068 | 3.1 | 1.89 | 10.6 | 7.9
Live | 217895170 |  | 12 | 18 | 34400 | 29600 | 27200 | 3.51 | 2.4 | 30000 | 3.28 | 2 | 8.1 | 7.4
Live | 217895171 |  | 12 | 17.5 | 34200 | 29800 | 27400 | 3.52 | 2.36 | 30500 | 3.22 | 1.98 | 8.1 | 7.3
Live | 217895172 |  | 12 | 17.5 | 34200 | 29800 | 27200 | 3.52 | 2.38 | 30500 | 3.22 | 1.98 | 8.1 | 7.3
Live | 217895395 |  | 12 | 18 | 30000 | 19600 | 16800 | 3.02 | 2.2 | 30600 | 3.2 | 1.85 | 9 | 6.6
Live | 217895396 |  | 12 | 18.5 | 30200 | 20000 | 17200 | 3.11 | 2.31 | 30800 | 3.22 | 1.9 | 9 | 6.6
Live | 217895397 |  | 10.6 | 16 | 34000 | 25000 | 23800 | 2.75 | 2.3 | 37600 | 3.01 | 1.85 | 9 | 6.6
Live | 217895398 |  | 11 | 16.5 | 34000 | 25000 | 24000 | 2.83 | 2.3 | 37800 | 3.12 | 1.9 | 9 | 6.6
Live | 217895399 |  | 11 | 16.5 | 34500 | 25000 | 24000 | 2.82 | 2.4 | 38000 | 3.14 | 1.88 | 9 | 6.6
Live | 217895400 |  | 11 | 17.5 | 34500 | 25200 | 24000 | 2.82 | 2.41 | 37800 | 3.03 | 1.88 | 9 | 6.6
Live | 217895401 |  | 11.7 | 17.5 | 34500 | 25600 | 24200 | 3.03 | 2.4 | 37800 | 3.12 | 1.9 | 9 | 6.6
Live | 217895402 |  | 11.7 | 16 | 50500 | 35000 | 31000 | 3.05 | 2.1 | 49500 | 3.11 | 1.8 | 8.8 | 6.6
Live | 217895403 |  | 11.7 | 16.5 | 53500 | 35600 | 32800 | 3.05 | 2.1 | 53000 | 3.22 | 1.9 | 8.8 | 6.6
Live | 217895404 |  | 11.7 | 16.5 | 53500 | 35600 | 33000 | 3.05 | 2.1 | 53500 | 3.23 | 1.9 | 9 | 6.6
Live | 217895405 |  | 11.4 | 17.5 | 56500 | 38000 | 37600 | 2.97 | 2.1 | 57000 | 3 | 1.8 | 8.5 | 6.6
Live | 217895406 |  | 11.7 | 18 | 56500 | 38500 | 37800 | 3.06 | 2.1 | 57000 | 2.98 | 1.9 | 8.5 | 6.6
Live | 217895407 |  | 10.6 | 16 | 27400 | 17600 | 16800 | 2.77 | 2.3 | 29200 | 2.96 | 1.8 | 8.5 | 6.6
Live | 217895408 |  | 10.6 | 16 | 27400 | 17600 | 16800 | 2.77 | 2.3 | 29200 | 2.96 | 1.8 | 8.5 | 6.6
Live | 217895409 |  | 10.6 | 16 | 27400 | 17600 | 16800 | 2.77 | 2.3 | 29200 | 2.96 | 1.8 | 8.5 | 6.6
Live | 217895410 |  | 10.5 | 16 | 47000 | 33000 | 31000 | 2.49 | 2.26 | 47000 | 2.66 | 1.85 | 8.5 | 6.6
Live | 217895411 |  | 10.5 | 16 | 51500 | 34000 | 33000 | 2.63 | 2.28 | 51000 | 2.82 | 1.85 | 8.5 | 6.6
Live | 217895412 |  | 10.5 | 16 | 51500 | 34200 | 33000 | 2.59 | 2.28 | 51000 | 2.82 | 1.85 | 8.5 | 6.6
Live | 217895660 |  | 10 | 16 | 32600 | 22800 | 22400 | 2.13 | 2.28 | 35200 | 2.87 | 1.82 | 8.5 | 6.6
Live | 217895661 |  | 10.5 | 16 | 32200 | 23000 | 22400 | 2.11 | 2.28 | 35200 | 2.87 | 1.82 | 8.5 | 6.6
Live | 217895662 |  | 10.5 | 15.2 | 33200 | 23000 | 22400 | 2.17 | 2.28 | 35600 | 2.91 | 1.85 | 8.5 | 6.6
Live | 217895663 |  | 10.2 | 16 | 33000 | 23000 | 22200 | 2.14 | 2.28 | 35600 | 2.65 | 1.85 | 8.5 | 6.6
Live | 217895664 |  | 10.2 | 15.2 | 33400 | 23000 | 22400 | 2.18 | 2.28 | 35600 | 2.65 | 1.85 | 8.5 | 6.6
Live | 217895665 |  | 10 | 16 | 54500 | 37600 | 34800 | 2.41 | 2.24 | 55000 | 2.75 | 1.9 | 8.5 | 6.6
Live | 217895666 |  | 10 | 16 | 54500 | 37600 | 35200 | 2.41 | 2.2 | 56000 | 2.8 | 1.9 | 8.5 | 6.6
Live | 217895758 |  | 10.1 | 15.4 | 33085 | 27989 | 25561 | 2.63 | 2.1 | 40728 | 2.4 | 1.77 | 8.5 | 7
Live | 217895759 |  | 10.1 | 15.4 | 33085 | 27989 | 25561 | 2.63 | 2.1 | 40728 | 2.4 | 1.77 | 8.5 | 7
Live | 217895760 |  | 9 | 14.5 | 52600 | 48888 | 42991 | 2.33 | 2.1 | 57538 | 2.8 | 1.76 | 8.5 | 7
Live | 217895761 |  | 9.9 | 15 | 32242 | 27344 | 25561 | 2.58 | 2.1 | 41085 | 2.4 | 1.77 | 8.5 | 7
Live | 217895762 |  | 9.9 | 15 | 32242 | 27344 | 25561 | 2.58 | 2.1 | 41085 | 2.4 | 1.77 | 8.5 | 7
Live | 217895763 |  | 8.9 | 14.5 | 52600 | 49518 | 42991 | 2.3 | 2.1 | 57538 | 2.8 | 1.76 | 8.5 | 7
Live | 217896544 |  | 11 | 15.6 | 33700 | 25000 | 18000 | 3.05 | 2.09 | 30000 | 3.04 | 1.8 | 8.2 | 6.5
Live | 217896545 |  | 10.9 | 15.3 | 36000 | 38000 | 29000 | 2.82 | 2.19 | 39000 | 3.14 | 1.75 | 8.7 | 7.3
Live | 217896546 |  | 10.9 | 15.5 | 33700 | 25000 | 18000 | 3.04 | 2.1 | 30000 | 2.95 | 1.8 | 8.2 | 6.5
Live | 217896547 |  | 11 | 15.2 | 36000 | 38000 | 29000 | 2.82 | 2.19 | 39000 | 3.04 | 1.75 | 8.7 | 7.3
Live | 217896548 |  | 11.1 | 15.9 | 33700 | 25000 | 18000 | 3.05 | 2.09 | 30000 | 3.04 | 1.8 | 8.3 | 6.6
Live | 217896549 |  | 11.1 | 15.6 | 36000 | 38000 | 29000 | 2.82 | 2.19 | 39000 | 3.24 | 1.8 | 9 | 7.5
Live | 217896550 |  | 11 | 15.6 | 33700 | 25000 | 18000 | 3.05 | 2.1 | 30000 | 2.95 | 1.8 | 8.2 | 6.5
Live | 217896551 |  | 10.9 | 15.5 | 33700 | 25000 | 18000 | 3.04 | 2.1 | 30000 | 2.95 | 1.8 | 8.2 | 6.5
Live | 217896552 |  | 10.8 | 15.2 | 36000 | 38000 | 29000 | 2.82 | 2.19 | 39000 | 3.14 | 1.75 | 8.7 | 7.3
Live | 217896553 |  | 10.8 | 16.8 | 33700 | 25000 | 18000 | 3.01 | 2.1 | 30000 | 2.95 | 1.8 | 8.2 | 6.5
Live | 217896554 |  | 10.6 | 16 | 36000 | 38000 | 29000 | 2.82 | 2.19 | 39000 | 3.04 | 1.75 | 8.3 | 7.1
Live | 217896555 |  | 9.6 | 14.5 | 38600 | 29600 | 26000 | 2.67 | 2.1 | 41000 | 3.14 | 1.8 | 8.4 | 6.8
Live | 217896556 |  | 10.7 | 15.3 | 41000 | 39000 | 33000 | 2.66 | 2.18 | 46000 | 2.97 | 1.8 | 9.3 | 7.5
Live | 217896557 |  | 9.5 | 14.4 | 38600 | 29600 | 25000 | 2.66 | 2.1 | 41000 | 3.04 | 1.8 | 8.3 | 6.7
Live | 217896558 |  | 10.7 | 15.2 | 41000 | 39000 | 33000 | 2.66 | 2.18 | 46000 | 2.97 | 1.8 | 9.3 | 7.5
Live | 217896559 |  | 9.7 | 14.5 | 38600 | 29600 | 26000 | 2.71 | 2.1 | 41000 | 3.14 | 1.8 | 8.4 | 6.8
Live | 217896560 |  | 9.7 | 14.6 | 38600 | 29600 | 25000 | 2.71 | 2.1 | 41000 | 3.04 | 1.8 | 8.4 | 6.7
Live | 217896561 |  | 10.8 | 15.3 | 41000 | 39000 | 32000 | 2.66 | 2.18 | 46000 | 2.97 | 1.8 | 9.1 | 7.3
Live | 217896562 |  | 9.6 | 14.5 | 38600 | 29600 | 25000 | 2.67 | 2.1 | 41000 | 3.04 | 1.8 | 8.4 | 6.8
Live | 217896563 |  | 10.7 | 15.2 | 41000 | 39000 | 33000 | 2.66 | 2.18 | 46000 | 2.97 | 1.8 | 9.3 | 7.5
Live | 217896564 |  | 9.6 | 14.9 | 38600 | 29600 | 25000 | 2.67 | 2.1 | 41000 | 2.95 | 1.8 | 8.2 | 6.7
Live | 217896565 |  | 10.7 | 15.5 | 41000 | 39000 | 33000 | 2.66 | 2.18 | 46000 | 2.97 | 1.8 | 9.1 | 7.4
Live | 217896566 |  | 10.1 | 15.9 | 49000 | 37800 | 37000 | 2.82 | 2.19 | 50000 | 2.66 | 1.75 | 8.2 | 6.8
Live | 217896567 |  | 8.9 | 15.5 | 50000 | 37800 | 36000 | 2.61 | 2.1 | 50000 | 2.48 | 1.8 | 7.9 | 6.5
Live | 217896568 |  | 10.3 | 16 | 48000 | 36000 | 41000 | 2.49 | 2 | 50000 | 2.48 | 1.75 | 8 | 6.8
Live | 217896569 |  | 10 | 16 | 49000 | 37800 | 38000 | 2.79 | 2.19 | 50000 | 2.76 | 1.8 | 8.3 | 6.9
Live | 217896570 |  | 10.2 | 16.1 | 48000 | 36000 | 42000 | 2.49 | 2.1 | 50000 | 2.67 | 1.8 | 8.2 | 6.9
Live | 217896571 |  | 10.2 | 16.2 | 49000 | 37800 | 37000 | 2.83 | 2.19 | 50000 | 2.66 | 1.8 | 8.2 | 6.8
Live | 217896572 |  | 9.1 | 15.8 | 50000 | 37800 | 37000 | 2.67 | 2.19 | 50000 | 2.57 | 1.8 | 8 | 6.6
Live | 217896573 |  | 10.6 | 16.3 | 48000 | 36000 | 41000 | 2.49 | 2.09 | 50000 | 2.48 | 1.8 | 8.1 | 6.9
Live | 217896574 |  | 10 | 15.9 | 49000 | 37800 | 37000 | 2.79 | 2.19 | 50000 | 2.57 | 1.75 | 8.1 | 6.7
Live | 217896575 |  | 8.8 | 15.5 | 50000 | 37800 | 36000 | 2.58 | 2.1 | 50000 | 2.48 | 1.75 | 7.8 | 6.4
Live | 217896576 |  | 10.4 | 16 | 48000 | 36000 | 41000 | 2.49 | 2 | 50000 | 2.38 | 1.75 | 8 | 6.7
Live | 217896577 |  | 10 | 15.8 | 49000 | 37800 | 37000 | 2.79 | 2.19 | 50000 | 2.57 | 1.75 | 8.1 | 6.7
Live | 217896578 |  | 10.3 | 15.9 | 48000 | 36000 | 41000 | 2.49 | 2 | 50000 | 2.38 | 1.75 | 7.9 | 6.7
Live | 217896579 |  | 10.3 | 15.9 | 49000 | 37800 | 39000 | 2.83 | 2.19 | 50000 | 2.57 | 1.8 | 8.2 | 7
Live | 217896580 |  | 10.4 | 16 | 48000 | 36000 | 41000 | 2.49 | 2.1 | 50000 | 2.57 | 1.8 | 8.1 | 6.8
Live | 217896581 |  | 10.2 | 16.4 | 55000 | 50000 | 40000 | 2.55 | 1.81 | 57000 | 2.29 | 1.8 | 7.8 | 6.4
Live | 217896582 |  | 10 | 16.4 | 55000 | 50000 | 40000 | 2.55 | 1.9 | 57000 | 2.47 | 1.8 | 7.9 | 6.5
Live | 217896583 |  | 10.4 | 16.7 | 55000 | 50000 | 39000 | 2.55 | 1.91 | 57000 | 2.38 | 1.8 | 7.9 | 6.5
Live | 217896584 |  | 10.1 | 16.3 | 55000 | 50000 | 40000 | 2.55 | 1.81 | 57000 | 2.29 | 1.8 | 7.7 | 6.4
Live | 217896585 |  | 10.4 | 16.6 | 55000 | 50000 | 40000 | 2.55 | 1.81 | 57000 | 2.38 | 1.8 | 7.9 | 6.5
Live | 217896586 |  | 10.1 | 16.3 | 55000 | 50000 | 40000 | 2.55 | 1.91 | 57000 | 2.38 | 1.8 | 7.8 | 6.4
Live | 217896587 |  | 10.7 | 15.2 | 36000 | 38000 | 29000 | 2.82 | 2.19 | 39000 | 3.04 | 1.75 | 8.6 | 7.2
Live | 217896588 |  | 8.8 | 15.4 | 50000 | 37800 | 36000 | 2.58 | 2.1 | 50000 | 2.48 | 1.75 | 7.7 | 6.4
Live | 217896589 |  | 8.8 | 15.4 | 50000 | 37800 | 36000 | 2.58 | 2.1 | 50000 | 2.48 | 1.75 | 7.8 | 6.5
Live | 217896590 |  | 8.9 | 15.5 | 50000 | 37800 | 38000 | 2.61 | 2.19 | 50000 | 2.57 | 1.8 | 7.9 | 6.6
Live | 217897110 |  | 10 | 15.2 | 47900 | 41000 | 33600 | 2.9 | 2.08 | 48000 | 3.1 | 1.8 | 8.5 | 7
Live | 217897111 |  | 9.5 | 15.2 | 51500 | 46700 | 37200 | 2.64 | 2.08 | 53000 | 2.94 | 1.8 | 8.5 | 7
Live | 217897341 |  | 10 | 16.65 | 53500 | 44000 | 40500 | 2.93 | 2.16 | 54500 | 3.02 | 1.85 | 8.5 | 7
Live | 217897342 |  | 10 | 16.65 | 53500 | 44000 | 40500 | 2.93 | 2.16 | 54500 | 3.02 | 1.85 | 8.5 | 7
Live | 217897343 |  | 10 | 16.65 | 53500 | 44000 | 40500 | 2.93 | 2.16 | 54500 | 3.02 | 1.85 | 8.5 | 7
Live | 217897344 |  | 9.8 | 15.9 | 52500 | 44500 | 41000 | 2.87 | 2.14 | 55000 | 2.98 | 1.85 | 8.5 | 6.5
Live | 217897345 |  | 9.8 | 15.9 | 52500 | 44500 | 41000 | 2.87 | 2.14 | 55000 | 2.98 | 1.85 | 8.5 | 6.5
Live | 217897346 |  | 9.8 | 15.9 | 52500 | 44500 | 41000 | 2.87 | 2.14 | 55000 | 2.98 | 1.85 | 8.5 | 6.5
Live | 217897347 |  | 10 | 16.65 | 53000 | 44000 | 40500 | 2.93 | 2.16 | 55000 | 3.02 | 1.85 | 8.5 | 7
Live | 217897348 |  | 10 | 16.65 | 53000 | 44000 | 40500 | 2.93 | 2.16 | 55000 | 3.02 | 1.85 | 8.5 | 7
Live | 217897349 |  | 10 | 16.65 | 53000 | 44000 | 40500 | 2.93 | 2.16 | 55000 | 3.02 | 1.85 | 8.5 | 7
Live | 217897350 |  | 10 | 16.65 | 53000 | 44000 | 40500 | 2.93 | 2.16 | 55000 | 3.02 | 1.85 | 8.5 | 7
Live | 217897351 |  | 10 | 16.65 | 53000 | 44000 | 40500 | 2.93 | 2.16 | 55000 | 3.02 | 1.85 | 8.5 | 7
Live | 217897352 |  | 10 | 16.65 | 53000 | 44000 | 40500 | 2.93 | 2.16 | 55000 | 3.02 | 1.85 | 8.5 | 7
Live | 217897353 |  | 10 | 16.3 | 53000 | 43500 | 40000 | 2.93 | 2.18 | 54000 | 3.04 | 1.85 | 8.5 | 7
Live | 217897354 |  | 10 | 16.3 | 53000 | 43500 | 40000 | 2.93 | 2.18 | 54000 | 3.04 | 1.85 | 8.5 | 7
Live | 217897355 |  | 10 | 16.3 | 53000 | 43500 | 40000 | 2.93 | 2.18 | 54000 | 3.04 | 1.85 | 8.5 | 7
Live | 217897356 |  | 10 | 16 | 53000 | 44000 | 40500 | 2.93 | 2.16 | 54500 | 3.02 | 1.85 | 8.5 | 7
Live | 217897357 |  | 10 | 16 | 53000 | 44000 | 40500 | 2.93 | 2.16 | 54500 | 3.02 | 1.85 | 8.5 | 7
Live | 217897358 |  | 10 | 16 | 53000 | 44000 | 40500 | 2.93 | 2.16 | 54500 | 3.02 | 1.85 | 8.5 | 7
Live | 217897359 |  | 10 | 16.25 | 53000 | 44000 | 40500 | 2.93 | 2.16 | 54500 | 3 | 1.85 | 8.5 | 7
Live | 217897360 |  | 10 | 16.25 | 53000 | 44000 | 40500 | 2.93 | 2.16 | 54500 | 3 | 1.85 | 8.5 | 7
Live | 217897361 |  | 10 | 16.25 | 53000 | 44000 | 40500 | 2.93 | 2.16 | 54500 | 3 | 1.85 | 8.5 | 7
Live | 217897362 |  | 10 | 16 | 52500 | 44000 | 40500 | 2.93 | 2.16 | 54500 | 3 | 1.85 | 8.5 | 7
Live | 217897363 |  | 10 | 16 | 52500 | 44000 | 40500 | 2.93 | 2.16 | 54500 | 3 | 1.85 | 8.5 | 7
Live | 217897364 |  | 10 | 16 | 52500 | 44000 | 40500 | 2.93 | 2.16 | 54500 | 3 | 1.85 | 8.5 | 7
Live | 217897365 |  | 10 | 16.05 | 53000 | 44500 | 41000 | 2.93 | 2.16 | 55000 | 3 | 1.85 | 8.5 | 7
Live | 217897366 |  | 10 | 16.05 | 53000 | 44500 | 41000 | 2.93 | 2.16 | 55000 | 3 | 1.85 | 8.5 | 7
Live | 217897367 |  | 10 | 16.05 | 53000 | 44500 | 41000 | 2.93 | 2.16 | 55000 | 3 | 1.85 | 8.5 | 7
Live | 217897368 |  | 10 | 16.05 | 53000 | 44500 | 40500 | 2.93 | 2.16 | 55000 | 3 | 1.85 | 8.5 | 7
Live | 217897369 |  | 10 | 16.05 | 53000 | 44500 | 40500 | 2.93 | 2.16 | 55000 | 3 | 1.85 | 8.5 | 7
Live | 217897370 |  | 10 | 16.05 | 53000 | 44500 | 40500 | 2.93 | 2.16 | 55000 | 3 | 1.85 | 8.5 | 7
Live | 217897371 |  | 10 | 16.1 | 53000 | 44000 | 40500 | 2.93 | 2.16 | 54500 | 3 | 1.85 | 8.5 | 7
Live | 217897372 |  | 10 | 16.1 | 53000 | 44000 | 40500 | 2.93 | 2.16 | 54500 | 3 | 1.85 | 8.5 | 7
Live | 217897373 |  | 10 | 16.1 | 53000 | 44000 | 40500 | 2.93 | 2.16 | 54500 | 3 | 1.85 | 8.5 | 7
Live | 217897374 |  | 10 | 16.35 | 53000 | 44000 | 40500 | 2.93 | 2.16 | 54500 | 3.02 | 1.85 | 8.5 | 7
Live | 217897375 |  | 10 | 16.35 | 53000 | 44000 | 40500 | 2.93 | 2.16 | 54500 | 3.02 | 1.85 | 8.5 | 7
Live | 217897376 |  | 10 | 16.35 | 53000 | 44000 | 40500 | 2.93 | 2.16 | 54500 | 3.02 | 1.85 | 8.5 | 7
Live | 217897377 |  | 10 | 16.65 | 53500 | 44000 | 40500 | 2.93 | 2.16 | 54500 | 3.02 | 1.85 | 8.5 | 7
Live | 217897378 |  | 10 | 16.65 | 53500 | 44000 | 40500 | 2.93 | 2.16 | 54500 | 3.02 | 1.85 | 8.5 | 7
Live | 217897379 |  | 9.8 | 15.9 | 52500 | 44500 | 41000 | 2.87 | 2.14 | 55000 | 2.98 | 1.85 | 8.5 | 6.5
Live | 217897380 |  | 9.8 | 15.9 | 52500 | 44500 | 41000 | 2.87 | 2.14 | 55000 | 2.98 | 1.85 | 8.5 | 6.5
Live | 217897381 |  | 10 | 16.65 | 53000 | 44000 | 40500 | 2.93 | 2.16 | 55000 | 3.02 | 1.85 | 8.5 | 7
Live | 217897382 |  | 10 | 16.65 | 53000 | 44000 | 40500 | 2.93 | 2.16 | 55000 | 3.02 | 1.85 | 8.5 | 7
Live | 217897383 |  | 10 | 16.3 | 53000 | 43500 | 40000 | 2.93 | 2.18 | 54000 | 3.04 | 1.85 | 8.5 | 7
Live | 217897384 |  | 10 | 16.3 | 53000 | 43500 | 40000 | 2.93 | 2.18 | 54000 | 3.04 | 1.85 | 8.5 | 7
Live | 217897385 |  | 10 | 16 | 53000 | 44500 | 41000 | 2.93 | 2.16 | 55000 | 3 | 1.85 | 8.5 | 7
Live | 217897386 |  | 10 | 16 | 53000 | 44500 | 41000 | 2.93 | 2.16 | 55000 | 3 | 1.85 | 8.5 | 7
Live | 217897387 |  | 10 | 16.55 | 53000 | 44000 | 40500 | 2.93 | 2.18 | 54500 | 3.04 | 1.85 | 8.5 | 7
Live | 217897388 |  | 10 | 16.55 | 53000 | 44000 | 40500 | 2.93 | 2.18 | 54500 | 3.04 | 1.85 | 8.5 | 7
Live | 217897389 |  | 10 | 16.15 | 53000 | 44000 | 41000 | 2.93 | 2.16 | 54500 | 3.02 | 1.85 | 8.5 | 7
Live | 217897390 |  | 10 | 16.15 | 53000 | 44000 | 41000 | 2.93 | 2.16 | 54500 | 3.02 | 1.85 | 8.5 | 7
Live | 217897391 |  | 10 | 16 | 53000 | 44000 | 40500 | 2.93 | 2.16 | 54500 | 3.02 | 1.85 | 8.5 | 7
Live | 217897392 |  | 10 | 16 | 53000 | 44000 | 40500 | 2.93 | 2.16 | 54500 | 3.02 | 1.85 | 8.5 | 7
Live | 217897393 |  | 10 | 16 | 53000 | 44000 | 40500 | 2.93 | 2.16 | 54500 | 3.02 | 1.85 | 8.5 | 7
Live | 217897394 |  | 10 | 16 | 53000 | 44000 | 40500 | 2.93 | 2.16 | 54500 | 3.02 | 1.85 | 8.5 | 7
Live | 217897395 |  | 10 | 16.25 | 53000 | 44000 | 40500 | 2.93 | 2.16 | 54500 | 3 | 1.85 | 8.5 | 7
Live | 217897396 |  | 10 | 16.25 | 53000 | 44000 | 40500 | 2.93 | 2.16 | 54500 | 3 | 1.85 | 8.5 | 7
Live | 217897397 |  | 10 | 16.05 | 53000 | 44500 | 41000 | 2.93 | 2.16 | 55000 | 3 | 1.85 | 8.5 | 7
Live | 217897398 |  | 10 | 16.05 | 53000 | 44500 | 41000 | 2.93 | 2.16 | 55000 | 3 | 1.85 | 8.5 | 7
Live | 217897399 |  | 10 | 16.1 | 53000 | 44000 | 40500 | 2.93 | 2.16 | 54500 | 3 | 1.85 | 8.5 | 7
Live | 217897400 |  | 10 | 16.1 | 53000 | 44000 | 40500 | 2.93 | 2.16 | 54500 | 3 | 1.85 | 8.5 | 7
Live | 217897401 |  | 9.8 | 16 | 53000 | 44500 | 41000 | 2.87 | 2.14 | 55000 | 2.98 | 1.85 | 8.5 | 7
Live | 217897402 |  | 9.8 | 16 | 53000 | 44500 | 41000 | 2.87 | 2.14 | 55000 | 2.98 | 1.85 | 8.5 | 7
Live | 217897403 |  | 10 | 16.05 | 53000 | 44500 | 40500 | 2.93 | 2.16 | 55000 | 3 | 1.85 | 8.5 | 7
Live | 217897404 |  | 10 | 16.05 | 53000 | 44500 | 40500 | 2.93 | 2.16 | 55000 | 3 | 1.85 | 8.5 | 7
Live | 217897405 |  | 10 | 16.35 | 53000 | 44000 | 40500 | 2.93 | 2.16 | 54500 | 3.02 | 1.85 | 8.5 | 7
Live | 217897406 |  | 10 | 16.35 | 53000 | 44000 | 40500 | 2.93 | 2.16 | 54500 | 3.02 | 1.85 | 8.5 | 7
Live | 217897407 |  | 10 | 16.05 | 53000 | 44500 | 40500 | 2.93 | 2.16 | 55000 | 3 | 1.85 | 8.5 | 7
Live | 217897408 |  | 10 | 16.05 | 53000 | 44500 | 40500 | 2.93 | 2.16 | 55000 | 3 | 1.85 | 8.5 | 7
Live | 217897409 |  | 10 | 16.45 | 53000 | 44000 | 41000 | 2.93 | 2.16 | 54500 | 3.02 | 1.85 | 8.5 | 7
Live | 217897410 |  | 10 | 16.45 | 53000 | 44000 | 41000 | 2.93 | 2.16 | 54500 | 3.02 | 1.85 | 8.5 | 7
Live | 217898663 |  | 10.7 | 18.6 | 21600 | 13400 | 10000 | 2.99 | 2.09 | 22000 | 2.96 | 1.8 | 8.1 | 6.4
Live | 217898664 |  | 10.8 | 17.6 | 21600 | 13400 | 10000 | 3.01 | 2.09 | 22000 | 2.96 | 1.8 | 8.2 | 6.5
Live | 217898665 |  | 10.7 | 17.4 | 21600 | 13400 | 10000 | 2.99 | 2.09 | 22000 | 3.04 | 1.8 | 8.2 | 6.5
Live | 217898666 |  | 10.7 | 17.9 | 21600 | 13400 | 10000 | 2.99 | 2.09 | 22000 | 2.96 | 1.8 | 8.1 | 6.5
Live | 217898667 |  | 10.6 | 17 | 21600 | 13400 | 10000 | 2.96 | 2.09 | 22000 | 2.96 | 1.8 | 8.1 | 6.5
Live | 217898668 |  | 10.7 | 17.4 | 21600 | 13400 | 10000 | 2.99 | 2.09 | 22000 | 2.96 | 1.8 | 8.1 | 6.4
Live | 217898669 |  | 10.6 | 17.1 | 21600 | 13400 | 10000 | 2.96 | 2.09 | 22000 | 3.04 | 1.8 | 8.1 | 6.5
Live | 217898670 |  | 10.7 | 18.5 | 21600 | 13400 | 10000 | 2.99 | 2.09 | 22000 | 2.96 | 1.8 | 8.2 | 6.5
Live | 217898671 |  | 10.8 | 18.1 | 21600 | 13400 | 11000 | 3.01 | 2.19 | 22000 | 3.04 | 1.8 | 8.2 | 6.6
Live | 217898672 |  | 10.6 | 17 | 21600 | 13400 | 10000 | 2.96 | 2.09 | 22000 | 2.96 | 1.8 | 8.1 | 6.5
Live | 217898673 |  | 10.6 | 17.4 | 21600 | 13400 | 10000 | 2.96 | 2.09 | 22000 | 2.85 | 1.8 | 8.1 | 6.4
Live | 217898674 |  | 10.5 | 17.7 | 21600 | 13400 | 10000 | 2.94 | 2.09 | 22000 | 2.85 | 1.8 | 8 | 6.4
Live | 217898675 |  | 10.6 | 17 | 21600 | 13400 | 10000 | 2.96 | 2.09 | 22000 | 2.96 | 1.8 | 8.1 | 6.5
Live | 217898676 |  | 10.6 | 17.9 | 21600 | 13400 | 10000 | 2.96 | 2.09 | 22000 | 2.96 | 1.8 | 8.1 | 6.5
Live | 217898677 |  | 10.6 | 17.8 | 21600 | 13400 | 10000 | 2.96 | 2.09 | 22000 | 2.96 | 1.8 | 8.2 | 6.5
Live | 217898678 |  | 10.6 | 17.1 | 21600 | 13400 | 10000 | 2.96 | 2.09 | 22000 | 2.85 | 1.8 | 8.1 | 6.4
Live | 217898679 |  | 10.3 | 17.1 | 27600 | 22000 | 20000 | 2.8 | 1.92 | 30000 | 2.76 | 1.8 | 9.1 | 7.3
Live | 217898680 |  | 10.4 | 16.2 | 27600 | 22000 | 20000 | 2.8 | 1.92 | 30000 | 2.86 | 1.8 | 9.3 | 7.4
Live | 217898681 |  | 10.3 | 15.9 | 27600 | 22000 | 20000 | 2.8 | 1.92 | 30000 | 2.86 | 1.8 | 9.3 | 7.4
Live | 217898682 |  | 10.2 | 16.2 | 27600 | 22000 | 21000 | 2.8 | 1.92 | 30000 | 2.86 | 1.8 | 9.1 | 7.3
Live | 217898683 |  | 10.3 | 15.9 | 27600 | 22000 | 20000 | 2.8 | 1.92 | 30000 | 2.76 | 1.8 | 9.2 | 7.3
Live | 217898684 |  | 10.3 | 15.9 | 27600 | 22000 | 20000 | 2.8 | 1.92 | 30000 | 2.86 | 1.8 | 9.3 | 7.4
Live | 217898685 |  | 10.2 | 17.4 | 27600 | 22000 | 21000 | 2.8 | 1.92 | 30000 | 2.86 | 1.8 | 9.2 | 7.4
Live | 217898686 |  | 10.3 | 17.6 | 27600 | 22000 | 21000 | 2.8 | 1.92 | 30000 | 2.76 | 1.8 | 9.1 | 7.4
Live | 217898687 |  | 10.3 | 16.5 | 27600 | 22000 | 21000 | 2.8 | 1.92 | 30000 | 2.86 | 1.8 | 9.2 | 7.5
Live | 217898688 |  | 10.3 | 15.8 | 27600 | 22000 | 20000 | 2.8 | 1.92 | 30000 | 2.76 | 1.8 | 9.2 | 7.3
Live | 217898689 |  | 10.3 | 16 | 27600 | 22000 | 20000 | 2.8 | 1.92 | 30000 | 2.76 | 1.8 | 9.2 | 7.3
Live | 217898690 |  | 10.2 | 15.8 | 27600 | 22000 | 20000 | 2.8 | 1.92 | 30000 | 2.76 | 1.8 | 9.2 | 7.3
Live | 217898691 |  | 10.3 | 17 | 27600 | 22000 | 20000 | 2.8 | 1.92 | 30000 | 2.76 | 1.8 | 9.3 | 7.4
Live | 217898692 |  | 10.2 | 15.8 | 27600 | 22000 | 20000 | 2.8 | 1.92 | 30000 | 2.76 | 1.8 | 9.2 | 7.3
Live | 217898693 |  | 10.3 | 16.1 | 27600 | 22000 | 20000 | 2.8 | 1.92 | 30000 | 2.86 | 1.8 | 9.3 | 7.4
Live | 217898694 |  | 10.2 | 15.9 | 27600 | 22000 | 20000 | 2.8 | 1.92 | 30000 | 2.86 | 1.8 | 9.3 | 7.4
Live | 217898695 |  | 10.5 | 16 | 33700 | 25000 | 18000 | 2.93 | 2 | 30000 | 2.76 | 1.8 | 8 | 6.4
Live | 217898696 |  | 10.4 | 15.7 | 33700 | 25000 | 18000 | 2.9 | 2 | 30000 | 2.76 | 1.8 | 8 | 6.3
Live | 217898697 |  | 10.4 | 15.7 | 33700 | 25000 | 18000 | 2.9 | 2 | 30000 | 2.76 | 1.8 | 7.9 | 6.3
Live | 217898698 |  | 10.4 | 15.7 | 33700 | 25000 | 18000 | 2.9 | 2 | 30000 | 2.76 | 1.8 | 8 | 6.4
Live | 217898699 |  | 10.6 | 16.3 | 33700 | 25000 | 18000 | 2.96 | 2 | 30000 | 2.86 | 1.8 | 8.1 | 6.5
Live | 217898700 |  | 10.4 | 15.6 | 33700 | 25000 | 18000 | 2.9 | 2 | 30000 | 2.76 | 1.8 | 8 | 6.3
Live | 217898701 |  | 10.4 | 15.7 | 33700 | 25000 | 18000 | 2.9 | 2 | 30000 | 2.76 | 1.8 | 8 | 6.3
Live | 217898702 |  | 10.6 | 15.2 | 33700 | 25000 | 18000 | 2.96 | 2 | 30000 | 2.86 | 1.8 | 8 | 6.4
Live | 217898703 |  | 10.7 | 16.6 | 33700 | 25000 | 18000 | 2.98 | 2.1 | 30000 | 2.86 | 1.8 | 8.2 | 6.5
Live | 217898704 |  | 10.8 | 15.4 | 33700 | 25000 | 18000 | 3.01 | 2.1 | 30000 | 2.86 | 1.8 | 8.1 | 6.5
Live | 217898713 |  | 10.5 | 15.9 | 36000 | 38000 | 29000 | 2.82 | 2.1 | 39000 | 2.95 | 1.75 | 8.4 | 7.1
Live | 217898714 |  | 10.5 | 15 | 36000 | 38000 | 28000 | 2.82 | 2.19 | 39000 | 2.95 | 1.75 | 8.5 | 7.1
Live | 217898715 |  | 10.3 | 17.1 | 27600 | 22000 | 20000 | 2.8 | 1.92 | 30000 | 2.76 | 1.8 | 9.1 | 7.3
Live | 217898716 |  | 10.4 | 16.2 | 27600 | 22000 | 20000 | 2.8 | 1.92 | 30000 | 2.86 | 1.8 | 9.3 | 7.4
Live | 217898717 |  | 10.3 | 15.9 | 27600 | 22000 | 20000 | 2.8 | 1.92 | 30000 | 2.86 | 1.8 | 9.3 | 7.4
Live | 217898718 |  | 10.2 | 16.2 | 27600 | 22000 | 21000 | 2.8 | 1.92 | 30000 | 2.86 | 1.8 | 9.1 | 7.3
Live | 217898719 |  | 10.3 | 15.9 | 27600 | 22000 | 20000 | 2.8 | 1.92 | 30000 | 2.76 | 1.8 | 9.2 | 7.3
Live | 217898720 |  | 10.3 | 15.9 | 27600 | 22000 | 20000 | 2.8 | 1.92 | 30000 | 2.86 | 1.8 | 9.3 | 7.4
Live | 217898721 |  | 10.2 | 17.4 | 27600 | 22000 | 21000 | 2.8 | 1.92 | 30000 | 2.86 | 1.8 | 9.2 | 7.4
Live | 217898722 |  | 10.3 | 17.6 | 27600 | 22000 | 21000 | 2.8 | 1.92 | 30000 | 2.76 | 1.8 | 9.1 | 7.4
Live | 217898723 |  | 10.3 | 16.5 | 27600 | 22000 | 21000 | 2.8 | 1.92 | 30000 | 2.86 | 1.8 | 9.2 | 7.5
Live | 217898724 |  | 10.3 | 15.8 | 27600 | 22000 | 20000 | 2.8 | 1.92 | 30000 | 2.76 | 1.8 | 9.2 | 7.3
Live | 217898725 |  | 10.3 | 16 | 27600 | 22000 | 20000 | 2.8 | 1.92 | 30000 | 2.76 | 1.8 | 9.2 | 7.3
Live | 217898726 |  | 10.2 | 15.8 | 27600 | 22000 | 20000 | 2.8 | 1.92 | 30000 | 2.76 | 1.8 | 9.2 | 7.3
Live | 217898727 |  | 10.3 | 17 | 27600 | 22000 | 20000 | 2.8 | 1.92 | 30000 | 2.76 | 1.8 | 9.3 | 7.4
Live | 217898728 |  | 10.2 | 15.8 | 27600 | 22000 | 20000 | 2.8 | 1.92 | 30000 | 2.76 | 1.8 | 9.2 | 7.3
Live | 217898729 |  | 10.3 | 16.1 | 27600 | 22000 | 20000 | 2.8 | 1.92 | 30000 | 2.86 | 1.8 | 9.3 | 7.4
Live | 217898730 |  | 10.2 | 15.9 | 27600 | 22000 | 20000 | 2.8 | 1.92 | 30000 | 2.86 | 1.8 | 9.3 | 7.4
Live | 217900386 |  | 13 | 21 | 27600 | 18000 | 18000 | 3.52 | 2.1 | 25400 | 3.24 | 2 | 10 | 7.5
Live | 217900387 |  | 13 | 20 | 27600 | 22000 | 18000 | 3.44 | 2.5 | 25400 | 3.38 | 2 | 10 | 8
Live | 217900388 |  | 13 | 20.5 | 27600 | 20000 | 18000 | 3.47 | 2.3 | 25400 | 3.31 | 2 | 10 | 7.75
Live | 217900389 |  | 12 | 21 | 33000 | 27000 | 27000 | 2.71 | 1.9 | 32000 | 2.73 | 1.9 | 10 | 8.1
Live | 217900390 |  | 12 | 19 | 38000 | 27000 | 27000 | 2.47 | 2.1 | 38500 | 2.82 | 2 | 9.5 | 7.7
Live | 217900391 |  | 12 | 20 | 35500 | 27000 | 27000 | 2.58 | 1.99 | 35250 | 2.78 | 1.95 | 9.75 | 7.9
Live | 217900392 |  | 12.2 | 21.5 | 42000 | 43000 | 37000 | 3.04 | 2.3 | 44000 | 2.58 | 1.9 | 11.3 | 9.2
Live | 217900393 |  | 12 | 19.4 | 42000 | 34000 | 38000 | 2.93 | 2.2 | 45000 | 3.61 | 2 | 10.4 | 8.8
Live | 217900394 |  | 12.1 | 20.45 | 42000 | 38500 | 37400 | 2.98 | 2.25 | 44500 | 3.02 | 1.95 | 10.85 | 9
Live | 217900395 |  | 12 | 21.2 | 55000 | 42000 | 48000 | 2.88 | 2 | 55000 | 3.1 | 2 | 10.2 | 8.4
Live | 217900396 |  | 11.7 | 20.4 | 57000 | 46000 | 48000 | 2.93 | 2.2 | 60000 | 3.52 | 2 | 11 | 9
Live | 217900397 |  | 11.85 | 20.8 | 56000 | 44000 | 48000 | 2.9 | 2.1 | 57500 | 3.3 | 2 | 10.6 | 8.7
Live | 217900398 |  | 10.8 | 18.2 | 21600 | 13400 | 10000 | 3.01 | 2.09 | 22000 | 2.85 | 1.8 | 8.1 | 6.4
Live | 217900399 |  | 10.8 | 18.2 | 21600 | 13400 | 10000 | 3.01 | 2.09 | 22000 | 2.85 | 1.8 | 8.1 | 6.4
Live | 217900400 |  | 10.8 | 18.1 | 21600 | 13400 | 10000 | 3.01 | 2.09 | 22000 | 2.85 | 1.8 | 8 | 6.4
Live | 217900401 |  | 10.7 | 18.1 | 21600 | 13400 | 10000 | 2.99 | 2.09 | 22000 | 2.85 | 1.8 | 8 | 6.4
Live | 217900402 |  | 10.8 | 18.2 | 21600 | 13400 | 10000 | 3.01 | 2.09 | 22000 | 2.85 | 1.8 | 8.1 | 6.4
Live | 217900403 |  | 10.8 | 18.2 | 21600 | 13400 | 10000 | 3.01 | 2.09 | 22000 | 2.85 | 1.8 | 8.1 | 6.4
Live | 217900404 |  | 10.6 | 17 | 21600 | 13400 | 10000 | 2.96 | 2.09 | 22000 | 2.96 | 1.8 | 8.1 | 6.5
Live | 217900405 |  | 10.6 | 15.8 | 21600 | 13400 | 10000 | 2.96 | 2.09 | 22000 | 2.76 | 1.8 | 7.9 | 6.3
Live | 217900406 |  | 10.4 | 15.5 | 21600 | 13400 | 10000 | 2.9 | 1.99 | 22000 | 2.58 | 1.8 | 7.7 | 6.1
Live | 217900407 |  | 10.7 | 14.6 | 21600 | 13400 | 10000 | 2.99 | 2.09 | 22000 | 2.96 | 1.8 | 8 | 6.4
Live | 217900408 |  | 10.5 | 15.6 | 21600 | 13400 | 10000 | 2.94 | 1.99 | 22000 | 2.68 | 1.8 | 7.7 | 6.2
Live | 217900409 |  | 11.4 | 17.3 | 22800 | 20000 | 18000 | 3.15 | 1.9 | 22800 | 2.66 | 1.8 | 9.3 | 7.5
Live | 217900410 |  | 11.7 | 18 | 22800 | 20000 | 18000 | 3.15 | 1.9 | 22800 | 2.66 | 1.75 | 9.1 | 7.4
Live | 217900411 |  | 11.6 | 17.3 | 22800 | 20000 | 18000 | 3.15 | 1.9 | 22800 | 2.66 | 1.8 | 9.1 | 7.5
Live | 217900412 |  | 11.4 | 17.4 | 22800 | 20000 | 18000 | 3.15 | 1.9 | 22800 | 2.66 | 1.75 | 9 | 7.4
Live | 217900413 |  | 11.4 | 17.4 | 22800 | 20000 | 18000 | 3.15 | 1.9 | 22800 | 2.76 | 1.8 | 9.2 | 7.5
Live | 217900414 |  | 11.4 | 17.4 | 22800 | 20000 | 18000 | 3.15 | 1.9 | 22800 | 2.76 | 1.8 | 9.4 | 7.6
Live | 217900415 |  | 10.4 | 17.1 | 27600 | 22000 | 20000 | 2.8 | 1.92 | 30000 | 2.66 | 1.8 | 9 | 7.2
Live | 217900416 |  | 10.5 | 17.1 | 27600 | 22000 | 20000 | 2.8 | 1.92 | 30000 | 2.66 | 1.8 | 9.1 | 7.2
Live | 217900417 |  | 11.3 | 16.6 | 22800 | 20000 | 18000 | 3.15 | 1.9 | 22800 | 2.94 | 1.8 | 9.5 | 7.8
Live | 217900418 |  | 11.3 | 15.3 | 22800 | 20000 | 18000 | 3.15 | 1.9 | 22800 | 2.76 | 1.8 | 9.3 | 7.6
Live | 217900419 |  | 11.4 | 15.2 | 22800 | 20000 | 18000 | 3.15 | 1.9 | 22800 | 2.86 | 1.8 | 9.3 | 7.7
Live | 217900420 |  | 11.3 | 14.8 | 22800 | 20000 | 18000 | 3.15 | 1.9 | 22800 | 2.94 | 1.8 | 9.4 | 7.7
Live | 217900421 |  | 10.3 | 16.8 | 27600 | 22000 | 20000 | 2.8 | 1.92 | 30000 | 2.66 | 1.8 | 9 | 7.2
Live | 217900422 |  | 10.4 | 16.4 | 27600 | 22000 | 20000 | 2.8 | 1.92 | 30000 | 2.66 | 1.8 | 9.1 | 7.2
Live | 217900423 |  | 10.4 | 14.4 | 27600 | 22000 | 20000 | 2.8 | 1.92 | 30000 | 2.66 | 1.8 | 8.9 | 7.2
Live | 217900424 |  | 10.1 | 14.9 | 27600 | 22000 | 20000 | 2.8 | 1.9 | 30000 | 2.48 | 1.75 | 8.7 | 7
Live | 217900425 |  | 10.4 | 15 | 27600 | 22000 | 20000 | 2.8 | 1.92 | 30000 | 2.58 | 1.8 | 8.9 | 7.1
Live | 217900426 |  | 10.4 | 14.9 | 27600 | 22000 | 20000 | 2.8 | 1.92 | 30000 | 2.58 | 1.8 | 8.9 | 7.1
Live | 217900427 |  | 10.4 | 16.3 | 33700 | 25000 | 18000 | 2.9 | 2 | 30000 | 2.86 | 1.8 | 8.1 | 6.4
Live | 217900428 |  | 10.5 | 16.2 | 33700 | 25000 | 19000 | 2.93 | 2 | 30000 | 2.86 | 1.8 | 8.3 | 6.5
Live | 217900429 |  | 10.5 | 16.1 | 33700 | 25000 | 19000 | 2.93 | 2 | 30000 | 2.86 | 1.8 | 8.3 | 6.5
Live | 217900430 |  | 10.5 | 16.1 | 33700 | 25000 | 19000 | 2.93 | 2 | 30000 | 2.86 | 1.8 | 8.3 | 6.5
Live | 217900431 |  | 10.5 | 16.3 | 33700 | 25000 | 18000 | 2.93 | 2 | 30000 | 2.86 | 1.8 | 8.1 | 6.4
Live | 217900432 |  | 10.5 | 16.2 | 33700 | 25000 | 19000 | 2.93 | 2.09 | 30000 | 2.86 | 1.8 | 8.2 | 6.5
Live | 217900433 |  | 10.9 | 16.9 | 33700 | 25000 | 18000 | 3.05 | 2.1 | 30000 | 3.04 | 1.8 | 8.3 | 6.5
Live | 217900434 |  | 11 | 17.1 | 33700 | 25000 | 18000 | 3.05 | 2.1 | 30000 | 3.04 | 1.8 | 8.3 | 6.5
Live | 217900435 |  | 11 | 17.1 | 33700 | 25000 | 18000 | 3.05 | 2.1 | 30000 | 3.04 | 1.8 | 8.3 | 6.5
Live | 217900436 |  | 10.5 | 16.3 | 33700 | 25000 | 18000 | 2.93 | 2 | 30000 | 2.76 | 1.8 | 7.9 | 6.3
Live | 217900437 |  | 10.5 | 16.2 | 33700 | 25000 | 18000 | 2.93 | 2 | 30000 | 2.76 | 1.8 | 7.9 | 6.3
Live | 217900438 |  | 10.5 | 16.1 | 33700 | 25000 | 18000 | 2.93 | 2 | 30000 | 2.86 | 1.8 | 8.1 | 6.4
Live | 217900439 |  | 10.5 | 15.5 | 33700 | 25000 | 18000 | 2.93 | 2 | 30000 | 2.86 | 1.8 | 8 | 6.4
Live | 217900440 |  | 10.5 | 15.3 | 33700 | 25000 | 18000 | 2.93 | 2 | 30000 | 2.86 | 1.8 | 7.9 | 6.3
Live | 217900441 |  | 10.6 | 16.4 | 33700 | 25000 | 18000 | 2.96 | 2 | 30000 | 2.76 | 1.8 | 8 | 6.3
Live | 217900442 |  | 10.5 | 15 | 33700 | 25000 | 18000 | 2.93 | 2 | 30000 | 2.66 | 1.8 | 7.8 | 6.3
Live | 217900443 |  | 10.7 | 14.5 | 33700 | 25000 | 18000 | 2.98 | 2 | 30000 | 2.76 | 1.8 | 7.9 | 6.3
Live | 217900444 |  | 10.3 | 15.6 | 36000 | 38000 | 29000 | 2.82 | 2.1 | 39000 | 2.95 | 1.75 | 8.6 | 7.2
Live | 217900445 |  | 10.3 | 15.5 | 36000 | 38000 | 29000 | 2.82 | 2.19 | 39000 | 3.04 | 1.8 | 8.9 | 7.4
Live | 217900446 |  | 10.4 | 15.5 | 36000 | 38000 | 29000 | 2.82 | 2.19 | 39000 | 2.95 | 1.8 | 8.8 | 7.4
Live | 217900447 |  | 10.4 | 15.5 | 36000 | 38000 | 29000 | 2.82 | 2.19 | 39000 | 2.95 | 1.8 | 8.8 | 7.3
Live | 217900448 |  | 10.4 | 15.6 | 36000 | 38000 | 29000 | 2.82 | 2.1 | 39000 | 2.95 | 1.75 | 8.4 | 7.1
Live | 217900449 |  | 10.4 | 15.5 | 36000 | 38000 | 29000 | 2.82 | 2.19 | 39000 | 2.95 | 1.8 | 8.8 | 7.3
Live | 217900450 |  | 11 | 16.7 | 36000 | 38000 | 29000 | 2.82 | 2.19 | 39000 | 3.04 | 1.75 | 8.6 | 7.2
Live | 217900451 |  | 11 | 16.8 | 36000 | 38000 | 29000 | 2.82 | 2.19 | 39000 | 3.04 | 1.8 | 8.7 | 7.3
Live | 217900452 |  | 11 | 16.8 | 36000 | 38000 | 29000 | 2.82 | 2.19 | 39000 | 3.04 | 1.8 | 8.7 | 7.3
Live | 217900456 |  | 10.3 | 15 | 36000 | 38000 | 29000 | 2.82 | 2.1 | 39000 | 2.86 | 1.75 | 8.3 | 7
Live | 217900457 |  | 10.3 | 14.9 | 36000 | 38000 | 29000 | 2.82 | 2.1 | 39000 | 2.86 | 1.75 | 8.4 | 7
Live | 217900461 |  | 9.4 | 14.5 | 38600 | 29600 | 26000 | 2.62 | 2.1 | 41000 | 2.85 | 1.8 | 8.3 | 6.8
Live | 217900462 |  | 9.2 | 14.4 | 38600 | 29600 | 26000 | 2.57 | 2.1 | 41000 | 2.85 | 1.8 | 8.2 | 6.7
Live | 217900463 |  | 9.8 | 15.3 | 38600 | 29600 | 26000 | 2.74 | 2.1 | 41000 | 3.04 | 1.8 | 8.6 | 6.9
Live | 217900464 |  | 9.9 | 15.6 | 38600 | 29600 | 26000 | 2.76 | 2.1 | 41000 | 3.04 | 1.8 | 8.5 | 6.9
Live | 217900465 |  | 9.9 | 15.6 | 38600 | 29600 | 26000 | 2.76 | 2.1 | 41000 | 3.04 | 1.8 | 8.5 | 6.9
Live | 217900466 |  | 9.5 | 14.5 | 38600 | 29600 | 24000 | 2.66 | 2.1 | 41000 | 2.57 | 1.75 | 7.9 | 6.5
Live | 217900467 |  | 9.7 | 14.6 | 38600 | 29600 | 25000 | 2.71 | 2.1 | 41000 | 2.66 | 1.8 | 8.3 | 6.7
Live | 217900468 |  | 9.7 | 14.3 | 38600 | 29600 | 25000 | 2.71 | 2.1 | 41000 | 2.76 | 1.8 | 8.3 | 6.7
Live | 217900469 |  | 9.6 | 14.4 | 38600 | 29600 | 25000 | 2.68 | 2.1 | 41000 | 2.85 | 1.8 | 8.3 | 6.7
Live | 217900470 |  | 9.7 | 14.5 | 38600 | 29600 | 26000 | 2.71 | 2.1 | 41000 | 2.95 | 1.8 | 8.6 | 6.9
Live | 217900471 |  | 9.5 | 14.8 | 38600 | 29600 | 26000 | 2.66 | 2.1 | 41000 | 2.95 | 1.8 | 8.3 | 6.8
Live | 217900472 |  | 10 | 14.3 | 38600 | 29600 | 26000 | 2.76 | 2.1 | 41000 | 2.95 | 1.8 | 8.5 | 6.9
Live | 217900473 |  | 10.3 | 15.1 | 41000 | 39000 | 33000 | 2.66 | 2 | 46000 | 2.96 | 1.75 | 8.9 | 7.2
Live | 217900474 |  | 10.3 | 15.1 | 41000 | 39000 | 33000 | 2.66 | 2 | 46000 | 2.96 | 1.75 | 8.9 | 7.2
Live | 217900475 |  | 10.9 | 16 | 41000 | 39000 | 33000 | 2.66 | 2.18 | 46000 | 2.97 | 1.8 | 9.4 | 7.5
Live | 217900476 |  | 11 | 16.2 | 41000 | 39000 | 33000 | 2.66 | 2.18 | 46000 | 2.97 | 1.8 | 9.3 | 7.5
Live | 217900477 |  | 11 | 16.2 | 41000 | 39000 | 33000 | 2.66 | 2.18 | 46000 | 2.97 | 1.8 | 9.3 | 7.5
Live | 217900480 |  | 10.3 | 15 | 41000 | 39000 | 33000 | 2.66 | 2.09 | 46000 | 2.86 | 1.8 | 9.1 | 7.3
Live | 217900481 |  | 10.4 | 14.8 | 41000 | 39000 | 33000 | 2.66 | 2.09 | 46000 | 2.96 | 1.8 | 9.2 | 7.4
Live | 217900482 |  | 10.3 | 14.9 | 41000 | 39000 | 33000 | 2.66 | 2 | 46000 | 2.96 | 1.8 | 8.9 | 7.2
Live | 217900483 |  | 10.4 | 15 | 41000 | 39000 | 33000 | 2.66 | 2.18 | 46000 | 2.97 | 1.8 | 9.4 | 7.6
Live | 217900484 |  | 10.6 | 15.6 | 41000 | 39000 | 33000 | 2.66 | 2.18 | 46000 | 2.97 | 1.8 | 9.3 | 7.6
Live | 217900485 |  | 10.7 | 14.9 | 41000 | 39000 | 33000 | 2.66 | 2.18 | 46000 | 2.97 | 1.8 | 9.3 | 7.5
Live | 217900486 |  | 10.2 | 16.4 | 49000 | 37800 | 40000 | 2.83 | 2.28 | 50000 | 3.02 | 1.8 | 9 | 7.4
Live | 217900487 |  | 10.3 | 16.7 | 49000 | 37800 | 39000 | 2.83 | 2.28 | 50000 | 3.02 | 1.8 | 8.9 | 7.3
Live | 217900488 |  | 10.3 | 16.7 | 49000 | 37800 | 39000 | 2.83 | 2.28 | 50000 | 3.02 | 1.8 | 8.9 | 7.4
Live | 217900489 |  | 8.9 | 16 | 51000 | 37800 | 39000 | 2.61 | 2.29 | 50000 | 2.95 | 1.8 | 8.6 | 7
Live | 217900490 |  | 8.9 | 16.2 | 51000 | 37800 | 38000 | 2.61 | 2.28 | 50000 | 2.86 | 1.8 | 8.5 | 6.9
Live | 217900491 |  | 8.9 | 16.2 | 51000 | 37800 | 38000 | 2.61 | 2.28 | 50000 | 2.86 | 1.8 | 8.5 | 6.9
Live | 217900492 |  | 10.1 | 16.3 | 49000 | 37800 | 39000 | 2.82 | 2.28 | 50000 | 2.86 | 1.8 | 8.6 | 7.2
Live | 217900493 |  | 10.6 | 14.4 | 49000 | 37800 | 39000 | 2.83 | 2.28 | 50000 | 2.86 | 1.8 | 8.8 | 7.3
Live | 217900494 |  | 10.2 | 15.7 | 49000 | 37800 | 39000 | 2.83 | 2.28 | 50000 | 2.86 | 1.8 | 8.6 | 7.2
Live | 217900495 |  | 8.5 | 15.7 | 51000 | 37800 | 38000 | 2.49 | 2.19 | 50000 | 2.76 | 1.8 | 8.2 | 6.7
Live | 217900496 |  | 8.4 | 14.4 | 50000 | 37800 | 37000 | 2.46 | 2.19 | 50000 | 2.48 | 1.75 | 8 | 6.6
Live | 217900497 |  | 8.5 | 15.2 | 51000 | 37800 | 38000 | 2.49 | 2.19 | 50000 | 2.66 | 1.8 | 8.2 | 6.7
Live | 217900498 |  | 10 | 16.5 | 48000 | 36000 | 42000 | 2.93 | 2.19 | 50000 | 2.76 | 1.8 | 8.5 | 7
Live | 217900499 |  | 10 | 16.6 | 48000 | 36000 | 42000 | 2.93 | 2.19 | 50000 | 2.76 | 1.8 | 8.6 | 7
Live | 217900500 |  | 10 | 16.6 | 48000 | 36000 | 42000 | 2.93 | 2.19 | 50000 | 2.76 | 1.8 | 8.6 | 7
Live | 217900501 |  | 10.2 | 16.4 | 48000 | 36000 | 41000 | 2.49 | 2.19 | 50000 | 2.57 | 1.8 | 8.3 | 6.9
Live | 217900502 |  | 10.9 | 14.5 | 48000 | 36000 | 41000 | 2.49 | 2.19 | 50000 | 2.76 | 1.8 | 8.5 | 7.1
Live | 217900503 |  | 10.8 | 14.6 | 48000 | 36000 | 41000 | 2.49 | 2.19 | 50000 | 2.66 | 1.8 | 8.5 | 7
Live | 217900504 |  | 9.8 | 16.1 | 48000 | 53000 | 41000 | 2.87 | 2.18 | 53000 | 2.86 | 1.8 | 8.5 | 7
Live | 217900505 |  | 9.8 | 16.1 | 48000 | 53000 | 41000 | 2.87 | 2.18 | 53000 | 2.86 | 1.8 | 8.5 | 7
Live | 217900506 |  | 9.8 | 14.3 | 47000 | 53000 | 41000 | 2.7 | 2.1 | 53000 | 2.57 | 1.75 | 8.4 | 6.9
Live | 217900507 |  | 10.1 | 14.7 | 47000 | 53000 | 41000 | 2.7 | 2.1 | 53000 | 2.57 | 1.75 | 8.5 | 7
Live | 217900508 |  | 10.2 | 17 | 55000 | 50000 | 40000 | 2.55 | 2 | 57000 | 2.55 | 1.8 | 8.3 | 6.7
Live | 217900509 |  | 10.3 | 17.1 | 55000 | 50000 | 40000 | 2.55 | 2.02 | 57000 | 2.55 | 1.8 | 8.4 | 6.8
Live | 217900510 |  | 10.3 | 17.1 | 55000 | 50000 | 40000 | 2.55 | 2.02 | 57000 | 2.55 | 1.8 | 8.4 | 6.8
Live | 217900511 |  | 10.1 | 16.7 | 55000 | 50000 | 39000 | 2.55 | 2 | 57000 | 2.55 | 1.8 | 8.2 | 6.7
Live | 217900512 |  | 10.1 | 14.8 | 55000 | 50000 | 40000 | 2.55 | 2 | 57000 | 2.55 | 1.8 | 8.4 | 6.8
Live | 217900513 |  | 10.1 | 15 | 55000 | 50000 | 40000 | 2.55 | 2 | 57000 | 2.47 | 1.8 | 8.4 | 6.8
Live | 217900514 |  | 10.2 | 16.4 | 53400 | 48000 | 41000 | 2.59 | 2 | 59000 | 2.56 | 1.8 | 8.7 | 6.9
Live | 217900515 |  | 10.2 | 16.4 | 53400 | 48000 | 41000 | 2.59 | 2 | 59000 | 2.56 | 1.8 | 8.7 | 6.9
Live | 217900516 |  | 9.9 | 14.6 | 53400 | 48000 | 40000 | 2.59 | 1.9 | 59000 | 2.47 | 1.8 | 8.1 | 6.5
Live | 217900517 |  | 10 | 15 | 53400 | 48000 | 39000 | 2.59 | 1.9 | 59000 | 2.47 | 1.8 | 8.2 | 6.5
Live | 217900518 |  | 10.4 | 17.1 | 27600 | 22000 | 20000 | 2.8 | 1.92 | 30000 | 2.66 | 1.8 | 9 | 7.2
Live | 217900519 |  | 10.5 | 17.1 | 27600 | 22000 | 20000 | 2.8 | 1.92 | 30000 | 2.66 | 1.8 | 9.1 | 7.2
Live | 217900520 |  | 10.3 | 16.8 | 27600 | 22000 | 20000 | 2.8 | 1.92 | 30000 | 2.66 | 1.8 | 9 | 7.2
Live | 217900521 |  | 10.4 | 16.4 | 27600 | 22000 | 20000 | 2.8 | 1.92 | 30000 | 2.66 | 1.8 | 9.1 | 7.2
Live | 217900522 |  | 10.4 | 14.4 | 27600 | 22000 | 20000 | 2.8 | 1.92 | 30000 | 2.66 | 1.8 | 8.9 | 7.2
Live | 217900523 |  | 10.1 | 14.9 | 27600 | 22000 | 20000 | 2.8 | 1.9 | 30000 | 2.48 | 1.75 | 8.7 | 7
Live | 217900524 |  | 10.4 | 15 | 27600 | 22000 | 20000 | 2.8 | 1.92 | 30000 | 2.58 | 1.8 | 8.9 | 7.1
Live | 217900525 |  | 10.4 | 14.9 | 27600 | 22000 | 20000 | 2.8 | 1.92 | 30000 | 2.58 | 1.8 | 8.9 | 7.1
Live | 217900526 |  | 10.6 | 17 | 21600 | 13400 | 10000 | 2.96 | 2.09 | 22000 | 2.96 | 1.8 | 8.1 | 6.5
Live | 217900527 |  | 10.6 | 15.8 | 21600 | 13400 | 10000 | 2.96 | 2.09 | 22000 | 2.76 | 1.8 | 7.9 | 6.3
Live | 217900528 |  | 10.4 | 15.5 | 21600 | 13400 | 10000 | 2.9 | 1.99 | 22000 | 2.58 | 1.8 | 7.7 | 6.1
Live | 217900529 |  | 10.7 | 14.6 | 21600 | 13400 | 10000 | 2.99 | 2.09 | 22000 | 2.96 | 1.8 | 8 | 6.4
Live | 217900530 |  | 10.5 | 15.6 | 21600 | 13400 | 10000 | 2.94 | 1.99 | 22000 | 2.68 | 1.8 | 7.7 | 6.2
Live | 217900531 |  | 11.3 | 16.6 | 22800 | 20000 | 18000 | 3.15 | 1.9 | 22800 | 2.94 | 1.8 | 9.5 | 7.8
Live | 217900532 |  | 11.3 | 15.3 | 22800 | 20000 | 18000 | 3.15 | 1.9 | 22800 | 2.76 | 1.8 | 9.3 | 7.6
Live | 217900533 |  | 11.4 | 15.2 | 22800 | 20000 | 18000 | 3.15 | 1.9 | 22800 | 2.86 | 1.8 | 9.3 | 7.7
Live | 217900534 |  | 11.3 | 14.8 | 22800 | 20000 | 18000 | 3.15 | 1.9 | 22800 | 2.94 | 1.8 | 9.4 | 7.7
Live | 217900535 |  | 10.3 | 16.8 | 27600 | 22000 | 20000 | 2.8 | 1.92 | 30000 | 2.66 | 1.8 | 9 | 7.2
Live | 217900536 |  | 10.4 | 16.4 | 27600 | 22000 | 20000 | 2.8 | 1.92 | 30000 | 2.66 | 1.8 | 9.1 | 7.2
Live | 217900537 |  | 10.4 | 14.4 | 27600 | 22000 | 20000 | 2.8 | 1.92 | 30000 | 2.66 | 1.8 | 8.9 | 7.2
Live | 217900538 |  | 10.1 | 14.9 | 27600 | 22000 | 20000 | 2.8 | 1.9 | 30000 | 2.48 | 1.75 | 8.7 | 7
Live | 217900539 |  | 10.4 | 15 | 27600 | 22000 | 20000 | 2.8 | 1.92 | 30000 | 2.58 | 1.8 | 8.9 | 7.1
Live | 217900540 |  | 10.4 | 14.9 | 27600 | 22000 | 20000 | 2.8 | 1.92 | 30000 | 2.58 | 1.8 | 8.9 | 7.1
Live | 217900541 |  | 10.5 | 16.3 | 33700 | 25000 | 18000 | 2.93 | 2 | 30000 | 2.76 | 1.8 | 7.9 | 6.3
Live | 217900542 |  | 10.5 | 16.2 | 33700 | 25000 | 18000 | 2.93 | 2 | 30000 | 2.76 | 1.8 | 7.9 | 6.3
Live | 217900543 |  | 10.5 | 16.1 | 33700 | 25000 | 18000 | 2.93 | 2 | 30000 | 2.86 | 1.8 | 8.1 | 6.4
Live | 217900544 |  | 10.5 | 15.5 | 33700 | 25000 | 18000 | 2.93 | 2 | 30000 | 2.86 | 1.8 | 8 | 6.4
Live | 217900545 |  | 10.5 | 15.3 | 33700 | 25000 | 18000 | 2.93 | 2 | 30000 | 2.86 | 1.8 | 7.9 | 6.3
Live | 217900546 |  | 10.6 | 16.4 | 33700 | 25000 | 18000 | 2.96 | 2 | 30000 | 2.76 | 1.8 | 8 | 6.3
Live | 217900547 |  | 10.5 | 15 | 33700 | 25000 | 18000 | 2.93 | 2 | 30000 | 2.66 | 1.8 | 7.8 | 6.3
Live | 217900548 |  | 10.7 | 14.5 | 33700 | 25000 | 18000 | 2.98 | 2 | 30000 | 2.76 | 1.8 | 7.9 | 6.3
Live | 217900552 |  | 10.3 | 15 | 36000 | 38000 | 29000 | 2.82 | 2.1 | 39000 | 2.86 | 1.75 | 8.3 | 7
Live | 217900553 |  | 10.3 | 14.9 | 36000 | 38000 | 29000 | 2.82 | 2.1 | 39000 | 2.86 | 1.75 | 8.4 | 7
Live | 217900557 |  | 9.5 | 14.5 | 38600 | 29600 | 24000 | 2.66 | 2.1 | 41000 | 2.57 | 1.75 | 7.9 | 6.5
Live | 217900558 |  | 9.7 | 14.6 | 38600 | 29600 | 25000 | 2.71 | 2.1 | 41000 | 2.66 | 1.8 | 8.3 | 6.7
Live | 217900559 |  | 9.7 | 14.3 | 38600 | 29600 | 25000 | 2.71 | 2.1 | 41000 | 2.76 | 1.8 | 8.3 | 6.7
Live | 217900560 |  | 9.6 | 14.4 | 38600 | 29600 | 25000 | 2.68 | 2.1 | 41000 | 2.85 | 1.8 | 8.3 | 6.7
Live | 217900561 |  | 9.7 | 14.5 | 38600 | 29600 | 26000 | 2.71 | 2.1 | 41000 | 2.95 | 1.8 | 8.6 | 6.9
Live | 217900562 |  | 9.5 | 14.8 | 38600 | 29600 | 26000 | 2.66 | 2.1 | 41000 | 2.95 | 1.8 | 8.3 | 6.8
Live | 217900563 |  | 10 | 14.3 | 38600 | 29600 | 26000 | 2.76 | 2.1 | 41000 | 2.95 | 1.8 | 8.5 | 6.9
Live | 217900566 |  | 10.3 | 15 | 41000 | 39000 | 33000 | 2.66 | 2.09 | 46000 | 2.86 | 1.8 | 9.1 | 7.3
Live | 217900567 |  | 10.4 | 14.8 | 41000 | 39000 | 33000 | 2.66 | 2.09 | 46000 | 2.96 | 1.8 | 9.2 | 7.4
Live | 217900568 |  | 10.3 | 14.9 | 41000 | 39000 | 33000 | 2.66 | 2 | 46000 | 2.96 | 1.8 | 8.9 | 7.2
Live | 217900569 |  | 10.4 | 15 | 41000 | 39000 | 33000 | 2.66 | 2.18 | 46000 | 2.97 | 1.8 | 9.4 | 7.6
Live | 217900570 |  | 10.6 | 15.6 | 41000 | 39000 | 33000 | 2.66 | 2.18 | 46000 | 2.97 | 1.8 | 9.3 | 7.6
Live | 217900571 |  | 10.7 | 14.9 | 41000 | 39000 | 33000 | 2.66 | 2.18 | 46000 | 2.97 | 1.8 | 9.3 | 7.5
Live | 217900572 |  | 10.1 | 16.3 | 49000 | 37800 | 39000 | 2.82 | 2.28 | 50000 | 2.86 | 1.8 | 8.6 | 7.2
Live | 217900573 |  | 10.6 | 14.4 | 49000 | 37800 | 39000 | 2.83 | 2.28 | 50000 | 2.86 | 1.8 | 8.8 | 7.3
Live | 217900574 |  | 10.2 | 15.7 | 49000 | 37800 | 39000 | 2.83 | 2.28 | 50000 | 2.86 | 1.8 | 8.6 | 7.2
Live | 217900575 |  | 8.5 | 15.7 | 51000 | 37800 | 38000 | 2.49 | 2.19 | 50000 | 2.76 | 1.8 | 8.2 | 6.7
Live | 217900576 |  | 8.4 | 14.4 | 50000 | 37800 | 37000 | 2.46 | 2.19 | 50000 | 2.48 | 1.75 | 8 | 6.6
Live | 217900577 |  | 8.5 | 15.2 | 51000 | 37800 | 38000 | 2.49 | 2.19 | 50000 | 2.66 | 1.8 | 8.2 | 6.7
Live | 217900578 |  | 10.2 | 16.4 | 48000 | 36000 | 41000 | 2.49 | 2.19 | 50000 | 2.57 | 1.8 | 8.3 | 6.9
Live | 217900579 |  | 10.9 | 14.5 | 48000 | 36000 | 41000 | 2.49 | 2.19 | 50000 | 2.76 | 1.8 | 8.5 | 7.1
Live | 217900580 |  | 10.8 | 14.6 | 48000 | 36000 | 41000 | 2.49 | 2.19 | 50000 | 2.66 | 1.8 | 8.5 | 7
Live | 217900581 |  | 9.8 | 14.3 | 47000 | 53000 | 41000 | 2.7 | 2.1 | 53000 | 2.57 | 1.75 | 8.4 | 6.9
Live | 217900582 |  | 10.1 | 14.7 | 47000 | 53000 | 41000 | 2.7 | 2.1 | 53000 | 2.57 | 1.75 | 8.5 | 7
Live | 217900583 |  | 10.1 | 16.7 | 55000 | 50000 | 39000 | 2.55 | 2 | 57000 | 2.55 | 1.8 | 8.2 | 6.7
Live | 217900584 |  | 10.1 | 14.8 | 55000 | 50000 | 40000 | 2.55 | 2 | 57000 | 2.55 | 1.8 | 8.4 | 6.8
Live | 217900585 |  | 10.1 | 15 | 55000 | 50000 | 40000 | 2.55 | 2 | 57000 | 2.47 | 1.8 | 8.4 | 6.8
Live | 217900586 |  | 9.9 | 14.6 | 53400 | 48000 | 40000 | 2.59 | 1.9 | 59000 | 2.47 | 1.8 | 8.1 | 6.5
Live | 217900587 |  | 10 | 15 | 53400 | 48000 | 39000 | 2.59 | 1.9 | 59000 | 2.47 | 1.8 | 8.2 | 6.5
Live | 217900588 |  | 10.3 | 16.8 | 27600 | 22000 | 20000 | 2.8 | 1.92 | 30000 | 2.66 | 1.8 | 9 | 7.2
Live | 217900589 |  | 10.4 | 16.4 | 27600 | 22000 | 20000 | 2.8 | 1.92 | 30000 | 2.66 | 1.8 | 9.1 | 7.2
Live | 217900590 |  | 10.4 | 14.4 | 27600 | 22000 | 20000 | 2.8 | 1.92 | 30000 | 2.66 | 1.8 | 8.9 | 7.2
Live | 217900591 |  | 10.1 | 14.9 | 27600 | 22000 | 20000 | 2.8 | 1.9 | 30000 | 2.48 | 1.75 | 8.7 | 7
Live | 217900592 |  | 10.4 | 15 | 27600 | 22000 | 20000 | 2.8 | 1.92 | 30000 | 2.58 | 1.8 | 8.9 | 7.1
Live | 217900593 |  | 10.4 | 14.9 | 27600 | 22000 | 20000 | 2.8 | 1.92 | 30000 | 2.58 | 1.8 | 8.9 | 7.1
Live | 217901647 |  | 12 | 19 | 40600 | 36600 | 36600 | 3.37 | 2.41 | 39000 | 3.57 | 2.1 | 10 | 8.5
Live | 217901648 |  | 11 | 17 | 36600 | 34600 | 32800 | 3.1 | 2.3 | 38500 | 3.55 | 2 | 9 | 7.5
Live | 217901649 |  | 11 | 17 | 36600 | 34600 | 32800 | 3.09 | 2.3 | 38500 | 3.55 | 2 | 9 | 7.5
Live | 217901650 |  | 11.2 | 17.5 | 36800 | 34800 | 32800 | 3.13 | 2.3 | 38500 | 3.57 | 1.9 | 9 | 7.5
Live | 217901651 |  | 11.2 | 17.5 | 36800 | 34800 | 32800 | 3.14 | 2.3 | 38500 | 3.57 | 1.9 | 9 | 7.5
Live | 217901652 |  | 11.2 | 17.5 | 37000 | 34800 | 32800 | 3.12 | 2.3 | 39000 | 3.63 | 1.9 | 9 | 7.5
Live | 217901653 |  | 11 | 16 | 37000 | 35000 | 33200 | 3.1 | 2.31 | 39000 | 3.63 | 2 | 9.5 | 8
Live | 217901654 |  | 11.7 | 18 | 39200 | 34600 | 33000 | 3.32 | 2.3 | 37000 | 3.48 | 2 | 9 | 7.5
Live | 217901655 |  | 11.7 | 17.5 | 40000 | 35000 | 33200 | 3.33 | 2.31 | 37000 | 3.5 | 2 | 9 | 7.5
Live | 217901656 |  | 11 | 17 | 36600 | 34600 | 32800 | 3.1 | 2.3 | 38500 | 3.55 | 2 | 9 | 7.5
Live | 217901657 |  | 11 | 17 | 36600 | 34600 | 32800 | 3.09 | 2.3 | 38500 | 3.55 | 2 | 9 | 7.5
Live | 217901658 |  | 11.2 | 17.5 | 36800 | 34800 | 32800 | 3.13 | 2.3 | 38500 | 3.57 | 1.9 | 9 | 7.5
Live | 217901659 |  | 11.2 | 17.5 | 36800 | 34800 | 32800 | 3.14 | 2.3 | 38500 | 3.57 | 1.9 | 9 | 7.5
Live | 217901660 |  | 11.2 | 17.5 | 37000 | 34800 | 32800 | 3.12 | 2.3 | 39000 | 3.63 | 1.9 | 9 | 7.5
Live | 217901661 |  | 11 | 16 | 37000 | 35000 | 33200 | 3.1 | 2.31 | 39000 | 3.63 | 2 | 9.5 | 8
Live | 217901662 |  | 11.7 | 18 | 39200 | 34600 | 33000 | 3.32 | 2.3 | 37000 | 3.48 | 2 | 9 | 7.5
Live | 217901663 |  | 11.7 | 17.5 | 40000 | 35000 | 33200 | 3.33 | 2.31 | 37000 | 3.5 | 2 | 9 | 7.5
Live | 217901669 |  | 10.6 | 15.2 | 35600 | 34600 | 32200 | 3.02 | 2.2 | 38000 | 3.4 | 1.8 | 9 | 7.5
Live | 217901670 |  | 11 | 15.2 | 36200 | 34600 | 32400 | 3.02 | 2.2 | 38500 | 3.46 | 1.85 | 9 | 7.5
Live | 217901671 |  | 11 | 15.2 | 36600 | 34600 | 32400 | 3.03 | 2.2 | 39000 | 3.52 | 1.85 | 9 | 7.5
Live | 217901672 |  | 11.2 | 16 | 38800 | 34600 | 32800 | 3.19 | 2.3 | 38000 | 3.54 | 1.9 | 9 | 7.5
Live | 217901673 |  | 11.2 | 16 | 38800 | 34800 | 32800 | 3.19 | 2.3 | 37000 | 3.44 | 1.9 | 9 | 7.5
Live | 217901674 |  | 11.2 | 16 | 40000 | 34800 | 32800 | 3.23 | 2.3 | 37000 | 3.44 | 1.9 | 9 | 7.5
Live | 217902701 |  | 12 | 18 | 43000 | 41500 | 37400 | 2.88 | 2.21 | 47000 | 3.27 | 1.9 | 10 | 8.2
Live | 217902703 |  | 10.2 | 16 | 21600 | 13400 | 10800 | 3.17 | 2.65 | 22000 | 3.58 | 1.8 | 8.6 | 6.9
Live | 217902704 |  | 10.2 | 16 | 21600 | 13400 | 10800 | 3.17 | 2.65 | 22000 | 3.58 | 1.8 | 8.6 | 6.9
Live | 217902705 |  | 10 | 16 | 27600 | 19700 | 19000 | 2.8 | 2.66 | 27000 | 2.73 | 1.8 | 9 | 7
Live | 217902706 |  | 10 | 16 | 27600 | 19700 | 19000 | 2.8 | 2.66 | 27000 | 3.03 | 1.8 | 9 | 7
Live | 217902707 |  | 11.7 | 16.1 | 22800 | 21000 | 18000 | 3.15 | 2 | 22800 | 3.28 | 2.06 | 9.5 | 7.8
Live | 217902708 |  | 10 | 16 | 27600 | 22000 | 21000 | 2.8 | 2 | 30000 | 3.03 | 1.8 | 9.5 | 7
Live | 217902709 |  | 11.7 | 16.1 | 22800 | 21000 | 18000 | 3.15 | 2 | 22800 | 3.28 | 2.06 | 9.5 | 7.8
Live | 217902710 |  | 10 | 16 | 27600 | 22000 | 21000 | 2.8 | 2 | 30000 | 3.03 | 1.8 | 9.5 | 7
Live | 217902912 |  | 9.8 | 16 | 52000 | 33400 | 45000 | 2.87 | 2.2 | 52500 | 3.1 | 1.8 | 8.5 | 6.8
Live | 217902913 |  | 9.8 | 16 | 52000 | 33400 | 46000 | 2.87 | 2.5 | 53500 | 3.3 | 2 | 8.5 | 7.2
Live | 217902914 |  | 9.8 | 16 | 52000 | 33400 | 45000 | 2.87 | 2.2 | 52500 | 3.1 | 1.8 | 8.5 | 6.8
Live | 217902915 |  | 9.8 | 16 | 52000 | 33400 | 46000 | 2.87 | 2.5 | 53500 | 3.3 | 2 | 8.5 | 7.2
Live | 217902916 |  | 9.8 | 16 | 52000 | 33400 | 45000 | 2.87 | 2.2 | 52500 | 3.1 | 1.8 | 8.5 | 6.8
Live | 217902917 |  | 9.8 | 16 | 52000 | 33400 | 46000 | 2.87 | 2.5 | 53500 | 3.3 | 2 | 8.5 | 7.2
Live | 217903121 |  | 12 | 19 | 40600 | 36600 | 36600 | 3.37 | 2.41 | 39000 | 3.57 | 2.1 | 10 | 8.5
Live | 217903122 |  | 10.6 | 15.2 | 35600 | 34600 | 32200 | 3.02 | 2.2 | 38000 | 3.4 | 1.8 | 9 | 7.5
Live | 217903123 |  | 11 | 15.2 | 36200 | 34600 | 32400 | 3.02 | 2.2 | 38500 | 3.46 | 1.85 | 9 | 7.5
Live | 217903124 |  | 11 | 15.2 | 36600 | 34600 | 32400 | 3.03 | 2.2 | 39000 | 3.52 | 1.85 | 9 | 7.5
Live | 217903125 |  | 11.2 | 16 | 38800 | 34600 | 32800 | 3.19 | 2.3 | 38000 | 3.54 | 1.9 | 9 | 7.5
Live | 217903126 |  | 11.2 | 16 | 38800 | 34800 | 32800 | 3.19 | 2.3 | 37000 | 3.44 | 1.9 | 9 | 7.5
Live | 217903127 |  | 11.2 | 16 | 40000 | 34800 | 32800 | 3.23 | 2.3 | 37000 | 3.44 | 1.9 | 9 | 7.5
Live | 217903128 |  | 11 | 17 | 36600 | 34600 | 32800 | 3.1 | 2.3 | 38500 | 3.55 | 2 | 9 | 7.5
Live | 217903129 |  | 11 | 17 | 36600 | 34600 | 32800 | 3.09 | 2.3 | 38500 | 3.55 | 2 | 9 | 7.5
Live | 217903130 |  | 11.2 | 17.5 | 36800 | 34800 | 32800 | 3.13 | 2.3 | 38500 | 3.57 | 1.9 | 9 | 7.5
Live | 217903131 |  | 11.2 | 17.5 | 36800 | 34800 | 32800 | 3.14 | 2.3 | 38500 | 3.57 | 1.9 | 9 | 7.5
Live | 217903132 |  | 11.2 | 17.5 | 37000 | 34800 | 32800 | 3.12 | 2.3 | 39000 | 3.63 | 1.9 | 9 | 7.5
Live | 217903133 |  | 11 | 16 | 37000 | 35000 | 33200 | 3.1 | 2.31 | 39000 | 3.63 | 2 | 9.5 | 8
Live | 217903134 |  | 11.7 | 18 | 39200 | 34600 | 33000 | 3.32 | 2.3 | 37000 | 3.48 | 2 | 9 | 7.5
Live | 217903135 |  | 11.7 | 17.5 | 40000 | 35000 | 33200 | 3.33 | 2.31 | 37000 | 3.5 | 2 | 9 | 7.5
Live | 217903136 |  | 11 | 17 | 36600 | 34600 | 32800 | 3.1 | 2.3 | 38500 | 3.55 | 2 | 9 | 7.5
Live | 217903137 |  | 11 | 17 | 36600 | 34600 | 32800 | 3.09 | 2.3 | 38500 | 3.55 | 2 | 9 | 7.5
Live | 217903138 |  | 11.2 | 17.5 | 36800 | 34800 | 32800 | 3.13 | 2.3 | 38500 | 3.57 | 1.9 | 9 | 7.5
Live | 217903139 |  | 11.2 | 17.5 | 36800 | 34800 | 32800 | 3.14 | 2.3 | 38500 | 3.57 | 1.9 | 9 | 7.5
Live | 217903140 |  | 11.2 | 17.5 | 37000 | 34800 | 32800 | 3.12 | 2.3 | 39000 | 3.63 | 1.9 | 9 | 7.5
Live | 217903141 |  | 11 | 16 | 37000 | 35000 | 33200 | 3.1 | 2.31 | 39000 | 3.63 | 2 | 9.5 | 8
Live | 217903142 |  | 11.7 | 18 | 39200 | 34600 | 33000 | 3.32 | 2.3 | 37000 | 3.48 | 2 | 9 | 7.5
Live | 217903143 |  | 11.7 | 17.5 | 40000 | 35000 | 33200 | 3.33 | 2.31 | 37000 | 3.5 | 2 | 9 | 7.5
Live | 217903549 |  | 11.9 | 20.5 | 11600 | 10600 | 7600 | 2.96 | 2.25 | 12000 | 2.91 | 1.86 | 8.8 | 6.8
Live | 217903550 |  | 11.9 | 20.5 | 11600 | 10600 | 7600 | 2.96 | 2.25 | 12000 | 2.91 | 1.86 | 8.8 | 6.8
Live | 217903551 |  | 12.5 | 20.5 | 10300 | 9600 | 7600 | 2.96 | 2.27 | 13136 | 3.5 | 1.94 | 8.8 | 6.8
Live | 217903552 |  | 12.5 | 20.5 | 10300 | 9600 | 7600 | 2.96 | 2.27 | 13136 | 3.5 | 1.94 | 8.8 | 6.8
Live | 217905249 |  | 10 | 15.8 | 33700 | 25000 | 19000 | 3.05 | 2.5 | 30000 | 3.12 | 1.9 | 8.2 | 6.6
Live | 217905250 |  | 10 | 15.2 | 49000 | 37800 | 40000 | 2.83 | 2.32 | 50000 | 3.02 | 1.85 | 9 | 7
Live | 217905251 |  | 9.8 | 14.8 | 47000 | 47500 | 38000 | 2.62 | 1.99 | 51000 | 3.07 | 1.75 | 8 | 6.6
Live | 217905256 |  | 11.7 | 20 | 35900 | 30200 | 34600 | 3.05 | 2 | 38200 | 2.72 | 1.91 | 10.5 | 8.6
Live | 217905257 |  | 12.5 | 23 | 21600 | 14000 | 13500 | 3.33 | 2.21 | 21600 | 3.33 | 2.2 | 10 | 7.7
Live | 217905258 |  | 12 | 20 | 24000 | 14600 | 14600 | 3.35 | 2.8 | 22000 | 4.03 | 1.88 | 10 | 7.8
Live | 217905259 |  | 12.25 | 21.5 | 22800 | 14300 | 14000 | 3.34 | 2.25 | 21800 | 3.65 | 2.02 | 10 | 7.75
Live | 217905260 |  | 12.2 | 23 | 32000 | 18000 | 19000 | 3.44 | 2.5 | 29200 | 3.34 | 2 | 9.5 | 7.1
Live | 217905261 |  | 12 | 21 | 32000 | 18600 | 18800 | 3.17 | 2.3 | 28800 | 3.67 | 2 | 9 | 7
Live | 217905262 |  | 12.1 | 22 | 32000 | 18300 | 18900 | 3.3 | 2.08 | 29000 | 3.5 | 2 | 9.25 | 7.05
Live | 217905263 |  | 12 | 23.1 | 40000 | 30000 | 26000 | 2.86 | 2.18 | 40000 | 2.97 | 2 | 10 | 7.5
Live | 217905264 |  | 11.7 | 20 | 40000 | 28000 | 26000 | 2.61 | 2.2 | 40500 | 3.3 | 2 | 9.2 | 7.4
Live | 217905265 |  | 11.85 | 21.55 | 40000 | 29000 | 26000 | 2.73 | 2.19 | 40250 | 3.12 | 2 | 9.6 | 7.45
Live | 217905266 |  | 11.7 | 21.3 | 49000 | 34000 | 36000 | 2.43 | 2.4 | 55000 | 3.1 | 2.1 | 10 | 7.7
Live | 217905267 |  | 12 | 20.4 | 52000 | 41000 | 38000 | 2.54 | 2.4 | 53000 | 2.99 | 2.1 | 10.6 | 8.1
Live | 217905268 |  | 11.85 | 20.85 | 50500 | 37500 | 37000 | 2.49 | 2.15 | 54000 | 3.04 | 2.1 | 10.3 | 7.9
Live | 217905269 |  | 10 | 19.2 | 62000 | 40000 | 36000 | 3.03 | 2.3 | 60000 | 3.5 | 2 | 9.6 | 7.3
Live | 217905270 |  | 10 | 18 | 61000 | 41000 | 40000 | 2.81 | 2.3 | 61000 | 3.44 | 2.1 | 9.2 | 7.1
Live | 217905271 |  | 10 | 18.6 | 61500 | 40500 | 38000 | 2.92 | 2.3 | 60500 | 3.41 | 2.05 | 9.4 | 7.2
Live | 217905272 |  | 13 | 21 | 27600 | 18000 | 18000 | 3.52 | 2.1 | 25400 | 3.24 | 2 | 10 | 7.5
Live | 217905273 |  | 13 | 20 | 27600 | 22000 | 18000 | 3.44 | 2.5 | 25400 | 3.38 | 2 | 10 | 8
Live | 217905274 |  | 13 | 20.5 | 27600 | 20000 | 18000 | 3.47 | 2.3 | 25400 | 3.31 | 2 | 10 | 7.75
Live | 217905275 |  | 12 | 21 | 33000 | 27000 | 27000 | 2.71 | 1.9 | 32000 | 2.73 | 1.9 | 10 | 8.1
Live | 217905276 |  | 12 | 19 | 38000 | 27000 | 27000 | 2.47 | 2.1 | 38500 | 2.82 | 2 | 9.5 | 7.7
Live | 217905277 |  | 12 | 20 | 35500 | 27000 | 27000 | 2.58 | 1.99 | 35250 | 2.78 | 1.95 | 9.75 | 7.9
Live | 217905278 |  | 12.2 | 21.5 | 42000 | 43000 | 37000 | 3.04 | 2.3 | 44000 | 2.58 | 1.9 | 11.3 | 9.2
Live | 217905279 |  | 12 | 19.4 | 42000 | 34000 | 38000 | 2.93 | 2.2 | 45000 | 3.61 | 2 | 10.4 | 8.8
Live | 217905280 |  | 12.1 | 20.45 | 42000 | 38500 | 37400 | 2.98 | 2.25 | 44500 | 3.02 | 1.95 | 10.85 | 9
Live | 217905281 |  | 12 | 21.2 | 55000 | 42000 | 48000 | 2.88 | 2 | 55000 | 3.1 | 2 | 10.2 | 8.4
Live | 217905282 |  | 11.7 | 20.4 | 57000 | 46000 | 48000 | 2.93 | 2.2 | 60000 | 3.52 | 2 | 11 | 9
Live | 217905283 |  | 11.85 | 20.8 | 56000 | 44000 | 48000 | 2.9 | 2.1 | 57500 | 3.3 | 2 | 10.6 | 8.7
Live | 217905284 |  | 12 | 21.4 | 58000 | 49000 | 48000 | 3.04 | 2.2 | 56000 | 3.04 | 2 | 10.6 | 8.5
Live | 217905285 |  | 11.7 | 20 | 60000 | 52000 | 48000 | 2.88 | 2.3 | 61000 | 3.51 | 2.1 | 10.7 | 8.8
Live | 217905286 |  | 11.85 | 20.7 | 59000 | 50500 | 48000 | 2.96 | 2.25 | 58500 | 3.27 | 2.05 | 10.65 | 8.65
Live | 217906631 |  | 11 | 18 | 21000 | 19800 | 18300 | 3.22 | 2.3 | 21000 | 2.97 | 2 | 10 | 8
Live | 217906632 |  | 11 | 18 | 21000 | 19800 | 18300 | 3.22 | 2.3 | 21000 | 2.97 | 2 | 10 | 8
Live | 217933615 |  | 13.65 | 24.5 | 22178 | 18500 | 14600 | 3.33 | 2.1 | 19310 | 3.33 | 1.9 | 9 | 7.6
Live | 217933616 |  | 12 | 23.5 | 27300 | 20700 | 18000 | 2.96 | 1.77 | 24000 | 2.93 | 1.8 | 9 | 7
Live | 217933617 |  | 15 | 26 | 13000 | 11000 | 9500 | 3.5 | 2.08 | 14600 | 2.82 | 1.88 | 10.4 | 7.4
Live | 217933618 |  | 13 | 24.5 | 14300 | 11200 | 9500 | 2.99 | 2.13 | 15690 | 3.28 | 1.95 | 9.5 | 8
Live | 217933619 |  | 15 | 27 | 13000 | 11000 | 9500 | 3.46 | 2.08 | 14600 | 3.29 | 1.83 | 10.5 | 7.4
Live | 217933620 |  | 13 | 24.5 | 15000 | 12000 | 11000 | 3.03 | 2.06 | 14600 | 3.72 | 1.95 | 9.5 | 8
Live | 217933624 |  | 13.65 | 25.3 | 32000 | 33420 | 30000 | 3.01 | 2.3 | 40200 | 3.4 | 2 | 12 | 9.5
Live | 217956237 |  | 10 | 15.2 | 36000 | 27000 | 30000 | 2.43 | 2.06 | 36600 | 3.05 | 1.8 | 8.5 | 6.6
Live | 217956238 |  | 10 | 15.2 | 36000 | 27000 | 30000 | 2.43 | 2.06 | 36600 | 3.05 | 1.8 | 8.5 | 6.6
Live | 217956846 |  | 8.85 | 17 | 12700 | 10300 | 9500 | 2.58 | 2.1 | 13480 | 2.93 | 1.75 | 8.5 | 6.2
Live | 217956848 |  | 9.3 | 19 | 13300 | 10000 | 8500 | 2.6 | 2.36 | 12000 | 3.52 | 1.81 | 8.5 | 7.3
Live | 217956849 |  | 9.3 | 19 | 13300 | 10000 | 8500 | 2.6 | 2.36 | 12000 | 3.52 | 1.81 | 8.5 | 7.3
Live | 217956850 |  | 9.75 | 19 | 13300 | 11500 | 9100 | 2.6 | 2.2 | 12000 | 3.52 | 1.8 | 8.5 | 7.3
Live | 217956851 |  | 9.75 | 19 | 13300 | 11500 | 9100 | 2.6 | 2.2 | 12000 | 3.52 | 1.8 | 8.5 | 7.3
Live | 217966389 |  | 12.5 | 19 | 23200 | 19000 | 18600 | 3.37 | 2.37 | 23200 | 3.58 | 2.12 | 10.1 | 8.5
Live | 217966390 |  | 12 | 18.6 | 28800 | 20200 | 20600 | 2.96 | 2.24 | 29200 | 3.49 | 2.14 | 10 | 8.1
Live | 217966391 |  | 12 | 17.2 | 40000 | 24600 | 33200 | 3.02 | 1.94 | 35800 | 3.46 | 1.97 | 10.8 | 8.8
Live | 217966392 |  | 12 | 18 | 43000 | 41500 | 37400 | 2.88 | 2.21 | 47000 | 3.27 | 1.9 | 10 | 8.2
Live | 217966393 |  | 12 | 17.5 | 52000 | 48000 | 48000 | 3.13 | 2.13 | 52000 | 3.19 | 2 | 9.5 | 7.7
Live | 217966394 |  | 12 | 17.5 | 60000 | 54000 | 54000 | 2.62 | 2.29 | 60000 | 3.09 | 1.9 | 9.5 | 7.7
Live | 217966417 |  | 12.5 | 21.5 | 9900 | 8000 | 6500 | 3.67 | 2.13 | 10200 | 3.15 | 1.96 | 9 | 7
Live | 217966418 |  | 10.8 | 21.3 | 13300 | 9200 | 8000 | 2.78 | 2.16 | 13400 | 2.91 | 1.91 | 9.1 | 7
Live | 217966419 |  | 10.8 | 19.2 | 19000 | 14800 | 11500 | 3.24 | 2.58 | 20200 | 3.2 | 2.15 | 9.6 | 7.5
Live | 217966420 |  | 11 | 20 | 33700 | 19800 | 19700 | 3.09 | 1.99 | 30900 | 3.09 | 1.88 | 9.2 | 6.9
Live | 217968399 |  | 14.9 | 25.8 | 13000 | 9400 | 8000 | 3.85 | 2.37 | 13800 | 3.58 | 2.37 | 12.5 | 9.2
Live | 217968400 |  | 13 | 25.5 | 14500 | 9600 | 8400 | 3.35 | 2.38 | 15400 | 3.5 | 2.3 | 10.6 | 8
Live | 217968401 |  | 12.7 | 23.5 | 18900 | 14900 | 12800 | 3.4 | 2.43 | 21000 | 3.22 | 2.1 | 10.8 | 8
Live | 217968402 |  | 14 | 23 | 29500 | 19300 | 19600 | 3.36 | 2.33 | 30800 | 2.87 | 2.54 | 11.7 | 8.7
Live | 217968403 |  | 14 | 25.1 | 21600 | 14000 | 13500 | 3.33 | 2.5 | 21600 | 3.88 | 2.3 | 9.8 | 7.8
Live | 217968404 |  | 12 | 20 | 24000 | 14600 | 14600 | 3.35 | 2.3 | 22000 | 4.03 | 1.88 | 10 | 7.8
Live | 217968405 |  | 13 | 22.55 | 22800 | 14300 | 14000 | 3.34 | 2.39 | 21800 | 3.97 | 2.06 | 9.9 | 7.8
Live | 217968406 |  | 13 | 25 | 32000 | 19000 | 19000 | 3.44 | 2.3 | 29000 | 3.54 | 2 | 9.5 | 7.4
Live | 217968407 |  | 12 | 21 | 32000 | 18600 | 18800 | 3.17 | 2.3 | 28800 | 3.67 | 2 | 9 | 7
Live | 217968408 |  | 12.5 | 23 | 32000 | 18800 | 18900 | 3.3 | 2.3 | 28900 | 3.6 | 2 | 9.25 | 7.2
Live | 217968409 |  | 12 | 24 | 42000 | 26600 | 26000 | 3 | 2.4 | 42500 | 3.19 | 2 | 9.5 | 7.4
Live | 217968410 |  | 11.7 | 20 | 40000 | 28000 | 26000 | 2.61 | 2.2 | 40500 | 3.3 | 2 | 9.2 | 7.4
Live | 217968411 |  | 11.85 | 22 | 41000 | 27300 | 26000 | 2.79 | 2.15 | 41500 | 3.24 | 2 | 9.35 | 7.4
Live | 217969180 |  | 10 | 15.2 | 38600 | 29600 | 26400 | 2.76 | 2.1 | 41000 | 3.2 | 2 | 8.5 | 6.6
Live | 217969181 |  | 10 | 15.2 | 38600 | 29600 | 26400 | 2.76 | 2.1 | 41000 | 3.2 | 2 | 8.5 | 6.6
Live | 217970307 |  | 12.5 | 21.5 | 9900 | 8000 | 6500 | 3.67 | 2.13 | 10200 | 3.15 | 1.96 | 9 | 7
Live | 217970308 |  | 10.8 | 21.3 | 13300 | 9200 | 8000 | 2.78 | 2.16 | 13400 | 2.91 | 1.91 | 9.1 | 7
Live | 217970309 |  | 10.8 | 19.2 | 19000 | 14800 | 11500 | 3.24 | 2.58 | 20200 | 3.2 | 2.15 | 9.6 | 7.5
Live | 217970310 |  | 11 | 20 | 33700 | 19800 | 19700 | 3.09 | 1.99 | 30900 | 3.09 | 1.88 | 9.2 | 6.9
Live | 217970408 |  | 12.5 | 19 | 23200 | 19000 | 18600 | 3.37 | 2.37 | 23200 | 3.58 | 2.12 | 10.1 | 8.5
Live | 217970409 |  | 12 | 18.6 | 28800 | 20200 | 20600 | 2.96 | 2.24 | 29200 | 3.49 | 2.14 | 10 | 8.1
Live | 217970410 |  | 12 | 17.2 | 40000 | 24600 | 33200 | 3.02 | 1.94 | 35800 | 3.46 | 1.97 | 10.8 | 8.8
Live | 217970411 |  | 12 | 17.7 | 41700 | 33000 | 32600 | 3.11 | 2.26 | 38400 | 3.62 | 2.06 | 10 | 8
Live | 217970412 |  | 12 | 17.5 | 52000 | 48000 | 48000 | 3.13 | 2.13 | 52000 | 3.19 | 2 | 9.5 | 7.7
Live | 217970413 |  | 12 | 17.5 | 60000 | 54000 | 54000 | 2.62 | 2.29 | 60000 | 3.09 | 1.9 | 9.5 | 7.7
Live | 217970980 |  | 11.7 | 18.2 | 23000 | 21000 | 21000 | 3.42 | 2.2 | 21000 | 3.21 | 2 | 9 | 7.5
Live | 217970981 |  | 11.7 | 19.2 | 23400 | 22000 | 22000 | 3.43 | 2.5 | 22000 | 3.6 | 2 | 9.2 | 7.6
Live | 217970982 |  | 11.7 | 18.2 | 23000 | 21000 | 21000 | 3.42 | 2.2 | 21000 | 3.21 | 2 | 9 | 7.5
Live | 217970983 |  | 11.7 | 19.2 | 23400 | 22000 | 22000 | 3.43 | 2.5 | 22000 | 3.6 | 2 | 9.2 | 7.6
Live | 217970984 |  | 11.7 | 18.2 | 23000 | 21000 | 21000 | 3.42 | 2.2 | 21000 | 3.21 | 2 | 9 | 7.5
Live | 217970985 |  | 11.7 | 19.2 | 23400 | 22000 | 22000 | 3.43 | 2.5 | 22000 | 3.6 | 2 | 9.2 | 7.6
Live | 217970986 |  | 11.7 | 18.2 | 23000 | 21000 | 21000 | 3.42 | 2.2 | 21000 | 3.21 | 2 | 9 | 7.5
Live | 217970987 |  | 11.7 | 19.2 | 23400 | 22000 | 22000 | 3.43 | 2.5 | 22000 | 3.6 | 2 | 9.2 | 7.6
Live | 217970988 |  | 11.7 | 18.2 | 23000 | 21000 | 21000 | 3.42 | 2.2 | 21000 | 3.21 | 2 | 9 | 7.5
Live | 217970989 |  | 11.7 | 19.2 | 23400 | 22000 | 22000 | 3.43 | 2.5 | 22000 | 3.6 | 2 | 9.2 | 7.6
Live | 217970990 |  | 11.7 | 18.2 | 23000 | 21000 | 21000 | 3.42 | 2.2 | 21000 | 3.21 | 2 | 9 | 7.5
Live | 217970991 |  | 11.7 | 19.2 | 23400 | 22000 | 22000 | 3.43 | 2.5 | 22000 | 3.6 | 2 | 9.2 | 7.6
Live | 217970992 |  | 11.7 | 18.2 | 23000 | 21000 | 21000 | 3.42 | 2.2 | 21000 | 3.21 | 2 | 9 | 7.5
Live | 217970993 |  | 11.7 | 19.2 | 23400 | 22000 | 22000 | 3.43 | 2.5 | 22000 | 3.6 | 2 | 9.2 | 7.6
Live | 217970994 |  | 11.7 | 18.2 | 23000 | 21000 | 21000 | 3.42 | 2.2 | 21000 | 3.21 | 2 | 9 | 7.5
Live | 217970995 |  | 11.7 | 19.2 | 23400 | 22000 | 22000 | 3.43 | 2.5 | 22000 | 3.6 | 2 | 9.2 | 7.6
Live | 217970996 |  | 11.7 | 18.2 | 23000 | 21000 | 21000 | 3.42 | 2.2 | 21000 | 3.21 | 2 | 9 | 7.5
Live | 217970997 |  | 11.7 | 19.2 | 23400 | 22000 | 22000 | 3.43 | 2.5 | 22000 | 3.6 | 2 | 9.2 | 7.6
Live | 217970998 |  | 11.7 | 18.2 | 23000 | 21000 | 21000 | 3.42 | 2.2 | 21000 | 3.21 | 2 | 9 | 7.5
Live | 217970999 |  | 11 | 18.2 | 33400 | 30800 | 31000 | 3.22 | 2.2 | 31000 | 3.2 | 2 | 9 | 7.5
Live | 217971000 |  | 11.7 | 19 | 34200 | 31000 | 32600 | 3.43 | 2.5 | 32600 | 3.61 | 2 | 9.2 | 7.5
Live | 217971001 |  | 11 | 18.2 | 33400 | 30800 | 31000 | 3.22 | 2.2 | 31000 | 3.2 | 2 | 9 | 7.5
Live | 217971002 |  | 11 | 18.2 | 33400 | 30800 | 31000 | 3.22 | 2.2 | 31000 | 3.2 | 2 | 9 | 7.5
Live | 217971003 |  | 11.7 | 19 | 34200 | 31000 | 32600 | 3.43 | 2.5 | 32600 | 3.61 | 2 | 9.2 | 7.5
Live | 217971004 |  | 11.7 | 19 | 34200 | 31000 | 32600 | 3.43 | 2.5 | 32600 | 3.61 | 2 | 9.2 | 7.5
Live | 217971005 |  | 11.7 | 19.2 | 23400 | 22000 | 22000 | 3.43 | 2.5 | 22000 | 3.6 | 2 | 9.2 | 7.6
Live | 217989105 |  | 10.5 | 18 | 54000 | 54300 | 47000 | 3.08 | 2.3 | 54000 | 3.6 | 1.9 | 9 | 7.2
Live | 217989106 |  | 10.5 | 18 | 54000 | 54300 | 47000 | 3.08 | 2.3 | 54000 | 3.6 | 1.9 | 9 | 7.2
Live | 217989107 |  | 11.7 | 18 | 46000 | 53600 | 44000 | 3.43 | 2.36 | 48000 | 3.6 | 1.9 | 9 | 7.2
Live | 217989108 |  | 11.7 | 18 | 46000 | 53600 | 44000 | 3.43 | 2.36 | 48000 | 3.6 | 1.9 | 9 | 7.2
Live | 217989109 |  | 11.7 | 18 | 46000 | 53600 | 44000 | 3.43 | 2.36 | 48000 | 3.6 | 1.9 | 9 | 7.2
Live | 217989110 |  | 10.5 | 18 | 54000 | 54300 | 47000 | 3.08 | 2.3 | 54000 | 3.6 | 1.9 | 9 | 7.2
Live | 217989111 |  | 9.8 | 16 | 52000 | 55500 | 45000 | 2.87 | 2.04 | 52500 | 3.1 | 1.8 | 8.5 | 6.8
Live | 217989112 |  | 9.8 | 17 | 52000 | 55500 | 46000 | 2.87 | 2.04 | 53500 | 3.5 | 1.9 | 8.8 | 7.2
Live | 217989113 |  | 9.8 | 16 | 52000 | 55500 | 45000 | 2.87 | 2.04 | 52500 | 3.1 | 1.8 | 8.5 | 6.8
Live | 217989114 |  | 9.8 | 17 | 52000 | 55500 | 46000 | 2.87 | 2.04 | 53500 | 3.5 | 1.9 | 8.8 | 7.2
Live | 217989115 |  | 9.8 | 16 | 52000 | 55500 | 45000 | 2.87 | 2.04 | 52500 | 3.1 | 1.8 | 8.5 | 6.8
Live | 217989116 |  | 9.8 | 16 | 52000 | 55500 | 46000 | 2.87 | 2.04 | 53500 | 3.3 | 1.9 | 8.5 | 7.2
Live | 217989117 |  | 9.8 | 16 | 52000 | 55500 | 45000 | 2.87 | 2.04 | 52500 | 3.1 | 1.8 | 8.5 | 6.8
Live | 217989118 |  | 9.8 | 16 | 52000 | 55500 | 46000 | 2.87 | 2.04 | 53500 | 3.3 | 1.9 | 8.5 | 7.2
Live | 217989119 |  | 9.8 | 15.5 | 52000 | 55500 | 45000 | 2.87 | 2.04 | 52500 | 3.1 | 1.8 | 8.5 | 6.8
Live | 217989120 |  | 9.8 | 16.5 | 52000 | 55500 | 46000 | 2.87 | 2.04 | 53500 | 3.3 | 1.9 | 8.5 | 7.2
Live | 217989121 |  | 9.8 | 15.2 | 52000 | 55500 | 45000 | 2.87 | 2.04 | 52500 | 3.1 | 1.8 | 8.5 | 6.8
Live | 217989122 |  | 9.8 | 16.5 | 52000 | 55500 | 46000 | 2.87 | 2.04 | 53500 | 3.3 | 1.9 | 8.8 | 7.2
Live | 217989123 |  | 9.8 | 16 | 52000 | 55500 | 45000 | 2.87 | 2.04 | 52500 | 3.1 | 1.8 | 8.5 | 6.8
Live | 217989124 |  | 9.8 | 17 | 52000 | 55500 | 46000 | 2.87 | 2.04 | 53500 | 3.5 | 1.9 | 8.8 | 7.2
Live | 217989125 |  | 9.8 | 16 | 52000 | 55500 | 45000 | 2.87 | 2.04 | 52500 | 3.1 | 1.8 | 8.5 | 6.8
Live | 217989126 |  | 9.8 | 17 | 52000 | 55500 | 46000 | 2.87 | 2.04 | 53500 | 3.5 | 1.9 | 8.8 | 7.2
Live | 217989127 |  | 9.8 | 16 | 52000 | 55500 | 45000 | 2.87 | 2.04 | 52500 | 3.1 | 1.8 | 8.5 | 6.8
Live | 217989128 |  | 9.8 | 17 | 52000 | 55500 | 46000 | 2.87 | 2.04 | 53500 | 3.5 | 1.9 | 8.8 | 7.2
Live | 217989129 |  | 9.8 | 16 | 52000 | 55500 | 45000 | 2.87 | 2.04 | 52500 | 3.1 | 1.8 | 8.5 | 6.8
Live | 217989130 |  | 9.8 | 17 | 52000 | 55500 | 46000 | 2.87 | 2.04 | 53500 | 3.5 | 1.9 | 8.8 | 7.2
Live | 217989131 |  | 9.8 | 15.5 | 52000 | 55500 | 45000 | 2.87 | 2.04 | 52500 | 3.1 | 1.8 | 8.5 | 6.8
Live | 217989132 |  | 9.8 | 16.5 | 52000 | 55500 | 46000 | 2.87 | 2.04 | 53500 | 3.5 | 1.9 | 8.8 | 7.2
Live | 217989133 |  | 9.8 | 16 | 52000 | 55500 | 45000 | 2.87 | 2.04 | 52500 | 3.1 | 1.8 | 8.5 | 6.8
Live | 217989134 |  | 9.8 | 17 | 52000 | 55500 | 46000 | 2.87 | 2.04 | 53500 | 3.5 | 1.9 | 8.8 | 7.2
Live | 217989135 |  | 9.8 | 16 | 52000 | 55500 | 45000 | 2.87 | 2.04 | 52500 | 3.1 | 1.8 | 8.5 | 6.8
Live | 217989136 |  | 9.8 | 16 | 52000 | 55500 | 46000 | 2.87 | 2.04 | 53500 | 3.3 | 1.9 | 8.5 | 7.2
Live | 217989137 |  | 9.8 | 15.5 | 52000 | 55500 | 45000 | 2.87 | 2.04 | 52500 | 3.1 | 1.8 | 8.5 | 6.8
Live | 217989138 |  | 9.8 | 16.5 | 52000 | 55500 | 46000 | 2.87 | 2.04 | 53500 | 3.3 | 1.9 | 8.8 | 7.2
Live | 217989139 |  | 9.8 | 17 | 52000 | 55500 | 46000 | 2.87 | 2.04 | 54000 | 3.6 | 1.9 | 8.8 | 7.2
Live | 217989140 |  | 10.5 | 18 | 54000 | 54300 | 47000 | 3.08 | 2.3 | 54000 | 3.6 | 1.9 | 9 | 7.2
Live | 217989141 |  | 10.5 | 18 | 54000 | 54300 | 47000 | 3.08 | 2.3 | 54000 | 3.6 | 1.9 | 9 | 7.2
Live | 217989142 |  | 9.8 | 16 | 52000 | 55500 | 45000 | 2.87 | 2.04 | 52500 | 3.1 | 1.8 | 8.5 | 6.8
Live | 217989143 |  | 9.8 | 17 | 52000 | 55500 | 46000 | 2.87 | 2.04 | 53500 | 3.5 | 1.9 | 8.8 | 7.2
Live | 217989144 |  | 9.8 | 16 | 52000 | 55500 | 45000 | 2.87 | 2.04 | 52500 | 3.1 | 1.8 | 8.5 | 6.8
Live | 217989145 |  | 9.8 | 17 | 52000 | 55500 | 46000 | 2.87 | 2.04 | 53500 | 3.5 | 1.9 | 8.8 | 7.2
Live | 217989146 |  | 9.8 | 16 | 52000 | 55500 | 45000 | 2.87 | 2.04 | 52500 | 3.1 | 1.8 | 8.5 | 6.8
Live | 217989147 |  | 9.8 | 16 | 52000 | 55500 | 46000 | 2.87 | 2.04 | 53500 | 3.3 | 1.9 | 8.5 | 7.2
Live | 217989148 |  | 9.8 | 16 | 52000 | 55500 | 45000 | 2.87 | 2.04 | 52500 | 3.1 | 1.8 | 8.5 | 6.8
Live | 217989149 |  | 9.8 | 16 | 52000 | 55500 | 46000 | 2.87 | 2.04 | 53500 | 3.3 | 1.9 | 8.5 | 7.2
Live | 217989150 |  | 9.8 | 15.5 | 52000 | 55500 | 45000 | 2.87 | 2.04 | 52500 | 3.1 | 1.8 | 8.5 | 6.8
Live | 217989151 |  | 9.8 | 16.5 | 52000 | 55500 | 46000 | 2.87 | 2.04 | 53500 | 3.3 | 1.9 | 8.5 | 7.2
Live | 217989152 |  | 9.8 | 15.2 | 52000 | 55500 | 45000 | 2.87 | 2.04 | 52500 | 3.1 | 1.8 | 8.5 | 6.8
Live | 217989153 |  | 9.8 | 16.5 | 52000 | 55500 | 46000 | 2.87 | 2.04 | 53500 | 3.3 | 1.9 | 8.8 | 7.2
Live | 217989154 |  | 9.8 | 16 | 52000 | 55500 | 45000 | 2.87 | 2.04 | 52500 | 3.1 | 1.8 | 8.5 | 6.8
Live | 217989155 |  | 9.8 | 17 | 52000 | 55500 | 46000 | 2.87 | 2.04 | 53500 | 3.5 | 1.9 | 8.8 | 7.2
Live | 217989156 |  | 9.8 | 16 | 52000 | 55500 | 45000 | 2.87 | 2.04 | 52500 | 3.1 | 1.8 | 8.5 | 6.8
Live | 217989157 |  | 9.8 | 17 | 52000 | 55500 | 46000 | 2.87 | 2.04 | 53500 | 3.5 | 1.9 | 8.8 | 7.2
Live | 217989158 |  | 9.8 | 16 | 52000 | 55500 | 45000 | 2.87 | 2.04 | 52500 | 3.1 | 1.8 | 8.5 | 6.8
Live | 217989159 |  | 9.8 | 17 | 52000 | 55500 | 46000 | 2.87 | 2.04 | 53500 | 3.5 | 1.9 | 8.8 | 7.2
Live | 217989160 |  | 9.8 | 16 | 52000 | 55500 | 45000 | 2.87 | 2.04 | 52500 | 3.1 | 1.8 | 8.5 | 6.8
Live | 217989161 |  | 9.8 | 17 | 52000 | 55500 | 46000 | 2.87 | 2.04 | 53500 | 3.5 | 1.9 | 8.8 | 7.2
Live | 217989162 |  | 9.8 | 15.5 | 52000 | 55500 | 45000 | 2.87 | 2.04 | 52500 | 3.1 | 1.8 | 8.5 | 6.8
Live | 217989163 |  | 9.8 | 16.5 | 52000 | 55500 | 46000 | 2.87 | 2.04 | 53500 | 3.5 | 1.9 | 8.8 | 7.2
Live | 217989164 |  | 9.8 | 16 | 52000 | 55500 | 45000 | 2.87 | 2.04 | 52500 | 3.1 | 1.8 | 8.5 | 6.8
Live | 217989165 |  | 9.8 | 17 | 52000 | 55500 | 46000 | 2.87 | 2.04 | 53500 | 3.5 | 1.9 | 8.8 | 7.2
Live | 217989166 |  | 9.8 | 16 | 52000 | 55500 | 45000 | 2.87 | 2.04 | 52500 | 3.1 | 1.8 | 8.5 | 6.8
Live | 217989167 |  | 9.8 | 16 | 52000 | 55500 | 46000 | 2.87 | 2.04 | 53500 | 3.3 | 1.9 | 8.5 | 7.2
Live | 217989168 |  | 9.8 | 15.5 | 52000 | 55500 | 45000 | 2.87 | 2.04 | 52500 | 3.1 | 1.8 | 8.5 | 6.8
Live | 217989169 |  | 9.8 | 16.5 | 52000 | 55500 | 46000 | 2.87 | 2.04 | 53500 | 3.3 | 1.9 | 8.8 | 7.2
Live | 217989170 |  | 9.8 | 17 | 52000 | 55500 | 46000 | 2.87 | 2.04 | 54000 | 3.6 | 1.9 | 8.8 | 7.2
Live | 217989171 |  | 11.7 | 18 | 46000 | 53600 | 44000 | 3.43 | 2.36 | 48000 | 3.6 | 1.9 | 9 | 7.2
Live | 217989172 |  | 11 | 18 | 46000 | 52000 | 44000 | 3.23 | 1.96 | 48000 | 3.6 | 1.9 | 9 | 7.2
Live | 217989173 |  | 11 | 17.5 | 45500 | 52000 | 44000 | 3.22 | 1.96 | 46500 | 3.2 | 1.8 | 8.5 | 6.6
Live | 217989174 |  | 11 | 18 | 46000 | 52000 | 44000 | 3.23 | 1.96 | 47000 | 3.6 | 1.9 | 9 | 7.2
Live | 217989175 |  | 11 | 17 | 45500 | 52000 | 44000 | 3.22 | 1.96 | 46000 | 3.2 | 1.8 | 8.5 | 6.6
Live | 217989176 |  | 11 | 18 | 46000 | 52000 | 44000 | 3.23 | 1.96 | 47000 | 3.6 | 1.9 | 9 | 7.2
Live | 217989177 |  | 10.5 | 16.2 | 45000 | 52000 | 44000 | 3.07 | 1.96 | 46500 | 3.2 | 1.8 | 8.5 | 6.6
Live | 217989178 |  | 11 | 17.5 | 46000 | 52000 | 44000 | 3.23 | 1.96 | 47500 | 3.5 | 1.9 | 9 | 7.2
Live | 217989179 |  | 10.5 | 16.2 | 45000 | 52000 | 44000 | 3.07 | 1.96 | 46500 | 3.2 | 1.8 | 8.5 | 6.6
Live | 217989180 |  | 11 | 17.5 | 46000 | 52000 | 44000 | 3.23 | 1.96 | 47500 | 3.5 | 1.9 | 9 | 7.2
Live | 217989181 |  | 10.5 | 16.2 | 45000 | 52000 | 44000 | 3.07 | 1.96 | 46500 | 3.2 | 1.8 | 8.5 | 6.6
Live | 217989182 |  | 11 | 17.5 | 46000 | 52000 | 44000 | 3.23 | 1.96 | 47500 | 3.5 | 1.9 | 9 | 7.2
Live | 217989183 |  | 10.5 | 16.2 | 45000 | 52000 | 44000 | 3.07 | 1.96 | 46500 | 3.2 | 1.8 | 8.5 | 6.6
Live | 217989184 |  | 11 | 17.5 | 46000 | 52000 | 44000 | 3.23 | 1.96 | 47500 | 3.5 | 1.9 | 9 | 7.2
Live | 217989185 |  | 10.5 | 16.5 | 45000 | 52000 | 44000 | 3.07 | 1.96 | 46500 | 3.2 | 1.8 | 8.5 | 6.6
Live | 217989186 |  | 11 | 18 | 46000 | 52000 | 44000 | 3.23 | 1.96 | 47500 | 3.6 | 1.9 | 9 | 7.2
Live | 217989187 |  | 10.5 | 16.5 | 45000 | 52000 | 44000 | 3.07 | 1.96 | 46500 | 3.2 | 1.8 | 8.5 | 6.6
Live | 217989188 |  | 11 | 18 | 46000 | 52000 | 44000 | 3.23 | 1.96 | 47500 | 3.6 | 1.9 | 9 | 7.2
Live | 217989189 |  | 10.5 | 16.5 | 45000 | 52000 | 44000 | 3.07 | 1.96 | 46500 | 3.2 | 1.8 | 8.5 | 6.6
Live | 217989190 |  | 11 | 18 | 46000 | 52000 | 44000 | 3.23 | 1.96 | 47500 | 3.6 | 1.9 | 9 | 7.2
Live | 217989191 |  | 10.5 | 16.5 | 45000 | 52000 | 44000 | 3.07 | 1.96 | 46500 | 3.2 | 1.8 | 8.5 | 6.6
Live | 217989192 |  | 11 | 18 | 46000 | 52000 | 44000 | 3.23 | 1.96 | 47500 | 3.6 | 1.9 | 9 | 7.2
Live | 217989193 |  | 10.5 | 16.2 | 45000 | 52000 | 44000 | 3.07 | 1.96 | 46500 | 3.2 | 1.8 | 8.5 | 6.6
Live | 217989194 |  | 11 | 17.5 | 46000 | 52000 | 44000 | 3.23 | 1.96 | 47500 | 3.5 | 1.9 | 9 | 7.2
Live | 217989195 |  | 10.5 | 16.5 | 45000 | 52000 | 44000 | 3.07 | 1.96 | 46500 | 3.2 | 1.8 | 8.5 | 6.6
Live | 217989196 |  | 11 | 18 | 46000 | 52000 | 44000 | 3.23 | 1.96 | 47500 | 3.6 | 1.9 | 9 | 7.2
Live | 217989197 |  | 10.5 | 16.2 | 45000 | 52000 | 44000 | 3.07 | 1.96 | 46500 | 3.2 | 1.8 | 8.5 | 6.6
Live | 217989198 |  | 11 | 17.5 | 46000 | 52000 | 44000 | 3.23 | 1.96 | 47500 | 3.5 | 1.9 | 9 | 7.2
Live | 217989199 |  | 10.5 | 16.2 | 45000 | 52000 | 44000 | 3.07 | 1.96 | 46500 | 3.2 | 1.8 | 8.5 | 6.6
Live | 217989200 |  | 11 | 17.5 | 46000 | 52000 | 44000 | 3.23 | 1.96 | 47500 | 3.5 | 1.9 | 9 | 7.2
Live | 217989201 |  | 10.5 | 16.2 | 45000 | 52000 | 44000 | 3.07 | 1.96 | 46500 | 3.2 | 1.8 | 8.5 | 6.6
Live | 217989202 |  | 11 | 17.5 | 46000 | 52000 | 44000 | 3.23 | 1.96 | 47500 | 3.5 | 1.9 | 9 | 7.2
Live | 217989203 |  | 11.7 | 18 | 46000 | 53600 | 44000 | 3.43 | 2.36 | 48000 | 3.6 | 1.9 | 9 | 7.2
Live | 217989204 |  | 11 | 18 | 46000 | 52000 | 44000 | 3.23 | 1.96 | 48000 | 3.6 | 1.9 | 9 | 7.2
Live | 217989205 |  | 11 | 17.5 | 45500 | 52000 | 44000 | 3.22 | 1.96 | 46500 | 3.2 | 1.8 | 8.5 | 6.6
Live | 217989206 |  | 11 | 18 | 46000 | 52000 | 44000 | 3.23 | 1.96 | 47000 | 3.6 | 1.9 | 9 | 7.2
Live | 217989207 |  | 11 | 17 | 45500 | 52000 | 44000 | 3.22 | 1.96 | 46000 | 3.2 | 1.8 | 8.5 | 6.6
Live | 217989208 |  | 11 | 18 | 46000 | 52000 | 44000 | 3.23 | 1.96 | 47000 | 3.6 | 1.9 | 9 | 7.2
Live | 217989209 |  | 10.5 | 16.2 | 45000 | 52000 | 44000 | 3.07 | 1.96 | 46500 | 3.2 | 1.8 | 8.5 | 6.6
Live | 217989210 |  | 11 | 17.5 | 46000 | 52000 | 44000 | 3.23 | 1.96 | 47500 | 3.5 | 1.9 | 9 | 7.2
Live | 217989211 |  | 10.5 | 16.2 | 45000 | 52000 | 44000 | 3.07 | 1.96 | 46500 | 3.2 | 1.8 | 8.5 | 6.6
Live | 217989212 |  | 11 | 17.5 | 46000 | 52000 | 44000 | 3.23 | 1.96 | 47500 | 3.5 | 1.9 | 9 | 7.2
Live | 217989213 |  | 10.5 | 16.2 | 45000 | 52000 | 44000 | 3.07 | 1.96 | 46500 | 3.2 | 1.8 | 8.5 | 6.6
Live | 217989214 |  | 11 | 17.5 | 46000 | 52000 | 44000 | 3.23 | 1.96 | 47500 | 3.5 | 1.9 | 9 | 7.2
Live | 217989215 |  | 10.5 | 16.2 | 45000 | 52000 | 44000 | 3.07 | 1.96 | 46500 | 3.2 | 1.8 | 8.5 | 6.6
Live | 217989216 |  | 11 | 17.5 | 46000 | 52000 | 44000 | 3.23 | 1.96 | 47500 | 3.5 | 1.9 | 9 | 7.2
Live | 217989217 |  | 10.5 | 16.5 | 45000 | 52000 | 44000 | 3.07 | 1.96 | 46500 | 3.2 | 1.8 | 8.5 | 6.6
Live | 217989218 |  | 11 | 18 | 46000 | 52000 | 44000 | 3.23 | 1.96 | 47500 | 3.6 | 1.9 | 9 | 7.2
Live | 217989219 |  | 10.5 | 16.5 | 45000 | 52000 | 44000 | 3.07 | 1.96 | 46500 | 3.2 | 1.8 | 8.5 | 6.6
Live | 217989220 |  | 11 | 18 | 46000 | 52000 | 44000 | 3.23 | 1.96 | 47500 | 3.6 | 1.9 | 9 | 7.2
Live | 217989221 |  | 10.5 | 16.5 | 45000 | 52000 | 44000 | 3.07 | 1.96 | 46500 | 3.2 | 1.8 | 8.5 | 6.6
Live | 217989222 |  | 11 | 18 | 46000 | 52000 | 44000 | 3.23 | 1.96 | 47500 | 3.6 | 1.9 | 9 | 7.2
Live | 217989223 |  | 10.5 | 16.5 | 45000 | 52000 | 44000 | 3.07 | 1.96 | 46500 | 3.2 | 1.8 | 8.5 | 6.6
Live | 217989224 |  | 11 | 18 | 46000 | 52000 | 44000 | 3.23 | 1.96 | 47500 | 3.6 | 1.9 | 9 | 7.2
Live | 217989225 |  | 10.5 | 16.2 | 45000 | 52000 | 44000 | 3.07 | 1.96 | 46500 | 3.2 | 1.8 | 8.5 | 6.6
Live | 217989226 |  | 11 | 17.5 | 46000 | 52000 | 44000 | 3.23 | 1.96 | 47500 | 3.5 | 1.9 | 9 | 7.2
Live | 217989227 |  | 10.5 | 16.5 | 45000 | 52000 | 44000 | 3.07 | 1.96 | 46500 | 3.2 | 1.8 | 8.5 | 6.6
Live | 217989228 |  | 11 | 18 | 46000 | 52000 | 44000 | 3.23 | 1.96 | 47500 | 3.6 | 1.9 | 9 | 7.2
Live | 217989229 |  | 10.5 | 16.2 | 45000 | 52000 | 44000 | 3.07 | 1.96 | 46500 | 3.2 | 1.8 | 8.5 | 6.6
Live | 217989230 |  | 11 | 17.5 | 46000 | 52000 | 44000 | 3.23 | 1.96 | 47500 | 3.5 | 1.9 | 9 | 7.2
Live | 217989231 |  | 10.5 | 16.2 | 45000 | 52000 | 44000 | 3.07 | 1.96 | 46500 | 3.2 | 1.8 | 8.5 | 6.6
Live | 217989232 |  | 11 | 17.5 | 46000 | 52000 | 44000 | 3.23 | 1.96 | 47500 | 3.5 | 1.9 | 9 | 7.2
Live | 217989233 |  | 10.5 | 16.2 | 45000 | 52000 | 44000 | 3.07 | 1.96 | 46500 | 3.2 | 1.8 | 8.5 | 6.6
Live | 217989234 |  | 11 | 17.5 | 46000 | 52000 | 44000 | 3.23 | 1.96 | 47500 | 3.5 | 1.9 | 9 | 7.2
Live | 217989235 |  | 11.7 | 18 | 46000 | 53600 | 44000 | 3.43 | 2.36 | 48000 | 3.6 | 1.9 | 9 | 7.2
Live | 217989236 |  | 11 | 18 | 46000 | 52000 | 44000 | 3.23 | 1.96 | 48000 | 3.6 | 1.9 | 9 | 7.2
Live | 217989237 |  | 11 | 17.5 | 45500 | 52000 | 44000 | 3.22 | 1.96 | 46500 | 3.2 | 1.8 | 8.5 | 6.6
Live | 217989238 |  | 11 | 18 | 46000 | 52000 | 44000 | 3.23 | 1.96 | 47000 | 3.6 | 1.9 | 9 | 7.2
Live | 217989239 |  | 11 | 17 | 45500 | 52000 | 44000 | 3.22 | 1.96 | 46000 | 3.2 | 1.8 | 8.5 | 6.6
Live | 217989240 |  | 11 | 18 | 46000 | 52000 | 44000 | 3.23 | 1.96 | 47000 | 3.6 | 1.9 | 9 | 7.2
Live | 217989241 |  | 10.5 | 16.2 | 45000 | 52000 | 44000 | 3.07 | 1.96 | 46500 | 3.2 | 1.8 | 8.5 | 6.6
Live | 217989242 |  | 11 | 17.5 | 46000 | 52000 | 44000 | 3.23 | 1.96 | 47500 | 3.5 | 1.9 | 9 | 7.2
Live | 217989243 |  | 10.5 | 16.2 | 45000 | 52000 | 44000 | 3.07 | 1.96 | 46500 | 3.2 | 1.8 | 8.5 | 6.6
Live | 217989244 |  | 11 | 17.5 | 46000 | 52000 | 44000 | 3.23 | 1.96 | 47500 | 3.5 | 1.9 | 9 | 7.2
Live | 217989245 |  | 10.5 | 16.2 | 45000 | 52000 | 44000 | 3.07 | 1.96 | 46500 | 3.2 | 1.8 | 8.5 | 6.6
Live | 217989246 |  | 11 | 17.5 | 46000 | 52000 | 44000 | 3.23 | 1.96 | 47500 | 3.5 | 1.9 | 9 | 7.2
Live | 217989247 |  | 10.5 | 16.2 | 45000 | 52000 | 44000 | 3.07 | 1.96 | 46500 | 3.2 | 1.8 | 8.5 | 6.6
Live | 217989248 |  | 11 | 17.5 | 46000 | 52000 | 44000 | 3.23 | 1.96 | 47500 | 3.5 | 1.9 | 9 | 7.2
Live | 217989249 |  | 10.5 | 16.5 | 45000 | 52000 | 44000 | 3.07 | 1.96 | 46500 | 3.2 | 1.8 | 8.5 | 6.6
Live | 217989250 |  | 11 | 18 | 46000 | 52000 | 44000 | 3.23 | 1.96 | 47500 | 3.6 | 1.9 | 9 | 7.2
Live | 217989251 |  | 10.5 | 16.5 | 45000 | 52000 | 44000 | 3.07 | 1.96 | 46500 | 3.2 | 1.8 | 8.5 | 6.6
Live | 217989252 |  | 11 | 18 | 46000 | 52000 | 44000 | 3.23 | 1.96 | 47500 | 3.6 | 1.9 | 9 | 7.2
Live | 217989253 |  | 10.5 | 16.5 | 45000 | 52000 | 44000 | 3.07 | 1.96 | 46500 | 3.2 | 1.8 | 8.5 | 6.6
Live | 217989254 |  | 11 | 18 | 46000 | 52000 | 44000 | 3.23 | 1.96 | 47500 | 3.6 | 1.9 | 9 | 7.2
Live | 217989255 |  | 10.5 | 16.5 | 45000 | 52000 | 44000 | 3.07 | 1.96 | 46500 | 3.2 | 1.8 | 8.5 | 6.6
Live | 217989256 |  | 11 | 18 | 46000 | 52000 | 44000 | 3.23 | 1.96 | 47500 | 3.6 | 1.9 | 9 | 7.2
Live | 217989257 |  | 10.5 | 16.2 | 45000 | 52000 | 44000 | 3.07 | 1.96 | 46500 | 3.2 | 1.8 | 8.5 | 6.6
Live | 217989258 |  | 11 | 17.5 | 46000 | 52000 | 44000 | 3.23 | 1.96 | 47500 | 3.5 | 1.9 | 9 | 7.2
Live | 217989259 |  | 10.5 | 16.5 | 45000 | 52000 | 44000 | 3.07 | 1.96 | 46500 | 3.2 | 1.8 | 8.5 | 6.6
Live | 217989260 |  | 11 | 18 | 46000 | 52000 | 44000 | 3.23 | 1.96 | 47500 | 3.6 | 1.9 | 9 | 7.2
Live | 217989261 |  | 10.5 | 16.2 | 45000 | 52000 | 44000 | 3.07 | 1.96 | 46500 | 3.2 | 1.8 | 8.5 | 6.6
Live | 217989262 |  | 11 | 17.5 | 46000 | 52000 | 44000 | 3.23 | 1.96 | 47500 | 3.5 | 1.9 | 9 | 7.2
Live | 217989263 |  | 10.5 | 16.2 | 45000 | 52000 | 44000 | 3.07 | 1.96 | 46500 | 3.2 | 1.8 | 8.5 | 6.6
Live | 217989264 |  | 11 | 17.5 | 46000 | 52000 | 44000 | 3.23 | 1.96 | 47500 | 3.5 | 1.9 | 9 | 7.2
Live | 217989265 |  | 10.5 | 16.2 | 45000 | 52000 | 44000 | 3.07 | 1.96 | 46500 | 3.2 | 1.8 | 8.5 | 6.6
Live | 217989266 |  | 11 | 17.5 | 46000 | 52000 | 44000 | 3.23 | 1.96 | 47500 | 3.5 | 1.9 | 9 | 7.2
Live | 217989267 |  | 10.5 | 18 | 54000 | 54300 | 47000 | 3.08 | 2.3 | 54000 | 3.6 | 1.9 | 9 | 7.2
Live | 217989268 |  | 9.8 | 16 | 52000 | 55500 | 45000 | 2.87 | 2.04 | 52500 | 3.1 | 1.8 | 8.5 | 6.8
Live | 217989269 |  | 9.8 | 17 | 52000 | 55500 | 46000 | 2.87 | 2.04 | 53500 | 3.5 | 1.9 | 8.8 | 7.2
Live | 217989270 |  | 9.8 | 16 | 52000 | 55500 | 45000 | 2.87 | 2.04 | 52500 | 3.1 | 1.8 | 8.5 | 6.8
Live | 217989271 |  | 9.8 | 17 | 52000 | 55500 | 46000 | 2.87 | 2.04 | 53500 | 3.5 | 1.9 | 8.8 | 7.2
Live | 217989272 |  | 9.8 | 16 | 52000 | 55500 | 45000 | 2.87 | 2.04 | 52500 | 3.1 | 1.8 | 8.5 | 6.8
Live | 217989273 |  | 9.8 | 16 | 52000 | 55500 | 46000 | 2.87 | 2.04 | 53500 | 3.3 | 1.9 | 8.5 | 7.2
Live | 217989274 |  | 9.8 | 16 | 52000 | 55500 | 45000 | 2.87 | 2.04 | 52500 | 3.1 | 1.8 | 8.5 | 6.8
Live | 217989275 |  | 9.8 | 16 | 52000 | 55500 | 46000 | 2.87 | 2.04 | 53500 | 3.3 | 1.9 | 8.5 | 7.2
Live | 217989276 |  | 9.8 | 15.5 | 52000 | 55500 | 45000 | 2.87 | 2.04 | 52500 | 3.1 | 1.8 | 8.5 | 6.8
Live | 217989277 |  | 9.8 | 16.5 | 52000 | 55500 | 46000 | 2.87 | 2.04 | 53500 | 3.3 | 1.9 | 8.5 | 7.2
Live | 217989278 |  | 9.8 | 15.2 | 52000 | 55500 | 45000 | 2.87 | 2.04 | 52500 | 3.1 | 1.8 | 8.5 | 6.8
Live | 217989279 |  | 9.8 | 16.5 | 52000 | 55500 | 46000 | 2.87 | 2.04 | 53500 | 3.3 | 1.9 | 8.8 | 7.2
Live | 217989280 |  | 9.8 | 16 | 52000 | 55500 | 45000 | 2.87 | 2.04 | 52500 | 3.1 | 1.8 | 8.5 | 6.8
Live | 217989281 |  | 9.8 | 17 | 52000 | 55500 | 46000 | 2.87 | 2.04 | 53500 | 3.5 | 1.9 | 8.8 | 7.2
Live | 217989282 |  | 9.8 | 16 | 52000 | 55500 | 45000 | 2.87 | 2.04 | 52500 | 3.1 | 1.8 | 8.5 | 6.8
Live | 217989283 |  | 9.8 | 17 | 52000 | 55500 | 46000 | 2.87 | 2.04 | 53500 | 3.5 | 1.9 | 8.8 | 7.2
Live | 217989284 |  | 9.8 | 16 | 52000 | 55500 | 45000 | 2.87 | 2.04 | 52500 | 3.1 | 1.8 | 8.5 | 6.8
Live | 217989285 |  | 9.8 | 17 | 52000 | 55500 | 46000 | 2.87 | 2.04 | 53500 | 3.5 | 1.9 | 8.8 | 7.2
Live | 217989286 |  | 9.8 | 16 | 52000 | 55500 | 45000 | 2.87 | 2.04 | 52500 | 3.1 | 1.8 | 8.5 | 6.8
Live | 217989287 |  | 9.8 | 17 | 52000 | 55500 | 46000 | 2.87 | 2.04 | 53500 | 3.5 | 1.9 | 8.8 | 7.2
Live | 217989288 |  | 9.8 | 15.5 | 52000 | 55500 | 45000 | 2.87 | 2.04 | 52500 | 3.1 | 1.8 | 8.5 | 6.8
Live | 217989289 |  | 9.8 | 16.5 | 52000 | 55500 | 46000 | 2.87 | 2.04 | 53500 | 3.5 | 1.9 | 8.8 | 7.2
Live | 217989290 |  | 9.8 | 16 | 52000 | 55500 | 45000 | 2.87 | 2.04 | 52500 | 3.1 | 1.8 | 8.5 | 6.8
Live | 217989291 |  | 9.8 | 17 | 52000 | 55500 | 46000 | 2.87 | 2.04 | 53500 | 3.5 | 1.9 | 8.8 | 7.2
Live | 217989292 |  | 9.8 | 16 | 52000 | 55500 | 45000 | 2.87 | 2.04 | 52500 | 3.1 | 1.8 | 8.5 | 6.8
Live | 217989293 |  | 9.8 | 16 | 52000 | 55500 | 46000 | 2.87 | 2.04 | 53500 | 3.3 | 1.9 | 8.5 | 7.2
Live | 217989294 |  | 9.8 | 15.5 | 52000 | 55500 | 45000 | 2.87 | 2.04 | 52500 | 3.1 | 1.8 | 8.5 | 6.8
Live | 217989295 |  | 9.8 | 16.5 | 52000 | 55500 | 46000 | 2.87 | 2.04 | 53500 | 3.3 | 1.9 | 8.8 | 7.2
Live | 217989296 |  | 9.8 | 17 | 52000 | 55500 | 46000 | 2.87 | 2.04 | 54000 | 3.6 | 1.9 | 8.8 | 7.2
Live | 217989302 |  | 10.1 | 18 | 9900 | 7200 | 6000 | 2.61 | 2.03 | 10600 | 2.68 | 1.83 | 9 | 7
Live | 217992254 |  | 12.5 | 20.5 | 10300 | 9600 | 7600 | 2.96 | 2.27 | 13136 | 3.5 | 1.94 | 8.8 | 6.8
Live | 217992255 |  | 12 | 20 | 20300 | 15400 | 12100 | 2.59 | 2.16 | 22500 | 2.87 | 1.85 | 8.5 | 7
Live | 217992256 |  | 15 | 26 | 13000 | 11000 | 9500 | 3.5 | 2.08 | 14600 | 2.82 | 1.88 | 10.4 | 7.4
Live | 217992257 |  | 13 | 24.5 | 15000 | 12000 | 11000 | 3.03 | 2.06 | 14600 | 3.72 | 1.95 | 9.5 | 8
Live | 217992258 |  | 13.65 | 24.5 | 22178 | 18500 | 14600 | 3.33 | 2.13 | 19310 | 3.33 | 1.9 | 9 | 7.6
Live | 217992259 |  | 16.8 | 30 | 14000 | 13000 | 11500 | 3.16 | 2.06 | 16000 | 3.75 | 2.11 | 11.2 | 8.5
Live | 217992260 |  | 15.2 | 29.5 | 17000 | 13000 | 12200 | 3.83 | 2.06 | 16200 | 3.77 | 2 | 10 | 8
Live | 217992261 |  | 14.3 | 27.5 | 25590 | 20100 | 18000 | 3.19 | 1.9 | 23000 | 3.24 | 1.8 | 10 | 8
Live | 217992262 |  | 13.95 | 27 | 31000 | 24000 | 24000 | 3.3 | 1.94 | 32000 | 3.2 | 1.8 | 10 | 8.5
Live | 217992263 |  | 11.9 | 20.5 | 11600 | 10600 | 7600 | 2.96 | 2.25 | 12000 | 2.91 | 1.86 | 8.8 | 6.8
Live | 217992264 |  | 9.75 | 19 | 13300 | 11500 | 9100 | 2.6 | 2.2 | 12000 | 3.52 | 1.8 | 8.5 | 7.3
Live | 217992265 |  | 11.9 | 19 | 25250 | 19300 | 16800 | 3.16 | 2.36 | 24000 | 3.61 | 1.81 | 8.5 | 6.7
Live | 217992266 |  | 13.65 | 26 | 28660 | 21800 | 19000 | 3.12 | 2.7 | 29000 | 3.39 | 1.81 | 10 | 8
Live | 217992267 |  | 11 | 22 | 33000 | 27000 | 23000 | 2.98 | 2.08 | 32000 | 2.84 | 1.8 | 9 | 7
Live | 217992268 |  | 12 | 21 | 37000 | 27500 | 24600 | 2.85 | 1.99 | 34100 | 2.62 | 1.8 | 8.5 | 7.5
Live | 217992269 |  | 11.9 | 19 | 25250 | 19300 | 16800 | 3.16 | 2.36 | 24000 | 3.61 | 1.81 | 8.5 | 6.7
Live | 217992571 |  | 11 | 17 | 36600 | 34600 | 32800 | 3.1 | 2.3 | 38500 | 3.55 | 2 | 9 | 7.5
Live | 217992572 |  | 11 | 17 | 36600 | 34600 | 32800 | 3.09 | 2.3 | 38500 | 3.55 | 2 | 9 | 7.5
Live | 217992573 |  | 11.2 | 17.5 | 36800 | 34800 | 32800 | 3.13 | 2.3 | 38500 | 3.57 | 1.9 | 9 | 7.5
Live | 217992574 |  | 11.2 | 17.5 | 36800 | 34800 | 32800 | 3.14 | 2.3 | 38500 | 3.57 | 1.9 | 9 | 7.5
Live | 217992575 |  | 11.2 | 17.5 | 37000 | 34800 | 32800 | 3.12 | 2.3 | 39000 | 3.63 | 1.9 | 9 | 7.5
Live | 217992576 |  | 11 | 16 | 37000 | 35000 | 33200 | 3.1 | 2.31 | 39000 | 3.63 | 2 | 9.5 | 8
Live | 217992577 |  | 11.7 | 18 | 39200 | 34600 | 33000 | 3.32 | 2.3 | 37000 | 3.48 | 2 | 9 | 7.5
Live | 217992578 |  | 11.7 | 17.5 | 40000 | 35000 | 33200 | 3.33 | 2.31 | 37000 | 3.5 | 2 | 9 | 7.5
Live | 217992598 |  | 12.5 | 18 | 18500 | 14800 | 18000 | 3.52 | 2.34 | 18400 | 3.57 | 2 | 9 | 6.5
Live | 217992599 |  | 11.5 | 18 | 27000 | 28000 | 19500 | 3.32 | 2.47 | 28200 | 3.42 | 2.14 | 8.3 | 6
Live | 217992600 |  | 11.7 | 18.5 | 24000 | 24000 | 19000 | 3.4 | 2.43 | 24800 | 3.48 | 1.75 | 8.3 | 6
Live | 217992601 |  | 11.5 | 19 | 34500 | 32600 | 21600 | 3.25 | 2.4 | 34500 | 3.47 | 2 | 8.3 | 6
Live | 217992602 |  | 11.5 | 19 | 53500 | 45000 | 40000 | 3.32 | 2.4 | 55000 | 3.37 | 2.24 | 9.5 | 6.5
Live | 217992603 |  | 11.7 | 20 | 48000 | 40400 | 36000 | 3.28 | 2.65 | 48800 | 3.27 | 2.18 | 9.5 | 6.5
Live | 217992604 |  | 12.5 | 18 | 24000 | 21600 | 24000 | 3.52 | 2.67 | 25400 | 3.54 | 2 | 10 | 7
Live | 217992605 |  | 11.5 | 18.2 | 34500 | 29600 | 34000 | 3.17 | 2.47 | 34400 | 3.17 | 2 | 10 | 7
Live | 217992606 |  | 12 | 19 | 48000 | 41500 | 48000 | 3.37 | 2.84 | 48400 | 3.33 | 2 | 10 | 7
Live | 217992607 |  | 11.5 | 18.5 | 53000 | 47300 | 54000 | 3.08 | 2.64 | 54400 | 3.33 | 2.1 | 10.5 | 7
Live | 217992614 |  | 9.3 | 19 | 13300 | 10000 | 8500 | 2.6 | 2.36 | 12000 | 3.52 | 1.81 | 8.5 | 7.3
Live | 217994514 |  | 12 | 21 | 19600 | 17600 | 13800 | 2.96 | 2.36 | 18100 | 3.21 | 2 | 10 | 8
Live | 217994515 |  | 13 | 21 | 44000 | 44500 | 37800 | 3.03 | 2.4 | 45200 | 3.23 | 2.1 | 10 | 8
Live | 217994516 |  | 11.7 | 18 | 19600 | 16400 | 13600 | 2.7 | 1.96 | 18100 | 2.81 | 1.86 | 8.1 | 7.2
Live | 217994517 |  | 11.8 | 19 | 19600 | 16400 | 13700 | 2.82 | 2.1 | 18100 | 2.98 | 1.8 | 9 | 7.5
Live | 217994518 |  | 12 | 18 | 44000 | 43200 | 36000 | 2.75 | 2.14 | 45200 | 2.88 | 1.9 | 8.1 | 7
Live | 217994519 |  | 12.2 | 19 | 44000 | 43200 | 37000 | 2.88 | 2.26 | 45200 | 3.07 | 1.84 | 9 | 7.4
Live | 217994520 |  | 12 | 21 | 49100 | 44500 | 37800 | 3 | 2.4 | 48000 | 3.9 | 2.1 | 10 | 8
Live | 217994521 |  | 11.7 | 18 | 49100 | 44000 | 36000 | 2.94 | 2.1 | 48000 | 3.5 | 1.9 | 8.1 | 7
Live | 217994522 |  | 11.8 | 19 | 49100 | 44000 | 37000 | 2.96 | 2.26 | 48000 | 3.7 | 1.84 | 9 | 7.4
Live | 217994523 |  | 11.5 | 21 | 19600 | 16400 | 13800 | 2.96 | 2.36 | 18100 | 3.21 | 2 | 10 | 8
Live | 217994524 |  | 11 | 18 | 19600 | 16400 | 13600 | 2.7 | 1.96 | 18100 | 2.81 | 1.86 | 8.1 | 7.2
Live | 217994525 |  | 11.1 | 19 | 19600 | 16400 | 13700 | 2.82 | 2.1 | 18100 | 2.98 | 1.8 | 9 | 7.5
Live | 217994526 |  | 11.65 | 21 | 55000 | 48000 | 36400 | 2.78 | 2.4 | 62000 | 2.98 | 1.9 | 10 | 10
Live | 217994527 |  | 13.3 | 21 | 31400 | 26600 | 21600 | 3.1 | 2.3 | 28800 | 3.22 | 2 | 10 | 8
Live | 217994528 |  | 13.6 | 21 | 34100 | 31860 | 27000 | 2.97 | 2.4 | 30400 | 3.32 | 2.07 | 10 | 8
Live | 217994529 |  | 12 | 21 | 38000 | 37720 | 36000 | 2.84 | 2.2 | 43200 | 3.17 | 2.1 | 10 | 8
Live | 217994530 |  | 12 | 18 | 31400 | 26600 | 21600 | 2.81 | 2.18 | 28800 | 2.8 | 1.86 | 8.1 | 7.2
Live | 217994531 |  | 12 | 18 | 34100 | 31860 | 26000 | 2.7 | 2.18 | 30400 | 2.89 | 1.88 | 8.1 | 7.2
Live | 217994532 |  | 11.7 | 18 | 38000 | 37720 | 33000 | 2.58 | 2 | 43200 | 2.75 | 1.9 | 8.1 | 7
Live | 217994533 |  | 12.2 | 19 | 31400 | 26600 | 21600 | 2.95 | 2.3 | 28800 | 2.98 | 1.8 | 9 | 7.5
Live | 217994534 |  | 12.2 | 19 | 34100 | 31860 | 26400 | 2.83 | 2.29 | 30400 | 3.08 | 1.81 | 9 | 7.5
Live | 217994535 |  | 11.8 | 19 | 38000 | 37720 | 34000 | 2.7 | 2.1 | 43200 | 2.93 | 1.84 | 9 | 7.4
Live | 217994541 |  | 9.8 | 14.5 | 47000 | 53000 | 40000 | 2.7 | 2.18 | 53000 | 3 | 1.8 | 8.4 | 7.2
Live | 217995506 |  | 11.9 | 19 | 25250 | 19300 | 16800 | 3.16 | 2.36 | 24000 | 3.61 | 1.81 | 8.5 | 6.7
Live | 218001417 |  | 11.25 | 18.5 | 32000 | 24100 | 20400 | 2.7 | 1.91 | 31000 | 3.24 | 1.8 | 8.5 | 7.5
Live | 218001419 |  | 11.25 | 22.5 | 32000 | 24100 | 21000 | 2.8 | 1.91 | 32000 | 3.25 | 1.8 | 8.5 | 7.5
Live | 218001420 |  | 11.95 | 20 | 43000 | 27600 | 23800 | 3.15 | 2.64 | 39200 | 3.6 | 1.9 | 8.5 | 7.5
Live | 218001421 |  | 11 | 21 | 37400 | 27000 | 23400 | 2.74 | 2.26 | 37400 | 3.55 | 1.9 | 8.5 | 7.5
Live | 218001422 |  | 11.25 | 21 | 42200 | 26600 | 22000 | 3.09 | 2.4 | 37400 | 3.65 | 1.8 | 8.5 | 7.5
Live | 218001423 |  | 15 | 24 | 11900 | 10800 | 7600 | 3.92 | 2.59 | 13700 | 3.65 | 1.94 | 9.2 | 7
Live | 218001424 |  | 13.1 | 22 | 11000 | 11000 | 9400 | 3.58 | 2.34 | 14000 | 3.34 | 1.97 | 9.5 | 7.2
Live | 218001425 |  | 14.2 | 25 | 12300 | 11400 | 10000 | 3.31 | 2.16 | 14300 | 2.76 | 1.95 | 9.6 | 6.8
Live | 218001426 |  | 15 | 23 | 12900 | 10000 | 8700 | 3.47 | 1.83 | 13600 | 2.62 | 1.75 | 9.4 | 6.6
Live | 218001427 |  | 14.2 | 22 | 12200 | 10200 | 9500 | 3.28 | 2.32 | 13600 | 3.41 | 2.14 | 9.2 | 6.6
Live | 218001429 |  | 13 | 23 | 16000 | 12000 | 10000 | 3.23 | 1.99 | 14000 | 3.57 | 1.9 | 9 | 8
Live | 218001430 |  | 12.3 | 21.5 | 15500 | 12000 | 10000 | 3.13 | 1.99 | 14280 | 3.64 | 1.9 | 9.5 | 8
Live | 218001431 |  | 13 | 23 | 15700 | 12000 | 10000 | 3.17 | 1.99 | 14280 | 3.64 | 1.9 | 9.5 | 8
Live | 218001432 |  | 13 | 23 | 15354 | 12000 | 10500 | 3.1 | 1.99 | 14160 | 3.61 | 1.9 | 9 | 8
Live | 218001434 |  | 10.9 | 21 | 19790 | 14800 | 12600 | 2.84 | 1.98 | 18000 | 2.82 | 1.8 | 9 | 7.6
Live | 218001435 |  | 14 | 22.5 | 23543 | 18500 | 15000 | 3.38 | 2.41 | 21325 | 3.81 | 1.9 | 9 | 7.6
Live | 218001436 |  | 12.8 | 21.5 | 21496 | 16000 | 15800 | 3.09 | 2.08 | 21496 | 3.41 | 1.9 | 9.5 | 8
Live | 218001439 |  | 11.6 | 22.5 | 26600 | 20000 | 16800 | 2.79 | 1.8 | 24000 | 2.66 | 1.8 | 9 | 7.5
Live | 218001445 |  | 13 | 21.5 | 15354 | 12000 | 10500 | 3.1 | 2.2 | 14160 | 3.61 | 1.9 | 9 | 8
Live | 218001446 |  | 13 | 23 | 16000 | 12000 | 10000 | 3.23 | 2.17 | 14000 | 3.57 | 1.9 | 8.5 | 8
Live | 218001447 |  | 12.3 | 20 | 15500 | 12000 | 10000 | 3.13 | 2.13 | 14600 | 3.69 | 1.9 | 8.5 | 8
Live | 218001448 |  | 13 | 23 | 14000 | 13000 | 10000 | 3.16 | 2.01 | 16000 | 2.76 | 1.9 | 8.5 | 8
Live | 218001449 |  | 13 | 23.1 | 15000 | 12000 | 10000 | 3.38 | 1.85 | 16000 | 2.76 | 1.8 | 9 | 8
Live | 218001450 |  | 14 | 24.5 | 25930 | 19200 | 17000 | 3.1 | 1.87 | 26613 | 3.47 | 1.8 | 9.4 | 8.1
Live | 218001451 |  | 10.75 | 20 | 21300 | 19200 | 14500 | 2.84 | 1.53 | 23540 | 2.46 | 1.8 | 9.2 | 7.9
Live | 218001452 |  | 11.6 | 22 | 20470 | 18915 | 15000 | 2.73 | 1.43 | 20470 | 2.35 | 1.8 | 8.8 | 7.6
Live | 218001453 |  | 11.25 | 21.5 | 22520 | 19788 | 17500 | 3.07 | 1.69 | 26613 | 2.79 | 1.8 | 9.2 | 7.9
Live | 218001454 |  | 12.5 | 23 | 29000 | 21000 | 17000 | 2.98 | 1.86 | 29000 | 3.04 | 1.8 | 9 | 7.5
Live | 218001455 |  | 12.5 | 22 | 29000 | 21000 | 21000 | 2.98 | 1.95 | 29000 | 3.15 | 1.8 | 9 | 7.5
Live | 218001456 |  | 13 | 23 | 29000 | 23000 | 21000 | 3.04 | 1.95 | 29000 | 3.15 | 1.8 | 9.5 | 7.5
Live | 218001458 |  | 12 | 20 | 41000 | 27300 | 24400 | 3 | 1.96 | 37500 | 2.75 | 2 | 8.5 | 7.5
Live | 218001461 |  | 13 | 21 | 27600 | 18000 | 18000 | 3.52 | 2.1 | 25400 | 3.24 | 2 | 10 | 7.5
Live | 218001462 |  | 13 | 20 | 27600 | 22000 | 18000 | 3.44 | 2.5 | 25400 | 3.38 | 2 | 10 | 8
Live | 218001463 |  | 13 | 20.5 | 27600 | 20000 | 18000 | 3.47 | 2.3 | 25400 | 3.31 | 2 | 10 | 7.75
Live | 218001464 |  | 12 | 21 | 33000 | 27000 | 27000 | 2.71 | 1.9 | 32000 | 2.73 | 1.9 | 10 | 8.1
Live | 218001465 |  | 12 | 19 | 38000 | 27000 | 27000 | 2.47 | 2.1 | 38500 | 2.82 | 2 | 9.5 | 7.7
Live | 218001466 |  | 12 | 20 | 35500 | 27000 | 27000 | 2.58 | 1.99 | 35250 | 2.78 | 1.95 | 9.75 | 7.9
Live | 218001467 |  | 12.2 | 21.5 | 42000 | 43000 | 37000 | 3.04 | 2.3 | 44000 | 2.58 | 1.9 | 11.3 | 9.2
Live | 218001468 |  | 12 | 19.4 | 42000 | 34000 | 38000 | 2.93 | 2.2 | 45000 | 3.61 | 2 | 10.4 | 8.8
Live | 218001469 |  | 12.1 | 20.45 | 42000 | 38500 | 37400 | 2.98 | 2.25 | 44500 | 3.02 | 1.95 | 10.85 | 9
Live | 218001470 |  | 12 | 21.2 | 55000 | 42000 | 48000 | 2.88 | 2 | 55000 | 3.1 | 2 | 10.2 | 8.4
Live | 218001471 |  | 11.7 | 20.4 | 57000 | 46000 | 48000 | 2.93 | 2.2 | 60000 | 3.52 | 2 | 11 | 9
Live | 218001472 |  | 11.85 | 20.8 | 56000 | 44000 | 48000 | 2.9 | 2.1 | 57500 | 3.3 | 2 | 10.6 | 8.7
Live | 218003032 |  | 9.8 | 16 | 52000 | 55500 | 45000 | 2.87 | 2.04 | 52500 | 3.1 | 1.8 | 8.5 | 6.8
Live | 218003033 |  | 9.8 | 16 | 52000 | 55500 | 46000 | 2.87 | 2.04 | 53500 | 3.3 | 1.9 | 8.5 | 7.2
Live | 218003034 |  | 9.8 | 16 | 52000 | 55500 | 45000 | 2.87 | 2.04 | 52500 | 3.1 | 1.8 | 8.5 | 6.8
Live | 218003035 |  | 9.8 | 16 | 52000 | 55500 | 46000 | 2.87 | 2.04 | 53500 | 3.3 | 1.9 | 8.5 | 7.2
Live | 218003036 |  | 10.5 | 16.2 | 45000 | 52000 | 44000 | 3.07 | 1.96 | 46500 | 3.2 | 1.8 | 8.5 | 6.6
Live | 218003037 |  | 11 | 17.5 | 46000 | 52000 | 44000 | 3.23 | 1.96 | 47500 | 3.5 | 1.9 | 9 | 7.2
Live | 218003038 |  | 10.5 | 16.2 | 45000 | 52000 | 44000 | 3.07 | 1.96 | 46500 | 3.2 | 1.8 | 8.5 | 6.6
Live | 218003039 |  | 11 | 17.5 | 46000 | 52000 | 44000 | 3.23 | 1.96 | 47500 | 3.5 | 1.9 | 9 | 7.2
Live | 218003040 |  | 10.5 | 16.2 | 45000 | 52000 | 44000 | 3.07 | 1.96 | 46500 | 3.2 | 1.8 | 8.5 | 6.6
Live | 218003041 |  | 11 | 17.5 | 46000 | 52000 | 44000 | 3.23 | 1.96 | 47500 | 3.5 | 1.9 | 9 | 7.2
Live | 218003042 |  | 9.8 | 16 | 52000 | 55500 | 45000 | 2.87 | 2.04 | 52500 | 3.1 | 1.8 | 8.5 | 6.8
Live | 218003043 |  | 9.8 | 16 | 52000 | 55500 | 46000 | 2.87 | 2.04 | 53500 | 3.3 | 1.9 | 8.5 | 7.2
Live | 218003258 |  | 13 | 23 | 11100 | 9100 | 7500 | 2.96 | 2.2 | 12500 | 3.66 | 1.89 | 9.5 | 8.1
Live | 218003259 |  | 13 | 23 | 13100 | 10000 | 8900 | 2.33 | 2.2 | 13800 | 2.31 | 2.1 | 10 | 8.6
Live | 218003260 |  | 13 | 23 | 11100 | 9100 | 7100 | 2.96 | 2.2 | 12500 | 3.66 | 1.89 | 9.5 | 8.1
Live | 218003261 |  | 13 | 24 | 13100 | 10000 | 9100 | 2.33 | 2.2 | 13800 | 2.47 | 2.1 | 10 | 8.6
Live | 218003262 |  | 12.5 | 23 | 21000 | 17500 | 13600 | 2.84 | 2.14 | 23700 | 2.89 | 1.8 | 10 | 8.2
Live | 218003263 |  | 12 | 23 | 24700 | 22000 | 18900 | 2.9 | 1.87 | 31000 | 2.84 | 1.8 | 9.5 | 8.2
Live | 218004470 |  | 9.8 | 17.5 | 11200 | 7200 | 6000 | 3.01 | 2.22 | 10600 | 3.08 | 1.76 | 8.8 | 6.8
Live | 218004471 |  | 8.5 | 17.5 | 12000 | 7400 | 6200 | 2.49 | 2.64 | 12700 | 3.32 | 1.75 | 9 | 6.8
Live | 218004472 |  | 9 | 17.3 | 17000 | 18700 | 9500 | 2.64 | 1.71 | 18040 | 2.75 | 1.75 | 8.5 | 6.5
Live | 218010979 |  | 13.4 | 25.4 | 13500 | 12800 | 11500 | 3.35 | 1.75 | 16000 | 3.35 | 1.8 | 10.5 | 8
Live | 218010981 |  | 13 | 21 | 27900 | 23200 | 24200 | 3.59 | 2.35 | 29700 | 3.39 | 2.34 | 13.5 | 9.8
Live | 218010986 |  | 14.4 | 22.1 | 11400 | 9900 | 8000 | 3.37 | 2.59 | 14300 | 3.2 | 2.17 | 11.8 | 9
Live | 218010987 |  | 12.3 | 22.1 | 13800 | 10000 | 8600 | 3.43 | 2.59 | 15300 | 3.42 | 2.47 | 10 | 7.8
Live | 218010988 |  | 12.5 | 22.2 | 18800 | 15200 | 13100 | 3.32 | 2.47 | 22800 | 3.55 | 2.25 | 12.2 | 8.6
Live | 218010989 |  | 12.7 | 24.6 | 13100 | 9600 | 8900 | 3.37 | 2.49 | 12900 | 3.15 | 2.51 | 11 | 8.2
Live | 218010990 |  | 12.5 | 23.8 | 18000 | 14600 | 13100 | 3.3 | 2.58 | 22900 | 3.67 | 2.16 | 13.5 | 9.4
Live | 218010991 |  | 9.6 | 20 | 39800 | 28100 | 26600 | 2.68 | 2.22 | 42200 | 3.45 | 2.2 | 10.3 | 7.9
Live | 218010992 |  | 9.5 | 19 | 50400 | 44600 | 40500 | 2.78 | 2.12 | 61700 | 3.04 | 2.11 | 9.9 | 7.7
Live | 218010993 |  | 10.1 | 18.7 | 42500 | 31000 | 25600 | 2.93 | 2.39 | 43500 | 3.79 | 2.1 | 10.2 | 7.8
Live | 218010994 |  | 10 | 17.1 | 56500 | 46500 | 38000 | 2.83 | 2.35 | 60500 | 3.48 | 2 | 9.8 | 7.7
Live | 218010995 |  | 10.1 | 20 | 39500 | 30900 | 26000 | 2.77 | 2.36 | 40400 | 3.38 | 2.17 | 10 | 7.7
Live | 218010996 |  | 9.5 | 19.8 | 50000 | 45100 | 38500 | 2.78 | 2.13 | 59100 | 2.96 | 1.95 | 10.2 | 7.8
Live | 218014979 |  | 12.5 | 23 | 20500 | 14900 | 14300 | 3.88 | 2.3 | 24000 | 3.52 | 1.9 | 10
Live | 218014980 |  | 12 | 18 | 20500 | 14900 | 14300 | 3.43 | 2.3 | 23000 | 3.34 | 1.9 | 9.5
Live | 218014981 |  | 12.5 | 22 | 28000 | 20800 | 18500 | 2.91 | 2.3 | 26200 | 2.96 | 2.2 | 9.5
Live | 218014982 |  | 11.7 | 18 | 27000 | 20800 | 18500 | 3.06 | 2.3 | 26200 | 3.23 | 2.2 | 9.5
Live | 218014983 |  | 12.1 | 20 | 27500 | 20800 | 18500 | 2.98 | 2.3 | 26200 | 3.08 | 2.2 | 9.5
Live | 218014984 |  | 12 | 23 | 39000 | 27500 | 22000 | 3.57 | 2.18 | 42000 | 3.2 | 1.98 | 9.3
Live | 218014985 |  | 11.7 | 18 | 38000 | 23300 | 22000 | 3.14 | 2.07 | 40000 | 3.08 | 1.98 | 9
Live | 218014986 |  | 11.85 | 20.5 | 38500 | 25400 | 22000 | 3.36 | 2.13 | 41000 | 3.14 | 1.98 | 9.15
Live | 218014987 |  | 12.5 | 23 | 46000 | 36000 | 29500 | 2.54 | 2.29 | 51000 | 3.25 | 2 | 9.2
Live | 218014988 |  | 10 | 18 | 46000 | 36000 | 29500 | 2.54 | 2.29 | 51000 | 3.25 | 1.9 | 9
Live | 218014989 |  | 11.25 | 20.5 | 46000 | 36000 | 29500 | 2.54 | 2.29 | 51000 | 3.25 | 1.95 | 9.1
Live | 218014990 |  | 12.25 | 20.5 | 20500 | 14900 | 14000 | 3.66 | 2.3 | 23500 | 3.43 | 1.9 | 9.75
Live | 218026189 |  | 12 | 22 | 10800 | 9000 | 9000 | 3.1 | 2.4 | 12600 | 3.48 | 1.79 | 9.5 | 7.4
Live | 218026190 |  | 11.7 | 22 | 12700 | 12000 | 12000 | 3.08 | 2.39 | 16700 | 3.31 | 1.8 | 9.5 | 7.4
Live | 218026191 |  | 11.7 | 19.5 | 22000 | 18000 | 18000 | 3.26 | 2.2 | 25100 | 3.5 | 1.8 | 9.5 | 7.4
Live | 218026192 |  | 11 | 20 | 28000 | 24000 | 24000 | 3.07 | 2 | 32500 | 3 | 1.8 | 9.5 | 7.4
Live | 218027960 |  | 14.7 | 24.6 | 10900 | 10200 | 8200 | 3.9 | 2.47 | 14200 | 3.36 | 2.33 | 13 | 9.5
Live | 218027961 |  | 12.2 | 23.1 | 13700 | 9900 | 8600 | 3.32 | 2.57 | 14400 | 3.27 | 2.36 | 11.5 | 8.5
Live | 218027962 |  | 13.5 | 24 | 20000 | 15000 | 13000 | 3.45 | 2.43 | 22000 | 3.68 | 2.35 | 11.1 | 8.3
Live | 218027963 |  | 13 | 23.5 | 27000 | 21300 | 17800 | 3.1 | 2.42 | 32700 | 2.89 | 2.15 | 10 | 7.7
Live | 218027964 |  | 14.3 | 21.6 | 12000 | 9300 | 8300 | 3.48 | 2.55 | 13700 | 3.62 | 2.17 | 11.3 | 8.8
Live | 218027965 |  | 12.5 | 21.1 | 14100 | 9300 | 8400 | 3.56 | 2.55 | 15000 | 3.66 | 2.39 | 10.4 | 7.9
Live | 218027966 |  | 12.5 | 20.7 | 17800 | 14800 | 12800 | 3.22 | 2.36 | 21500 | 3.26 | 2.19 | 11.4 | 8.5
Live | 218027967 |  | 12 | 22 | 26800 | 20500 | 18500 | 3.06 | 2.55 | 33100 | 3.43 | 2.3 | 10.5 | 8.1
Live | 218027968 |  | 12.8 | 19.5 | 11900 | 9600 | 8600 | 3.35 | 2.45 | 14000 | 3.45 | 2.25 | 11 | 8.8
Live | 218027969 |  | 11.7 | 19 | 13000 | 10300 | 8800 | 3.15 | 2.58 | 15600 | 3.49 | 2.24 | 10.2 | 8
Live | 218027970 |  | 13.3 | 20 | 20200 | 15900 | 14200 | 3.34 | 2.65 | 23000 | 3.92 | 2.41 | 11.3 | 8.8
Live | 218027971 |  | 12.5 | 19 | 28300 | 21600 | 19000 | 3.06 | 2.56 | 35100 | 3.43 | 2.3 | 11 | 8.5
Live | 218027972 |  | 12.7 | 24.6 | 13100 | 9600 | 8900 | 3.37 | 2.49 | 12900 | 3.15 | 2.51 | 11 | 8.2
Live | 218027973 |  | 13 | 21 | 27600 | 18000 | 18000 | 3.52 | 2.1 | 25400 | 3.24 | 2 | 10 | 7.5
Live | 218027974 |  | 13 | 20 | 27600 | 22000 | 18000 | 3.44 | 2.5 | 25400 | 3.38 | 2 | 10 | 8
Live | 218027975 |  | 13 | 20.5 | 27600 | 20000 | 18000 | 3.47 | 2.3 | 25400 | 3.31 | 2 | 10 | 7.75
Live | 218027976 |  | 12 | 21 | 33000 | 27000 | 27000 | 2.71 | 1.9 | 32000 | 2.73 | 1.9 | 10 | 8.1
Live | 218027977 |  | 12 | 19 | 38000 | 27000 | 27000 | 2.47 | 2.1 | 38500 | 2.82 | 2 | 9.5 | 7.7
Live | 218027978 |  | 12 | 20 | 35500 | 27000 | 27000 | 2.58 | 1.99 | 35250 | 2.78 | 1.95 | 9.75 | 7.9
Live | 218027979 |  | 12.2 | 21.5 | 42000 | 43000 | 37000 | 3.04 | 2.3 | 44000 | 2.58 | 1.9 | 11.3 | 9.2
Live | 218027980 |  | 12 | 19.4 | 42000 | 34000 | 38000 | 2.93 | 2.2 | 45000 | 3.61 | 2 | 10.4 | 8.8
Live | 218027981 |  | 12.1 | 20.45 | 42000 | 38500 | 37400 | 2.98 | 2.25 | 44500 | 3.02 | 1.95 | 10.85 | 9
Live | 218027982 |  | 12 | 21.2 | 55000 | 42000 | 48000 | 2.88 | 2 | 55000 | 3.1 | 2 | 10.2 | 8.4
Live | 218027983 |  | 11.7 | 20.4 | 57000 | 46000 | 48000 | 2.93 | 2.2 | 60000 | 3.52 | 2 | 11 | 9
Live | 218027984 |  | 11.85 | 20.8 | 56000 | 44000 | 48000 | 2.9 | 2.1 | 57500 | 3.3 | 2 | 10.6 | 8.7
Live | 218028406 |  | 15 | 27 | 13000 | 11000 | 9500 | 3.46 | 2.08 | 14600 | 3.29 | 1.83 | 10.5 | 7.4
Live | 218028407 |  | 15 | 26 | 13000 | 11000 | 9500 | 3.5 | 2.08 | 15000 | 2.89 | 1.88 | 10.4 | 7.4
Live | 218028408 |  | 13 | 24.5 | 15000 | 12000 | 11000 | 3.03 | 2.06 | 15690 | 3.28 | 1.95 | 9.5 | 8
Live | 218028409 |  | 13 | 24.5 | 14300 | 11000 | 9500 | 2.99 | 2.13 | 15690 | 3.28 | 1.95 | 9.5 | 8
Live | 218028410 |  | 13.65 | 24.5 | 22178 | 18000 | 14600 | 3.33 | 2.15 | 22000 | 3.26 | 1.9 | 9 | 7.6
Live | 218028411 |  | 12 | 23.5 | 27300 | 20700 | 18000 | 2.96 | 1.77 | 24000 | 2.93 | 1.8 | 9 | 7
Live | 218028425 |  | 12.5 | 22 | 40000 | 40000 | 35000 | 2.66 | 2.3 | 42000 | 3.62 | 1.8 | 10.5 | 7.8
Live | 218028426 |  | 11 | 18 | 39000 | 37000 | 33000 | 2.48 | 2.13 | 42000 | 3.42 | 1.75 | 11 | 7.8
Live | 218028427 |  | 11.75 | 20 | 39500 | 38500 | 34000 | 2.58 | 2.22 | 42000 | 3.52 | 1.78 | 10.75 | 7.8
Live | 218029189 |  | 12.3 | 22 | 19800 | 14800 | 14500 | 0.81 | 2.17 | 22000 | 3.54 | 2 | 10 | 8
Live | 218029190 |  | 12.5 | 23 | 38200 | 28200 | 24600 | 0.99 | 2.4 |  |  | 2 | 10 | 8.5
Live | 218029191 |  | 12.3 | 23 | 38500 | 31000 | 25600 | 0.81 | 2.36 |  |  | 2 | 10 | 7.5
Live | 218029482 |  | 10.7 | 16.1 | 27000 | 25000 | 20000 | 2.93 | 2.24 | 34000 | 3.06 | 2 | 9.8 | 7.8
Live | 218029791 |  | 12.5 | 22 | 40000 | 40000 | 35000 | 2.66 | 2.3 | 42000 | 3.62 | 1.8 | 10.5 | 7.8
Live | 218029792 |  | 11 | 18 | 39000 | 37000 | 33000 | 2.48 | 2.13 | 42000 | 3.42 | 1.75 | 11 | 7.8
Live | 218029793 |  | 11.75 | 20 | 39500 | 38500 | 34000 | 2.58 | 2.22 | 42000 | 3.52 | 1.78 | 10.75 | 7.8
Live | 218029881 |  | 12 | 20 | 20300 | 15400 | 12100 | 2.59 | 2.15 | 22500 | 2.87 | 1.85 | 8.5 | 7
Live | 218034079 |  | 13 | 24 | 25930 | 19200 | 17000 | 3.1 | 1.87 | 26613 | 3.47 | 1.8 | 9.4 | 8.1
Live | 218034080 |  | 10.25 | 20 | 21300 | 19303 | 15000 | 2.84 | 1.58 | 24560 | 2.44 | 1.8 | 9.2 | 7.9
Live | 218034081 |  | 13 | 24 | 25930 | 19200 | 17000 | 3.1 | 1.87 | 26613 | 3.47 | 1.8 | 9.4 | 8.1
Live | 218034082 |  | 10.25 | 20 | 21300 | 19303 | 15000 | 2.84 | 1.58 | 24560 | 2.44 | 1.8 | 9.2 | 7.9
Live | 218037121 |  | 13 | 25.5 | 14500 | 9600 | 8400 | 3.35 | 2.38 | 15400 | 3.5 | 2.3 | 10.6 | 8
Live | 218043771 |  | 11.5 | 19 | 34500 | 32600 | 21600 | 3.25 | 2.4 | 34500 | 3.47 | 2 | 8.3 | 6
Live | 218043772 |  | 11.5 | 19 | 53500 | 45000 | 40000 | 3.32 | 2.4 | 55000 | 3.37 | 2.24 | 9.5 | 6.5
Live | 218043773 |  | 11.7 | 20 | 48000 | 40400 | 36000 | 3.28 | 2.65 | 48800 | 3.27 | 2.18 | 9.5 | 6.5
Live | 218043774 |  | 12.5 | 18 | 24000 | 21600 | 24000 | 3.52 | 2.67 | 25400 | 3.54 | 2 | 10 | 7
Live | 218043775 |  | 11.5 | 18.2 | 34500 | 29600 | 34000 | 3.17 | 2.47 | 34400 | 3.17 | 2 | 10 | 7
Live | 218043776 |  | 12 | 19 | 48000 | 41500 | 48000 | 3.37 | 2.84 | 48400 | 3.33 | 2 | 10 | 7
Live | 218043777 |  | 11.5 | 18.5 | 53000 | 47300 | 54000 | 3.08 | 2.64 | 54400 | 3.33 | 2.1 | 10.5 | 7
Live | 218046999 |  | 12.5 | 20 | 11000 | 7200 | 7700 | 2.93 | 1.7 | 13000 | 2.72 | 1.81 | 10 | 9.7
Live | 218047000 |  | 12.5 | 20 | 11000 | 7200 | 7700 | 2.93 | 1.7 | 11200 | 2.34 | 1.81 | 10 | 9.7
Live | 218047001 |  | 12.5 | 20 | 13400 | 9000 | 8600 | 2.75 | 1.56 | 15500 | 2.12 | 1.8 | 10 | 9.7
Live | 218047002 |  | 12.5 | 20 | 13400 | 9000 | 8600 | 2.75 | 1.56 | 14200 | 1.94 | 1.8 | 10 | 9.7
Live | 218047003 |  | 12 | 20 | 16000 | 14000 | 12600 | 2.21 | 1.64 | 18500 | 2.16 | 1.8 | 9 | 8.8
Live | 218047004 |  | 12.55 | 20 | 18000 | 15000 | 12600 | 2.26 | 2.22 | 20800 | 2.3 | 1.8 | 9.5 | 9.3
Live | 218047005 |  | 12.55 | 20 | 18000 | 15000 | 12600 | 2.26 | 2.22 | 20800 | 2.3 | 1.8 | 9.5 | 9.3
Live | 218047006 |  | 11.75 | 20 | 22400 | 18500 | 18200 | 2.98 | 1.76 | 26000 | 3.04 | 1.8 | 9.5 | 9.3
Live | 218047007 |  | 11.75 | 20 | 22400 | 18500 | 18200 | 2.98 | 1.76 | 26000 | 3.04 | 1.8 | 9.5 | 9.3
Live | 218059647 |  | 12.3 | 22 | 19800 | 14800 | 14500 | 0.81 | 2.17 | 22000 | 3.54 | 2 | 10 | 8
Live | 218059648 |  | 12.5 | 23 | 31400 | 24800 | 21600 | 0.87 | 2.2 | 32000 | 3.72 | 2 | 10 | 8.5
Live | 218059649 |  | 12.5 | 23 | 38200 | 28200 | 24600 | 0.99 | 2.4 |  |  | 2 | 10 | 8.5
Live | 218059650 |  | 12.3 | 23 | 38500 | 31000 | 25600 | 0.81 | 2.36 |  |  | 2 | 10 | 7.5
Live | 218059651 |  | 12.5 | 24 | 46000 | 34600 | 34000 | 0.78 | 2.25 | 48000 | 3.27 | 2 | 10.5 | 8
Live | 218059652 |  | 12.5 | 23.3 | 25000 | 23000 | 21800 | 0.69 | 2.37 | 26000 | 3.39 | 2 | 11 | 9.5
Live | 218059653 |  | 13 | 24 | 32300 | 28600 | 26000 | 0.84 | 2.36 |  |  | 2.1 | 10.5 | 9.5
Live | 218059654 |  | 12.5 | 24 | 42500 | 33500 | 33000 | 0.72 | 2.28 | 47000 | 3.23 | 2 | 11 | 9
Live | 218059655 |  | 12.5 | 24 | 46000 | 34600 | 34000 | 0.78 | 2.25 | 48000 | 3.27 | 2 | 10.5 | 8
Live | 218059656 |  | 11.8 | 19.5 | 19800 | 14800 | 14000 | 0.81 | 2.02 | 22000 | 3.54 | 1.9 | 9.5 | 7
Live | 218059657 |  | 11.8 | 20.5 | 31400 | 24800 | 18400 | 0.87 | 2.27 |  |  | 2 | 9.5 | 7
Live | 218059658 |  | 12 | 20 | 38200 | 28200 | 23000 | 0.99 | 2.26 |  |  | 2.1 | 9.5 | 7
Live | 218059659 |  | 11.6 | 20 | 38500 | 28200 | 25200 | 0.81 | 2.17 |  |  | 2.1 | 10 | 7
Live | 218059660 |  | 12.3 | 22 | 46000 | 35800 | 35000 | 0.78 | 2.31 | 50000 | 3.41 | 2.1 | 10 | 7.2
Live | 218059661 |  | 12.3 | 20.5 | 25000 | 23000 | 19000 | 0.69 | 2.17 | 26000 | 3.39 | 2 | 9.8 | 7.2
Live | 218059662 |  | 13 | 21 | 32300 | 27800 | 19800 | 0.84 | 2.2 |  |  | 1.9 | 10 | 7.2
Live | 218059663 |  | 12.5 | 21.5 | 42500 | 34800 | 34000 | 0.72 | 2.32 | 48000 | 3.3 | 1.9 | 10 | 7.2
Live | 218059664 |  | 12.3 | 22 | 46000 | 35800 | 35000 | 0.78 | 2.31 | 50000 | 3.41 | 2.1 | 10 | 7.2
Live | 218059665 |  | 12.05 | 20.75 | 19800 | 14800 | 14200 | 0.81 | 2.09 | 22000 | 3.54 | 1.95 | 9.75 | 7.5
Live | 218059666 |  | 12.15 | 21.75 | 31400 | 24800 | 20000 | 0.87 | 2.24 | 32000 | 3.72 | 2 | 9.75 | 7.75
Live | 218059667 |  | 12.25 | 21.5 | 38200 | 28200 | 23800 | 0.99 | 2.33 |  |  | 2.05 | 9.75 | 7.75
Live | 218059668 |  | 11.95 | 21.5 | 38500 | 28800 | 25400 | 0.81 | 2.2 |  |  | 2.05 | 10 | 7.25
Live | 218059669 |  | 12.4 | 23 | 46000 | 34600 | 34400 | 0.78 | 2.24 | 49000 | 3.34 | 2.05 | 10.25 | 7.6
Live | 218059670 |  | 12.4 | 21.9 | 25000 | 23000 | 20400 | 0.69 | 2.26 | 26000 | 3.39 | 2 | 10.4 | 8.35
Live | 218059671 |  | 13 | 22.5 | 32300 | 28200 | 22800 | 0.84 | 2.28 |  |  | 2 | 10.25 | 8.35
Live | 218059672 |  | 12.5 | 22.75 | 42500 | 33500 | 33400 | 0.72 | 2.26 | 47400 | 3.26 | 1.95 | 10.5 | 8.1
Live | 218059673 |  | 12.4 | 23 | 46000 | 34600 | 34400 | 0.78 | 2.24 | 49000 | 3.34 | 2.05 | 10.25 | 7.6
Live | 218067082 |  | 13 | 24 | 22000 | 20000 | 16000 | 3.22 | 2.61 | 22000 | 3.5 | 2 | 10.5 | 9.5
Live | 218067083 |  | 12 | 24 | 31000 | 22500 | 19800 | 2.93 | 2.4 | 28000 | 3.51 | 2 | 10.5 | 8.8
Live | 218067084 |  | 11.1 | 22.5 | 37500 | 27500 | 26000 | 2.96 | 2.3 | 36000 | 3.51 | 2 | 10 | 7.8
Live | 218067085 |  | 11.2 | 22 | 46000 | 32000 | 30000 | 2.81 | 2.23 | 42000 | 3.5 | 2 | 10 | 7.8
Live | 218067086 |  | 13 | 24 | 22000 | 20000 | 16000 | 3.22 | 2.61 | 22000 | 3.5 | 2 | 10.5 | 9.5
Live | 218067087 |  | 12 | 24 | 31000 | 22500 | 19800 | 2.93 | 2.4 | 28000 | 3.51 | 2 | 10.5 | 8.8
Live | 218067088 |  | 11.1 | 22.5 | 37500 | 27500 | 26000 | 2.96 | 2.3 | 36000 | 3.51 | 2 | 10 | 7.8
Live | 218067089 |  | 11.2 | 22 | 46000 | 32000 | 30000 | 2.81 | 2.23 | 42000 | 3.5 | 2 | 10 | 7.8
Live | 218067090 |  | 13 | 23 | 11100 | 9100 | 7100 | 2.96 | 2.2 | 12500 | 3.66 | 1.84 | 9.5 | 8.1
Live | 218067091 |  | 13 | 24 | 13100 | 10000 | 9100 | 2.33 | 2.2 | 13800 | 2.47 | 2.1 | 10 | 8.6
Live | 218067092 |  | 12.5 | 23 | 21000 | 17500 | 13600 | 2.84 | 2.14 | 23700 | 2.89 | 1.8 | 10 | 8.2
Live | 218067093 |  | 11.7 | 23 | 24700 | 22000 | 18900 | 2.9 | 1.87 | 31000 | 2.46 | 1.8 | 9.5 | 8.2
Live | 218067094 |  | 13 | 23 | 11100 | 9100 | 7100 | 2.96 | 2.2 | 12500 | 3.66 | 1.84 | 9.5 | 8.1
Live | 218067095 |  | 13 | 24 | 13100 | 10000 | 9100 | 2.33 | 2.2 | 13800 | 2.47 | 2.1 | 10 | 8.6
Live | 218067096 |  | 12.5 | 23 | 21000 | 17500 | 13600 | 2.84 | 2.14 | 23700 | 2.89 | 1.8 | 10 | 8.2
Live | 218067097 |  | 11.7 | 23 | 24700 | 22000 | 18900 | 2.9 | 1.87 | 31000 | 2.46 | 1.8 | 9.5 | 8.2
Live | 218067099 |  | 13 | 19 | 13100 | 10000 | 9100 | 2.33 | 2.2 | 13800 | 2.47 | 2.1 | 10 | 8.6
Live | 218067100 |  | 12.5 | 19 | 21000 | 17500 | 13600 | 2.84 | 2.14 | 23700 | 2.89 | 1.8 | 10 | 8.2
Live | 218067101 |  | 11.7 | 19 | 24700 | 22000 | 18900 | 2.64 | 1.87 | 31000 | 2.46 | 1.8 | 9.5 | 8.2
Live | 218067102 |  | 9 | 19 | 36100 | 23400 | 20400 | 2.64 | 2.17 | 36100 | 3.14 | 2.03 | 9 | 7.7
Live | 218067104 |  | 13 | 19 | 13100 | 10000 | 9100 | 2.33 | 2.2 | 13800 | 2.47 | 2.1 | 10 | 8.6
Live | 218067105 |  | 12.5 | 19 | 21000 | 17500 | 13600 | 2.84 | 2.14 | 23700 | 2.89 | 1.8 | 10 | 8.2
Live | 218067106 |  | 11.7 | 19 | 24700 | 22000 | 18900 | 2.64 | 1.87 | 31000 | 2.46 | 1.8 | 9.5 | 8.2
Live | 218067107 |  | 9 | 19 | 36100 | 23400 | 20400 | 2.64 | 2.17 | 36100 | 3.14 | 2.03 | 9 | 7.7
Live | 218071704 |  | 10.5 | 17.2 | 28400 | 22600 | 20000 | 3.08 | 1.97 | 28600 | 2.92 | 1.8 | 8.5 | 7
Live | 218071705 |  | 10.5 | 17.2 | 28400 | 22600 | 20000 | 3.08 | 1.97 | 28600 | 2.92 | 1.8 | 8.5 | 7
Live | 218071706 |  | 10.5 | 17.2 | 28400 | 22600 | 20000 | 3.08 | 1.97 | 28600 | 2.92 | 1.8 | 8.5 | 7
Live | 218071707 |  | 9.1 | 14.5 | 37000 | 30000 | 25000 | 2.68 | 2.23 | 38000 | 3.04 | 1.8 | 7.9 | 6.5
Live | 218071708 |  | 9.1 | 14.5 | 37000 | 30000 | 25000 | 2.68 | 2.23 | 38000 | 3.04 | 1.8 | 7.9 | 6.5
Live | 218071709 |  | 9.1 | 14.5 | 37000 | 30000 | 25000 | 2.68 | 2.23 | 38000 | 3.04 | 1.8 | 7.8 | 6.5
Live | 218071710 |  | 9.1 | 14.4 | 37000 | 30000 | 25000 | 2.68 | 2.23 | 38000 | 3.04 | 1.8 | 8.2 | 6.5
Live | 218071711 |  | 10 | 16.6 | 49000 | 48000 | 39000 | 2.86 | 2.11 | 50000 | 3.08 | 1.8 | 8 | 7
Live | 218071712 |  | 10.5 | 17.2 | 28400 | 22600 | 20000 | 3.08 | 1.97 | 28600 | 2.92 | 1.8 | 8.5 | 7
Live | 218071713 |  | 10.5 | 17.2 | 28400 | 22600 | 20000 | 3.08 | 1.97 | 28600 | 2.92 | 1.8 | 8.5 | 7
Live | 218071714 |  | 10.5 | 17.2 | 28400 | 22600 | 20000 | 3.08 | 1.97 | 28600 | 2.92 | 1.8 | 8.5 | 7
Live | 218071715 |  | 10.3 | 15.3 | 43000 | 39000 | 33000 | 2.9 | 2.12 | 46000 | 2.81 | 1.8 | 8.9 | 6.5
Live | 218071716 |  | 10.3 | 15.2 | 43000 | 39000 | 33000 | 2.9 | 2.12 | 46000 | 2.81 | 1.8 | 9 | 6.5
Live | 218071717 |  | 10.3 | 15.2 | 43000 | 39000 | 33000 | 2.9 | 2.12 | 46000 | 2.81 | 1.8 | 9 | 6.5
Live | 218071718 |  | 10.4 | 15.5 | 43000 | 39000 | 33000 | 2.9 | 2.12 | 46000 | 2.81 | 1.8 | 9.2 | 6.5
Live | 218071719 |  | 10 | 16.6 | 50000 | 52000 | 41000 | 2.94 | 1.99 | 49000 | 2.84 | 1.8 | 8.5 | 7
Live | 218071720 |  | 11.6 | 15.8 | 23000 | 20000 | 19000 | 3.32 | 2.29 | 23000 | 3.24 | 1.8 | 10.1 | 8.4
Live | 218071721 |  | 10.6 | 16.4 | 28400 | 22600 | 21000 | 3.08 | 1.97 | 28600 | 2.92 | 1.8 | 9.6 | 7.7
Live | 218071722 |  | 10.6 | 16.3 | 37000 | 36000 | 30000 | 2.79 | 2.16 | 38000 | 3.23 | 1.8 | 9.2 | 7.7
Live | 218071723 |  | 10.6 | 15.3 | 43000 | 39000 | 34000 | 2.9 | 2.12 | 46000 | 2.81 | 1.8 | 9.5 | 7.8
Live | 218071724 |  | 10.5 | 16 | 37000 | 36000 | 31000 | 2.79 | 2.16 | 38000 | 3.23 | 1.8 | 9.3 | 7.8
Live | 218071725 |  | 10.6 | 15.3 | 43000 | 39000 | 35000 | 2.9 | 2.12 | 46000 | 2.81 | 1.8 | 9.6 | 7.9
Live | 218071726 |  | 11 | 16.4 | 21600 | 13400 | 10000 | 3.17 | 2.38 | 22000 | 3.58 | 1.9 | 8.4 | 6.7
Live | 218071727 |  | 11 | 16.1 | 21600 | 13400 | 10000 | 3.17 | 2.38 | 22000 | 3.58 | 1.9 | 8.4 | 6.7
Live | 218071728 |  | 10.8 | 17.8 | 27600 | 19700 | 20000 | 2.8 | 2.36 | 27000 | 3.03 | 1.9 | 9.2 | 7.5
Live | 218071729 |  | 10.7 | 17.6 | 27600 | 19700 | 20000 | 2.8 | 2.36 | 27000 | 3.03 | 1.9 | 9.1 | 7.5
Live | 218071730 |  | 11 | 16.2 | 33700 | 25000 | 19000 | 3.05 | 2.5 | 30000 | 3.12 | 1.9 | 8.4 | 6.7
Live | 218071731 |  | 9.5 | 15.4 | 38600 | 29600 | 26000 | 2.76 | 2.1 | 41000 | 3.2 | 1.9 | 8.2 | 6.7
Live | 218071732 |  | 9.9 | 15.9 | 49000 | 37800 | 41000 | 2.83 | 2.32 | 50000 | 3.02 | 1.8 | 8.9 | 7.5
Live | 218071733 |  | 10 | 15.3 | 49000 | 37800 | 41000 | 2.83 | 2.32 | 50000 | 3.02 | 1.8 | 9 | 7.6
Live | 218071734 |  | 8.5 | 15.5 | 51000 | 37800 | 40000 | 2.49 | 2.32 | 50000 | 3.02 | 1.8 | 8.6 | 7.1
Live | 218071735 |  | 11.8 | 16.3 | 22800 | 20000 | 18000 | 3.15 | 1.9 | 22800 | 3.28 | 1.9 | 10.1 | 8.3
Live | 218071736 |  | 11.7 | 16.1 | 22800 | 20000 | 18000 | 3.15 | 1.9 | 22800 | 3.28 | 1.9 | 10 | 8.3
Live | 218071737 |  | 10.8 | 17.8 | 27600 | 22000 | 20000 | 2.8 | 1.92 | 30000 | 3.03 | 1.9 | 9.2 | 7.5
Live | 218071738 |  | 10.7 | 17.6 | 27600 | 22000 | 20000 | 2.8 | 1.92 | 30000 | 3.03 | 1.9 | 9.3 | 7.5
Live | 218071739 |  | 10.8 | 15.8 | 36000 | 38000 | 28000 | 2.82 | 2.24 | 39000 | 3.28 | 1.75 | 8.7 | 7.3
Live | 218071740 |  | 10.7 | 15.6 | 36000 | 38000 | 29000 | 2.82 | 2.24 | 39000 | 3.28 | 1.75 | 8.8 | 7.4
Live | 218071741 |  | 11 | 15.8 | 36000 | 38000 | 29000 | 2.82 | 2.24 | 39000 | 3.28 | 1.8 | 9 | 7.6
Live | 218071742 |  | 10.8 | 16.3 | 41000 | 39000 | 33000 | 2.66 | 2.18 | 46000 | 2.97 | 1.8 | 9.2 | 7.5
Live | 218071743 |  | 10.7 | 16 | 41000 | 39000 | 33000 | 2.66 | 2.18 | 46000 | 2.97 | 1.8 | 9.1 | 7.4
Live | 218071744 |  | 11 | 16 | 41000 | 39000 | 33000 | 2.66 | 2.18 | 46000 | 2.97 | 1.9 | 9.3 | 7.6
Live | 218071745 |  | 11 | 15.2 | 41000 | 39000 | 34000 | 2.66 | 2.18 | 46000 | 2.97 | 1.9 | 9.3 | 7.7
Live | 218071746 |  | 10.5 | 15.2 | 48000 | 36000 | 42000 | 2.49 | 2.29 | 50000 | 2.76 | 1.8 | 8.5 | 7.1
Live | 218071747 |  | 10.4 | 15.5 | 48000 | 36000 | 41000 | 2.49 | 2.29 | 50000 | 2.76 | 1.75 | 8.3 | 6.9
Live | 218071748 |  | 10.3 | 15.7 | 55000 | 50000 | 41000 | 2.55 | 2.02 | 57000 | 2.55 | 1.8 | 8.6 | 6.9
Live | 218071749 |  | 10.1 | 15.9 | 55000 | 50000 | 41000 | 2.55 | 2.02 | 57000 | 2.55 | 1.8 | 8.4 | 6.8
Live | 218071750 |  | 10.5 | 15.6 | 53400 | 48000 | 43000 | 2.59 | 2 | 59000 | 2.56 | 1.8 | 9.1 | 7.4
Live | 218071751 |  | 10.8 | 16.3 | 33700 | 25000 | 19000 | 3.05 | 2.5 | 30000 | 3.08 | 1.9 | 8.3 | 6.6
Live | 218071752 |  | 10.8 | 16.1 | 33700 | 25000 | 19000 | 3.05 | 2.5 | 30000 | 3.08 | 1.9 | 8.3 | 6.7
Live | 218071753 |  | 11 | 14.3 | 33700 | 25000 | 19000 | 3.05 | 2.5 | 30000 | 3.12 | 1.9 | 8.3 | 6.7
Live | 218071754 |  | 9.4 | 15.1 | 38600 | 29600 | 25000 | 2.76 | 2.1 | 41000 | 3.2 | 1.8 | 8.1 | 6.6
Live | 218071755 |  | 9.8 | 15 | 38600 | 29600 | 26000 | 2.76 | 2.1 | 41000 | 3.2 | 1.9 | 8.4 | 6.8
Live | 218071756 |  | 10.1 | 14.3 | 38600 | 29600 | 26000 | 2.76 | 2.1 | 41000 | 3.2 | 1.9 | 8.6 | 7
Live | 218071757 |  | 9.8 | 15 | 47000 | 47500 | 41000 | 2.62 | 1.99 | 51000 | 3.07 | 1.9 | 9.1 | 7.5
Live | 218071758 |  | 8.5 | 14.9 | 52000 | 37800 | 40000 | 2.49 | 2.32 | 50000 | 3.02 | 1.9 | 8.6 | 7.1
Live | 218071759 |  | 8.7 | 14.7 | 50000 | 47500 | 40000 | 2.55 | 1.99 | 51000 | 3.07 | 1.9 | 8.8 | 7.2
Live | 218071760 |  | 11 | 14.8 | 36000 | 38000 | 30000 | 2.82 | 2.24 | 39000 | 3.28 | 1.8 | 9.2 | 7.8
Live | 218071761 |  | 10.2 | 15 | 47000 | 53000 | 42000 | 2.7 | 2.18 | 53000 | 3 | 1.8 | 8.8 | 7.3
Live | 218071762 |  | 10.4 | 16.9 | 21600 | 13400 | 10000 | 2.9 | 2.09 | 22000 | 2.76 | 1.8 | 8 | 6.4
Live | 218071763 |  | 10.5 | 17.2 | 21600 | 13400 | 10000 | 2.94 | 2.09 | 22000 | 2.85 | 1.8 | 8.1 | 6.4
Live | 218071764 |  | 10.5 | 14.7 | 21600 | 13400 | 10000 | 2.94 | 2.09 | 22000 | 2.85 | 1.8 | 8 | 6.4
Live | 218071765 |  | 10.7 | 14.9 | 21600 | 13400 | 10000 | 2.99 | 2.09 | 22000 | 2.96 | 1.8 | 8 | 6.4
Live | 218071766 |  | 11.1 | 16.5 | 22800 | 20000 | 18000 | 3.11 | 1.9 | 22800 | 2.76 | 1.8 | 9.3 | 7.6
Live | 218071767 |  | 11.2 | 16.7 | 22800 | 20000 | 18000 | 3.12 | 1.9 | 22800 | 2.86 | 1.8 | 9.4 | 7.7
Live | 218071768 |  | 11.2 | 15 | 22800 | 20000 | 18000 | 3.12 | 1.9 | 22800 | 2.86 | 1.8 | 9.4 | 7.6
Live | 218071769 |  | 11.4 | 15.3 | 22800 | 20000 | 18000 | 3.15 | 1.9 | 22800 | 2.86 | 1.8 | 9.6 | 7.8
Live | 218071770 |  | 10 | 16 | 27600 | 22000 | 20000 | 2.79 | 1.92 | 30000 | 2.66 | 1.8 | 8.9 | 7.1
Live | 218071771 |  | 10.2 | 16.3 | 27600 | 22000 | 20000 | 2.8 | 1.92 | 30000 | 2.66 | 1.8 | 9.1 | 7.2
Live | 218071772 |  | 10.3 | 16.5 | 27600 | 22000 | 20000 | 2.8 | 1.92 | 30000 | 2.66 | 1.8 | 9.1 | 7.2
Live | 218071773 |  | 10.4 | 16.7 | 27600 | 22000 | 20000 | 2.8 | 1.92 | 30000 | 2.76 | 1.8 | 9.2 | 7.3
Live | 218071774 |  | 9.9 | 15.2 | 30000 | 19800 | 18000 | 2.76 | 1.9 | 29000 | 2.8 | 1.75 | 7.8 | 6.2
Live | 218071775 |  | 10.1 | 15.5 | 30000 | 19800 | 18000 | 2.8 | 2 | 29000 | 2.8 | 1.8 | 7.9 | 6.3
Live | 218071776 |  | 10.3 | 16 | 33700 | 25000 | 18000 | 2.87 | 2 | 30000 | 2.76 | 1.8 | 8 | 6.3
Live | 218071777 |  | 10.5 | 16.2 | 33700 | 25000 | 18000 | 2.93 | 2 | 30000 | 2.76 | 1.8 | 8 | 6.3
Live | 218071778 |  | 10.7 | 15.2 | 33700 | 25000 | 18000 | 2.98 | 2 | 30000 | 2.86 | 1.8 | 8.1 | 6.4
Live | 218071783 |  | 10.5 | 14.8 | 36000 | 38000 | 28000 | 2.82 | 2.1 | 39000 | 2.95 | 1.75 | 8.4 | 7.1
Live | 218071786 |  | 10.2 | 14.8 | 41000 | 39000 | 33000 | 2.66 | 2.09 | 46000 | 2.97 | 1.75 | 8.9 | 7.2
Live | 218071787 |  | 10.4 | 14.5 | 41000 | 39000 | 33000 | 2.66 | 2.1 | 46000 | 2.97 | 1.8 | 9.1 | 7.4
Live | 218071788 |  | 10.5 | 14.8 | 41000 | 39000 | 33000 | 2.66 | 2.18 | 46000 | 2.97 | 1.8 | 9.2 | 7.4
Live | 218071789 |  | 10.7 | 14.5 | 41000 | 39000 | 33000 | 2.66 | 2.18 | 46000 | 2.97 | 1.8 | 9.3 | 7.6
Live | 218071790 |  | 9.9 | 14.6 | 49000 | 37800 | 38000 | 2.77 | 2.09 | 50000 | 2.66 | 1.8 | 8.2 | 6.9
Live | 218071791 |  | 10.2 | 15.4 | 49000 | 37800 | 38000 | 2.83 | 2.09 | 50000 | 2.57 | 1.75 | 8.1 | 6.8
Live | 218071792 |  | 8.7 | 14.3 | 50000 | 37800 | 37000 | 2.55 | 2.1 | 50000 | 2.57 | 1.8 | 7.9 | 6.6
Live | 218071793 |  | 9 | 14.7 | 50000 | 37800 | 38000 | 2.64 | 2.19 | 50000 | 2.67 | 1.8 | 8.1 | 6.7
Live | 218071794 |  | 10.2 | 14.6 | 48000 | 36000 | 42000 | 2.49 | 2 | 50000 | 2.48 | 1.8 | 8.1 | 6.9
Live | 218071795 |  | 10.4 | 15 | 48000 | 36000 | 42000 | 2.49 | 2.1 | 50000 | 2.57 | 1.8 | 8.3 | 7.1
Live | 218071796 |  | 9.8 | 14.6 | 47000 | 53000 | 42000 | 2.7 | 2 | 53000 | 2.57 | 1.8 | 8.1 | 6.8
Live | 218071797 |  | 10 | 14.3 | 47000 | 53000 | 42000 | 2.7 | 2 | 53000 | 2.76 | 1.8 | 8.1 | 6.9
Live | 218071798 |  | 10 | 15.1 | 55000 | 50000 | 40000 | 2.55 | 1.81 | 57000 | 2.38 | 1.8 | 7.7 | 6.4
Live | 218071799 |  | 10.3 | 15.5 | 55000 | 50000 | 41000 | 2.55 | 1.9 | 57000 | 2.47 | 1.8 | 7.9 | 6.6
Live | 218071800 |  | 9.8 | 14.9 | 53400 | 48000 | 41000 | 2.59 | 1.81 | 59000 | 2.48 | 1.8 | 7.7 | 6.4
Live | 218071801 |  | 9.9 | 14.6 | 53400 | 48000 | 41000 | 2.59 | 1.81 | 59000 | 2.56 | 1.8 | 7.8 | 6.4
Live | 218071802 |  | 10 | 16 | 27600 | 22000 | 20000 | 2.79 | 1.92 | 30000 | 2.66 | 1.8 | 8.9 | 7.1
Live | 218071803 |  | 10.2 | 16.3 | 27600 | 22000 | 20000 | 2.8 | 1.92 | 30000 | 2.66 | 1.8 | 9.1 | 7.2
Live | 218071804 |  | 10.3 | 16.5 | 27600 | 22000 | 20000 | 2.8 | 1.92 | 30000 | 2.66 | 1.8 | 9.1 | 7.2
Live | 218071805 |  | 10.4 | 16.7 | 27600 | 22000 | 20000 | 2.8 | 1.92 | 30000 | 2.76 | 1.8 | 9.2 | 7.3
Live | 218071806 |  | 10.8 | 18.2 | 21600 | 13400 | 10000 | 3.01 | 2.09 | 22000 | 2.85 | 1.8 | 8.1 | 6.4
Live | 218071807 |  | 10.8 | 18.2 | 21600 | 13400 | 10000 | 3.01 | 2.09 | 22000 | 2.85 | 1.8 | 8.1 | 6.4
Live | 218071808 |  | 10.8 | 18.1 | 21600 | 13400 | 10000 | 3.01 | 2.09 | 22000 | 2.85 | 1.8 | 8 | 6.4
Live | 218071809 |  | 10.7 | 18.1 | 21600 | 13400 | 10000 | 2.99 | 2.09 | 22000 | 2.85 | 1.8 | 8 | 6.4
Live | 218071810 |  | 10.8 | 18.2 | 21600 | 13400 | 10000 | 3.01 | 2.09 | 22000 | 2.85 | 1.8 | 8.1 | 6.4
Live | 218071811 |  | 10.8 | 18.2 | 21600 | 13400 | 10000 | 3.01 | 2.09 | 22000 | 2.85 | 1.8 | 8.1 | 6.4
Live | 218071812 |  | 10.6 | 17 | 21600 | 13400 | 10000 | 2.96 | 2.09 | 22000 | 2.96 | 1.8 | 8.1 | 6.5
Live | 218071813 |  | 10.6 | 15.8 | 21600 | 13400 | 10000 | 2.96 | 2.09 | 22000 | 2.76 | 1.8 | 7.9 | 6.3
Live | 218071814 |  | 10.4 | 15.5 | 21600 | 13400 | 10000 | 2.9 | 1.99 | 22000 | 2.58 | 1.8 | 7.7 | 6.1
Live | 218071815 |  | 10.7 | 14.6 | 21600 | 13400 | 10000 | 2.99 | 2.09 | 22000 | 2.96 | 1.8 | 8 | 6.4
Live | 218071816 |  | 10.5 | 15.6 | 21600 | 13400 | 10000 | 2.94 | 1.99 | 22000 | 2.68 | 1.8 | 7.7 | 6.2
Live | 218071817 |  | 11.4 | 17.3 | 22800 | 20000 | 18000 | 3.15 | 1.9 | 22800 | 2.66 | 1.8 | 9.3 | 7.5
Live | 218071818 |  | 11.7 | 18 | 22800 | 20000 | 18000 | 3.15 | 1.9 | 22800 | 2.66 | 1.75 | 9.1 | 7.4
Live | 218071819 |  | 11.6 | 17.3 | 22800 | 20000 | 18000 | 3.15 | 1.9 | 22800 | 2.66 | 1.8 | 9.1 | 7.5
Live | 218071820 |  | 11.4 | 17.4 | 22800 | 20000 | 18000 | 3.15 | 1.9 | 22800 | 2.66 | 1.75 | 9 | 7.4
Live | 218071821 |  | 11.4 | 17.4 | 22800 | 20000 | 18000 | 3.15 | 1.9 | 22800 | 2.76 | 1.8 | 9.2 | 7.5
Live | 218071822 |  | 11.4 | 17.4 | 22800 | 20000 | 18000 | 3.15 | 1.9 | 22800 | 2.76 | 1.8 | 9.4 | 7.6
Live | 218071823 |  | 10.4 | 17.1 | 27600 | 22000 | 20000 | 2.8 | 1.92 | 30000 | 2.66 | 1.8 | 9 | 7.2
Live | 218071824 |  | 10.5 | 17.1 | 27600 | 22000 | 20000 | 2.8 | 1.92 | 30000 | 2.66 | 1.8 | 9.1 | 7.2
Live | 218071825 |  | 11.3 | 16.6 | 22800 | 20000 | 18000 | 3.15 | 1.9 | 22800 | 2.94 | 1.8 | 9.5 | 7.8
Live | 218071826 |  | 11.3 | 15.3 | 22800 | 20000 | 18000 | 3.15 | 1.9 | 22800 | 2.76 | 1.8 | 9.3 | 7.6
Live | 218071827 |  | 11.4 | 15.2 | 22800 | 20000 | 18000 | 3.15 | 1.9 | 22800 | 2.86 | 1.8 | 9.3 | 7.7
Live | 218071828 |  | 11.3 | 14.8 | 22800 | 20000 | 18000 | 3.15 | 1.9 | 22800 | 2.94 | 1.8 | 9.4 | 7.7
Live | 218071829 |  | 10.3 | 16.8 | 27600 | 22000 | 20000 | 2.8 | 1.92 | 30000 | 2.66 | 1.8 | 9 | 7.2
Live | 218071830 |  | 10.4 | 16.4 | 27600 | 22000 | 20000 | 2.8 | 1.92 | 30000 | 2.66 | 1.8 | 9.1 | 7.2
Live | 218071831 |  | 10.4 | 14.4 | 27600 | 22000 | 20000 | 2.8 | 1.92 | 30000 | 2.66 | 1.8 | 8.9 | 7.2
Live | 218071832 |  | 10.1 | 14.9 | 27600 | 22000 | 20000 | 2.8 | 1.9 | 30000 | 2.48 | 1.75 | 8.7 | 7
Live | 218071833 |  | 10.4 | 15 | 27600 | 22000 | 20000 | 2.8 | 1.92 | 30000 | 2.58 | 1.8 | 8.9 | 7.1
Live | 218071834 |  | 10.4 | 14.9 | 27600 | 22000 | 20000 | 2.8 | 1.92 | 30000 | 2.58 | 1.8 | 8.9 | 7.1
Live | 218071835 |  | 10.4 | 16.3 | 33700 | 25000 | 18000 | 2.9 | 2 | 30000 | 2.86 | 1.8 | 8.1 | 6.4
Live | 218071836 |  | 10.5 | 16.2 | 33700 | 25000 | 19000 | 2.93 | 2 | 30000 | 2.86 | 1.8 | 8.3 | 6.5
Live | 218071837 |  | 10.5 | 16.1 | 33700 | 25000 | 19000 | 2.93 | 2 | 30000 | 2.86 | 1.8 | 8.3 | 6.5
Live | 218071838 |  | 10.5 | 16.1 | 33700 | 25000 | 19000 | 2.93 | 2 | 30000 | 2.86 | 1.8 | 8.3 | 6.5
Live | 218071839 |  | 10.5 | 16.3 | 33700 | 25000 | 18000 | 2.93 | 2 | 30000 | 2.86 | 1.8 | 8.1 | 6.4
Live | 218071840 |  | 10.5 | 16.2 | 33700 | 25000 | 19000 | 2.93 | 2.09 | 30000 | 2.86 | 1.8 | 8.2 | 6.5
Live | 218071841 |  | 10.9 | 16.9 | 33700 | 25000 | 18000 | 3.05 | 2.1 | 30000 | 3.04 | 1.8 | 8.3 | 6.5
Live | 218071842 |  | 11 | 17.1 | 33700 | 25000 | 18000 | 3.05 | 2.1 | 30000 | 3.04 | 1.8 | 8.3 | 6.5
Live | 218071843 |  | 11 | 17.1 | 33700 | 25000 | 18000 | 3.05 | 2.1 | 30000 | 3.04 | 1.8 | 8.3 | 6.5
Live | 218071844 |  | 10.5 | 16.3 | 33700 | 25000 | 18000 | 2.93 | 2 | 30000 | 2.76 | 1.8 | 7.9 | 6.3
Live | 218071845 |  | 10.5 | 16.2 | 33700 | 25000 | 18000 | 2.93 | 2 | 30000 | 2.76 | 1.8 | 7.9 | 6.3
Live | 218071846 |  | 10.5 | 16.1 | 33700 | 25000 | 18000 | 2.93 | 2 | 30000 | 2.86 | 1.8 | 8.1 | 6.4
Live | 218071847 |  | 10.5 | 15.5 | 33700 | 25000 | 18000 | 2.93 | 2 | 30000 | 2.86 | 1.8 | 8 | 6.4
Live | 218071848 |  | 10.5 | 15.3 | 33700 | 25000 | 18000 | 2.93 | 2 | 30000 | 2.86 | 1.8 | 7.9 | 6.3
Live | 218071849 |  | 10.6 | 16.4 | 33700 | 25000 | 18000 | 2.96 | 2 | 30000 | 2.76 | 1.8 | 8 | 6.3
Live | 218071850 |  | 10.5 | 15 | 33700 | 25000 | 18000 | 2.93 | 2 | 30000 | 2.66 | 1.8 | 7.8 | 6.3
Live | 218071851 |  | 10.7 | 14.5 | 33700 | 25000 | 18000 | 2.98 | 2 | 30000 | 2.76 | 1.8 | 7.9 | 6.3
Live | 218071852 |  | 10.3 | 15.6 | 36000 | 38000 | 29000 | 2.82 | 2.1 | 39000 | 2.95 | 1.75 | 8.6 | 7.2
Live | 218071853 |  | 10.3 | 15.5 | 36000 | 38000 | 29000 | 2.82 | 2.19 | 39000 | 3.04 | 1.8 | 8.9 | 7.4
Live | 218071854 |  | 10.4 | 15.5 | 36000 | 38000 | 29000 | 2.82 | 2.19 | 39000 | 2.95 | 1.8 | 8.8 | 7.4
Live | 218071855 |  | 10.4 | 15.5 | 36000 | 38000 | 29000 | 2.82 | 2.19 | 39000 | 2.95 | 1.8 | 8.8 | 7.3
Live | 218071856 |  | 10.4 | 15.6 | 36000 | 38000 | 29000 | 2.82 | 2.1 | 39000 | 2.95 | 1.75 | 8.4 | 7.1
Live | 218071857 |  | 10.4 | 15.5 | 36000 | 38000 | 29000 | 2.82 | 2.19 | 39000 | 2.95 | 1.8 | 8.8 | 7.3
Live | 218071858 |  | 11 | 16.7 | 36000 | 38000 | 29000 | 2.82 | 2.19 | 39000 | 3.04 | 1.75 | 8.6 | 7.2
Live | 218071859 |  | 11 | 16.8 | 36000 | 38000 | 29000 | 2.82 | 2.19 | 39000 | 3.04 | 1.8 | 8.7 | 7.3
Live | 218071860 |  | 11 | 16.8 | 36000 | 38000 | 29000 | 2.82 | 2.19 | 39000 | 3.04 | 1.8 | 8.7 | 7.3
Live | 218071864 |  | 10.3 | 15 | 36000 | 38000 | 29000 | 2.82 | 2.1 | 39000 | 2.86 | 1.75 | 8.3 | 7
Live | 218071865 |  | 10.3 | 14.9 | 36000 | 38000 | 29000 | 2.82 | 2.1 | 39000 | 2.86 | 1.75 | 8.4 | 7
Live | 218071869 |  | 9.4 | 14.5 | 38600 | 29600 | 26000 | 2.62 | 2.1 | 41000 | 2.85 | 1.8 | 8.3 | 6.8
Live | 218071870 |  | 9.2 | 14.4 | 38600 | 29600 | 26000 | 2.57 | 2.1 | 41000 | 2.85 | 1.8 | 8.2 | 6.7
Live | 218071871 |  | 9.8 | 15.3 | 38600 | 29600 | 26000 | 2.74 | 2.1 | 41000 | 3.04 | 1.8 | 8.6 | 6.9
Live | 218071872 |  | 9.9 | 15.6 | 38600 | 29600 | 26000 | 2.76 | 2.1 | 41000 | 3.04 | 1.8 | 8.5 | 6.9
Live | 218071873 |  | 9.9 | 15.6 | 38600 | 29600 | 26000 | 2.76 | 2.1 | 41000 | 3.04 | 1.8 | 8.5 | 6.9
Live | 218071874 |  | 9.5 | 14.5 | 38600 | 29600 | 24000 | 2.66 | 2.1 | 41000 | 2.57 | 1.75 | 7.9 | 6.5
Live | 218071875 |  | 9.7 | 14.6 | 38600 | 29600 | 25000 | 2.71 | 2.1 | 41000 | 2.66 | 1.8 | 8.3 | 6.7
Live | 218071876 |  | 9.7 | 14.3 | 38600 | 29600 | 25000 | 2.71 | 2.1 | 41000 | 2.76 | 1.8 | 8.3 | 6.7
Live | 218071877 |  | 9.6 | 14.4 | 38600 | 29600 | 25000 | 2.68 | 2.1 | 41000 | 2.85 | 1.8 | 8.3 | 6.7
Live | 218071878 |  | 9.7 | 14.5 | 38600 | 29600 | 26000 | 2.71 | 2.1 | 41000 | 2.95 | 1.8 | 8.6 | 6.9
Live | 218071879 |  | 9.5 | 14.8 | 38600 | 29600 | 26000 | 2.66 | 2.1 | 41000 | 2.95 | 1.8 | 8.3 | 6.8
Live | 218071880 |  | 10 | 14.3 | 38600 | 29600 | 26000 | 2.76 | 2.1 | 41000 | 2.95 | 1.8 | 8.5 | 6.9
Live | 218071881 |  | 10.3 | 15.1 | 41000 | 39000 | 33000 | 2.66 | 2 | 46000 | 2.96 | 1.75 | 8.9 | 7.2
Live | 218071882 |  | 10.3 | 15.1 | 41000 | 39000 | 33000 | 2.66 | 2 | 46000 | 2.96 | 1.75 | 8.9 | 7.2
Live | 218071883 |  | 10.9 | 16 | 41000 | 39000 | 33000 | 2.66 | 2.18 | 46000 | 2.97 | 1.8 | 9.4 | 7.5
Live | 218071884 |  | 11 | 16.2 | 41000 | 39000 | 33000 | 2.66 | 2.18 | 46000 | 2.97 | 1.8 | 9.3 | 7.5
Live | 218071885 |  | 11 | 16.2 | 41000 | 39000 | 33000 | 2.66 | 2.18 | 46000 | 2.97 | 1.8 | 9.3 | 7.5
Live | 218071888 |  | 10.3 | 15 | 41000 | 39000 | 33000 | 2.66 | 2.09 | 46000 | 2.86 | 1.8 | 9.1 | 7.3
Live | 218071889 |  | 10.4 | 14.8 | 41000 | 39000 | 33000 | 2.66 | 2.09 | 46000 | 2.96 | 1.8 | 9.2 | 7.4
Live | 218071890 |  | 10.3 | 14.9 | 41000 | 39000 | 33000 | 2.66 | 2 | 46000 | 2.96 | 1.8 | 8.9 | 7.2
Live | 218071891 |  | 10.4 | 15 | 41000 | 39000 | 33000 | 2.66 | 2.18 | 46000 | 2.97 | 1.8 | 9.4 | 7.6
Live | 218071892 |  | 10.6 | 15.6 | 41000 | 39000 | 33000 | 2.66 | 2.18 | 46000 | 2.97 | 1.8 | 9.3 | 7.6
Live | 218071893 |  | 10.7 | 14.9 | 41000 | 39000 | 33000 | 2.66 | 2.18 | 46000 | 2.97 | 1.8 | 9.3 | 7.5
Live | 218071894 |  | 10.2 | 16.4 | 49000 | 37800 | 40000 | 2.83 | 2.28 | 50000 | 3.02 | 1.8 | 9 | 7.4
Live | 218071895 |  | 10.3 | 16.7 | 49000 | 37800 | 39000 | 2.83 | 2.28 | 50000 | 3.02 | 1.8 | 8.9 | 7.3
Live | 218071896 |  | 10.3 | 16.7 | 49000 | 37800 | 39000 | 2.83 | 2.28 | 50000 | 3.02 | 1.8 | 8.9 | 7.4
Live | 218071897 |  | 8.9 | 16 | 51000 | 37800 | 39000 | 2.61 | 2.29 | 50000 | 2.95 | 1.8 | 8.6 | 7
Live | 218071898 |  | 8.9 | 16.2 | 51000 | 37800 | 38000 | 2.61 | 2.28 | 50000 | 2.86 | 1.8 | 8.5 | 6.9
Live | 218071899 |  | 8.9 | 16.2 | 51000 | 37800 | 38000 | 2.61 | 2.28 | 50000 | 2.86 | 1.8 | 8.5 | 6.9
Live | 218071900 |  | 10.1 | 16.3 | 49000 | 37800 | 39000 | 2.82 | 2.28 | 50000 | 2.86 | 1.8 | 8.6 | 7.2
Live | 218071901 |  | 10.6 | 14.4 | 49000 | 37800 | 39000 | 2.83 | 2.28 | 50000 | 2.86 | 1.8 | 8.8 | 7.3
Live | 218071902 |  | 10.2 | 15.7 | 49000 | 37800 | 39000 | 2.83 | 2.28 | 50000 | 2.86 | 1.8 | 8.6 | 7.2
Live | 218071903 |  | 8.5 | 15.7 | 51000 | 37800 | 38000 | 2.49 | 2.19 | 50000 | 2.76 | 1.8 | 8.2 | 6.7
Live | 218071904 |  | 8.4 | 14.4 | 50000 | 37800 | 37000 | 2.46 | 2.19 | 50000 | 2.48 | 1.75 | 8 | 6.6
Live | 218071905 |  | 8.5 | 15.2 | 51000 | 37800 | 38000 | 2.49 | 2.19 | 50000 | 2.66 | 1.8 | 8.2 | 6.7
Live | 218071906 |  | 10 | 16.5 | 48000 | 36000 | 42000 | 2.93 | 2.19 | 50000 | 2.76 | 1.8 | 8.5 | 7
Live | 218071907 |  | 10 | 16.6 | 48000 | 36000 | 42000 | 2.93 | 2.19 | 50000 | 2.76 | 1.8 | 8.6 | 7
Live | 218071908 |  | 10 | 16.6 | 48000 | 36000 | 42000 | 2.93 | 2.19 | 50000 | 2.76 | 1.8 | 8.6 | 7
Live | 218071909 |  | 10.2 | 16.4 | 48000 | 36000 | 41000 | 2.49 | 2.19 | 50000 | 2.57 | 1.8 | 8.3 | 6.9
Live | 218071910 |  | 10.9 | 14.5 | 48000 | 36000 | 41000 | 2.49 | 2.19 | 50000 | 2.76 | 1.8 | 8.5 | 7.1
Live | 218071911 |  | 10.8 | 14.6 | 48000 | 36000 | 41000 | 2.49 | 2.19 | 50000 | 2.66 | 1.8 | 8.5 | 7
Live | 218071912 |  | 9.8 | 16.1 | 48000 | 53000 | 41000 | 2.87 | 2.18 | 53000 | 2.86 | 1.8 | 8.5 | 7
Live | 218071913 |  | 9.8 | 16.1 | 48000 | 53000 | 41000 | 2.87 | 2.18 | 53000 | 2.86 | 1.8 | 8.5 | 7
Live | 218071914 |  | 9.8 | 14.3 | 47000 | 53000 | 41000 | 2.7 | 2.1 | 53000 | 2.57 | 1.75 | 8.4 | 6.9
Live | 218071915 |  | 10.1 | 14.7 | 47000 | 53000 | 41000 | 2.7 | 2.1 | 53000 | 2.57 | 1.75 | 8.5 | 7
Live | 218071916 |  | 10.2 | 17 | 55000 | 50000 | 40000 | 2.55 | 2 | 57000 | 2.55 | 1.8 | 8.3 | 6.7
Live | 218071917 |  | 10.3 | 17.1 | 55000 | 50000 | 40000 | 2.55 | 2.02 | 57000 | 2.55 | 1.8 | 8.4 | 6.8
Live | 218071918 |  | 10.3 | 17.1 | 55000 | 50000 | 40000 | 2.55 | 2.02 | 57000 | 2.55 | 1.8 | 8.4 | 6.8
Live | 218071919 |  | 10.1 | 16.7 | 55000 | 50000 | 39000 | 2.55 | 2 | 57000 | 2.55 | 1.8 | 8.2 | 6.7
Live | 218071920 |  | 10.1 | 14.8 | 55000 | 50000 | 40000 | 2.55 | 2 | 57000 | 2.55 | 1.8 | 8.4 | 6.8
Live | 218071921 |  | 10.1 | 15 | 55000 | 50000 | 40000 | 2.55 | 2 | 57000 | 2.47 | 1.8 | 8.4 | 6.8
Live | 218071922 |  | 10.2 | 16.4 | 53400 | 48000 | 41000 | 2.59 | 2 | 59000 | 2.56 | 1.8 | 8.7 | 6.9
Live | 218071923 |  | 10.2 | 16.4 | 53400 | 48000 | 41000 | 2.59 | 2 | 59000 | 2.56 | 1.8 | 8.7 | 6.9
Live | 218071924 |  | 9.9 | 14.6 | 53400 | 48000 | 40000 | 2.59 | 1.9 | 59000 | 2.47 | 1.8 | 8.1 | 6.5
Live | 218071925 |  | 10 | 15 | 53400 | 48000 | 39000 | 2.59 | 1.9 | 59000 | 2.47 | 1.8 | 8.2 | 6.5
Live | 218071926 |  | 10.4 | 17.1 | 27600 | 22000 | 20000 | 2.8 | 1.92 | 30000 | 2.66 | 1.8 | 9 | 7.2
Live | 218071927 |  | 10.5 | 17.1 | 27600 | 22000 | 20000 | 2.8 | 1.92 | 30000 | 2.66 | 1.8 | 9.1 | 7.2
Live | 218071928 |  | 10.3 | 16.8 | 27600 | 22000 | 20000 | 2.8 | 1.92 | 30000 | 2.66 | 1.8 | 9 | 7.2
Live | 218071929 |  | 10.4 | 16.4 | 27600 | 22000 | 20000 | 2.8 | 1.92 | 30000 | 2.66 | 1.8 | 9.1 | 7.2
Live | 218071930 |  | 10.4 | 14.4 | 27600 | 22000 | 20000 | 2.8 | 1.92 | 30000 | 2.66 | 1.8 | 8.9 | 7.2
Live | 218071931 |  | 10.1 | 14.9 | 27600 | 22000 | 20000 | 2.8 | 1.9 | 30000 | 2.48 | 1.75 | 8.7 | 7
Live | 218071932 |  | 10.4 | 15 | 27600 | 22000 | 20000 | 2.8 | 1.92 | 30000 | 2.58 | 1.8 | 8.9 | 7.1
Live | 218071933 |  | 10.4 | 14.9 | 27600 | 22000 | 20000 | 2.8 | 1.92 | 30000 | 2.58 | 1.8 | 8.9 | 7.1
Live | 218071934 |  | 10.6 | 17 | 21600 | 13400 | 10000 | 2.96 | 2.09 | 22000 | 2.96 | 1.8 | 8.1 | 6.5
Live | 218071935 |  | 10.6 | 15.8 | 21600 | 13400 | 10000 | 2.96 | 2.09 | 22000 | 2.76 | 1.8 | 7.9 | 6.3
Live | 218071936 |  | 10.4 | 15.5 | 21600 | 13400 | 10000 | 2.9 | 1.99 | 22000 | 2.58 | 1.8 | 7.7 | 6.1
Live | 218071937 |  | 10.7 | 14.6 | 21600 | 13400 | 10000 | 2.99 | 2.09 | 22000 | 2.96 | 1.8 | 8 | 6.4
Live | 218071938 |  | 10.5 | 15.6 | 21600 | 13400 | 10000 | 2.94 | 1.99 | 22000 | 2.68 | 1.8 | 7.7 | 6.2
Live | 218071939 |  | 11.3 | 16.6 | 22800 | 20000 | 18000 | 3.15 | 1.9 | 22800 | 2.94 | 1.8 | 9.5 | 7.8
Live | 218071940 |  | 11.3 | 15.3 | 22800 | 20000 | 18000 | 3.15 | 1.9 | 22800 | 2.76 | 1.8 | 9.3 | 7.6
Live | 218071941 |  | 11.4 | 15.2 | 22800 | 20000 | 18000 | 3.15 | 1.9 | 22800 | 2.86 | 1.8 | 9.3 | 7.7
Live | 218071942 |  | 11.3 | 14.8 | 22800 | 20000 | 18000 | 3.15 | 1.9 | 22800 | 2.94 | 1.8 | 9.4 | 7.7
Live | 218071943 |  | 10.3 | 16.8 | 27600 | 22000 | 20000 | 2.8 | 1.92 | 30000 | 2.66 | 1.8 | 9 | 7.2
Live | 218071944 |  | 10.4 | 16.4 | 27600 | 22000 | 20000 | 2.8 | 1.92 | 30000 | 2.66 | 1.8 | 9.1 | 7.2
Live | 218071945 |  | 10.4 | 14.4 | 27600 | 22000 | 20000 | 2.8 | 1.92 | 30000 | 2.66 | 1.8 | 8.9 | 7.2
Live | 218071946 |  | 10.1 | 14.9 | 27600 | 22000 | 20000 | 2.8 | 1.9 | 30000 | 2.48 | 1.75 | 8.7 | 7
Live | 218071947 |  | 10.4 | 15 | 27600 | 22000 | 20000 | 2.8 | 1.92 | 30000 | 2.58 | 1.8 | 8.9 | 7.1
Live | 218071948 |  | 10.4 | 14.9 | 27600 | 22000 | 20000 | 2.8 | 1.92 | 30000 | 2.58 | 1.8 | 8.9 | 7.1
Live | 218071949 |  | 10.5 | 16.3 | 33700 | 25000 | 18000 | 2.93 | 2 | 30000 | 2.76 | 1.8 | 7.9 | 6.3
Live | 218071950 |  | 10.5 | 16.2 | 33700 | 25000 | 18000 | 2.93 | 2 | 30000 | 2.76 | 1.8 | 7.9 | 6.3
Live | 218071951 |  | 10.5 | 16.1 | 33700 | 25000 | 18000 | 2.93 | 2 | 30000 | 2.86 | 1.8 | 8.1 | 6.4
Live | 218071952 |  | 10.5 | 15.5 | 33700 | 25000 | 18000 | 2.93 | 2 | 30000 | 2.86 | 1.8 | 8 | 6.4
Live | 218071953 |  | 10.5 | 15.3 | 33700 | 25000 | 18000 | 2.93 | 2 | 30000 | 2.86 | 1.8 | 7.9 | 6.3
Live | 218071954 |  | 10.6 | 16.4 | 33700 | 25000 | 18000 | 2.96 | 2 | 30000 | 2.76 | 1.8 | 8 | 6.3
Live | 218071955 |  | 10.5 | 15 | 33700 | 25000 | 18000 | 2.93 | 2 | 30000 | 2.66 | 1.8 | 7.8 | 6.3
Live | 218071956 |  | 10.7 | 14.5 | 33700 | 25000 | 18000 | 2.98 | 2 | 30000 | 2.76 | 1.8 | 7.9 | 6.3
Live | 218071960 |  | 10.3 | 15 | 36000 | 38000 | 29000 | 2.82 | 2.1 | 39000 | 2.86 | 1.75 | 8.3 | 7
Live | 218071961 |  | 10.3 | 14.9 | 36000 | 38000 | 29000 | 2.82 | 2.1 | 39000 | 2.86 | 1.75 | 8.4 | 7
Live | 218071965 |  | 9.5 | 14.5 | 38600 | 29600 | 24000 | 2.66 | 2.1 | 41000 | 2.57 | 1.75 | 7.9 | 6.5
Live | 218071966 |  | 9.7 | 14.6 | 38600 | 29600 | 25000 | 2.71 | 2.1 | 41000 | 2.66 | 1.8 | 8.3 | 6.7
Live | 218071967 |  | 9.7 | 14.3 | 38600 | 29600 | 25000 | 2.71 | 2.1 | 41000 | 2.76 | 1.8 | 8.3 | 6.7
Live | 218071968 |  | 9.6 | 14.4 | 38600 | 29600 | 25000 | 2.68 | 2.1 | 41000 | 2.85 | 1.8 | 8.3 | 6.7
Live | 218071969 |  | 9.7 | 14.5 | 38600 | 29600 | 26000 | 2.71 | 2.1 | 41000 | 2.95 | 1.8 | 8.6 | 6.9
Live | 218071970 |  | 9.5 | 14.8 | 38600 | 29600 | 26000 | 2.66 | 2.1 | 41000 | 2.95 | 1.8 | 8.3 | 6.8
Live | 218071971 |  | 10 | 14.3 | 38600 | 29600 | 26000 | 2.76 | 2.1 | 41000 | 2.95 | 1.8 | 8.5 | 6.9
Live | 218071974 |  | 10.3 | 15 | 41000 | 39000 | 33000 | 2.66 | 2.09 | 46000 | 2.86 | 1.8 | 9.1 | 7.3
Live | 218071975 |  | 10.4 | 14.8 | 41000 | 39000 | 33000 | 2.66 | 2.09 | 46000 | 2.96 | 1.8 | 9.2 | 7.4
Live | 218071976 |  | 10.3 | 14.9 | 41000 | 39000 | 33000 | 2.66 | 2 | 46000 | 2.96 | 1.8 | 8.9 | 7.2
Live | 218071977 |  | 10.4 | 15 | 41000 | 39000 | 33000 | 2.66 | 2.18 | 46000 | 2.97 | 1.8 | 9.4 | 7.6
Live | 218071978 |  | 10.6 | 15.6 | 41000 | 39000 | 33000 | 2.66 | 2.18 | 46000 | 2.97 | 1.8 | 9.3 | 7.6
Live | 218071979 |  | 10.7 | 14.9 | 41000 | 39000 | 33000 | 2.66 | 2.18 | 46000 | 2.97 | 1.8 | 9.3 | 7.5
Live | 218071980 |  | 10.1 | 16.3 | 49000 | 37800 | 39000 | 2.82 | 2.28 | 50000 | 2.86 | 1.8 | 8.6 | 7.2
Live | 218071981 |  | 10.6 | 14.4 | 49000 | 37800 | 39000 | 2.83 | 2.28 | 50000 | 2.86 | 1.8 | 8.8 | 7.3
Live | 218071982 |  | 10.2 | 15.7 | 49000 | 37800 | 39000 | 2.83 | 2.28 | 50000 | 2.86 | 1.8 | 8.6 | 7.2
Live | 218071983 |  | 8.5 | 15.7 | 51000 | 37800 | 38000 | 2.49 | 2.19 | 50000 | 2.76 | 1.8 | 8.2 | 6.7
Live | 218071984 |  | 8.4 | 14.4 | 50000 | 37800 | 37000 | 2.46 | 2.19 | 50000 | 2.48 | 1.75 | 8 | 6.6
Live | 218071985 |  | 8.5 | 15.2 | 51000 | 37800 | 38000 | 2.49 | 2.19 | 50000 | 2.66 | 1.8 | 8.2 | 6.7
Live | 218071986 |  | 10.2 | 16.4 | 48000 | 36000 | 41000 | 2.49 | 2.19 | 50000 | 2.57 | 1.8 | 8.3 | 6.9
Live | 218071987 |  | 10.9 | 14.5 | 48000 | 36000 | 41000 | 2.49 | 2.19 | 50000 | 2.76 | 1.8 | 8.5 | 7.1
Live | 218071988 |  | 10.8 | 14.6 | 48000 | 36000 | 41000 | 2.49 | 2.19 | 50000 | 2.66 | 1.8 | 8.5 | 7
Live | 218071989 |  | 9.8 | 14.3 | 47000 | 53000 | 41000 | 2.7 | 2.1 | 53000 | 2.57 | 1.75 | 8.4 | 6.9
Live | 218071990 |  | 10.1 | 14.7 | 47000 | 53000 | 41000 | 2.7 | 2.1 | 53000 | 2.57 | 1.75 | 8.5 | 7
Live | 218071991 |  | 10.1 | 16.7 | 55000 | 50000 | 39000 | 2.55 | 2 | 57000 | 2.55 | 1.8 | 8.2 | 6.7
Live | 218071992 |  | 10.1 | 14.8 | 55000 | 50000 | 40000 | 2.55 | 2 | 57000 | 2.55 | 1.8 | 8.4 | 6.8
Live | 218071993 |  | 10.1 | 15 | 55000 | 50000 | 40000 | 2.55 | 2 | 57000 | 2.47 | 1.8 | 8.4 | 6.8
Live | 218071994 |  | 9.9 | 14.6 | 53400 | 48000 | 40000 | 2.59 | 1.9 | 59000 | 2.47 | 1.8 | 8.1 | 6.5
Live | 218071995 |  | 10 | 15 | 53400 | 48000 | 39000 | 2.59 | 1.9 | 59000 | 2.47 | 1.8 | 8.2 | 6.5
Live | 218071996 |  | 10.3 | 16.8 | 27600 | 22000 | 20000 | 2.8 | 1.92 | 30000 | 2.66 | 1.8 | 9 | 7.2
Live | 218071997 |  | 10.4 | 16.4 | 27600 | 22000 | 20000 | 2.8 | 1.92 | 30000 | 2.66 | 1.8 | 9.1 | 7.2
Live | 218071998 |  | 10.4 | 14.4 | 27600 | 22000 | 20000 | 2.8 | 1.92 | 30000 | 2.66 | 1.8 | 8.9 | 7.2
Live | 218071999 |  | 10.1 | 14.9 | 27600 | 22000 | 20000 | 2.8 | 1.9 | 30000 | 2.48 | 1.75 | 8.7 | 7
Live | 218072000 |  | 10.4 | 15 | 27600 | 22000 | 20000 | 2.8 | 1.92 | 30000 | 2.58 | 1.8 | 8.9 | 7.1
Live | 218072001 |  | 10.4 | 14.9 | 27600 | 22000 | 20000 | 2.8 | 1.92 | 30000 | 2.58 | 1.8 | 8.9 | 7.1
Live | 218072002 |  | 10.5 | 18 | 21600 | 13400 | 10000 | 2.94 | 2.09 | 22000 | 2.85 | 1.8 | 8.1 | 6.4
Live | 218072003 |  | 10.7 | 18.5 | 21600 | 13400 | 10000 | 2.99 | 2.19 | 22000 | 2.96 | 1.8 | 8.3 | 6.6
Live | 218072004 |  | 10.8 | 16.6 | 21600 | 13400 | 10000 | 3.01 | 2.09 | 22000 | 2.76 | 1.8 | 8 | 6.4
Live | 218072005 |  | 11.1 | 17.9 | 22800 | 20000 | 18000 | 3.11 | 1.9 | 22800 | 2.94 | 1.8 | 9.6 | 7.9
Live | 218072006 |  | 11.3 | 17.7 | 22800 | 20000 | 18000 | 3.15 | 1.9 | 22800 | 2.86 | 1.8 | 9.5 | 7.9
Live | 218072007 |  | 11.8 | 18 | 22800 | 20000 | 19000 | 3.15 | 1.9 | 22800 | 3.23 | 1.9 | 10.6 | 8.7
Live | 218072008 |  | 10.1 | 17.5 | 27600 | 22000 | 20000 | 2.8 | 1.92 | 30000 | 2.58 | 1.8 | 8.8 | 7.1
Live | 218072009 |  | 10.1 | 16.7 | 27600 | 22000 | 21000 | 2.8 | 1.92 | 30000 | 2.86 | 1.8 | 9.3 | 7.6
Live | 218072010 |  | 10.6 | 16.7 | 27600 | 22000 | 21000 | 2.8 | 1.92 | 30000 | 3.03 | 1.9 | 9.6 | 7.8
Live | 218072011 |  | 10.8 | 18.4 | 27600 | 22000 | 21000 | 2.8 | 1.92 | 30000 | 3.03 | 1.9 | 9.9 | 7.9
Live | 218072012 |  | 9.9 | 15.8 | 30000 | 19800 | 18000 | 2.76 | 2 | 29000 | 2.9 | 1.8 | 7.9 | 6.3
Live | 218072013 |  | 10.2 | 16.2 | 30000 | 19800 | 18000 | 2.8 | 2 | 29000 | 2.9 | 1.8 | 7.9 | 6.4
Live | 218072014 |  | 10.8 | 16.5 | 33700 | 25000 | 19000 | 3.01 | 2.09 | 30000 | 3.04 | 1.8 | 8.4 | 6.6
Live | 218072015 |  | 10.9 | 16.9 | 33700 | 25000 | 19000 | 3.04 | 2.09 | 30000 | 2.95 | 1.8 | 8.3 | 6.6
Live | 218072016 |  | 10.9 | 15.6 | 33700 | 25000 | 19000 | 3.04 | 2.09 | 30000 | 3.04 | 1.8 | 8.2 | 6.6
Live | 218072017 |  | 11.1 | 15.5 | 33700 | 25000 | 19000 | 3.05 | 2.09 | 30000 | 3.12 | 1.8 | 8.2 | 6.6
Live | 218072018 |  | 11.1 | 16.2 | 33700 | 25000 | 19000 | 3.05 | 2.09 | 30000 | 3.12 | 1.8 | 8.3 | 6.6
Live | 218072020 |  | 9.9 | 15.8 | 34800 | 31700 | 29000 | 2.76 | 2 | 35900 | 2.93 | 1.75 | 7.7 | 6.9
Live | 218072021 |  | 10.8 | 16.4 | 36000 | 38000 | 29000 | 2.82 | 2.24 | 39000 | 3.04 | 1.8 | 8 | 7.1
Live | 218072022 |  | 10.8 | 15.5 | 36000 | 38000 | 29000 | 2.82 | 2.24 | 39000 | 3.14 | 1.8 | 8.1 | 7.1
Live | 218072023 |  | 11.1 | 15.5 | 36000 | 38000 | 29000 | 2.82 | 2.24 | 39000 | 3.28 | 1.8 | 8.4 | 7.2
Live | 218072024 |  | 11.1 | 16.1 | 36000 | 38000 | 29000 | 2.82 | 2.24 | 39000 | 3.24 | 1.8 | 8.4 | 7.3
Live | 218072026 |  | 9 | 14.6 | 34000 | 26000 | 25000 | 2.64 | 2.1 | 36600 | 2.76 | 1.8 | 7.7 | 6.4
Live | 218072027 |  | 9.3 | 15.2 | 38600 | 29600 | 27000 | 2.59 | 2.1 | 41000 | 3.14 | 1.8 | 8.4 | 6.9
Live | 218072028 |  | 9.5 | 15.4 | 38600 | 29600 | 26000 | 2.65 | 2.1 | 41000 | 2.95 | 1.8 | 8.1 | 6.7
Live | 218072029 |  | 9.5 | 14.3 | 38600 | 29600 | 26000 | 2.65 | 2.1 | 41000 | 2.95 | 1.8 | 8.1 | 6.6
Live | 218072030 |  | 9.7 | 14.4 | 38600 | 29600 | 26000 | 2.71 | 2.1 | 41000 | 3.04 | 1.8 | 8.1 | 6.7
Live | 218072031 |  | 9.7 | 14.8 | 38600 | 29600 | 26000 | 2.71 | 2.1 | 41000 | 3.04 | 1.8 | 8.2 | 6.7
Live | 218072033 |  | 10.1 | 15.5 | 39200 | 35000 | 32000 | 2.67 | 1.87 | 40000 | 2.46 | 1.75 | 8.4 | 7
Live | 218072034 |  | 10.7 | 16.3 | 41000 | 39000 | 34000 | 2.66 | 2.18 | 46000 | 2.97 | 1.8 | 9.2 | 7.6
Live | 218072035 |  | 10.7 | 15.8 | 41000 | 39000 | 34000 | 2.66 | 2.18 | 46000 | 2.97 | 1.9 | 9.4 | 7.8
Live | 218072036 |  | 11 | 15.4 | 41000 | 39000 | 34000 | 2.66 | 2.18 | 46000 | 2.97 | 1.8 | 9.2 | 7.6
Live | 218072037 |  | 11.1 | 15.9 | 41000 | 39000 | 34000 | 2.66 | 2.18 | 46000 | 2.97 | 1.8 | 9.2 | 7.6
Live | 218072038 |  | 9.7 | 14.8 | 49000 | 37800 | 39000 | 2.7 | 2.1 | 50000 | 2.66 | 1.8 | 8.2 | 6.9
Live | 218072039 |  | 9.9 | 15.3 | 49000 | 37800 | 39000 | 2.77 | 2.09 | 50000 | 2.66 | 1.8 | 8.1 | 6.9
Live | 218072040 |  | 9.9 | 15.3 | 49000 | 37800 | 39000 | 2.77 | 2.19 | 50000 | 2.76 | 1.8 | 8.3 | 7
Live | 218072041 |  | 9.9 | 15.7 | 49000 | 37800 | 39000 | 2.77 | 2.19 | 50000 | 2.76 | 1.8 | 8.3 | 7
Live | 218072042 |  | 8.4 | 14.5 | 50000 | 37800 | 37000 | 2.46 | 2.09 | 50000 | 2.57 | 1.8 | 7.8 | 6.5
Live | 218072043 |  | 8.6 | 14.9 | 50000 | 37800 | 37000 | 2.52 | 2.1 | 50000 | 2.48 | 1.75 | 7.8 | 6.5
Live | 218072044 |  | 8.7 | 15 | 50000 | 37800 | 37000 | 2.55 | 2.09 | 50000 | 2.66 | 1.8 | 8 | 6.6
Live | 218072045 |  | 8.7 | 15.4 | 50000 | 37800 | 38000 | 2.55 | 2.09 | 50000 | 2.66 | 1.8 | 8 | 6.6
Live | 218072046 |  | 10.1 | 14.9 | 48000 | 36000 | 42000 | 2.49 | 2 | 50000 | 2.57 | 1.8 | 8.1 | 6.9
Live | 218072047 |  | 10.1 | 15.4 | 48000 | 36000 | 41000 | 2.49 | 2 | 50000 | 2.48 | 1.75 | 8 | 6.8
Live | 218072048 |  | 10.3 | 15.4 | 48000 | 36000 | 42000 | 2.49 | 2.1 | 50000 | 2.67 | 1.8 | 8.2 | 7
Live | 218072049 |  | 10.2 | 15.8 | 48000 | 36000 | 42000 | 2.49 | 2.09 | 50000 | 2.76 | 1.8 | 8.3 | 7.1
Live | 218072050 |  | 9.4 | 14.3 | 47000 | 53000 | 43000 | 2.62 | 2 | 53000 | 2.86 | 1.8 | 8.2 | 7
Live | 218072051 |  | 9.8 | 15.2 | 55000 | 50000 | 41000 | 2.55 | 1.81 | 57000 | 2.29 | 1.8 | 7.8 | 6.5
Live | 218072052 |  | 9.9 | 15.7 | 55000 | 50000 | 40000 | 2.55 | 1.81 | 57000 | 2.29 | 1.8 | 7.8 | 6.5
Live | 218072053 |  | 10 | 15.9 | 55000 | 50000 | 41000 | 2.55 | 1.9 | 57000 | 2.47 | 1.8 | 8 | 6.6
Live | 218072054 |  | 10 | 16.3 | 55000 | 50000 | 41000 | 2.55 | 1.9 | 57000 | 2.47 | 1.8 | 8.1 | 6.6
Live | 218072055 |  | 9.4 | 14.6 | 53400 | 48000 | 42000 | 2.59 | 1.81 | 59000 | 2.56 | 1.8 | 7.8 | 6.5
Live | 218072056 |  | 10.1 | 17.5 | 27600 | 22000 | 20000 | 2.8 | 1.92 | 30000 | 2.58 | 1.8 | 8.8 | 7.1
Live | 218072057 |  | 10.1 | 16.7 | 27600 | 22000 | 21000 | 2.8 | 1.92 | 30000 | 2.86 | 1.8 | 9.3 | 7.6
Live | 218072058 |  | 10.8 | 18.4 | 27600 | 22000 | 21000 | 2.8 | 1.92 | 30000 | 3.03 | 1.9 | 9.9 | 7.9
Live | 218072059 |  | 11 | 16.1 | 21600 | 13400 | 10000 | 3.06 | 2.19 | 22000 | 3.15 | 1.8 | 8.2 | 6.6
Live | 218072060 |  | 11 | 17 | 21600 | 13400 | 10000 | 3.06 | 2.19 | 22000 | 2.85 | 1.8 | 8.2 | 6.5
Live | 218072061 |  | 11.2 | 16.2 | 21600 | 13400 | 10000 | 3.12 | 2.19 | 22000 | 3.15 | 1.9 | 8.3 | 6.6
Live | 218072062 |  | 11.7 | 16.5 | 22800 | 20000 | 18000 | 3.15 | 1.9 | 22800 | 3.05 | 1.8 | 9.7 | 8.1
Live | 218072063 |  | 11.7 | 17 | 22800 | 20000 | 18000 | 3.15 | 1.9 | 22800 | 2.86 | 1.8 | 9.6 | 7.9
Live | 218072064 |  | 11.9 | 16.5 | 22800 | 20000 | 19000 | 3.15 | 1.9 | 22800 | 3.14 | 1.9 | 9.9 | 8.3
Live | 218072065 |  | 10.6 | 16.9 | 27600 | 22000 | 20000 | 2.8 | 1.92 | 30000 | 2.76 | 1.8 | 9.2 | 7.4
Live | 218072066 |  | 10.5 | 17.7 | 27600 | 22000 | 21000 | 2.8 | 1.92 | 30000 | 2.86 | 1.8 | 9.4 | 7.6
Live | 218072067 |  | 10.9 | 17.1 | 27600 | 22000 | 20000 | 2.8 | 1.92 | 30000 | 2.96 | 1.9 | 9.3 | 7.5
Live | 218072068 |  | 10.1 | 15.9 | 30000 | 19800 | 18000 | 2.96 | 2.08 | 29000 | 3.1 | 1.8 | 8 | 6.4
Live | 218072069 |  | 10.1 | 16.5 | 30000 | 19800 | 18000 | 2.96 | 2.08 | 29000 | 3 | 1.8 | 8 | 6.4
Live | 218072070 |  | 10.8 | 16.6 | 33700 | 25000 | 18000 | 3.01 | 2.1 | 30000 | 3.04 | 1.8 | 8.1 | 6.4
Live | 218072071 |  | 11 | 16 | 33700 | 25000 | 18000 | 3.05 | 2.19 | 30000 | 3.04 | 1.9 | 8.2 | 6.5
Live | 218072072 |  | 11.2 | 16.3 | 33700 | 25000 | 18000 | 3.05 | 2.19 | 30000 | 3.12 | 1.9 | 8.3 | 6.6
Live | 218072073 |  | 11.2 | 15.7 | 33700 | 25000 | 18000 | 3.05 | 2.19 | 30000 | 3.04 | 1.9 | 8.2 | 6.5
Live | 218072074 |  | 9.9 | 15.5 | 34800 | 31700 | 29000 | 2.76 | 2 | 35900 | 2.93 | 1.75 | 7.8 | 6.8
Live | 218072075 |  | 9.9 | 15.9 | 34800 | 31700 | 29000 | 2.76 | 2 | 35900 | 2.93 | 1.75 | 7.7 | 6.8
Live | 218072076 |  | 10.7 | 16.1 | 36000 | 38000 | 29000 | 2.82 | 2.24 | 39000 | 3.14 | 1.8 | 8 | 7
Live | 218072077 |  | 10.8 | 15.8 | 36000 | 38000 | 29000 | 2.82 | 2.24 | 39000 | 3.24 | 1.8 | 8.2 | 7.1
Live | 218072078 |  | 11.2 | 16.1 | 36000 | 38000 | 29000 | 2.82 | 2.24 | 39000 | 3.28 | 1.8 | 8.4 | 7.3
Live | 218072079 |  | 11 | 15.6 | 36000 | 38000 | 29000 | 2.82 | 2.24 | 39000 | 3.24 | 1.8 | 8.3 | 7.2
Live | 218072080 |  | 8.9 | 14.9 | 35000 | 26000 | 25000 | 2.61 | 2.1 | 36600 | 2.76 | 1.8 | 7.8 | 6.4
Live | 218072082 |  | 9.3 | 15.4 | 38600 | 29600 | 26000 | 2.59 | 2.1 | 41000 | 3.04 | 1.8 | 8.2 | 6.7
Live | 218072083 |  | 9.6 | 15.6 | 38600 | 29600 | 26000 | 2.68 | 2.1 | 41000 | 3.14 | 1.9 | 8.3 | 6.8
Live | 218072084 |  | 10 | 15.6 | 38600 | 29600 | 26000 | 2.76 | 2.1 | 41000 | 3.14 | 1.9 | 8.4 | 6.9
Live | 218072085 |  | 10.1 | 15.7 | 38600 | 29600 | 26000 | 2.76 | 2.1 | 41000 | 3.2 | 1.9 | 8.5 | 6.9
Live | 218072086 |  | 10.2 | 15.9 | 39300 | 35000 | 32000 | 2.68 | 1.87 | 40000 | 2.46 | 1.75 | 8.5 | 7.1
Live | 218072088 |  | 10.6 | 16.4 | 41000 | 39000 | 34000 | 2.66 | 2.18 | 46000 | 2.97 | 1.8 | 9.4 | 7.7
Live | 218072089 |  | 10.9 | 16.7 | 41000 | 39000 | 34000 | 2.66 | 2.18 | 46000 | 2.97 | 1.9 | 9.5 | 7.8
Live | 218072090 |  | 11.4 | 16.7 | 41000 | 39000 | 34000 | 2.66 | 2.18 | 46000 | 2.97 | 1.9 | 9.5 | 7.9
Live | 218072091 |  | 11.4 | 16.8 | 41000 | 39000 | 34000 | 2.66 | 2.18 | 46000 | 2.97 | 1.9 | 9.6 | 7.9
Live | 218072092 |  | 10 | 15.7 | 49000 | 37800 | 39000 | 2.79 | 2.09 | 50000 | 2.57 | 1.8 | 8.2 | 7
Live | 218072093 |  | 10.2 | 15.7 | 49000 | 37800 | 39000 | 2.83 | 2.09 | 50000 | 2.66 | 1.8 | 8.3 | 7
Live | 218072094 |  | 10.4 | 16 | 49000 | 37800 | 38000 | 2.83 | 2.09 | 50000 | 2.57 | 1.8 | 8.2 | 6.9
Live | 218072095 |  | 8.6 | 15.6 | 50000 | 37800 | 37000 | 2.52 | 2.1 | 50000 | 2.57 | 1.8 | 7.8 | 6.5
Live | 218072096 |  | 8.9 | 15.7 | 50000 | 37800 | 37000 | 2.61 | 2.1 | 50000 | 2.57 | 1.8 | 7.9 | 6.5
Live | 218072097 |  | 9.1 | 15.6 | 50000 | 37800 | 37000 | 2.67 | 2.1 | 50000 | 2.57 | 1.8 | 7.9 | 6.5
Live | 218072098 |  | 10.1 | 16.1 | 48000 | 36000 | 41000 | 2.49 | 2 | 50000 | 2.57 | 1.8 | 8 | 6.7
Live | 218072099 |  | 10.5 | 16.1 | 48000 | 36000 | 42000 | 2.49 | 2.1 | 50000 | 2.76 | 1.8 | 8.2 | 6.9
Live | 218072100 |  | 10.5 | 16.1 | 48000 | 36000 | 42000 | 2.49 | 2.1 | 50000 | 2.67 | 1.8 | 8.2 | 6.9
Live | 218072101 |  | 9.9 | 15.4 | 47000 | 53000 | 42000 | 2.7 | 2.1 | 53000 | 2.76 | 1.8 | 8.2 | 7
Live | 218072102 |  | 10 | 16.5 | 55000 | 50000 | 40000 | 2.55 | 1.9 | 57000 | 2.48 | 1.8 | 7.8 | 6.5
Live | 218072103 |  | 10.4 | 16.6 | 55000 | 50000 | 40000 | 2.55 | 1.9 | 57000 | 2.47 | 1.8 | 7.9 | 6.5
Live | 218072104 |  | 10.4 | 16.6 | 55000 | 50000 | 39000 | 2.55 | 1.9 | 57000 | 2.38 | 1.8 | 7.9 | 6.5
Live | 218072105 |  | 10 | 15.7 | 53400 | 48000 | 41000 | 2.59 | 1.9 | 59000 | 2.56 | 1.8 | 7.8 | 6.5
Live | 218072106 |  | 10.6 | 16.9 | 27600 | 22000 | 20000 | 2.8 | 1.92 | 30000 | 2.76 | 1.8 | 9.2 | 7.4
Live | 218072107 |  | 10.5 | 17.7 | 27600 | 22000 | 21000 | 2.8 | 1.92 | 30000 | 2.86 | 1.8 | 9.4 | 7.6
Live | 218072108 |  | 10.9 | 17.1 | 27600 | 22000 | 20000 | 2.8 | 1.92 | 30000 | 2.96 | 1.9 | 9.3 | 7.5
Live | 218072109 |  | 10.9 | 17.5 | 21600 | 13400 | 10000 | 3.04 | 2.09 | 22000 | 3.04 | 1.8 | 8.2 | 6.5
Live | 218072110 |  | 10.5 | 16.2 | 21600 | 13400 | 10000 | 2.94 | 1.99 | 22000 | 2.68 | 1.8 | 7.7 | 6.2
Live | 218072111 |  | 10.7 | 16.7 | 21600 | 13400 | 10000 | 2.99 | 2.09 | 22000 | 2.96 | 1.8 | 8.1 | 6.4
Live | 218072112 |  | 10.9 | 17.2 | 21600 | 13400 | 10000 | 3.04 | 2.19 | 22000 | 3.04 | 1.8 | 8.2 | 6.5
Live | 218072113 |  | 10.7 | 15.6 | 21600 | 13400 | 10000 | 2.99 | 2.09 | 22000 | 2.85 | 1.8 | 7.9 | 6.3
Live | 218072114 |  | 10.8 | 14.9 | 21600 | 13400 | 10000 | 3.01 | 2.09 | 22000 | 2.96 | 1.8 | 8 | 6.4
Live | 218072115 |  | 10.5 | 16.6 | 21600 | 13400 | 10000 | 2.94 | 2.09 | 22000 | 2.96 | 1.8 | 8.1 | 6.4
Live | 218072116 |  | 10.7 | 15.4 | 21600 | 13400 | 10000 | 2.99 | 2.09 | 22000 | 2.85 | 1.8 | 7.9 | 6.3
Live | 218072117 |  | 10.9 | 15.8 | 21600 | 13400 | 10000 | 3.04 | 2.09 | 22000 | 2.96 | 1.8 | 8 | 6.4
Live | 218072118 |  | 10.4 | 16.7 | 21600 | 13400 | 11000 | 2.9 | 2.09 | 22000 | 3.04 | 1.8 | 8.2 | 6.5
Live | 218072119 |  | 10.4 | 17.4 | 21600 | 13400 | 10000 | 2.9 | 2.09 | 22000 | 2.96 | 1.8 | 8.2 | 6.5
Live | 218072120 |  | 10.4 | 17.4 | 21600 | 13400 | 11000 | 2.9 | 2.09 | 22000 | 3.04 | 1.8 | 8.3 | 6.6
Live | 218072121 |  | 10.7 | 18.6 | 21600 | 13400 | 10000 | 2.99 | 2.09 | 22000 | 2.96 | 1.8 | 8.1 | 6.4
Live | 218072122 |  | 10.8 | 17.6 | 21600 | 13400 | 10000 | 3.01 | 2.09 | 22000 | 2.96 | 1.8 | 8.2 | 6.5
Live | 218072123 |  | 10.7 | 17.4 | 21600 | 13400 | 10000 | 2.99 | 2.09 | 22000 | 3.04 | 1.8 | 8.2 | 6.5
Live | 218072124 |  | 10.7 | 17.9 | 21600 | 13400 | 10000 | 2.99 | 2.09 | 22000 | 2.96 | 1.8 | 8.1 | 6.5
Live | 218072125 |  | 10.6 | 17 | 21600 | 13400 | 10000 | 2.96 | 2.09 | 22000 | 2.96 | 1.8 | 8.1 | 6.5
Live | 218072126 |  | 10.7 | 17.4 | 21600 | 13400 | 10000 | 2.99 | 2.09 | 22000 | 2.96 | 1.8 | 8.1 | 6.4
Live | 218072127 |  | 10.6 | 17.1 | 21600 | 13400 | 10000 | 2.96 | 2.09 | 22000 | 3.04 | 1.8 | 8.1 | 6.5
Live | 218072128 |  | 10.7 | 18.5 | 21600 | 13400 | 10000 | 2.99 | 2.09 | 22000 | 2.96 | 1.8 | 8.2 | 6.5
Live | 218072129 |  | 10.8 | 18.1 | 21600 | 13400 | 11000 | 3.01 | 2.19 | 22000 | 3.04 | 1.8 | 8.2 | 6.6
Live | 218072130 |  | 10.6 | 17 | 21600 | 13400 | 10000 | 2.96 | 2.09 | 22000 | 2.96 | 1.8 | 8.1 | 6.5
Live | 218072131 |  | 10.6 | 17.4 | 21600 | 13400 | 10000 | 2.96 | 2.09 | 22000 | 2.85 | 1.8 | 8.1 | 6.4
Live | 218072132 |  | 10.5 | 17.7 | 21600 | 13400 | 10000 | 2.94 | 2.09 | 22000 | 2.85 | 1.8 | 8 | 6.4
Live | 218072133 |  | 10.6 | 17 | 21600 | 13400 | 10000 | 2.96 | 2.09 | 22000 | 2.96 | 1.8 | 8.1 | 6.5
Live | 218072134 |  | 10.6 | 17.9 | 21600 | 13400 | 10000 | 2.96 | 2.09 | 22000 | 2.96 | 1.8 | 8.1 | 6.5
Live | 218072135 |  | 10.6 | 17.8 | 21600 | 13400 | 10000 | 2.96 | 2.09 | 22000 | 2.96 | 1.8 | 8.2 | 6.5
Live | 218072136 |  | 10.6 | 17.1 | 21600 | 13400 | 10000 | 2.96 | 2.09 | 22000 | 2.85 | 1.8 | 8.1 | 6.4
Live | 218072139 |  | 9.1 | 14.3 | 38600 | 29600 | 25000 | 2.54 | 2.1 | 41000 | 2.85 | 1.8 | 8 | 6.5
Live | 218072140 |  | 9.4 | 14.7 | 38600 | 29600 | 25000 | 2.62 | 2.1 | 41000 | 2.95 | 1.8 | 8.2 | 6.6
Live | 218072141 |  | 9.3 | 14.4 | 38600 | 29600 | 25000 | 2.59 | 2.1 | 41000 | 2.95 | 1.8 | 8.1 | 6.6
Live | 218072142 |  | 9.4 | 14.4 | 38600 | 29600 | 25000 | 2.62 | 2.1 | 41000 | 2.85 | 1.75 | 8.1 | 6.6
Live | 218072143 |  | 9.3 | 14.6 | 38600 | 29600 | 25000 | 2.6 | 2.1 | 41000 | 2.95 | 1.8 | 8 | 6.5
Live | 218072145 |  | 9.6 | 15 | 38600 | 29600 | 25000 | 2.67 | 2.1 | 41000 | 3.04 | 1.8 | 8.2 | 6.7
Live | 218072148 |  | 9.1 | 14.5 | 38600 | 29600 | 25000 | 2.54 | 2.1 | 41000 | 2.85 | 1.75 | 8 | 6.5
Live | 218072149 |  | 9.2 | 14.3 | 38600 | 29600 | 25000 | 2.57 | 2.1 | 41000 | 2.85 | 1.8 | 8.1 | 6.6
Live | 218072150 |  | 9.3 | 14.4 | 38600 | 29600 | 24000 | 2.59 | 2 | 41000 | 2.76 | 1.75 | 7.8 | 6.4
Live | 218072151 |  | 9.4 | 14.7 | 38600 | 29600 | 25000 | 2.62 | 2.1 | 41000 | 2.95 | 1.8 | 8.2 | 6.6
Live | 218072153 |  | 9.5 | 15.1 | 38600 | 29600 | 25000 | 2.66 | 2.1 | 41000 | 3.04 | 1.8 | 8.3 | 6.7
Live | 218072155 |  | 9.2 | 14.4 | 38600 | 29600 | 25000 | 2.57 | 2.1 | 41000 | 2.85 | 1.8 | 8.1 | 6.6
Live | 218072156 |  | 9.4 | 14.3 | 38600 | 29600 | 25000 | 2.62 | 2.1 | 41000 | 2.85 | 1.75 | 8.1 | 6.6
Live | 218072157 |  | 9.3 | 14.4 | 38600 | 29600 | 25000 | 2.59 | 2.1 | 41000 | 2.85 | 1.8 | 8.2 | 6.6
Live | 218072158 |  | 9.6 | 14.6 | 38600 | 29600 | 25000 | 2.67 | 2.1 | 41000 | 3.04 | 1.8 | 8.3 | 6.7
Live | 218072161 |  | 10.2 | 14.9 | 41000 | 39000 | 33000 | 2.66 | 2 | 46000 | 2.97 | 1.75 | 8.9 | 7.2
Live | 218072164 |  | 10.3 | 15 | 41000 | 39000 | 33000 | 2.66 | 2.09 | 46000 | 2.96 | 1.75 | 9 | 7.2
Live | 218072166 |  | 10.7 | 14.4 | 41000 | 39000 | 33000 | 2.66 | 2.18 | 46000 | 2.97 | 1.8 | 9.2 | 7.5
Live | 218072169 |  | 10.1 | 15 | 41000 | 39000 | 33000 | 2.66 | 2 | 46000 | 2.96 | 1.75 | 8.8 | 7.1
Live | 218072172 |  | 8.7 | 15.2 | 50000 | 37800 | 37000 | 2.55 | 2.1 | 50000 | 2.48 | 1.8 | 7.8 | 6.5
Live | 218072175 |  | 9 | 14.9 | 50000 | 37800 | 37000 | 2.64 | 2.19 | 50000 | 2.57 | 1.8 | 8 | 6.6
Live | 218072176 |  | 10 | 15 | 49000 | 37800 | 38000 | 2.79 | 2.19 | 50000 | 2.76 | 1.8 | 8.3 | 6.9
Live | 218072177 |  | 9.8 | 16.2 | 49000 | 37800 | 37000 | 2.74 | 2.09 | 50000 | 2.57 | 1.75 | 7.8 | 6.6
Live | 218072179 |  | 9 | 14.8 | 50000 | 37800 | 37000 | 2.64 | 2.19 | 50000 | 2.57 | 1.8 | 8.1 | 6.6
Live | 218072182 |  | 9 | 15.1 | 50000 | 37800 | 37000 | 2.64 | 2.19 | 50000 | 2.57 | 1.8 | 8.1 | 6.6
Live | 218072183 |  | 9 | 15 | 50000 | 37800 | 37000 | 2.64 | 2.19 | 50000 | 2.57 | 1.8 | 8 | 6.6
Live | 218072184 |  | 8.8 | 15.4 | 50000 | 37800 | 38000 | 2.58 | 2.19 | 50000 | 2.57 | 1.8 | 8 | 6.7
Live | 218072186 |  | 9.1 | 16 | 50000 | 37800 | 38000 | 2.67 | 2.19 | 50000 | 2.57 | 1.8 | 8 | 6.6
Live | 218072187 |  | 10.7 | 14.3 | 47000 | 47500 | 39000 | 2.62 | 1.99 | 51000 | 2.95 | 1.8 | 8.7 | 7.3
Live | 218072189 |  | 10.3 | 15.6 | 48000 | 36000 | 41000 | 2.49 | 2 | 50000 | 2.48 | 1.75 | 8 | 6.8
Live | 218072194 |  | 10.1 | 16 | 55000 | 50000 | 40000 | 2.55 | 1.81 | 57000 | 2.29 | 1.8 | 7.8 | 6.4
Live | 218072197 |  | 10.1 | 15.7 | 55000 | 50000 | 40000 | 2.55 | 1.9 | 57000 | 2.47 | 1.8 | 8 | 6.5
Live | 218072199 |  | 10.2 | 15.7 | 55000 | 50000 | 40000 | 2.55 | 1.9 | 57000 | 2.47 | 1.8 | 7.9 | 6.5
Live | 218072202 |  | 10 | 15.8 | 55000 | 50000 | 40000 | 2.55 | 1.9 | 57000 | 2.38 | 1.8 | 7.9 | 6.4
Live | 218072203 |  | 10.2 | 15.7 | 55000 | 50000 | 40000 | 2.55 | 1.91 | 57000 | 2.38 | 1.8 | 7.9 | 6.5
Live | 218072204 |  | 10.1 | 16.2 | 55000 | 50000 | 40000 | 2.55 | 1.9 | 57000 | 2.38 | 1.8 | 7.9 | 6.5
Live | 218072206 |  | 10.3 | 16.9 | 55000 | 50000 | 39000 | 2.55 | 1.91 | 57000 | 2.38 | 1.8 | 7.9 | 6.5
Live | 218072207 |  | 10.7 | 14.8 | 53400 | 48000 | 41000 | 2.59 | 1.9 | 59000 | 2.56 | 1.8 | 8.4 | 6.8
Live | 218072208 |  | 10.4 | 16 | 33700 | 25000 | 18000 | 2.9 | 2 | 30000 | 2.95 | 1.8 | 8.1 | 6.4
Live | 218072209 |  | 10.8 | 16.3 | 33700 | 25000 | 18000 | 3.01 | 2 | 30000 | 2.86 | 1.8 | 8.2 | 6.5
Live | 218072210 |  | 10.5 | 16.6 | 33700 | 25000 | 18000 | 2.93 | 2 | 30000 | 2.86 | 1.8 | 8 | 6.3
Live | 218072211 |  | 10.4 | 16 | 33700 | 25000 | 18000 | 2.9 | 2 | 30000 | 2.95 | 1.8 | 8.2 | 6.4
Live | 218072212 |  | 10.6 | 16.3 | 33700 | 25000 | 18000 | 2.96 | 2 | 30000 | 2.95 | 1.8 | 8.3 | 6.5
Live | 218072213 |  | 10.9 | 16.5 | 33700 | 25000 | 18000 | 3.04 | 2.1 | 30000 | 2.95 | 1.8 | 8.2 | 6.5
Live | 218072215 |  | 10.5 | 16.4 | 33700 | 25000 | 18000 | 2.93 | 2 | 30000 | 2.95 | 1.8 | 8.2 | 6.4
Live | 218072216 |  | 10.5 | 15.9 | 33700 | 25000 | 18000 | 2.93 | 2 | 30000 | 2.95 | 1.8 | 8.2 | 6.5
Live | 218072217 |  | 10.5 | 15.3 | 33700 | 25000 | 18000 | 2.93 | 2 | 30000 | 2.86 | 1.8 | 8 | 6.4
Live | 218072218 |  | 10.4 | 16.1 | 33700 | 25000 | 18000 | 2.9 | 2 | 30000 | 2.86 | 1.8 | 8.1 | 6.4
Live | 218072219 |  | 10.8 | 16.7 | 33700 | 25000 | 18000 | 3.01 | 2 | 30000 | 2.95 | 1.8 | 8.3 | 6.5
Live | 218072220 |  | 10.9 | 14.3 | 33700 | 25000 | 18000 | 3.04 | 2 | 30000 | 2.95 | 1.8 | 8.2 | 6.6
Live | 218072221 |  | 10.9 | 16.7 | 33700 | 25000 | 18000 | 3.04 | 2.1 | 30000 | 2.95 | 1.8 | 8.3 | 6.5
Live | 218072223 |  | 11 | 14.3 | 33700 | 25000 | 18000 | 3.05 | 2.09 | 30000 | 3.04 | 1.8 | 8.1 | 6.5
Live | 218072224 |  | 10.2 | 15.6 | 33700 | 25000 | 18000 | 2.85 | 2 | 30000 | 2.76 | 1.8 | 8 | 6.3
Live | 218072225 |  | 10.4 | 16.2 | 33700 | 25000 | 19000 | 2.9 | 2 | 30000 | 2.95 | 1.8 | 8.2 | 6.5
Live | 218072226 |  | 10.2 | 16 | 33700 | 25000 | 18000 | 2.85 | 2 | 30000 | 2.86 | 1.8 | 8.1 | 6.4
Live | 218072227 |  | 10.3 | 15.9 | 33700 | 25000 | 19000 | 2.87 | 2 | 30000 | 2.95 | 1.8 | 8.2 | 6.5
Live | 218072228 |  | 10.7 | 14.9 | 33700 | 25000 | 18000 | 2.98 | 2 | 30000 | 2.86 | 1.8 | 8 | 6.4
Live | 218072230 |  | 10.5 | 16 | 33700 | 25000 | 18000 | 2.93 | 2 | 30000 | 2.76 | 1.8 | 8 | 6.4
Live | 218072231 |  | 10.4 | 15.7 | 33700 | 25000 | 18000 | 2.9 | 2 | 30000 | 2.76 | 1.8 | 8 | 6.3
Live | 218072232 |  | 10.4 | 15.7 | 33700 | 25000 | 18000 | 2.9 | 2 | 30000 | 2.76 | 1.8 | 7.9 | 6.3
Live | 218072233 |  | 10.4 | 15.7 | 33700 | 25000 | 18000 | 2.9 | 2 | 30000 | 2.76 | 1.8 | 8 | 6.4
Live | 218072234 |  | 10.6 | 16.3 | 33700 | 25000 | 18000 | 2.96 | 2 | 30000 | 2.86 | 1.8 | 8.1 | 6.5
Live | 218072235 |  | 10.4 | 15.6 | 33700 | 25000 | 18000 | 2.9 | 2 | 30000 | 2.76 | 1.8 | 8 | 6.3
Live | 218072236 |  | 10.4 | 15.7 | 33700 | 25000 | 18000 | 2.9 | 2 | 30000 | 2.76 | 1.8 | 8 | 6.3
Live | 218072237 |  | 10.6 | 15.2 | 33700 | 25000 | 18000 | 2.96 | 2 | 30000 | 2.86 | 1.8 | 8 | 6.4
Live | 218072238 |  | 10.7 | 16.6 | 33700 | 25000 | 18000 | 2.98 | 2.1 | 30000 | 2.86 | 1.8 | 8.2 | 6.5
Live | 218072239 |  | 10.8 | 15.4 | 33700 | 25000 | 18000 | 3.01 | 2.1 | 30000 | 2.86 | 1.8 | 8.1 | 6.5
Live | 218072243 |  | 11 | 14.3 | 36000 | 38000 | 29000 | 2.82 | 2.19 | 39000 | 3.24 | 1.75 | 8.7 | 7.4
Live | 218072247 |  | 10.8 | 15 | 36000 | 38000 | 29000 | 2.82 | 2.19 | 39000 | 3.04 | 1.75 | 8.7 | 7.3
Live | 218072256 |  | 10.5 | 15 | 36000 | 38000 | 28000 | 2.82 | 2.19 | 39000 | 2.95 | 1.75 | 8.5 | 7.1
Live | 218072259 |  | 11 | 17.7 | 21600 | 13400 | 10000 | 3.06 | 2.19 | 22000 | 3.04 | 1.8 | 8.3 | 6.6
Live | 218072260 |  | 11.6 | 17 | 22800 | 20000 | 18000 | 3.15 | 1.9 | 22800 | 3.05 | 1.8 | 9.8 | 7.9
Live | 218072261 |  | 11.7 | 17.2 | 22800 | 20000 | 18000 | 3.15 | 1.9 | 22800 | 3.05 | 1.8 | 9.9 | 8.1
Live | 218072263 |  | 11.4 | 16.4 | 22800 | 20000 | 18000 | 3.15 | 1.9 | 22800 | 2.86 | 1.8 | 9.6 | 7.8
Live | 218072264 |  | 11.6 | 16.8 | 22800 | 20000 | 18000 | 3.15 | 1.9 | 22800 | 3.05 | 1.8 | 9.7 | 7.9
Live | 218072265 |  | 10.4 | 16.9 | 27600 | 22000 | 20000 | 2.8 | 1.92 | 30000 | 2.58 | 1.75 | 9 | 7.1
Live | 218072266 |  | 10.4 | 17 | 27600 | 22000 | 20000 | 2.8 | 1.92 | 30000 | 2.66 | 1.8 | 9.1 | 7.2
Live | 218072267 |  | 10.3 | 16.6 | 27600 | 22000 | 20000 | 2.8 | 1.92 | 30000 | 2.58 | 1.75 | 8.9 | 7.1
Live | 218072268 |  | 10.3 | 15.9 | 27600 | 22000 | 20000 | 2.8 | 1.92 | 30000 | 2.76 | 1.8 | 9.1 | 7.3
Live | 218072269 |  | 10.3 | 16.6 | 27600 | 22000 | 20000 | 2.8 | 1.92 | 30000 | 2.58 | 1.75 | 8.9 | 7.1
Live | 218072270 |  | 11.4 | 15.6 | 22800 | 20000 | 18000 | 3.15 | 1.9 | 22800 | 2.86 | 1.8 | 9.3 | 7.6
Live | 218072271 |  | 11.4 | 15.2 | 22800 | 20000 | 18000 | 3.15 | 1.9 | 22800 | 2.94 | 1.8 | 9.5 | 7.8
Live | 218072272 |  | 11.2 | 16.2 | 22800 | 20000 | 18000 | 3.12 | 1.9 | 22800 | 2.94 | 1.8 | 9.5 | 7.7
Live | 218072273 |  | 11.3 | 15.5 | 22800 | 20000 | 18000 | 3.15 | 1.9 | 22800 | 2.86 | 1.8 | 9.3 | 7.6
Live | 218072274 |  | 11.6 | 15.9 | 22800 | 20000 | 18000 | 3.15 | 1.9 | 22800 | 2.94 | 1.8 | 9.6 | 7.8
Live | 218072275 |  | 10.2 | 15.2 | 27600 | 22000 | 20000 | 2.8 | 1.92 | 30000 | 2.58 | 1.75 | 8.8 | 7
Live | 218072276 |  | 10.3 | 16.2 | 27600 | 22000 | 20000 | 2.8 | 1.92 | 30000 | 2.76 | 1.8 | 9.1 | 7.3
Live | 218072277 |  | 10.4 | 16 | 27600 | 22000 | 20000 | 2.8 | 1.92 | 30000 | 2.58 | 1.75 | 9 | 7.1
Live | 218072278 |  | 11 | 16.4 | 22800 | 20000 | 18000 | 3.07 | 1.9 | 22800 | 3.05 | 1.8 | 9.7 | 7.9
Live | 218072279 |  | 11.1 | 16.9 | 22800 | 20000 | 18000 | 3.11 | 1.9 | 22800 | 2.94 | 1.8 | 9.6 | 7.9
Live | 218072280 |  | 11.1 | 17 | 22800 | 20000 | 19000 | 3.11 | 1.9 | 22800 | 3.05 | 1.8 | 9.9 | 8.1
Live | 218072281 |  | 10 | 16.3 | 27600 | 22000 | 20000 | 2.79 | 1.92 | 30000 | 2.76 | 1.8 | 9.1 | 7.2
Live | 218072282 |  | 10.1 | 16.6 | 27600 | 22000 | 20000 | 2.8 | 1.92 | 30000 | 2.66 | 1.8 | 9 | 7.2
Live | 218072283 |  | 10.2 | 16.7 | 27600 | 22000 | 20000 | 2.8 | 1.92 | 30000 | 2.66 | 1.8 | 9.2 | 7.3
Live | 218072284 |  | 10.3 | 17.1 | 27600 | 22000 | 20000 | 2.8 | 1.92 | 30000 | 2.76 | 1.8 | 9.1 | 7.3
Live | 218072285 |  | 10.4 | 16.2 | 27600 | 22000 | 20000 | 2.8 | 1.92 | 30000 | 2.86 | 1.8 | 9.3 | 7.4
Live | 218072286 |  | 10.3 | 15.9 | 27600 | 22000 | 20000 | 2.8 | 1.92 | 30000 | 2.86 | 1.8 | 9.3 | 7.4
Live | 218072287 |  | 10.2 | 16.2 | 27600 | 22000 | 21000 | 2.8 | 1.92 | 30000 | 2.86 | 1.8 | 9.1 | 7.3
Live | 218072288 |  | 10.3 | 15.9 | 27600 | 22000 | 20000 | 2.8 | 1.92 | 30000 | 2.76 | 1.8 | 9.2 | 7.3
Live | 218072289 |  | 10.3 | 15.9 | 27600 | 22000 | 20000 | 2.8 | 1.92 | 30000 | 2.86 | 1.8 | 9.3 | 7.4
Live | 218072290 |  | 10.2 | 17.4 | 27600 | 22000 | 21000 | 2.8 | 1.92 | 30000 | 2.86 | 1.8 | 9.2 | 7.4
Live | 218072291 |  | 10.3 | 17.6 | 27600 | 22000 | 21000 | 2.8 | 1.92 | 30000 | 2.76 | 1.8 | 9.1 | 7.4
Live | 218072292 |  | 10.3 | 16.5 | 27600 | 22000 | 21000 | 2.8 | 1.92 | 30000 | 2.86 | 1.8 | 9.2 | 7.5
Live | 218072293 |  | 10.3 | 15.8 | 27600 | 22000 | 20000 | 2.8 | 1.92 | 30000 | 2.76 | 1.8 | 9.2 | 7.3
Live | 218072294 |  | 10.3 | 16 | 27600 | 22000 | 20000 | 2.8 | 1.92 | 30000 | 2.76 | 1.8 | 9.2 | 7.3
Live | 218072295 |  | 10.2 | 15.8 | 27600 | 22000 | 20000 | 2.8 | 1.92 | 30000 | 2.76 | 1.8 | 9.2 | 7.3
Live | 218072296 |  | 10.3 | 17 | 27600 | 22000 | 20000 | 2.8 | 1.92 | 30000 | 2.76 | 1.8 | 9.3 | 7.4
Live | 218072297 |  | 10.2 | 15.8 | 27600 | 22000 | 20000 | 2.8 | 1.92 | 30000 | 2.76 | 1.8 | 9.2 | 7.3
Live | 218072298 |  | 10.3 | 16.1 | 27600 | 22000 | 20000 | 2.8 | 1.92 | 30000 | 2.86 | 1.8 | 9.3 | 7.4
Live | 218072299 |  | 10.2 | 15.9 | 27600 | 22000 | 20000 | 2.8 | 1.92 | 30000 | 2.86 | 1.8 | 9.3 | 7.4
Live | 218072300 |  | 9.9 | 15.5 | 38600 | 29600 | 26000 | 2.76 | 2.1 | 41000 | 3.14 | 1.8 | 8.5 | 6.8
Live | 218072301 |  | 10.5 | 15.4 | 41000 | 39000 | 33000 | 2.66 | 2.09 | 46000 | 2.97 | 1.8 | 9.1 | 7.3
Live | 218072302 |  | 10.4 | 15.3 | 41000 | 39000 | 33000 | 2.66 | 2.09 | 46000 | 2.97 | 1.75 | 9 | 7.3
Live | 218072304 |  | 10.7 | 15.6 | 41000 | 39000 | 33000 | 2.66 | 2.18 | 46000 | 2.97 | 1.8 | 9.2 | 7.4
Live | 218072306 |  | 10.5 | 15.4 | 41000 | 39000 | 31000 | 2.66 | 2 | 46000 | 2.96 | 1.75 | 8.7 | 7
Live | 218072308 |  | 10.7 | 15.8 | 41000 | 39000 | 33000 | 2.66 | 2.18 | 46000 | 2.97 | 1.8 | 9.2 | 7.5
Live | 218072310 |  | 10.3 | 15.2 | 41000 | 39000 | 33000 | 2.66 | 2.09 | 46000 | 2.97 | 1.75 | 8.9 | 7.2
Live | 218072311 |  | 10.6 | 15.3 | 41000 | 39000 | 33000 | 2.66 | 2.18 | 46000 | 2.97 | 1.8 | 9.2 | 7.4
Live | 218072313 |  | 11 | 16.1 | 41000 | 39000 | 33000 | 2.66 | 2.18 | 46000 | 2.97 | 1.8 | 9.5 | 7.7
Live | 218072317 |  | 10.1 | 15.2 | 49000 | 37800 | 38000 | 2.82 | 2.19 | 50000 | 2.66 | 1.8 | 8.3 | 6.9
Live | 218072320 |  | 10 | 15.4 | 49000 | 37800 | 38000 | 2.79 | 2.19 | 50000 | 2.76 | 1.8 | 8.3 | 6.9
Live | 218072321 |  | 10.2 | 15.2 | 49000 | 37800 | 38000 | 2.83 | 2.19 | 50000 | 2.76 | 1.8 | 8.3 | 6.9
Live | 218072322 |  | 10.2 | 15.8 | 49000 | 37800 | 39000 | 2.83 | 2.19 | 50000 | 2.58 | 1.8 | 8.2 | 7
Live | 218072324 |  | 10.4 | 16.5 | 49000 | 37800 | 39000 | 2.83 | 2.19 | 50000 | 2.57 | 1.8 | 8.3 | 7
Live | 218072327 |  | 10.5 | 15.4 | 48000 | 36000 | 42000 | 2.49 | 2.1 | 50000 | 2.67 | 1.8 | 8.4 | 7.1
Live | 218072328 |  | 10.6 | 15.3 | 48000 | 36000 | 42000 | 2.49 | 2.1 | 50000 | 2.67 | 1.8 | 8.4 | 7
Live | 218072329 |  | 10.3 | 15.5 | 48000 | 36000 | 42000 | 2.49 | 2.1 | 50000 | 2.57 | 1.8 | 8.3 | 7
Live | 218072330 |  | 10.5 | 15.3 | 48000 | 36000 | 41000 | 2.49 | 2.1 | 50000 | 2.57 | 1.8 | 8.3 | 7
Live | 218072331 |  | 10.3 | 15.9 | 48000 | 36000 | 41000 | 2.49 | 2.1 | 50000 | 2.57 | 1.8 | 8.1 | 6.9
Live | 218072333 |  | 10.5 | 16.5 | 48000 | 36000 | 41000 | 2.49 | 2.1 | 50000 | 2.57 | 1.8 | 8.2 | 6.9
Live | 218072337 |  | 11.1 | 15.2 | 33700 | 25000 | 18000 | 3.05 | 2.1 | 30000 | 2.95 | 1.8 | 8.2 | 6.5
Live | 218072338 |  | 10.3 | 15.4 | 36000 | 38000 | 29000 | 2.82 | 2.1 | 39000 | 3.04 | 1.75 | 8.4 | 7.1
Live | 218072339 |  | 10.5 | 15.6 | 36000 | 38000 | 29000 | 2.82 | 2.1 | 39000 | 2.95 | 1.75 | 8.5 | 7.1
Live | 218072340 |  | 10.3 | 15.3 | 36000 | 38000 | 29000 | 2.82 | 2.1 | 39000 | 3.04 | 1.75 | 8.3 | 7.1
Live | 218072341 |  | 10.5 | 15.7 | 36000 | 38000 | 29000 | 2.82 | 2.19 | 39000 | 3.14 | 1.75 | 8.7 | 7.3
Live | 218072343 |  | 10.7 | 15.8 | 36000 | 38000 | 29000 | 2.82 | 2.19 | 39000 | 3.04 | 1.75 | 8.5 | 7.1
Live | 218072346 |  | 10.3 | 15.6 | 36000 | 38000 | 29000 | 2.82 | 2.1 | 39000 | 3.04 | 1.75 | 8.3 | 7
Live | 218072347 |  | 10.4 | 15.3 | 36000 | 38000 | 29000 | 2.82 | 2.1 | 39000 | 3.04 | 1.75 | 8.6 | 7.2
Live | 218072348 |  | 10.6 | 15.9 | 36000 | 38000 | 29000 | 2.82 | 2.1 | 39000 | 3.04 | 1.75 | 8.6 | 7.2
Live | 218072350 |  | 10.7 | 16 | 36000 | 38000 | 28000 | 2.82 | 2.19 | 39000 | 3.04 | 1.75 | 8.5 | 7.2
Live | 218072352 |  | 10.3 | 15.6 | 36000 | 38000 | 29000 | 2.82 | 2.1 | 39000 | 3.04 | 1.75 | 8.5 | 7.2
Live | 218072353 |  | 10.2 | 15.3 | 36000 | 38000 | 29000 | 2.82 | 2.1 | 39000 | 3.04 | 1.75 | 8.5 | 7.2
Live | 218072355 |  | 10.5 | 15.9 | 36000 | 38000 | 29000 | 2.82 | 2.1 | 39000 | 2.95 | 1.75 | 8.4 | 7.1
Live | 218072356 |  | 10.4 | 16.9 | 27600 | 22000 | 20000 | 2.8 | 1.92 | 30000 | 2.58 | 1.75 | 9 | 7.1
Live | 218072357 |  | 10.4 | 17 | 27600 | 22000 | 20000 | 2.8 | 1.92 | 30000 | 2.66 | 1.8 | 9.1 | 7.2
Live | 218072358 |  | 10.3 | 16.6 | 27600 | 22000 | 20000 | 2.8 | 1.92 | 30000 | 2.58 | 1.75 | 8.9 | 7.1
Live | 218072359 |  | 10.3 | 15.9 | 27600 | 22000 | 20000 | 2.8 | 1.92 | 30000 | 2.76 | 1.8 | 9.1 | 7.3
Live | 218072360 |  | 10.3 | 16.6 | 27600 | 22000 | 20000 | 2.8 | 1.92 | 30000 | 2.58 | 1.75 | 8.9 | 7.1
Live | 218072361 |  | 10.2 | 15.2 | 27600 | 22000 | 20000 | 2.8 | 1.92 | 30000 | 2.58 | 1.75 | 8.8 | 7
Live | 218072362 |  | 10.3 | 16.2 | 27600 | 22000 | 20000 | 2.8 | 1.92 | 30000 | 2.76 | 1.8 | 9.1 | 7.3
Live | 218072363 |  | 10.4 | 16 | 27600 | 22000 | 20000 | 2.8 | 1.92 | 30000 | 2.58 | 1.75 | 9 | 7.1
Live | 218072364 |  | 10 | 16.3 | 27600 | 22000 | 20000 | 2.79 | 1.92 | 30000 | 2.76 | 1.8 | 9.1 | 7.2
Live | 218072365 |  | 10.1 | 16.6 | 27600 | 22000 | 20000 | 2.8 | 1.92 | 30000 | 2.66 | 1.8 | 9 | 7.2
Live | 218072366 |  | 10.2 | 16.7 | 27600 | 22000 | 20000 | 2.8 | 1.92 | 30000 | 2.66 | 1.8 | 9.2 | 7.3
Live | 218072367 |  | 10.3 | 17.1 | 27600 | 22000 | 20000 | 2.8 | 1.92 | 30000 | 2.76 | 1.8 | 9.1 | 7.3
Live | 218072368 |  | 10.4 | 16.2 | 27600 | 22000 | 20000 | 2.8 | 1.92 | 30000 | 2.86 | 1.8 | 9.3 | 7.4
Live | 218072369 |  | 10.3 | 15.9 | 27600 | 22000 | 20000 | 2.8 | 1.92 | 30000 | 2.86 | 1.8 | 9.3 | 7.4
Live | 218072370 |  | 10.2 | 16.2 | 27600 | 22000 | 21000 | 2.8 | 1.92 | 30000 | 2.86 | 1.8 | 9.1 | 7.3
Live | 218072371 |  | 10.3 | 15.9 | 27600 | 22000 | 20000 | 2.8 | 1.92 | 30000 | 2.76 | 1.8 | 9.2 | 7.3
Live | 218072372 |  | 10.3 | 15.9 | 27600 | 22000 | 20000 | 2.8 | 1.92 | 30000 | 2.86 | 1.8 | 9.3 | 7.4
Live | 218072373 |  | 10.2 | 17.4 | 27600 | 22000 | 21000 | 2.8 | 1.92 | 30000 | 2.86 | 1.8 | 9.2 | 7.4
Live | 218072374 |  | 10.3 | 17.6 | 27600 | 22000 | 21000 | 2.8 | 1.92 | 30000 | 2.76 | 1.8 | 9.1 | 7.4
Live | 218072375 |  | 10.3 | 16.5 | 27600 | 22000 | 21000 | 2.8 | 1.92 | 30000 | 2.86 | 1.8 | 9.2 | 7.5
Live | 218072376 |  | 10.3 | 15.8 | 27600 | 22000 | 20000 | 2.8 | 1.92 | 30000 | 2.76 | 1.8 | 9.2 | 7.3
Live | 218072377 |  | 10.3 | 16 | 27600 | 22000 | 20000 | 2.8 | 1.92 | 30000 | 2.76 | 1.8 | 9.2 | 7.3
Live | 218072378 |  | 10.2 | 15.8 | 27600 | 22000 | 20000 | 2.8 | 1.92 | 30000 | 2.76 | 1.8 | 9.2 | 7.3
Live | 218072379 |  | 10.3 | 17 | 27600 | 22000 | 20000 | 2.8 | 1.92 | 30000 | 2.76 | 1.8 | 9.3 | 7.4
Live | 218072380 |  | 10.2 | 15.8 | 27600 | 22000 | 20000 | 2.8 | 1.92 | 30000 | 2.76 | 1.8 | 9.2 | 7.3
Live | 218072381 |  | 10.3 | 16.1 | 27600 | 22000 | 20000 | 2.8 | 1.92 | 30000 | 2.86 | 1.8 | 9.3 | 7.4
Live | 218072382 |  | 10.2 | 15.9 | 27600 | 22000 | 20000 | 2.8 | 1.92 | 30000 | 2.86 | 1.8 | 9.3 | 7.4
Live | 218072383 |  | 11 | 15.6 | 33700 | 25000 | 18000 | 3.05 | 2.09 | 30000 | 3.04 | 1.8 | 8.2 | 6.5
Live | 218072384 |  | 10.9 | 15.3 | 36000 | 38000 | 29000 | 2.82 | 2.19 | 39000 | 3.14 | 1.75 | 8.7 | 7.3
Live | 218072385 |  | 10.9 | 15.5 | 33700 | 25000 | 18000 | 3.04 | 2.1 | 30000 | 2.95 | 1.8 | 8.2 | 6.5
Live | 218072386 |  | 11 | 15.2 | 36000 | 38000 | 29000 | 2.82 | 2.19 | 39000 | 3.04 | 1.75 | 8.7 | 7.3
Live | 218072387 |  | 11.1 | 15.9 | 33700 | 25000 | 18000 | 3.05 | 2.09 | 30000 | 3.04 | 1.8 | 8.3 | 6.6
Live | 218072388 |  | 11.1 | 15.6 | 36000 | 38000 | 29000 | 2.82 | 2.19 | 39000 | 3.24 | 1.8 | 9 | 7.5
Live | 218072389 |  | 11 | 15.6 | 33700 | 25000 | 18000 | 3.05 | 2.1 | 30000 | 2.95 | 1.8 | 8.2 | 6.5
Live | 218072390 |  | 10.9 | 15.5 | 33700 | 25000 | 18000 | 3.04 | 2.1 | 30000 | 2.95 | 1.8 | 8.2 | 6.5
Live | 218072391 |  | 10.8 | 15.2 | 36000 | 38000 | 29000 | 2.82 | 2.19 | 39000 | 3.14 | 1.75 | 8.7 | 7.3
Live | 218072392 |  | 10.8 | 16.8 | 33700 | 25000 | 18000 | 3.01 | 2.1 | 30000 | 2.95 | 1.8 | 8.2 | 6.5
Live | 218072393 |  | 10.6 | 16 | 36000 | 38000 | 29000 | 2.82 | 2.19 | 39000 | 3.04 | 1.75 | 8.3 | 7.1
Live | 218072394 |  | 9.6 | 14.5 | 38600 | 29600 | 26000 | 2.67 | 2.1 | 41000 | 3.14 | 1.8 | 8.4 | 6.8
Live | 218072395 |  | 10.7 | 15.3 | 41000 | 39000 | 33000 | 2.66 | 2.18 | 46000 | 2.97 | 1.8 | 9.3 | 7.5
Live | 218072396 |  | 9.5 | 14.4 | 38600 | 29600 | 25000 | 2.66 | 2.1 | 41000 | 3.04 | 1.8 | 8.3 | 6.7
Live | 218072397 |  | 10.7 | 15.2 | 41000 | 39000 | 33000 | 2.66 | 2.18 | 46000 | 2.97 | 1.8 | 9.3 | 7.5
Live | 218072398 |  | 9.7 | 14.5 | 38600 | 29600 | 26000 | 2.71 | 2.1 | 41000 | 3.14 | 1.8 | 8.4 | 6.8
Live | 218072399 |  | 9.7 | 14.6 | 38600 | 29600 | 25000 | 2.71 | 2.1 | 41000 | 3.04 | 1.8 | 8.4 | 6.7
Live | 218072400 |  | 10.8 | 15.3 | 41000 | 39000 | 32000 | 2.66 | 2.18 | 46000 | 2.97 | 1.8 | 9.1 | 7.3
Live | 218072401 |  | 9.6 | 14.5 | 38600 | 29600 | 25000 | 2.67 | 2.1 | 41000 | 3.04 | 1.8 | 8.4 | 6.8
Live | 218072402 |  | 10.7 | 15.2 | 41000 | 39000 | 33000 | 2.66 | 2.18 | 46000 | 2.97 | 1.8 | 9.3 | 7.5
Live | 218072403 |  | 9.6 | 14.9 | 38600 | 29600 | 25000 | 2.67 | 2.1 | 41000 | 2.95 | 1.8 | 8.2 | 6.7
Live | 218072404 |  | 10.7 | 15.5 | 41000 | 39000 | 33000 | 2.66 | 2.18 | 46000 | 2.97 | 1.8 | 9.1 | 7.4
Live | 218072405 |  | 10.1 | 15.9 | 49000 | 37800 | 37000 | 2.82 | 2.19 | 50000 | 2.66 | 1.75 | 8.2 | 6.8
Live | 218072406 |  | 8.9 | 15.5 | 50000 | 37800 | 36000 | 2.61 | 2.1 | 50000 | 2.48 | 1.8 | 7.9 | 6.5
Live | 218072407 |  | 10.3 | 16 | 48000 | 36000 | 41000 | 2.49 | 2 | 50000 | 2.48 | 1.75 | 8 | 6.8
Live | 218072408 |  | 10 | 16 | 49000 | 37800 | 38000 | 2.79 | 2.19 | 50000 | 2.76 | 1.8 | 8.3 | 6.9
Live | 218072409 |  | 10.2 | 16.1 | 48000 | 36000 | 42000 | 2.49 | 2.1 | 50000 | 2.67 | 1.8 | 8.2 | 6.9
Live | 218072410 |  | 10.2 | 16.2 | 49000 | 37800 | 37000 | 2.83 | 2.19 | 50000 | 2.66 | 1.8 | 8.2 | 6.8
Live | 218072411 |  | 9.1 | 15.8 | 50000 | 37800 | 37000 | 2.67 | 2.19 | 50000 | 2.57 | 1.8 | 8 | 6.6
Live | 218072412 |  | 10.6 | 16.3 | 48000 | 36000 | 41000 | 2.49 | 2.09 | 50000 | 2.48 | 1.8 | 8.1 | 6.9
Live | 218072413 |  | 10 | 15.9 | 49000 | 37800 | 37000 | 2.79 | 2.19 | 50000 | 2.57 | 1.75 | 8.1 | 6.7
Live | 218072414 |  | 8.8 | 15.5 | 50000 | 37800 | 36000 | 2.58 | 2.1 | 50000 | 2.48 | 1.75 | 7.8 | 6.4
Live | 218072415 |  | 10.4 | 16 | 48000 | 36000 | 41000 | 2.49 | 2 | 50000 | 2.38 | 1.75 | 8 | 6.7
Live | 218072416 |  | 10 | 15.8 | 49000 | 37800 | 37000 | 2.79 | 2.19 | 50000 | 2.57 | 1.75 | 8.1 | 6.7
Live | 218072417 |  | 10.3 | 15.9 | 48000 | 36000 | 41000 | 2.49 | 2 | 50000 | 2.38 | 1.75 | 7.9 | 6.7
Live | 218072418 |  | 10.3 | 15.9 | 49000 | 37800 | 39000 | 2.83 | 2.19 | 50000 | 2.57 | 1.8 | 8.2 | 7
Live | 218072419 |  | 10.4 | 16 | 48000 | 36000 | 41000 | 2.49 | 2.1 | 50000 | 2.57 | 1.8 | 8.1 | 6.8
Live | 218072420 |  | 10.2 | 16.4 | 55000 | 50000 | 40000 | 2.55 | 1.81 | 57000 | 2.29 | 1.8 | 7.8 | 6.4
Live | 218072421 |  | 10 | 16.4 | 55000 | 50000 | 40000 | 2.55 | 1.9 | 57000 | 2.47 | 1.8 | 7.9 | 6.5
Live | 218072422 |  | 10.4 | 16.7 | 55000 | 50000 | 39000 | 2.55 | 1.91 | 57000 | 2.38 | 1.8 | 7.9 | 6.5
Live | 218072423 |  | 10.1 | 16.3 | 55000 | 50000 | 40000 | 2.55 | 1.81 | 57000 | 2.29 | 1.8 | 7.7 | 6.4
Live | 218072424 |  | 10.4 | 16.6 | 55000 | 50000 | 40000 | 2.55 | 1.81 | 57000 | 2.38 | 1.8 | 7.9 | 6.5
Live | 218072425 |  | 10.1 | 16.3 | 55000 | 50000 | 40000 | 2.55 | 1.91 | 57000 | 2.38 | 1.8 | 7.8 | 6.4
Live | 218072426 |  | 10.7 | 15.2 | 36000 | 38000 | 29000 | 2.82 | 2.19 | 39000 | 3.04 | 1.75 | 8.6 | 7.2
Live | 218072427 |  | 8.8 | 15.4 | 50000 | 37800 | 36000 | 2.58 | 2.1 | 50000 | 2.48 | 1.75 | 7.7 | 6.4
Live | 218072428 |  | 8.8 | 15.4 | 50000 | 37800 | 36000 | 2.58 | 2.1 | 50000 | 2.48 | 1.75 | 7.8 | 6.5
Live | 218072429 |  | 8.9 | 15.5 | 50000 | 37800 | 38000 | 2.61 | 2.19 | 50000 | 2.57 | 1.8 | 7.9 | 6.6
Live | 218073009 |  | 14 | 23 | 9000 | 5600 | 9000 | 4.12 | 2.98 | 10000 | 4.31 | 1.79 | 10.6 | 8.3
Live | 218073010 |  | 12.4 | 23 | 12000 | 7500 | 10500 | 3.63 | 3.1 | 12500 | 4.12 | 1.8 | 10.2 | 8.2
Live | 218073011 |  | 11.2 | 19 | 17000 | 11000 | 15000 | 3.28 | 2.71 | 18000 | 2.9 | 1.8 | 9.5 | 7.3
Live | 218073012 |  | 14.6 | 25 | 9000 | 6500 | 11000 | 4.25 | 3.02 | 11000 | 4.42 | 1.8 | 12 | 9.8
Live | 218073013 |  | 14 | 24.5 | 12000 | 6700 | 12600 | 4.09 | 2.89 | 12600 | 4.29 | 1.8 | 10 | 8
Live | 218073014 |  | 12 | 21 | 17000 | 12000 | 18000 | 3.51 | 2.61 | 19000 | 3.4 | 1.8 | 10.2 | 8.2
Live | 218073015 |  | 14 | 23 | 9000 | 5600 | 9000 | 4.12 | 2.98 | 10000 | 4.31 | 1.79 | 10.6 | 8.3
Live | 218073016 |  | 12.4 | 23 | 12000 | 7500 | 10500 | 3.63 | 3.1 | 12500 | 4.12 | 1.8 | 10.2 | 8.2
Live | 218073017 |  | 11.2 | 19 | 17000 | 11000 | 15000 | 3.28 | 2.71 | 18000 | 2.9 | 1.8 | 9.5 | 7.3
Live | 218073018 |  | 14.6 | 25 | 9000 | 6500 | 11000 | 4.25 | 3.02 | 11000 | 4.42 | 1.8 | 12 | 9.8
Live | 218073019 |  | 14 | 24.5 | 12000 | 6700 | 12600 | 4.09 | 2.89 | 12600 | 4.29 | 1.8 | 10 | 8
Live | 218073020 |  | 12 | 21 | 17000 | 12000 | 18000 | 3.51 | 2.61 | 19000 | 3.4 | 1.8 | 10.2 | 8.2
Live | 218078914 |  | 11 | 16.2 | 18000 | 15000 | 12600 | 3.22 | 2.3 | 18000 | 3 | 1.8 | 8.5 | 6.8
Live | 218078915 |  | 9 | 16 | 24000 | 18600 | 18000 | 2.63 | 2.5 | 24000 | 3.1 | 1.8 | 8.5 | 6.8
Live | 218078916 |  | 11 | 16 | 30000 | 23400 | 19000 | 3.22 | 2.4 | 30000 | 3.31 | 1.8 | 8.8 | 6.8
Live | 218078917 |  | 9.5 | 16 | 35400 | 25000 | 22000 | 2.78 | 2.6 | 35400 | 3.2 | 2 | 8.5 | 6.8
Live | 218078918 |  | 9.8 | 16.2 | 42000 | 33000 | 26800 | 2.87 | 2.3 | 42500 | 3 | 2 | 8.8 | 6.8
Live | 218078919 |  | 9.5 | 16 | 48000 | 35600 | 30800 | 2.79 | 2.5 | 48000 | 3.1 | 2 | 9 | 7
Live | 218078920 |  | 9.2 | 16 | 55000 | 42000 | 36600 | 2.7 | 2.5 | 55000 | 3.2 | 1.8 | 8.5 | 6.8
Live | 218078921 |  | 9.8 | 14.3 | 18000 | 13000 | 13000 | 2.87 | 2.2 | 18000 | 2.9 | 1.8 | 7.8 | 6.4
Live | 218078922 |  | 8.5 | 14.3 | 23400 | 17600 | 18400 | 2.49 | 2.3 | 23200 | 3.1 | 1.75 | 8.2 | 6.7
Live | 218078923 |  | 10.2 | 14.3 | 29600 | 22000 | 20400 | 2.99 | 2.5 | 30000 | 3.2 | 2 | 8.5 | 6.8
Live | 218078924 |  | 9.5 | 14.3 | 35000 | 24600 | 21400 | 2.79 | 2.4 | 34200 | 3.2 | 2 | 8.5 | 6.8
Live | 218078925 |  | 9.8 | 14.3 | 40000 | 28000 | 27000 | 2.87 | 2.3 | 41000 | 2.9 | 1.8 | 8.5 | 6.8
Live | 218078926 |  | 9.2 | 14.3 | 46000 | 32600 | 28000 | 2.7 | 2.2 | 48000 | 2.8 | 2 | 8.5 | 6.5
Live | 218078927 |  | 9.2 | 14.3 | 51500 | 39000 | 35800 | 2.7 | 2.2 | 51500 | 3 | 1.8 | 8 | 6.5
Live | 218078928 |  | 11 | 16.2 | 18000 | 15000 | 12600 | 3.22 | 2.3 | 18000 | 3 | 1.8 | 8.5 | 6.8
Live | 218078929 |  | 9 | 16 | 24000 | 18600 | 18000 | 2.63 | 2.5 | 24000 | 3.1 | 1.8 | 8.5 | 6.8
Live | 218078930 |  | 11 | 16 | 30000 | 23400 | 19000 | 3.22 | 2.4 | 30000 | 3.31 | 1.8 | 8.8 | 6.8
Live | 218078931 |  | 9.5 | 16 | 35400 | 25000 | 22000 | 2.78 | 2.6 | 35400 | 3.2 | 2 | 8.5 | 6.8
Live | 218078932 |  | 9.8 | 16.2 | 42000 | 33000 | 26800 | 2.87 | 2.3 | 42500 | 3 | 2 | 8.8 | 6.8
Live | 218078933 |  | 9.5 | 16 | 48000 | 35600 | 30800 | 2.79 | 2.5 | 48000 | 3.1 | 2 | 9 | 7
Live | 218078934 |  | 9.2 | 16 | 55000 | 42000 | 36600 | 2.7 | 2.5 | 55000 | 3.2 | 1.8 | 8.5 | 6.8
Live | 218078935 |  | 9.8 | 14.3 | 18000 | 13000 | 13000 | 2.87 | 2.2 | 18000 | 2.9 | 1.8 | 7.8 | 6.4
Live | 218078936 |  | 8.5 | 14.3 | 23400 | 17600 | 18400 | 2.49 | 2.3 | 23200 | 3.1 | 1.75 | 8.2 | 6.7
Live | 218078937 |  | 10.2 | 14.3 | 29600 | 22000 | 20400 | 2.99 | 2.5 | 30000 | 3.2 | 2 | 8.5 | 6.8
Live | 218078938 |  | 9.5 | 14.3 | 35000 | 24600 | 21400 | 2.79 | 2.4 | 34200 | 3.2 | 2 | 8.5 | 6.8
Live | 218078939 |  | 9.8 | 14.3 | 40000 | 28000 | 27000 | 2.87 | 2.3 | 41000 | 2.9 | 1.8 | 8.5 | 6.8
Live | 218078940 |  | 9.2 | 14.3 | 46000 | 32600 | 28000 | 2.7 | 2.2 | 48000 | 2.8 | 2 | 8.5 | 6.5
Live | 218078941 |  | 9.2 | 14.3 | 51500 | 39000 | 35800 | 2.7 | 2.2 | 51500 | 3 | 1.8 | 8 | 6.5
Live | 218082849 |  | 14 | 22.7 | 20200 | 19800 | 18000 | 3.18 | 2.49 | 23000 | 3.74 | 2 | 10.2 | 8.5
Live | 218082865 |  | 14 | 22.7 | 20200 | 19800 | 18000 | 3.18 | 2.49 | 23000 | 3.74 | 2 | 10.2 | 8.5
Live | 218082866 |  | 14 | 22.7 | 20200 | 19800 | 18000 | 3.18 | 2.49 | 23000 | 3.74 | 2 | 10.2 | 8.5
Live | 218082937 |  | 11 | 16.2 | 18000 | 15000 | 12600 | 3.22 | 2.3 | 18000 | 3 | 1.8 | 8.5 | 6.8
Live | 218082938 |  | 9 | 16 | 24000 | 18600 | 18000 | 2.63 | 2.5 | 24000 | 3.1 | 1.8 | 8.5 | 6.8
Live | 218082939 |  | 11 | 16 | 30000 | 23400 | 19000 | 3.22 | 2.4 | 30000 | 3.31 | 1.8 | 8.8 | 6.8
Live | 218082940 |  | 9.5 | 16 | 35400 | 25000 | 22000 | 2.78 | 2.6 | 35400 | 3.2 | 2 | 8.5 | 6.8
Live | 218082941 |  | 9.8 | 16.2 | 42000 | 33000 | 26800 | 2.87 | 2.3 | 42500 | 3 | 2 | 8.8 | 6.8
Live | 218082942 |  | 9.5 | 16 | 48000 | 35600 | 30800 | 2.79 | 2.5 | 48000 | 3.1 | 2 | 9 | 7
Live | 218082943 |  | 9.2 | 16 | 55000 | 42000 | 36600 | 2.7 | 2.5 | 55000 | 3.2 | 1.8 | 8.5 | 6.8
Live | 218082944 |  | 9.8 | 14.3 | 18000 | 13000 | 13000 | 2.87 | 2.2 | 18000 | 2.9 | 1.8 | 7.8 | 6.4
Live | 218082945 |  | 8.5 | 14.3 | 23400 | 17600 | 18400 | 2.49 | 2.3 | 23200 | 3.1 | 1.75 | 8.2 | 6.7
Live | 218082946 |  | 10.2 | 14.3 | 29600 | 22000 | 20400 | 2.99 | 2.5 | 30000 | 3.2 | 2 | 8.5 | 6.8
Live | 218082947 |  | 9.5 | 14.3 | 35000 | 24600 | 21400 | 2.79 | 2.4 | 34200 | 3.2 | 2 | 8.5 | 6.8
Live | 218082948 |  | 9.8 | 14.3 | 40000 | 28000 | 27000 | 2.87 | 2.3 | 41000 | 2.9 | 1.8 | 8.5 | 6.8
Live | 218082949 |  | 9.2 | 14.3 | 46000 | 32600 | 28000 | 2.7 | 2.2 | 48000 | 2.8 | 2 | 8.5 | 6.5
Live | 218082950 |  | 9.2 | 14.3 | 51500 | 39000 | 35800 | 2.7 | 2.2 | 51500 | 3 | 1.8 | 8 | 6.5
Live | 218083036 |  | 11 | 16.2 | 18000 | 15000 | 12600 | 3.22 | 2.3 | 18000 | 3 | 1.8 | 8.5 | 6.8
Live | 218083037 |  | 11 | 16.2 | 18000 | 15000 | 12600 | 3.22 | 2.3 | 18000 | 3 | 1.8 | 8.5 | 6.8
Live | 218083038 |  | 11 | 16.2 | 18000 | 15000 | 12600 | 3.22 | 2.3 | 18000 | 3 | 1.8 | 8.5 | 6.8
Live | 218083039 |  | 9 | 16 | 24000 | 18600 | 18000 | 2.63 | 2.5 | 24000 | 3.1 | 1.8 | 8.5 | 6.8
Live | 218083040 |  | 9 | 16 | 24000 | 18600 | 18000 | 2.63 | 2.5 | 24000 | 3.1 | 1.8 | 8.5 | 6.8
Live | 218083041 |  | 9 | 16 | 24000 | 18600 | 18000 | 2.63 | 2.5 | 24000 | 3.1 | 1.8 | 8.5 | 6.8
Live | 218083042 |  | 11 | 16 | 30000 | 23400 | 19000 | 3.22 | 2.4 | 30000 | 3.31 | 1.8 | 8.8 | 6.8
Live | 218083043 |  | 11 | 16 | 30000 | 23400 | 19000 | 3.22 | 2.4 | 30000 | 3.31 | 1.8 | 8.8 | 6.8
Live | 218083044 |  | 11 | 16 | 30000 | 23400 | 19000 | 3.22 | 2.4 | 30000 | 3.31 | 1.8 | 8.8 | 6.8
Live | 218083045 |  | 9.5 | 16 | 35400 | 25000 | 22000 | 2.78 | 2.6 | 35400 | 3.2 | 2 | 8.5 | 6.8
Live | 218083046 |  | 9.5 | 16 | 35400 | 25000 | 22000 | 2.78 | 2.6 | 35400 | 3.2 | 2 | 8.5 | 6.8
Live | 218083047 |  | 9.5 | 16 | 35400 | 25000 | 22000 | 2.78 | 2.6 | 35400 | 3.2 | 2 | 8.5 | 6.8
Live | 218083048 |  | 9.8 | 16.2 | 42000 | 33000 | 26800 | 2.87 | 2.3 | 42500 | 3 | 2 | 8.8 | 6.8
Live | 218083049 |  | 9.8 | 16.2 | 42000 | 33000 | 26800 | 2.87 | 2.3 | 42500 | 3 | 2 | 8.8 | 6.8
Live | 218083050 |  | 9.8 | 16.2 | 42000 | 33000 | 26800 | 2.87 | 2.3 | 42500 | 3 | 2 | 8.8 | 6.8
Live | 218083051 |  | 9.5 | 16 | 48000 | 35600 | 30800 | 2.79 | 2.5 | 48000 | 3.1 | 2 | 9 | 7
Live | 218083052 |  | 9.5 | 16 | 48000 | 35600 | 30800 | 2.79 | 2.5 | 48000 | 3.1 | 2 | 9 | 7
Live | 218083053 |  | 9.5 | 16 | 48000 | 35600 | 30800 | 2.79 | 2.5 | 48000 | 3.1 | 2 | 9 | 7
Live | 218083054 |  | 9.2 | 16 | 55000 | 42000 | 36600 | 2.7 | 2.5 | 55000 | 3.2 | 1.8 | 8.5 | 6.8
Live | 218083055 |  | 9.2 | 16 | 55000 | 42000 | 36600 | 2.7 | 2.5 | 55000 | 3.2 | 1.8 | 8.5 | 6.8
Live | 218083056 |  | 9.2 | 16 | 55000 | 42000 | 36600 | 2.7 | 2.5 | 55000 | 3.2 | 1.8 | 8.5 | 6.8
Live | 218083057 |  | 9.8 | 14.3 | 18000 | 13000 | 13000 | 2.87 | 2.2 | 18000 | 2.9 | 1.8 | 7.8 | 6.4
Live | 218083058 |  | 9.8 | 14.3 | 18000 | 13000 | 13000 | 2.87 | 2.2 | 18000 | 2.9 | 1.8 | 7.8 | 6.4
Live | 218083059 |  | 9.8 | 14.3 | 18000 | 13000 | 13000 | 2.87 | 2.2 | 18000 | 2.9 | 1.8 | 7.8 | 6.4
Live | 218083060 |  | 8.5 | 14.3 | 23400 | 17600 | 18400 | 2.49 | 2.3 | 23200 | 3.1 | 1.75 | 8.2 | 6.7
Live | 218083061 |  | 8.5 | 14.3 | 23400 | 17600 | 18400 | 2.49 | 2.3 | 23200 | 3.1 | 1.75 | 8.2 | 6.7
Live | 218083062 |  | 8.5 | 14.3 | 23400 | 17600 | 18400 | 2.49 | 2.3 | 23200 | 3.1 | 1.75 | 8.2 | 6.7
Live | 218083063 |  | 10.2 | 14.3 | 29600 | 22000 | 20400 | 2.99 | 2.5 | 30000 | 3.2 | 2 | 8.5 | 6.8
Live | 218083064 |  | 10.2 | 14.3 | 29600 | 22000 | 20400 | 2.99 | 2.5 | 30000 | 3.2 | 2 | 8.5 | 6.8
Live | 218083065 |  | 10.2 | 14.3 | 29600 | 22000 | 20400 | 2.99 | 2.5 | 30000 | 3.2 | 2 | 8.5 | 6.8
Live | 218083066 |  | 9.5 | 14.3 | 35000 | 24600 | 21400 | 2.79 | 2.4 | 34200 | 3.2 | 2 | 8.5 | 6.8
Live | 218083067 |  | 9.5 | 14.3 | 35000 | 24600 | 21400 | 2.79 | 2.4 | 34200 | 3.2 | 2 | 8.5 | 6.8
Live | 218083068 |  | 9.5 | 14.3 | 35000 | 24600 | 21400 | 2.79 | 2.4 | 34200 | 3.2 | 2 | 8.5 | 6.8
Live | 218083069 |  | 9.8 | 14.3 | 40000 | 28000 | 27000 | 2.87 | 2.3 | 41000 | 2.9 | 1.8 | 8.5 | 6.8
Live | 218083070 |  | 9.8 | 14.3 | 40000 | 28000 | 27000 | 2.87 | 2.3 | 41000 | 2.9 | 1.8 | 8.5 | 6.8
Live | 218083071 |  | 9.8 | 14.3 | 40000 | 28000 | 27000 | 2.87 | 2.3 | 41000 | 2.9 | 1.8 | 8.5 | 6.8
Live | 218083072 |  | 9.2 | 14.3 | 46000 | 32600 | 28000 | 2.7 | 2.2 | 48000 | 2.8 | 2 | 8.5 | 6.5
Live | 218083073 |  | 9.2 | 14.3 | 46000 | 32600 | 28000 | 2.7 | 2.2 | 48000 | 2.8 | 2 | 8.5 | 6.5
Live | 218083074 |  | 9.2 | 14.3 | 46000 | 32600 | 28000 | 2.7 | 2.2 | 48000 | 2.8 | 2 | 8.5 | 6.5
Live | 218083075 |  | 9.2 | 14.3 | 51500 | 39000 | 35800 | 2.7 | 2.2 | 51500 | 3 | 1.8 | 8 | 6.5
Live | 218083076 |  | 9.2 | 14.3 | 51500 | 39000 | 35800 | 2.7 | 2.2 | 51500 | 3 | 1.8 | 8 | 6.5
Live | 218083077 |  | 9.2 | 14.3 | 51500 | 39000 | 35800 | 2.7 | 2.2 | 51500 | 3 | 1.8 | 8 | 6.5
Live | 218083086 |  | 11.8 | 21.5 | 20500 | 17500 | 13000 | 3.03 | 2.17 | 21300 | 3.41 | 1.9 | 8.5 | 6.6
Live | 218083233 |  | 12.9 | 22 | 22800 | 21200 | 19000 | 3.37 | 2.18 | 22200 | 2.96 | 1.95 | 11 | 8.6
Live | 218083234 |  | 14 | 25.5 | 15300 | 13600 | 12100 | 3.62 | 2.19 | 17900 | 3.28 | 1.9 | 11.5 | 9
Live | 218083243 |  | 14 | 25.5 | 15300 | 13600 | 12100 | 3.62 | 2.19 | 17900 | 3.28 | 1.9 | 11.5 | 9
Live | 218083244 |  | 12.9 | 22 | 22800 | 21200 | 19000 | 3.37 | 2.18 | 22200 | 2.96 | 1.95 | 11 | 8.6
Live | 218083245 |  | 14 | 25.5 | 15300 | 13600 | 12100 | 3.62 | 2.19 | 17900 | 3.28 | 1.9 | 11.5 | 9
Live | 218083246 |  | 12.9 | 22 | 22800 | 21200 | 19000 | 3.37 | 2.18 | 22200 | 2.96 | 1.95 | 11 | 8.6
Live | 218083247 |  | 16 | 27 | 30400 | 20800 | 20000 | 3.49 | 2.14 | 29000 | 3.37 | 2.1 | 11 | 9
Live | 218083248 |  | 14.5 | 22 | 30000 | 21800 | 20600 | 3.32 | 2.32 | 31000 | 3.79 | 2.08 | 11 | 9
Live | 218083249 |  | 14.5 | 24 | 40500 | 29000 | 27600 | 3.31 | 2.2 | 38000 | 3.41 | 2.2 | 10.5 | 8.5
Live | 218083250 |  | 12.3 | 20 | 41000 | 30400 | 28000 | 3.03 | 2.5 | 42000 | 3.78 | 2.2 | 10.5 | 8.8
Live | 218083251 |  | 13.4 | 22 | 40750 | 29700 | 27800 | 3.17 | 2.35 | 40000 | 3.58 | 2.2 | 10.5 | 8.65
Live | 218083252 |  | 15 | 24.5 | 30200 | 21300 | 20300 | 3.4 | 2.23 | 30000 | 3.57 | 2.09 | 11 | 9
Live | 218083360 |  | 16 | 27 | 30400 | 20800 | 20000 | 3.49 | 2.14 | 29000 | 3.37 | 2.1 | 11 | 9
Live | 218083361 |  | 14.5 | 22 | 30000 | 21800 | 20600 | 3.32 | 2.32 | 31000 | 3.79 | 2.08 | 11 | 9
Live | 218083362 |  | 15 | 24.5 | 30200 | 21300 | 20300 | 3.4 | 2.23 | 30000 | 3.57 | 2.09 | 11 | 9
Live | 218083363 |  | 14.5 | 24 | 40500 | 29000 | 27600 | 3.31 | 2.2 | 38000 | 3.41 | 2.2 | 10.5 | 8.5
Live | 218083364 |  | 12.3 | 20 | 41000 | 30400 | 28000 | 3.03 | 2.5 | 42000 | 3.78 | 2.2 | 10.5 | 8.8
Live | 218083365 |  | 13.4 | 22 | 40750 | 29700 | 27800 | 3.17 | 2.35 | 40000 | 3.58 | 2.2 | 10.5 | 8.65
Live | 218083366 |  | 16 | 27 | 30400 | 20800 | 20000 | 3.49 | 2.14 | 29000 | 3.37 | 2.1 | 11 | 9
Live | 218083367 |  | 14.5 | 22 | 30000 | 21800 | 20600 | 3.32 | 2.32 | 31000 | 3.79 | 2.08 | 11 | 9
Live | 218083368 |  | 15 | 24.5 | 30200 | 21300 | 20300 | 3.4 | 2.23 | 30000 | 3.57 | 2.09 | 11 | 9
Live | 218083369 |  | 14.5 | 24 | 40500 | 29000 | 27600 | 3.31 | 2.2 | 38000 | 3.41 | 2.2 | 10.5 | 8.5
Live | 218083370 |  | 12.3 | 20 | 41000 | 30400 | 28000 | 3.03 | 2.5 | 42000 | 3.78 | 2.2 | 10.5 | 8.8
Live | 218083371 |  | 13.4 | 22 | 40750 | 29700 | 27800 | 3.17 | 2.35 | 40000 | 3.58 | 2.2 | 10.5 | 8.65
Live | 218087557 |  | 12.5 | 21.5 | 10500 | 7600 | 7000 | 3.5 | 1.9 | 11200 | 3.53 | 1.95 | 9 | 7
Live | 218087558 |  | 10 | 21.3 | 12600 | 8100 | 7000 | 2.88 | 1.99 | 12500 | 3.1 | 1.85 | 8.7 | 6.7
Live | 205921368 |  | 11.4 | 19 | 21000 | 17900 | 13000 | 3.11 | 2.3 | 24000 | 3.03 | 2.01 | 9.5 | 7.66
Draft | 206714984
Draft | 207641226
Draft | 207641235
Draft | 207641238
Draft | 207691830
Draft | 207760030
Draft | 207760032
Draft | 207760042
Draft | 207760043
Draft | 207760044
Draft | 207862095
Draft | 207862107
Draft | 208121877
Draft | 208121914
Draft | 208121970
Draft | 208132541
Draft | 208132543
Draft | 208132545
Draft | 208132547
Draft | 208132551
Draft | 208786088
Draft | 209319635
Draft | 209319647
Draft | 209319650
Draft | 210485366
Draft | 212615078
Draft | 212615081
Draft | 217284635
Draft | 217284670
Draft | 213769961
Draft | 213769964
Draft | 213769966
Draft | 214438134
Draft | 214931590
Draft | 214931600
Draft | 215223325
Draft | 215223326
Draft | 215223327
Draft | 215223337
Draft | 215223338
Draft | 215223339
Draft | 215449793
Draft | 215449795
Draft | 215449796
Draft | 215449798
Draft | 215449805
Draft | 215449807
Draft | 215449808
Draft | 215449810
Draft | 215449811
Draft | 215449813
Draft | 215708445
Draft | 215708455
Draft | 215864260
Draft | 215864263
Draft | 215864266
Draft | 215864275
Draft | 215864278
Draft | 215864281
Draft | 216573051
Draft | 216573053
Draft | 216772305
Draft | 217123424
Draft | 217123425
Draft | 217290616
Draft | 217290617
Draft | 217349116
Draft | 217349120
Draft | 217901604
Draft | 218072613
Live | 217048753 |  | 11.7 | 23 | 24700 | 22000 | 18600 | 2.9 | 2.47 | 26000 | 2.46 | 1.9 | 9.5 | 8.2
Live | 217048739 |  | 13 | 24 | 15000 | 9100 | 10100 | 3.66 | 2.96 | 13600 | 3.8 | 2.04 | 9.5 | 8.5
Live | 217048498 |  | 11.7 | 18.6 | 34000 | 24000 | 24000 | 3.56 | 2.59 | 34200 | 3.07 | 2.1 | 9 | 7
Live | 217048497 |  | 13.3 | 20 | 24000 | 19200 | 20000 | 3.91 | 2.44 | 24000 | 3.61 | 2.1 | 9.4 | 7.3
Live | 217747242 |  | 11.7 | 20 | 46000 | 46500 | 38000 | 3.17 | 2.58 | 56000 | 3.53 | 1.9 | 9.5 | 7.3
Live | 217747239 |  | 12.5 | 19 | 30000 | 34800 | 24000 | 3.36 | 2.58 | 41000 | 3.81 | 1.8 | 9.5 | 7.1
Live | 217747237 |  | 10 | 20 | 48200 | 39500 | 34000 | 2.89 | 2.21 | 58000 | 3.66 | 1.9 | 9.5 | 7.3
Live | 217747241 |  | 12 | 20 | 40500 | 43000 | 33200 | 3.27 | 2.52 | 54500 | 3.34 | 1.8 | 9.5 | 7.1
Live | 217747238 |  | 12.5 | 19 | 30000 | 34800 | 24000 | 3.36 | 2.58 | 41000 | 3.81 | 1.9 | 9.5 | 7.3
Live | 217747243 |  | 11.7 | 20 | 46000 | 46500 | 38000 | 3.17 | 2.58 | 56000 | 3.53 | 1.9 | 9.5 | 7.1
Draft | 216801486 |  | 9.05 | 19.2 | 30600 | 26000 | 20000 | 2.65 | 2.3 | 34000 | 2.49 | 1.8 | 8.9 | 8.6
Draft | 207702749 | 207702749 | 11.3 | 16.2 | 24000 | 25000 | 25000 | 3.38 | 2.12 | 28000 | 3.6 | 1.75 | 9.2 | 7.6
Draft | 207702748 |  | 11.3 | 16.2 | 24000 | 25000 | 25000 | 3.38 | 2.12 | 28000 | 3.6 | 1.75 | 9.2
Draft | 207702816 |  | 11.3 | 16.2 | 24000 | 25000 | 25000 | 3.38 | 2.12 | 28000 | 3.6 | 1.75 | 9.2 | 7.6
Draft | 207702716 |  | 11.3 | 16.2 | 24000 | 25000 | 25000 | 3.38 | 2.12 | 28000 | 3.6 | 1.75 | 9.2 | 7.6
Draft | 216505929 |  | 12.7 | 18 | 22800 | 23000 | 19800 | 2.02 | 2.28 | 30600 | 2.3 | 2.66 | 9.3 | 7.5
Draft | 216505926 |  | 11.7 | 16 | 23600 | 21000 | 19800 | 2.56 | 2.08 | 30600 | 2.19 | 2 | 8.6 | 7.4
Draft | 216505930 |  | 11.3 | 18.55 | 32400 | 23800 | 19800 | 2.37 | 2.36 | 39500 | 2.97 | 2.02 | 9.4 | 7.65
Draft | 216505927 |  | 9.6 | 16.1 | 28400 | 21000 | 19800 | 2.13 | 2.08 | 36000 | 2.57 | 2 | 8.8 | 7.4
Live | 215832406 |  | 12 | 20 | 20300 | 15400 | 12100 | 2.59 | 2.15 | 22500 | 2.87 | 1.85 | 8.5 | 7
Live | 214780393 |  | 12 | 20 | 20300 | 15400 | 12100 | 2.59 | 2.15 | 22500 | 2.87 | 1.85 | 8.5 | 7
Live | 215224737 |  | 12 | 20 | 20300 | 15400 | 12100 | 2.59 | 2.15 | 22500 | 2.87 | 1.85 | 8.5 | 7
Live | 216011728 |  | 12 | 20 | 20300 | 15400 | 12100 | 2.59 | 2.15 | 22500 | 2.87 | 1.85 | 8.5 | 7
Live | 216011756 |  | 12 | 20 | 20300 | 15400 | 12100 | 2.59 | 2.15 | 22500 | 2.87 | 1.85 | 8.5 | 7
Live | 216011768 |  | 12 | 20 | 20300 | 15400 | 12100 | 2.59 | 2.15 | 22500 | 2.87 | 1.85 | 8.5 | 7
Live | 216011780 |  | 12 | 20 | 20300 | 15400 | 12100 | 2.59 | 2.15 | 22500 | 2.87 | 1.85 | 8.5 | 7
Live | 216030807 |  | 12 | 20 | 20300 | 15400 | 12100 | 2.59 | 2.15 | 22500 | 2.87 | 1.85 | 8.5 | 7
Live | 216030808 |  | 12 | 20 | 20300 | 15400 | 12100 | 2.59 | 2.15 | 22500 | 2.87 | 1.85 | 8.5 | 7
Live | 216472862 |  | 12 | 20 | 20300 | 15400 | 12100 | 2.59 | 2.15 | 22500 | 2.87 | 1.85 | 8.5 | 7
Live | 217120774 |  | 12 | 20 | 20300 | 15400 | 12100 | 2.59 | 2.15 | 22500 | 2.87 | 1.85 | 8.5 | 7
Live | 214780395 |  | 12 | 20 | 20300 | 15400 | 12100 | 2.59 | 2.15 | 22500 | 2.87 | 1.85 | 8.5 | 7
Live | 216772336 |  | 12 | 20 | 20300 | 15400 | 12100 | 2.59 | 2.15 | 22500 | 2.87 | 1.85 | 8.5 | 7
Live | 217374112 |  | 12 | 20 | 20300 | 15400 | 12100 | 2.59 | 2.15 | 22500 | 2.87 | 1.85 | 8.5 | 7
Live | 217548379 |  | 12 | 20 | 20300 | 15400 | 12100 | 2.59 | 2.15 | 22500 | 2.87 | 1.85 | 8.5 | 7
Live | 217548384 |  | 12 | 20 | 20300 | 15400 | 12100 | 2.59 | 2.15 | 22500 | 2.87 | 1.85 | 8.5 | 7
Live | 217589559 |  | 12 | 20 | 20300 | 15400 | 12100 | 2.59 | 2.15 | 22500 | 2.87 | 1.85 | 8.5 | 7
Live | 217022906 |  | 12 | 20 | 20300 | 15400 | 12100 | 2.59 | 2.15 | 22500 | 2.87 | 1.85 | 8.5 | 7
Live | 217606243 |  | 10 | 16 | 32500 | 24600 | 24600 | 2.87 | 1.8 | 34500 | 3.17 | 1.8 | 8.5 | 6.6
Live | 217606242 |  | 11 | 15.2 | 23500 | 17800 | 17800 | 3.13 | 1.8 | 24500 | 3.28 | 1.8 | 8.5 | 6.6
Live | 217606241 |  | 10 | 16 | 32500 | 24600 | 24600 | 2.88 | 1.8 | 34500 | 3.15 | 1.8 | 8.5 | 6.6
Live | 217606240 |  | 11 | 15.5 | 23400 | 17800 | 17800 | 3.13 | 1.8 | 24500 | 3.28 | 1.8 | 8.5 | 6.6
Live | 217606239 |  | 11 | 15.5 | 23400 | 17800 | 17800 | 3.13 | 1.8 | 24500 | 3.15 | 1.8 | 8.5 | 6.6
Live | 217592229 |  | 10.5 | 15.2 | 23500 | 17800 | 19000 | 3.05 | 2.38 | 23400 | 3.03 | 1.8 | 8.5 | 6.6
Live | 217483012 |  | 9.5 | 15.2 | 48500 | 31400 | 34400 | 2.76 | 2.3 | 48500 | 2.97 | 1.8 | 8.5 | 6.6
Live | 217483013 |  | 11 | 15.2 | 22900 | 17800 | 17800 | 3.21 | 2.16 | 24000 | 3.1 | 1.8 | 8.5 | 6.6
Live | 217232149 |  | 9.5 | 15.2 | 48500 | 31400 | 34400 | 2.76 | 2.3 | 48500 | 2.97 | 1.8 | 8.5 | 6.6
Live | 217232148 |  | 9 | 15.2 | 32500 | 24800 | 24800 | 2.65 | 2.19 | 34500 | 2.88 | 1.8 | 8.5 | 6.6
Live | 217232147 |  | 11 | 15.2 | 22900 | 17800 | 17800 | 3.21 | 2.16 | 24000 | 3.1 | 1.8 | 8.5 | 6.6
Live | 217463588 |  | 11.5 | 18.5 | 55000 | 47300 | 54000 | 3.08 | 2.64 | 54400 | 3.33 | 2.1 | 10.5 | 7
Live | 217127818 |  | 11.5 | 18.5 | 55000 | 47300 | 54000 | 3.08 | 2.64 | 54400 | 3.33 | 2.1 | 10.5 | 7
Live | 217154010 |  | 11.5 | 18.5 | 55000 | 47300 | 54000 | 3.08 | 2.64 | 54400 | 3.33 | 2.1 | 10.5 | 7
Live | 217655831 |  | 11.5 | 18.5 | 55000 | 47300 | 54000 | 3.08 | 2.64 | 54400 | 3.33 | 2.1 | 10.5 | 7
Live | 217258401 |  | 11.5 | 18.5 | 55000 | 47300 | 54000 | 3.08 | 2.64 | 54400 | 3.33 | 2.1 | 10.5 | 7
Live | 217452743 |  | 12 | 19 | 48800 | 41500 | 48000 | 3.37 | 2.84 | 48400 | 3.33 | 2 | 10 | 7
Live | 217655830 |  | 12 | 19 | 48800 | 41500 | 48000 | 3.37 | 2.84 | 48400 | 3.33 | 2 | 10 | 7
Live | 217154009 |  | 12 | 19 | 48800 | 41500 | 48000 | 3.37 | 2.84 | 48400 | 3.33 | 2 | 10 | 7
Live | 217127809 |  | 12 | 19 | 48800 | 41500 | 48000 | 3.37 | 2.84 | 48400 | 3.33 | 2 | 10 | 7
Live | 217463587 |  | 12 | 19 | 48800 | 41500 | 48000 | 3.37 | 2.84 | 48400 | 3.33 | 2 | 10 | 7
Live | 217463586 |  | 11.5 | 18.2 | 34500 | 29600 | 34000 | 3.17 | 2.47 | 34400 | 3.17 | 2 | 10 | 7
Live | 217127808 |  | 11.5 | 18.2 | 34500 | 29600 | 34000 | 3.17 | 2.47 | 34400 | 3.17 | 2 | 10 | 7
Live | 217154008 |  | 11.5 | 18.2 | 34500 | 29600 | 34000 | 3.17 | 2.47 | 34400 | 3.17 | 2 | 10 | 7
Live | 217655829 |  | 11.5 | 18.2 | 34500 | 29600 | 34000 | 3.17 | 2.47 | 34400 | 3.17 | 2 | 10 | 7
Live | 217258402 |  | 11.5 | 18.2 | 34500 | 29600 | 34000 | 3.17 | 2.47 | 34400 | 3.17 | 2 | 10 | 7
Live | 217452744 |  | 12.5 | 18 | 24500 | 21600 | 24000 | 3.52 | 2.67 | 25400 | 3.6 | 2 | 10 | 7
Live | 217655828 |  | 12.5 | 18 | 24500 | 21600 | 24000 | 3.52 | 2.67 | 25400 | 3.6 | 2 | 10 | 7
Live | 217154007 |  | 12.5 | 18 | 24500 | 21600 | 24000 | 3.52 | 2.67 | 25400 | 3.6 | 2 | 10 | 7
Live | 217127807 |  | 12.5 | 18 | 24500 | 21600 | 24000 | 3.52 | 2.67 | 25400 | 3.6 | 2 | 10 | 7
Live | 217463585 |  | 12.5 | 18 | 24500 | 21600 | 24000 | 3.52 | 2.67 | 25400 | 3.6 | 2 | 10 | 7
Live | 216770153 |  | 11 | 16 | 49000 | 36000 | 48000 | 2.9 | 2.39 | 48500 | 3.17 | 1.85 | 9 | 7
Live | 216770151 |  | 11 | 16 | 23500 | 15200 | 24000 | 3.17 | 2.09 | 24300 | 3.18 | 1.8 | 8.5 | 7
Live | 216770154 |  | 9.8 | 16 | 53100 | 41000 | 54000 | 2.75 | 2.33 | 54600 | 3.07 | 1.8 | 9 | 7
Live | 216770152 |  | 11 | 16 | 34700 | 22300 | 32000 | 2.76 | 2 | 35400 | 3.17 | 1.8 | 8.5 | 7
Live | 216626171 |  | 12 | 19 | 48800 | 41500 | 48000 | 3.37 | 2.84 | 48400 | 3.33 | 2 | 10 | 7
Live | 216626170 |  | 12.5 | 18 | 24500 | 21600 | 24000 | 3.52 | 2.67 | 25400 | 3.6 | 2 | 10 | 7
Live | 217559793 |  | 11.5 | 19 | 34500 | 32600 | 21600 | 3.25 | 2.4 | 34500 | 3.47 | 2 | 8.3 | 6
Live | 217559792 |  | 11.5 | 19 | 55000 | 45000 | 40000 | 3.32 | 2.4 | 55000 | 3.37 | 2.24 | 9.5 | 6.5
Live | 216440571 |  | 12.5 | 18 | 24500 | 21600 | 25000 | 3.52 | 2.67 | 25400 | 3.6 | 2 | 10 | 7
Live | 216440573 |  | 12 | 19 | 48800 | 41500 | 48000 | 3.37 | 2.84 | 48400 | 3.33 | 2 | 10 | 7
Live | 216440574 |  | 11.5 | 18.5 | 55000 | 47300 | 54000 | 3.08 | 2.64 | 54400 | 3.33 | 2.1 | 10.5 | 7
Live | 216440572 |  | 11.5 | 18.2 | 34500 | 29600 | 34000 | 3.17 | 2.47 | 34400 | 3.17 | 2 | 10 | 7
Live | 215428297 |  | 9.5 | 15.2 | 51500 | 46700 | 37200 | 2.64 | 2.08 | 53000 | 2.94 | 1.8 | 8.5 | 7
Live | 215428296 |  | 10 | 15.2 | 47900 | 41000 | 33600 | 2.9 | 2.08 | 48000 | 3.1 | 1.8 | 8.5 | 7
Live | 215428295 |  | 9.5 | 15.2 | 32600 | 29000 | 26000 | 2.79 | 1.99 | 36000 | 3 | 1.8 | 8.5 | 7
Live | 213164338 |  | 11 | 15.2 | 23400 | 20600 | 21600 | 3.19 | 2.08 | 24400 | 3.27 | 1.8 | 8.5 | 7
Live | 215428294 |  | 11 | 15.2 | 23400 | 20600 | 21600 | 3.19 | 2.08 | 24400 | 3.27 | 1.8 | 8.5 | 7
Live | 215428292 |  | 11 | 17 | 48000 | 48000 | 39000 | 3.22 | 2.04 | 48000 | 3.4 | 1.8 | 9 | 7.4
Live | 215428293 |  | 10 | 16 | 54000 | 49000 | 41000 | 2.93 | 2.03 | 54000 | 3.1 | 1.8 | 9 | 7.4
Live | 215428291 |  | 10 | 16 | 34000 | 35000 | 28000 | 2.93 | 1.95 | 35000 | 3.1 | 1.8 | 9 | 7.4
Live | 215428290 |  | 12 | 17 | 24000 | 24000 | 22000 | 3.52 | 2.3 | 24000 | 3.4 | 1.8 | 9 | 7.4
Live | 217138217 |  | 11.5 | 18.5 | 55000 | 47300 | 54000 | 3.08 | 2.64 | 54400 | 3.33 | 2.1 | 10.5 | 7
Live | 217138201 |  | 11.5 | 18.5 | 55000 | 47300 | 54000 | 3.08 | 2.64 | 54400 | 3.33 | 2.1 | 10.5 | 7
Live | 217138205 |  | 11.5 | 18.5 | 55000 | 47300 | 54000 | 3.08 | 2.64 | 54400 | 3.33 | 2.1 | 10.5 | 7
Live | 217138209 |  | 11.5 | 18.5 | 55000 | 47300 | 54000 | 3.08 | 2.64 | 54400 | 3.33 | 2.1 | 10.5 | 7
Live | 217138213 |  | 11.5 | 18.5 | 55000 | 47300 | 54000 | 3.08 | 2.64 | 54400 | 3.33 | 2.1 | 10.5 | 7
Live | 217138212 |  | 12 | 19 | 48800 | 41500 | 48000 | 3.37 | 2.84 | 48400 | 3.33 | 2 | 10 | 7
Live | 217138208 |  | 12 | 19 | 48800 | 41500 | 48000 | 3.37 | 2.84 | 48400 | 3.33 | 2 | 10 | 7
Live | 217138204 |  | 12 | 19 | 48800 | 41500 | 48000 | 3.37 | 2.84 | 48400 | 3.33 | 2 | 10 | 7
Live | 217138200 |  | 12 | 19 | 48800 | 41500 | 48000 | 3.37 | 2.84 | 48400 | 3.33 | 2 | 10 | 7
Live | 217138216 |  | 12 | 19 | 48800 | 41500 | 48000 | 3.37 | 2.84 | 48400 | 3.33 | 2 | 10 | 7
Live | 217138215 |  | 11.5 | 18.2 | 34500 | 29600 | 34000 | 3.17 | 2.47 | 34400 | 3.17 | 2 | 10 | 7
Live | 217138199 |  | 11.5 | 18.2 | 34500 | 29600 | 34000 | 3.17 | 2.47 | 34400 | 3.17 | 2 | 10 | 7
Live | 217138203 |  | 11.5 | 18.2 | 34500 | 29600 | 34000 | 3.17 | 2.47 | 34400 | 3.17 | 2 | 10 | 7
Live | 217138207 |  | 11.5 | 18.2 | 34500 | 29600 | 34000 | 3.17 | 2.47 | 34400 | 3.17 | 2 | 10 | 7
Live | 217138211 |  | 11.5 | 18.2 | 34500 | 29600 | 34000 | 3.17 | 2.47 | 34400 | 3.17 | 2 | 10 | 7
Live | 217138210 |  | 12.5 | 18 | 24500 | 21600 | 24000 | 3.52 | 2.67 | 25400 | 3.6 | 2 | 10 | 7
Live | 217138206 |  | 12.5 | 18 | 24500 | 21600 | 24000 | 3.52 | 2.67 | 25400 | 3.6 | 2 | 10 | 7
Live | 217138202 |  | 12.5 | 18 | 24500 | 21600 | 24000 | 3.52 | 2.67 | 25400 | 3.6 | 2 | 10 | 7
Live | 217138198 |  | 12.5 | 18 | 24500 | 21600 | 24000 | 3.52 | 2.67 | 25400 | 3.6 | 2 | 10 | 7
Live | 217138214 |  | 12.5 | 18 | 24500 | 21600 | 24000 | 3.52 | 2.67 | 25400 | 3.6 | 2 | 10 | 7
Live | 217752950 |  | 11 | 16 | 49000 | 36000 | 48000 | 2.9 | 2.39 | 48500 | 3.17 | 1.85 | 9 | 7
Live | 217752954 |  | 11 | 16 | 49000 | 36000 | 48000 | 2.9 | 2.39 | 48500 | 3.17 | 1.85 | 9 | 7
Live | 217752938 |  | 11 | 16 | 49000 | 36000 | 48000 | 2.9 | 2.39 | 48500 | 3.17 | 1.85 | 9 | 7
Live | 217752942 |  | 11 | 16 | 49000 | 36000 | 48000 | 2.9 | 2.39 | 48500 | 3.17 | 1.85 | 9 | 7
Live | 217752946 |  | 11 | 16 | 49000 | 36000 | 48000 | 2.9 | 2.39 | 48500 | 3.17 | 1.85 | 9 | 7
Live | 217752945 |  | 11 | 16 | 23500 | 15200 | 24000 | 3.17 | 2.09 | 24300 | 3.18 | 1.8 | 8.5 | 7
Live | 217752941 |  | 11 | 16 | 23500 | 15200 | 24000 | 3.17 | 2.09 | 24300 | 3.18 | 1.8 | 8.5 | 7
Live | 217752937 |  | 11 | 16 | 23500 | 15200 | 24000 | 3.17 | 2.09 | 24300 | 3.18 | 1.8 | 8.5 | 7
Live | 217752953 |  | 11 | 16 | 23500 | 15200 | 24000 | 3.17 | 2.09 | 24300 | 3.18 | 1.8 | 8.5 | 7
Live | 217752949 |  | 11 | 16 | 23500 | 15200 | 24000 | 3.17 | 2.09 | 24300 | 3.18 | 1.8 | 8.5 | 7
Live | 217752948 |  | 9.8 | 16 | 53100 | 41000 | 54000 | 2.75 | 2.33 | 54600 | 3.07 | 1.8 | 9 | 7
Live | 217752952 |  | 9.8 | 16 | 53100 | 41000 | 54000 | 2.75 | 2.33 | 54600 | 3.07 | 1.8 | 9 | 7
Live | 217752936 |  | 9.8 | 16 | 53100 | 41000 | 54000 | 2.75 | 2.33 | 54600 | 3.07 | 1.8 | 9 | 7
Live | 217752940 |  | 9.8 | 16 | 53100 | 41000 | 54000 | 2.75 | 2.33 | 54600 | 3.07 | 1.8 | 9 | 7
Live | 217752944 |  | 9.8 | 16 | 53100 | 41000 | 54000 | 2.75 | 2.33 | 54600 | 3.07 | 1.8 | 9 | 7
Live | 217752943 |  | 11 | 16 | 34700 | 22300 | 32000 | 2.76 | 2 | 35400 | 3.17 | 1.8 | 8.5 | 7
Live | 217752939 |  | 11 | 16 | 34700 | 22300 | 32000 | 2.76 | 2 | 35400 | 3.17 | 1.8 | 8.5 | 7
Live | 217752935 |  | 11 | 16 | 34700 | 22300 | 32000 | 2.76 | 2 | 35400 | 3.17 | 1.8 | 8.5 | 7
Live | 217752951 |  | 11 | 16 | 34700 | 22300 | 32000 | 2.76 | 2 | 35400 | 3.17 | 1.8 | 8.5 | 7
Live | 217752947 |  | 11 | 16 | 34700 | 22300 | 32000 | 2.76 | 2 | 35400 | 3.17 | 1.8 | 8.5 | 7
Live | 217482537 |  | 11.5 | 15.2 | 24000 | 16200 | 20000 | 3.3 | 2.26 | 24000 | 3.15 | 1.8 | 8.5 | 6.6
Live | 217482534 |  | 11.5 | 15.2 | 24000 | 16200 | 20000 | 3.3 | 2.26 | 24000 | 3.15 | 1.8 | 8.5 | 6.6
Live | 217482533 |  | 11.5 | 15.2 | 24000 | 16200 | 20000 | 3.3 | 2.26 | 24000 | 3.15 | 1.8 | 8.5 | 6.6
Live | 217482536 |  | 11.5 | 15.2 | 24000 | 16200 | 20000 | 3.3 | 2.26 | 24000 | 3.15 | 1.8 | 8.5 | 6.6
Live | 217482535 |  | 9 | 15.2 | 32500 | 24800 | 23800 | 2.65 | 2.19 | 34500 | 2.88 | 1.8 | 8.5 | 6.6
Live | 217482532 |  | 9 | 15.2 | 32500 | 24800 | 23800 | 2.65 | 2.19 | 34500 | 2.88 | 1.8 | 8.5 | 6.6
Live | 217655826 |  | 11.7 | 18.5 | 24500 | 24000 | 19000 | 3.39 | 2.43 | 24800 | 3.48 | 1.75 | 8.3 | 6
Live | 217655825 |  | 11.7 | 20 | 48800 | 40400 | 36000 | 3.43 | 2.65 | 48800 | 3.27 | 2.18 | 9.5 | 6.5
Live | 217655824 |  | 11.5 | 18 | 28400 | 28000 | 19500 | 3.32 | 2.47 | 28200 | 3.42 | 2.14 | 8.3 | 6
Live | 217655823 |  | 11.5 | 19 | 34500 | 32600 | 21600 | 3.25 | 2.4 | 34500 | 3.47 | 2 | 8.3 | 6
Live | 217655822 |  | 11.5 | 19 | 55000 | 45000 | 40000 | 3.32 | 2.4 | 55000 | 3.37 | 2.24 | 9.5 | 6.5
Live | 217897111 |  | 9.5 | 15.2 | 51500 | 46700 | 37200 | 2.64 | 2.08 | 53000 | 2.94 | 1.8 | 8.5 | 7
Live | 217897110 |  | 10 | 15.2 | 47900 | 41000 | 33600 | 2.9 | 2.08 | 48000 | 3.1 | 1.8 | 8.5 | 7
Live | 217890535 |  | 10 | 15.2 | 48500 | 34000 | 40000 | 2.87 | 2.5 | 48500 | 3.07 | 1.8 | 8.5 | 6.6
Live | 217731058 |  | 12.5 | 18 | 17500 | 14800 | 17000 | 3.54 | 2.34 | 17400 | 3.59 | 2 | 9 | 6.5
Live | 217729838 |  | 10 | 16 | 52000 | 33600 | 35000 | 2.87 | 2.07 | 52500 | 3.06 | 1.8 | 8.5 | 6.6
Live | 217729837 |  | 11 | 16.5 | 48000 | 31600 | 34000 | 3.14 | 2.17 | 48500 | 3.16 | 1.85 | 8.5 | 6.6
Live | 217643264 |  | 11.7 | 20 | 48800 | 40400 | 36000 | 3.43 | 2.65 | 48000 | 3.3 | 2.18 | 9.5 | 6.5
Live | 217643263 |  | 11.7 | 18.5 | 24500 | 24000 | 19000 | 3.44 | 2.5 | 24000 | 3.5 | 1.75 | 8.3 | 6
Live | 217643262 |  | 12 | 19 | 48800 | 41500 | 48000 | 3.37 | 2.84 | 48000 | 3.36 | 2 | 10 | 7
Live | 217643261 |  | 12.5 | 18 | 24500 | 21600 | 24000 | 3.52 | 2.67 | 25400 | 3.6 | 2 | 10 | 7
Live | 217643260 |  | 11.7 | 19 | 34500 | 32600 | 21600 | 3.43 | 2.58 | 34000 | 3.5 | 2 | 8.3 | 6
Live | 217643259 |  | 11.7 | 18.5 | 55000 | 47300 | 54000 | 3.08 | 2.64 | 54400 | 3.4 | 2.1 | 10.5 | 7
Live | 217643258 |  | 12 | 18 | 34500 | 29600 | 34000 | 3.17 | 2.47 | 34400 | 3.2 | 2 | 10 | 7
Live | 217643257 |  | 11.5 | 19 | 55000 | 45000 | 40000 | 3.43 | 2.4 | 54000 | 3.4 | 2.24 | 9.5 | 6.5
Live | 217643256 |  | 11.5 | 18 | 28400 | 28000 | 19500 | 3.43 | 2.63 | 28000 | 3.43 | 2.14 | 8.3 | 6
Live | 217638333 |  | 10.5 | 15.2 | 22500 | 17800 | 17600 | 2.9 | 2.36 | 22400 | 2.77 | 1.8 | 8.5 | 6.6
Live | 217604092 |  | 10 | 16 | 32500 | 24600 | 24600 | 2.87 | 1.8 | 34500 | 3.17 | 1.8 | 8.5 | 6.6
Live | 217604091 |  | 11 | 15.2 | 23500 | 17800 | 17800 | 3.13 | 1.8 | 24500 | 3.28 | 1.8 | 8.5 | 6.6
Live | 217604090 |  | 10 | 16 | 32500 | 24600 | 24600 | 2.88 | 1.8 | 34500 | 3.15 | 1.8 | 8.5 | 6.6
Live | 217604089 |  | 11 | 15.5 | 23400 | 17800 | 17800 | 3.13 | 1.8 | 24500 | 3.28 | 1.8 | 8.5 | 6.6
Live | 217604088 |  | 11 | 15.5 | 23400 | 17800 | 17800 | 3.13 | 1.8 | 24500 | 3.15 | 1.8 | 8.5 | 6.6
Live | 217603527 |  | 10 | 15.2 | 49000 | 31600 | 36000 | 2.9 | 2.1 | 48500 | 3.1 | 1.8 | 8.5 | 7
Live | 217603526 |  | 9.8 | 16 | 53100 | 35600 | 40000 | 2.75 | 2.1 | 54000 | 2.96 | 1.8 | 9 | 7
Live | 217603525 |  | 11 | 16 | 34700 | 22300 | 32000 | 2.76 | 2 | 35000 | 3.15 | 1.8 | 8.5 | 7
Live | 217595573 |  | 11.7 | 16 | 24400 | 15200 | 17000 | 3.37 | 2.05 | 24300 | 3.17 | 1.85 | 8.5 | 6.6
Live | 217595572 |  | 11 | 16 | 33400 | 22000 | 19000 | 3.17 | 1.95 | 33400 | 3.08 | 1.8 | 8.5 | 6.6
Live | 217595567 |  | 11.7 | 20 | 48800 | 40400 | 36000 | 3.43 | 2.65 | 48000 | 3.3 | 2.18 | 9.5 | 6.5
Live | 217595566 |  | 11.7 | 18.5 | 24500 | 24000 | 19000 | 3.44 | 2.5 | 24000 | 3.5 | 1.75 | 8.3 | 6
Live | 217595565 |  | 11.5 | 19 | 55000 | 45000 | 40000 | 3.43 | 2.4 | 54000 | 3.4 | 2.24 | 9.5 | 6.5
Live | 217595564 |  | 11.7 | 19 | 34500 | 32600 | 21600 | 3.43 | 2.58 | 34000 | 3.5 | 2 | 8.3 | 6
Live | 217595563 |  | 11.5 | 18 | 28400 | 28000 | 19500 | 3.43 | 2.63 | 28000 | 3.43 | 2.14 | 8.3 | 6
Live | 217595562 |  | 12 | 19 | 48800 | 41500 | 48000 | 3.37 | 2.84 | 48000 | 3.36 | 2 | 10 | 7
Live | 217595561 |  | 12.5 | 18 | 24500 | 21600 | 24000 | 3.52 | 2.67 | 25400 | 3.6 | 2 | 10 | 7
Live | 217589570 |  | 12 | 19 | 48800 | 41500 | 48000 | 3.37 | 2.84 | 48400 | 3.4 | 2 | 10 | 7
Live | 217589569 |  | 12.5 | 18 | 24500 | 21600 | 24000 | 3.52 | 2.67 | 25400 | 3.6 | 2 | 10 | 7
Live | 217580934 |  | 10.5 | 15.2 | 22500 | 17800 | 17600 | 2.9 | 2.36 | 22400 | 2.77 | 1.8 | 8.5 | 6.6
Live | 217513409 |  | 10.5 | 15.2 | 23500 | 17800 | 19000 | 3.05 | 2.38 | 23400 | 3.03 | 1.8 | 8.5 | 6.6
Live | 217484311 |  | 9 | 15.2 | 32500 | 24600 | 24600 | 2.65 | 2.18 | 34500 | 2.86 | 1.8 | 8.5 | 6.6
Live | 217484310 |  | 10.5 | 15.2 | 23500 | 17800 | 19000 | 3.09 | 2.38 | 23400 | 3.03 | 1.8 | 8.5 | 6.6
Live | 217483607 |  | 12.5 | 18.5 | 18500 | 14800 | 18000 | 3.52 | 2.34 | 18400 | 3.57 | 2 | 9 | 6.5
Live | 217483606 |  | 12.5 | 18.5 | 17500 | 14000 | 17000 | 3.54 | 2.37 | 17400 | 3.59 | 2 | 9 | 6.5
Live | 217483011 |  | 9.5 | 15.2 | 48500 | 31400 | 34400 | 2.76 | 2.3 | 48500 | 2.97 | 1.8 | 8.5 | 6.6
Live | 217469234 |  | 11.7 | 18.5 | 55000 | 47300 | 54000 | 3.08 | 2.64 | 54400 | 3.4 | 2.1 | 10.5 | 7
Live | 217469233 |  | 12 | 18 | 34500 | 29600 | 34000 | 3.17 | 2.47 | 34400 | 3.2 | 2 | 10 | 7
Live | 217465615 |  | 11 | 15.2 | 22900 | 17800 | 17800 | 3.21 | 2.16 | 24000 | 3.1 | 1.8 | 8.5 | 6.6
Live | 217447829 |  | 9 | 15.2 | 32500 | 24600 | 24600 | 2.65 | 2.18 | 34500 | 2.86 | 1.8 | 8.5 | 6.6
Live | 217447828 |  | 10.5 | 15.2 | 23500 | 17800 | 19000 | 3.09 | 2.38 | 23400 | 3.03 | 1.8 | 8.5 | 6.6
Live | 217446700 |  | 9 | 15.2 | 32500 | 24600 | 24600 | 2.65 | 2.18 | 34500 | 2.86 | 1.8 | 8.5 | 6.6
Live | 217446699 |  | 10.5 | 15.2 | 23500 | 17800 | 19000 | 3.09 | 2.38 | 23400 | 3.03 | 1.8 | 8.5 | 6.6
Live | 217287929 |  | 11 | 15.2 | 23400 | 20600 | 19500 | 3.19 | 1.99 | 24400 | 3.27 | 1.8 | 8.5 | 6.7
Live | 217287928 |  | 9.5 | 15.2 | 51500 | 46700 | 37200 | 2.64 | 2.08 | 53000 | 2.94 | 1.8 | 8.5 | 7
Live | 217287927 |  | 10 | 15.2 | 47900 | 41000 | 33600 | 2.9 | 2.08 | 48000 | 3.1 | 1.8 | 8.5 | 7
Live | 217287926 |  | 9.5 | 15.2 | 32600 | 29000 | 26000 | 2.79 | 1.99 | 36000 | 3 | 1.8 | 8.5 | 7
Live | 217287925 |  | 11 | 15.2 | 23400 | 20600 | 21600 | 3.19 | 2.08 | 24400 | 3.27 | 1.8 | 8.5 | 7
Live | 217287924 |  | 10 | 15.2 | 54000 | 45700 | 31400 | 2.93 | 2.18 | 54000 | 2.94 | 1.77 | 7.8 | 6
Live | 217287923 |  | 8.6 | 15 | 46000 | 38600 | 26200 | 2.52 | 2.08 | 46000 | 2.72 | 1.76 | 7.7 | 6
Live | 217287922 |  | 9 | 15.5 | 40000 | 34400 | 23400 | 2.64 | 2.28 | 40000 | 2.82 | 1.78 | 7.8 | 6
Live | 217287921 |  | 10 | 15.5 | 34000 | 29900 | 18700 | 2.93 | 2.08 | 34000 | 2.94 | 1.76 | 7.7 | 6
Live | 217287920 |  | 10 | 15.2 | 28600 | 25000 | 16100 | 2.93 | 1.98 | 28600 | 2.94 | 1.76 | 7.8 | 6
Live | 217287919 |  | 10.5 | 15.5 | 23000 | 19500 | 13100 | 3.08 | 2.28 | 23000 | 3.08 | 1.75 | 7.8 | 6
Live | 217287918 |  | 11 | 17 | 48000 | 48000 | 39000 | 3.22 | 2.04 | 48000 | 3.4 | 1.8 | 9 | 7.4
Live | 217287917 |  | 10 | 16 | 54000 | 49000 | 41000 | 2.93 | 2.03 | 54000 | 3.1 | 1.8 | 9 | 7.4
Live | 217287916 |  | 10 | 16 | 34000 | 35000 | 28000 | 2.93 | 1.95 | 35000 | 3.1 | 1.8 | 9 | 7.4
Live | 217287915 |  | 12 | 17 | 24000 | 24000 | 22000 | 3.52 | 2.3 | 24000 | 3.4 | 1.8 | 9 | 7.4
Live | 217194947 |  | 11.7 | 18.5 | 55000 | 47300 | 54000 | 3.08 | 2.64 | 54400 | 3.4 | 2.1 | 10.5 | 7
Live | 217194946 |  | 12 | 19 | 48800 | 41500 | 48000 | 3.37 | 2.84 | 48400 | 3.4 | 2 | 10 | 7
Live | 217194945 |  | 12 | 18 | 34500 | 29600 | 34000 | 3.17 | 2.47 | 34400 | 3.2 | 2 | 10 | 7
Live | 217194944 |  | 12.5 | 18 | 24500 | 21600 | 24000 | 3.52 | 2.67 | 25400 | 3.6 | 2 | 10 | 7
Live | 217194697 |  | 10.5 | 15.2 | 46500 | 31400 | 30000 | 3.02 | 2.3 | 46500 | 2.98 | 1.75 | 8.5 | 6.5
Live | 217194696 |  | 9.5 | 15.2 | 48500 | 31400 | 30000 | 2.76 | 2.3 | 48500 | 2.97 | 1.75 | 8.5 | 6.5
Live | 217194695 |  | 9 | 15.2 | 32500 | 24800 | 23800 | 2.65 | 2.19 | 34500 | 2.88 | 1.75 | 8.5 | 6.5
Live | 217194694 |  | 9 | 15.2 | 32500 | 24800 | 23800 | 2.65 | 2.19 | 34500 | 2.88 | 1.75 | 8.5 | 6.5
Live | 217194693 |  | 9 | 15.2 | 31900 | 24800 | 23800 | 2.6 | 2.19 | 34500 | 2.88 | 1.75 | 8.5 | 6.5
Live | 217194692 |  | 9 | 15.2 | 31900 | 24800 | 23800 | 2.6 | 2.19 | 34500 | 2.88 | 1.75 | 8.5 | 6.5
Live | 217194689 |  | 11 | 15.2 | 22900 | 17800 | 16800 | 3.21 | 2.16 | 24000 | 3.1 | 1.75 | 8.5 | 6.5
Live | 217184743 |  | 9.5 | 15.2 | 48500 | 31400 | 34400 | 2.76 | 2.3 | 48500 | 2.97 | 1.8 | 8.5 | 6.6
Live | 217184742 |  | 11 | 15.2 | 23500 | 17800 | 17800 | 3.19 | 2.38 | 24000 | 3.3 | 1.8 | 8.5 | 6.6
Live | 217184741 |  | 11 | 15.2 | 23500 | 17800 | 17800 | 3.19 | 2.38 | 24000 | 3.3 | 1.8 | 8.5 | 6.6
Live | 217184740 |  | 9 | 15.2 | 32500 | 24800 | 24800 | 2.65 | 2.19 | 34500 | 2.88 | 1.8 | 8.5 | 6.6
Live | 217184739 |  | 11 | 15.2 | 22900 | 17800 | 17800 | 3.21 | 2.16 | 24000 | 3.1 | 1.8 | 8.5 | 6.6
Live | 217177258 |  | 9.5 | 15.2 | 53100 | 35600 | 40000 | 2.75 | 2.1 | 53600 | 2.94 | 1.8 | 8.5 | 7
Live | 217177257 |  | 10 | 15.2 | 49000 | 31600 | 36000 | 2.9 | 2.1 | 48500 | 3.1 | 1.8 | 8.5 | 7
Live | 217177256 |  | 11 | 16 | 34700 | 22300 | 25600 | 2.76 | 2 | 35000 | 3.2 | 1.8 | 8.5 | 7
Live | 217177255 |  | 11 | 16 | 23500 | 15200 | 21600 | 3.17 | 2.09 | 24000 | 3.2 | 1.8 | 8.5 | 7
Live | 217127983 |  | 10.5 | 15.2 | 46500 | 31400 | 30000 | 3.02 | 2.3 | 46500 | 2.98 | 1.8 | 8.5 | 6.6
Live | 217127982 |  | 9.5 | 15.2 | 48500 | 31400 | 30000 | 2.76 | 2.3 | 48500 | 2.97 | 1.8 | 8.5 | 6.6
Live | 217127981 |  | 9 | 15.2 | 32500 | 24800 | 23800 | 2.65 | 2.19 | 34500 | 2.88 | 1.8 | 8.5 | 6.6
Live | 217127980 |  | 9 | 15.2 | 32500 | 24800 | 23800 | 2.65 | 2.19 | 34500 | 2.88 | 1.8 | 8.5 | 6.6
Live | 217127979 |  | 9 | 15.2 | 31900 | 24800 | 23800 | 2.6 | 2.19 | 34500 | 2.88 | 1.8 | 8.5 | 6.6
Live | 217127978 |  | 9 | 15.2 | 31900 | 24800 | 23800 | 2.6 | 2.19 | 34500 | 2.88 | 1.8 | 8.5 | 6.6
Live | 217127977 |  | 11 | 15.2 | 22900 | 17800 | 16800 | 3.21 | 2.16 | 24000 | 3.1 | 1.8 | 8.5 | 6.6
Live | 217123259 |  | 11.7 | 18.5 | 55000 | 47300 | 54000 | 3.08 | 2.64 | 54400 | 3.4 | 2.1 | 10.5 | 7
Live | 217123258 |  | 12 | 19 | 48800 | 41500 | 48000 | 3.37 | 2.84 | 48400 | 3.4 | 2 | 10 | 7
Live | 217123257 |  | 12 | 18 | 34500 | 29600 | 34000 | 3.17 | 2.47 | 34400 | 3.2 | 2 | 10 | 7
Live | 217123256 |  | 12.5 | 18 | 24500 | 21600 | 24000 | 3.52 | 2.67 | 25400 | 3.6 | 2 | 10 | 7
Live | 217120784 |  | 11.5 | 18.5 | 55000 | 47300 | 54000 | 3.08 | 2.64 | 54000 | 3.36 | 2.1 | 10.5 | 7
Live | 217120783 |  | 12 | 19 | 48800 | 41500 | 48000 | 3.37 | 2.84 | 48000 | 3.36 | 2 | 10 | 7
Live | 217120782 |  | 11.5 | 18.2 | 34500 | 29600 | 34000 | 3.17 | 2.47 | 34400 | 3.2 | 2 | 10 | 7
Live | 217120781 |  | 12.5 | 18 | 24500 | 21600 | 24000 | 3.52 | 2.67 | 25400 | 3.6 | 2 | 10 | 7
Live | 217120762 |  | 11.5 | 18.5 | 55000 | 47300 | 54000 | 3.08 | 2.64 | 54400 | 3.33 | 2.1 | 10.5 | 7
Live | 217120761 |  | 12 | 19 | 48800 | 41500 | 48000 | 3.37 | 2.84 | 48400 | 3.33 | 2 | 10 | 7
Live | 217120760 |  | 11.5 | 18.2 | 34500 | 29600 | 34000 | 3.17 | 2.47 | 34400 | 3.17 | 2 | 10 | 7
Live | 217120759 |  | 12.5 | 18 | 24500 | 21600 | 24000 | 3.52 | 2.67 | 25400 | 3.6 | 2 | 10 | 7
Live | 217120758 |  | 9 | 15.2 | 32500 | 24600 | 23800 | 2.65 | 2.18 | 34500 | 2.86 | 1.75 | 8.5 | 6.5
Live | 217080961 |  | 11.5 | 19 | 55000 | 45000 | 40000 | 3.43 | 2.4 | 54000 | 3.4 | 2.24 | 9.5 | 6.5
Live | 217080960 |  | 11.7 | 19 | 34500 | 32600 | 21600 | 3.43 | 2.58 | 34000 | 3.5 | 2 | 8.3 | 6
Live | 217052380 |  | 9.8 | 16 | 53100 | 35600 | 40000 | 2.75 | 2.1 | 54000 | 2.96 | 1.8 | 9 | 7
Live | 217052379 |  | 11 | 16 | 49000 | 31600 | 36000 | 2.9 | 2.1 | 48500 | 3.1 | 1.8 | 8.8 | 7
Live | 217052378 |  | 9.5 | 15.2 | 34700 | 22300 | 25600 | 2.76 | 2 | 34400 | 3.09 | 1.8 | 8.5 | 7
Live | 217052377 |  | 11 | 16 | 23500 | 15200 | 21600 | 3.17 | 2.09 | 24000 | 3.2 | 1.8 | 8.5 | 7
Live | 217052374 |  | 12.5 | 18 | 18500 | 14800 | 18000 | 3.52 | 2.34 | 18400 | 3.57 | 2 | 9 | 6.5
Live | 216772324 |  | 11.7 | 18.5 | 24500 | 24000 | 19000 | 3.44 | 2.5 | 24000 | 3.5 | 1.75 | 8.3 | 6
Live | 216772323 |  | 11.7 | 20 | 48800 | 40400 | 36000 | 3.43 | 2.65 | 48000 | 3.4 | 2.18 | 9.5 | 6.5
Live | 216771327 |  | 9 | 15.2 | 32500 | 24600 | 23800 | 2.65 | 2.18 | 34500 | 2.86 | 1.75 | 8.5 | 6.5
Live | 216771326 |  | 9 | 15.2 | 32500 | 24600 | 23800 | 2.65 | 2.18 | 34500 | 2.86 | 1.75 | 8.5 | 6.5
Live | 216771325 |  | 9 | 15.2 | 32500 | 24600 | 23800 | 2.65 | 2.18 | 34500 | 2.86 | 1.75 | 8.5 | 6.5
Live | 216771324 |  | 9 | 15.2 | 32500 | 24600 | 23800 | 2.65 | 2.18 | 34500 | 2.86 | 1.75 | 8.5 | 6.5
Live | 216771323 |  | 9 | 15.2 | 32500 | 24600 | 23800 | 2.65 | 2.18 | 34500 | 2.86 | 1.75 | 8.5 | 6.5
Live | 216771322 |  | 9 | 15.2 | 32500 | 24600 | 23800 | 2.65 | 2.18 | 34500 | 2.86 | 1.8 | 8.5 | 6.6
Live | 216771321 |  | 9 | 15.2 | 32500 | 24600 | 23800 | 2.65 | 2.18 | 34500 | 2.86 | 1.8 | 8.5 | 6.6
Live | 216771320 |  | 11.5 | 15.2 | 24000 | 16200 | 20000 | 3.3 | 2.26 | 24000 | 3.15 | 1.75 | 8.5 | 6.2
Live | 216771319 |  | 11.5 | 15.2 | 24000 | 16200 | 20000 | 3.3 | 2.26 | 24000 | 3.15 | 1.75 | 8.5 | 6.2
Live | 216771318 |  | 11.5 | 15.2 | 24000 | 16200 | 20000 | 3.3 | 2.26 | 24000 | 3.15 | 1.8 | 8.5 | 6.6
Live | 216770146 |  | 9.8 | 16 | 53100 | 35600 | 40000 | 2.61 | 2.1 | 54000 | 2.96 | 1.8 | 8.5 | 7
Live | 216770145 |  | 11 | 16 | 49000 | 31600 | 36000 | 2.75 | 2.1 | 48500 | 3.1 | 1.8 | 8.8 | 7
Live | 216770144 |  | 11 | 16 | 34700 | 22300 | 25600 | 2.61 | 2 | 34400 | 3.09 | 1.8 | 8.5 | 7
Live | 216770143 |  | 11 | 16 | 23500 | 15200 | 21600 | 3.03 | 2.09 | 24300 | 3.28 | 1.8 | 8.5 | 7
Live | 216770142 |  | 9.8 | 16 | 53100 | 35600 | 40000 | 2.75 | 2.1 | 54000 | 2.96 | 1.8 | 9 | 7
Live | 216770141 |  | 11 | 16 | 49000 | 31600 | 36000 | 2.9 | 2.1 | 48500 | 3.1 | 1.8 | 9 | 7
Live | 216770140 |  | 9.5 | 15.2 | 34700 | 22300 | 25600 | 2.76 | 2 | 34400 | 3.09 | 1.8 | 8.5 | 7
Live | 216770139 |  | 11 | 16 | 23500 | 15200 | 21600 | 3.17 | 2.09 | 24000 | 3.2 | 1.8 | 8.5 | 7
Live | 216768112 |  | 11 | 16 | 49000 | 31600 | 47000 | 2.75 | 2.1 | 48500 | 3.17 | 1.85 | 8.8 | 7
Live | 216768111 |  | 11 | 16 | 23500 | 15200 | 24000 | 3.03 | 2.09 | 24300 | 3.38 | 1.8 | 8.5 | 7
Live | 216768110 |  | 11 | 16 | 49000 | 36000 | 48000 | 2.9 | 2.39 | 48500 | 3.17 | 1.85 | 9 | 7
Live | 216768109 |  | 11 | 16 | 23500 | 15200 | 24000 | 3.17 | 2.09 | 24300 | 3.18 | 1.8 | 8.5 | 7
Live | 216765698 |  | 9.8 | 16 | 53100 | 35600 | 48000 | 2.61 | 2.09 | 54600 | 3.07 | 1.8 | 8.5 | 7
Live | 216765696 |  | 11 | 16 | 34700 | 22300 | 28000 | 2.61 | 2 | 34400 | 3.37 | 1.8 | 8.5 | 7
Live | 216765694 |  | 9.8 | 16 | 53100 | 41000 | 54000 | 2.75 | 2.33 | 54600 | 3.07 | 1.8 | 9 | 7
Live | 216765692 |  | 11 | 16 | 34700 | 22300 | 32000 | 2.76 | 2 | 35400 | 3.17 | 1.8 | 8.5 | 7
Live | 216626176 |  | 11.7 | 19 | 55000 | 45000 | 40000 | 3.43 | 2.4 | 54000 | 3.4 | 2.24 | 9.5 | 6.5
Live | 216626175 |  | 11.7 | 20 | 48800 | 40400 | 36000 | 3.43 | 2.65 | 48000 | 3.4 | 2.18 | 9.5 | 6.5
Live | 216626174 |  | 11.7 | 19 | 34500 | 32600 | 21600 | 3.43 | 2.58 | 34000 | 3.5 | 2 | 8.3 | 6
Live | 216626173 |  | 11.7 | 18 | 28400 | 28000 | 19500 | 3.43 | 2.63 | 28000 | 3.46 | 2.14 | 8.3 | 6
Live | 216626172 |  | 11.7 | 18.5 | 24500 | 24000 | 19000 | 3.44 | 2.5 | 24000 | 3.5 | 1.75 | 8.3 | 6
Live | 216626011 |  | 11.7 | 19 | 55000 | 45000 | 40000 | 3.43 | 2.4 | 54000 | 3.4 | 2.24 | 9.5 | 6.5
Live | 216626010 |  | 11.7 | 20 | 48800 | 40400 | 36000 | 3.43 | 2.65 | 48000 | 3.4 | 2.18 | 9.5 | 6.5
Live | 216626009 |  | 11.7 | 19 | 34500 | 32600 | 21600 | 3.43 | 2.58 | 34000 | 3.5 | 2 | 8.3 | 6
Live | 216626008 |  | 11.7 | 18 | 28400 | 28000 | 19500 | 3.43 | 2.63 | 28000 | 3.46 | 2.14 | 8.3 | 6
Live | 216626007 |  | 11.7 | 18.5 | 24500 | 24000 | 19000 | 3.44 | 2.5 | 24000 | 3.5 | 1.75 | 8.3 | 6
Live | 216626006 |  | 11.5 | 19 | 48800 | 41000 | 40500 | 3.37 | 2.68 | 48800 | 3.14 | 1.8 | 9.5 | 6.5
Live | 216626005 |  | 12 | 18 | 24500 | 24000 | 24000 | 3.52 | 2.5 | 24000 | 3.52 | 2 | 10 | 6.5
Live | 216626004 |  | 11.5 | 19 | 55000 | 45000 | 40000 | 3.43 | 2.4 | 54000 | 3.4 | 2.24 | 9.5 | 6.5
Live | 216626003 |  | 11.7 | 20 | 48800 | 40400 | 36000 | 3.43 | 2.65 | 48000 | 3.4 | 2.18 | 9.5 | 6.5
Live | 216626002 |  | 11.7 | 19 | 34500 | 32600 | 21600 | 3.43 | 2.58 | 34000 | 3.5 | 2 | 8.3 | 6
Live | 216626001 |  | 11.5 | 18 | 28400 | 28000 | 19500 | 3.43 | 2.63 | 28000 | 3.43 | 2.14 | 8.3 | 6
Live | 216626000 |  | 11.7 | 18.5 | 24500 | 24000 | 19000 | 3.44 | 2.5 | 24000 | 3.5 | 1.75 | 8.3 | 6
Live | 216621484 |  | 12 | 19 | 48800 | 41500 | 48000 | 3.37 | 2.84 | 48400 | 3.33 | 2 | 10 | 7
Live | 216621483 |  | 11.7 | 18.5 | 24500 | 24000 | 19000 | 3.39 | 2.43 | 24800 | 3.48 | 1.75 | 8.3 | 6
Live | 216621482 |  | 12.5 | 18 | 24500 | 21600 | 24000 | 3.52 | 2.67 | 25400 | 3.6 | 2 | 10 | 7
Live | 216621481 |  | 11.7 | 20 | 48800 | 40400 | 36000 | 3.43 | 2.65 | 48800 | 3.27 | 2.18 | 9.5 | 6.5
Live | 216571354 |  | 11.5 | 15.2 | 24000 | 16200 | 20000 | 3.3 | 2.26 | 24000 | 3.15 | 1.8 | 8.5 | 6.6
Live | 216505536 |  | 11.5 | 15.2 | 23500 | 17800 | 19000 | 3.28 | 2.38 | 23400 | 3.03 | 1.8 | 8.5 | 6.6
Live | 216505535 |  | 11.5 | 15.2 | 23500 | 17800 | 19000 | 3.28 | 2.38 | 23400 | 3.03 | 1.8 | 8.5 | 6.6
Live | 216505509 |  | 11.5 | 18 | 28400 | 28000 | 19500 | 3.32 | 2.47 | 28200 | 3.42 | 2.14 | 8.3 | 6
Live | 216505508 |  | 11.5 | 19 | 34500 | 32600 | 21600 | 3.25 | 2.4 | 34500 | 3.47 | 2 | 8.3 | 6
Live | 215889444 |  | 11.5 | 19 | 55000 | 45000 | 40000 | 3.32 | 2.4 | 55000 | 3.37 | 2.24 | 9.5 | 6.5
Live | 215828271 |  | 11 | 15.2 | 22900 | 17800 | 16800 | 3.21 | 2.16 | 24000 | 3.1 | 1.75 | 8.5 | 6.5
Live | 215828270 |  | 11 | 15.5 | 23500 | 17800 | 16800 | 3.19 | 2.38 | 24000 | 3.3 | 1.75 | 8.5 | 6.5
Live | 215828269 |  | 9 | 15.2 | 31900 | 24800 | 23800 | 2.6 | 2.19 | 34500 | 2.88 | 1.75 | 8.5 | 6.5
Live | 215828268 |  | 11 | 15.2 | 23500 | 17800 | 16800 | 3.19 | 2.38 | 24000 | 3.3 | 1.75 | 8.5 | 6.5
Live | 215828267 |  | 9 | 15.2 | 32500 | 24800 | 23800 | 2.65 | 2.19 | 34500 | 2.88 | 1.75 | 8.5 | 6.5
Live | 215828266 |  | 11 | 15.2 | 22900 | 17800 | 16800 | 3.21 | 2.16 | 24000 | 3.1 | 1.75 | 8.5 | 6.5
Live | 215828265 |  | 11 | 15.5 | 23500 | 17800 | 16800 | 3.19 | 2.38 | 24000 | 3.3 | 1.75 | 8.5 | 6.5
Live | 215828264 |  | 9 | 15.2 | 31900 | 24800 | 23800 | 2.6 | 2.19 | 34500 | 2.88 | 1.75 | 8.5 | 6.5
Live | 215828263 |  | 11 | 15.2 | 23500 | 17800 | 16800 | 3.19 | 2.38 | 24000 | 3.3 | 1.75 | 8.5 | 6.5
Live | 215828262 |  | 9 | 15.2 | 32500 | 24800 | 23800 | 2.65 | 2.19 | 34500 | 2.88 | 1.75 | 8.5 | 6.5
Live | 215828261 |  | 11 | 15.2 | 22900 | 17800 | 16800 | 3.21 | 2.16 | 24000 | 3.1 | 1.8 | 8.5 | 6.6
Live | 215828260 |  | 11 | 15.5 | 23500 | 17800 | 16800 | 3.19 | 2.38 | 24000 | 3.3 | 1.8 | 8.5 | 6.6
Live | 215828259 |  | 9 | 15.2 | 31900 | 24800 | 23800 | 2.6 | 2.19 | 34500 | 2.88 | 1.8 | 8.5 | 6.6
Live | 215828258 |  | 11 | 15.2 | 23500 | 17800 | 16800 | 3.19 | 2.38 | 24000 | 3.3 | 1.8 | 8.5 | 6.6
Live | 215828257 |  | 9 | 15.2 | 32500 | 24800 | 23800 | 2.65 | 2.19 | 34500 | 2.88 | 1.8 | 8.5 | 6.6
Live | 215494741 |  | 10.5 | 18.5 | 55000 | 45000 | 43000 | 3.08 | 2.4 | 55000 | 3.09 | 1.75 | 9.5 | 6.5
Live | 215494739 |  | 11 | 18.5 | 34500 | 32000 | 30200 | 3.17 | 2.53 | 34500 | 3.27 | 2 | 10 | 6.5
Live | 215390439 |  | 11.5 | 18.5 | 55000 | 47300 | 54000 | 3.08 | 2.64 | 54400 | 3.38 | 2.1 | 10.5 | 7
Live | 215390438 |  | 12 | 19 | 48800 | 41500 | 48000 | 3.37 | 2.84 | 48400 | 3.39 | 2 | 10 | 7
Live | 215390437 |  | 12 | 18 | 34500 | 29600 | 34000 | 3.17 | 2.47 | 34400 | 3.2 | 2 | 10 | 7
Live | 215390436 |  | 12.5 | 18 | 24500 | 21600 | 25000 | 3.52 | 2.67 | 25400 | 3.6 | 2 | 10 | 7
Live | 215351154 |  | 11.5 | 18.5 | 55000 | 47300 | 54000 | 3.08 | 2.64 | 54400 | 3.38 | 2.1 | 10.5 | 7
Live | 215351153 |  | 12 | 18 | 34500 | 29600 | 34000 | 3.17 | 2.47 | 34400 | 3.2 | 2 | 10 | 7
Live | 215351152 |  | 11.5 | 18.5 | 55000 | 47300 | 54000 | 3.08 | 2.64 | 54400 | 3.38 | 2.1 | 10.5 | 7
Live | 215351151 |  | 12 | 19 | 48800 | 41500 | 48000 | 3.37 | 2.84 | 48400 | 3.39 | 2 | 10 | 7
Live | 215351150 |  | 12 | 18 | 34500 | 29600 | 34000 | 3.17 | 2.47 | 34400 | 3.2 | 2 | 10 | 7
Live | 215351149 |  | 12.5 | 18 | 24500 | 21600 | 25000 | 3.52 | 2.67 | 25400 | 3.6 | 2 | 10 | 7
Live | 215213332 |  | 11.7 | 18.5 | 55000 | 47300 | 54000 | 3.08 | 2.64 | 54400 | 3.4 | 2.1 | 10.5 | 7
Live | 215213331 |  | 12 | 19 | 48800 | 41500 | 48000 | 3.37 | 2.84 | 48400 | 3.4 | 2 | 10 | 7
Live | 215213330 |  | 12 | 18 | 34500 | 29600 | 34000 | 3.17 | 2.47 | 34400 | 3.2 | 2 | 10 | 7
Live | 215213329 |  | 12.5 | 18 | 24500 | 21600 | 25000 | 3.52 | 2.67 | 25400 | 3.6 | 2 | 10 | 7
Live | 214731127 |  | 10 | 16 | 54000 | 49000 | 41000 | 2.93 | 2.03 | 54000 | 3.1 | 1.8 | 9 | 7.4
Live | 214731126 |  | 10 | 16 | 34000 | 35000 | 28000 | 2.93 | 1.95 | 35000 | 3.1 | 1.8 | 9 | 7.4
Live | 214610240 |  | 12.5 | 18 | 24500 | 21600 | 25000 | 3.52 | 2.67 | 25400 | 3.6 | 2 | 10 | 7
Live | 214568858 |  | 12 | 19 | 48800 | 41500 | 48000 | 3.37 | 2.84 | 48400 | 3.33 | 2 | 10 | 7
Live | 214568857 |  | 11.5 | 18.5 | 55000 | 47300 | 54000 | 3.08 | 2.64 | 54400 | 3.33 | 2.1 | 10.5 | 7
Live | 214568826 |  | 11.5 | 18.2 | 34500 | 29600 | 34000 | 3.17 | 2.47 | 34400 | 3.17 | 2 | 10 | 7
Live | 214333172 |  | 11 | 15.2 | 23400 | 21000 | 19500 | 3.19 | 1.98 | 24400 | 3.27 | 1.8 | 8.5 | 6.7
Live | 214333171 |  | 11 | 15.2 | 23400 | 21000 | 19500 | 3.19 | 1.98 | 24400 | 3.27 | 1.8 | 8.5 | 6.7
Live | 214303507 |  | 11 | 15.2 | 23400 | 21000 | 19500 | 3.19 | 1.98 | 24400 | 3.27 | 1.8 | 8.5 | 6.7
Live | 214215182 |  | 11 | 15.2 | 23400 | 20600 | 19500 | 3.19 | 1.99 | 24400 | 3.27 | 1.8 | 8.5 | 6.7
Live | 214138028 |  | 11 | 15.2 | 23400 | 20600 | 19500 | 3.19 | 1.99 | 24400 | 3.27 | 1.8 | 8.5 | 6.7
Live | 213685846 |  | 11 | 17.8 | 24000 | 23400 | 24000 | 3.23 | 2.26 | 24000 | 3.5 | 1.75 | 8.8 | 6.78
Live | 213685845 |  | 11 | 17.8 | 34400 | 23400 | 26000 | 3.22 | 2.46 | 36000 | 3.4 | 1.75 | 8.8 | 7.77
Live | 213685844 |  | 11 | 17.8 | 47000 | 36000 | 46000 | 3.23 | 2.3 | 47000 | 3.24 | 1.8 | 8.5 | 6.81
Live | 213685843 |  | 10.6 | 17 | 56000 | 37000 | 45000 | 3.11 | 2.38 | 57000 | 3.18 | 1.8 | 8.3 | 7.32
Live | 213386671 |  | 11 | 17.8 | 24000 | 23400 | 24000 | 3.23 | 2.26 | 24000 | 3.5 | 1.75 | 8.8 | 6.78
Live | 213386670 |  | 11 | 17.8 | 34400 | 23400 | 26000 | 3.22 | 2.46 | 36000 | 3.4 | 1.75 | 8.8 | 7.77
Live | 213386669 |  | 11 | 17.8 | 47000 | 36000 | 46000 | 3.23 | 2.3 | 47000 | 3.24 | 1.8 | 8.5 | 6.81
Live | 213368002 |  | 11 | 17.8 | 24000 | 23400 | 24000 | 3.23 | 2.26 | 24000 | 3.5 | 1.75 | 8.8 | 6.78
Live | 213316029 |  | 11 | 17.8 | 34400 | 23400 | 26000 | 3.22 | 2.46 | 36000 | 3.4 | 1.75 | 8.8 | 7.77
Live | 213307926 |  | 10.6 | 17 | 56000 | 37000 | 45000 | 3.11 | 2.38 | 57000 | 3.18 | 1.8 | 8.3 | 7.32
Live | 213088005 |  | 11 | 17.8 | 47000 | 36000 | 46000 | 3.23 | 2.3 | 47000 | 3.24 | 1.8 | 8.5 | 6.81
Live | 212924813 |  | 10 | 15.8 | 54000 | 46200 | 41000 | 2.93 | 2.38 | 54000 | 3.1 | 1.8 | 9 | 7
Live | 212924812 |  | 11 | 17 | 48000 | 41500 | 39000 | 3.22 | 2.48 | 48000 | 3.4 | 1.8 | 9 | 7
Live | 212924811 |  | 10 | 16 | 34000 | 30500 | 28000 | 2.93 | 2.28 | 35000 | 3.1 | 1.8 | 9 | 7
Live | 212924810 |  | 12 | 17 | 24000 | 21000 | 22000 | 3.52 | 2.28 | 24000 | 3.4 | 1.8 | 9 | 7
Live | 212527996 |  | 10.6 | 17 | 56000 | 37000 | 45000 | 3.11 | 2.38 | 57000 | 3.18 | 1.8 | 8.3 | 7.32
Live | 212394299 |  | 9 | 15.2 | 32300 | 24800 | 23800 | 2.64 | 2.19 | 34500 | 2.88 | 1.75 | 8.5 | 6.5
Live | 212394298 |  | 11 | 15.5 | 23500 | 17800 | 16800 | 3.19 | 2.38 | 24000 | 3.3 | 1.75 | 8.5 | 6.5
Live | 212361368 |  | 9.5 | 15.2 | 51500 | 46700 | 37200 | 2.64 | 2.08 | 53000 | 2.94 | 1.8 | 8.5 | 7
Live | 212361367 |  | 10 | 15.2 | 47900 | 41000 | 33600 | 2.9 | 2.08 | 48000 | 3.1 | 1.8 | 8.5 | 7
Live | 212361366 |  | 9.5 | 15.2 | 32600 | 29000 | 26000 | 2.79 | 1.99 | 36000 | 3 | 1.8 | 8.5 | 7
Live | 212361365 |  | 11 | 15.2 | 23400 | 20600 | 21600 | 3.19 | 2.08 | 24400 | 3.27 | 1.8 | 8.5 | 7
Live | 212361364 |  | 9.5 | 15.2 | 51500 | 46700 | 37200 | 2.64 | 2.08 | 53000 | 2.94 | 1.8 | 8.5 | 7
Live | 212361363 |  | 10 | 15.2 | 47900 | 41000 | 33600 | 2.9 | 2.08 | 48000 | 3.1 | 1.8 | 8.5 | 7
Live | 212361362 |  | 9.5 | 15.2 | 32600 | 29000 | 26000 | 2.79 | 1.99 | 36000 | 3 | 1.8 | 8.5 | 7
Live | 212361361 |  | 11 | 15.2 | 23400 | 20600 | 21600 | 3.19 | 2.08 | 24400 | 3.27 | 1.8 | 8.5 | 7
Live | 211717300 |  | 9.5 | 15.2 | 51500 | 46700 | 37200 | 2.64 | 2.08 | 53000 | 2.94 | 1.8 | 8.5 | 7
Live | 211717299 |  | 10 | 15.2 | 47900 | 41000 | 33600 | 2.9 | 2.08 | 48000 | 3.1 | 1.8 | 8.5 | 7
Live | 211717298 |  | 9.5 | 15.2 | 32600 | 29000 | 26000 | 2.79 | 1.99 | 36000 | 3 | 1.8 | 8.5 | 7
Live | 211717297 |  | 11 | 15.2 | 23400 | 20600 | 21600 | 3.19 | 2.08 | 24400 | 3.27 | 1.8 | 8.5 | 7
Live | 211644153 |  | 9.5 | 15.2 | 51500 | 46700 | 37200 | 2.64 | 2.08 | 53000 | 2.94 | 1.8 | 8.5 | 7
Live | 211644152 |  | 10 | 15.2 | 47900 | 41000 | 33600 | 2.9 | 2.08 | 48000 | 3.1 | 1.8 | 8.5 | 7
Live | 211644151 |  | 9.5 | 15.2 | 32600 | 29000 | 26000 | 2.79 | 1.99 | 36000 | 3 | 1.8 | 8.5 | 7
Live | 211644150 |  | 11 | 15.2 | 23400 | 20600 | 21600 | 3.19 | 2.08 | 24400 | 3.27 | 1.8 | 8.5 | 7
Live | 211497150 |  | 10 | 15.2 | 54000 | 45700 | 31400 | 2.93 | 2.18 | 54000 | 2.94 | 1.77 | 7.8 | 6
Live | 211497149 |  | 8.6 | 15 | 46000 | 38600 | 26200 | 2.52 | 2.08 | 46000 | 2.72 | 1.76 | 7.7 | 6
Live | 211497148 |  | 9 | 15.5 | 40000 | 34400 | 23400 | 2.64 | 2.28 | 40000 | 2.82 | 1.78 | 7.8 | 6
Live | 211497147 |  | 10 | 15.5 | 34000 | 29900 | 18700 | 2.93 | 2.08 | 34000 | 2.94 | 1.76 | 7.7 | 6
Live | 211497146 |  | 10 | 15.2 | 28600 | 25000 | 16100 | 2.93 | 1.98 | 28600 | 2.94 | 1.76 | 7.8 | 6
Live | 211497145 |  | 10.5 | 15.5 | 23000 | 19500 | 13100 | 3.08 | 2.28 | 23000 | 3.08 | 1.75 | 7.8 | 6
Live | 211177533 |  | 9 | 15.2 | 32300 | 24800 | 23800 | 2.64 | 2.19 | 34500 | 2.88 | 1.75 | 8.5 | 6.5
Live | 211177532 |  | 11 | 15.5 | 23500 | 17800 | 16800 | 3.19 | 2.38 | 24000 | 3.3 | 1.75 | 8.5 | 6.5
Live | 211177529 |  | 9 | 15.2 | 32300 | 24800 | 23800 | 2.64 | 2.19 | 34500 | 2.88 | 1.8 | 8.5 | 6.6
Live | 211177528 |  | 11 | 15.5 | 23500 | 17800 | 16800 | 3.19 | 2.38 | 24000 | 3.3 | 1.8 | 8.5 | 6.6
Live | 211078858 |  | 10 | 15.2 | 54000 | 45700 | 31400 | 2.93 | 2.18 | 54000 | 2.94 | 1.77 | 7.8 | 6
Live | 211078857 |  | 8.6 | 15 | 46000 | 38600 | 26200 | 2.52 | 2.08 | 46000 | 2.72 | 1.76 | 7.7 | 6
Live | 211078856 |  | 9 | 15.5 | 40000 | 34400 | 23400 | 2.64 | 2.28 | 40000 | 2.82 | 1.78 | 7.8 | 6
Live | 211078855 |  | 10 | 15.5 | 34000 | 29900 | 18700 | 2.93 | 2.08 | 34000 | 2.94 | 1.76 | 7.7 | 6
Live | 211078854 |  | 10 | 15.2 | 28600 | 25000 | 16100 | 2.93 | 1.98 | 28600 | 2.94 | 1.76 | 7.8 | 6
Live | 211078853 |  | 10.5 | 15.5 | 23000 | 19500 | 13100 | 3.08 | 2.28 | 23000 | 3.08 | 1.75 | 7.8 | 6
Live | 211078852 |  | 10 | 15.2 | 54000 | 45700 | 31400 | 2.93 | 2.18 | 54000 | 2.94 | 1.77 | 7.8 | 6
Live | 211078851 |  | 8.6 | 15 | 46000 | 38600 | 26200 | 2.52 | 2.08 | 46000 | 2.72 | 1.76 | 7.7 | 6
Live | 211078850 |  | 9 | 15.5 | 40000 | 34400 | 23400 | 2.64 | 2.28 | 40000 | 2.82 | 1.78 | 7.8 | 6
Live | 211078849 |  | 10 | 15.5 | 34000 | 29900 | 18700 | 2.93 | 2.08 | 34000 | 2.94 | 1.76 | 7.7 | 6
Live | 211078848 |  | 10 | 15.2 | 28600 | 25000 | 16100 | 2.93 | 1.98 | 28600 | 2.94 | 1.76 | 7.8 | 6
Live | 211078847 |  | 10.5 | 15.5 | 23000 | 19500 | 13100 | 3.08 | 2.28 | 23000 | 3.08 | 1.75 | 7.8 | 6
Live | 210421037 |  | 10 | 15.2 | 54000 | 45700 | 31400 | 2.93 | 2.18 | 54000 | 2.94 | 1.77 | 7.8 | 6
Live | 210421036 |  | 8.6 | 15 | 46000 | 38600 | 26200 | 2.52 | 2.08 | 46000 | 2.72 | 1.76 | 7.7 | 6
Live | 210421035 |  | 9 | 15.5 | 40000 | 34400 | 23400 | 2.64 | 2.28 | 40000 | 2.82 | 1.78 | 7.8 | 6
Live | 210421034 |  | 10 | 15.5 | 34000 | 29900 | 18700 | 2.93 | 2.08 | 34000 | 2.94 | 1.76 | 7.7 | 6
Live | 210421033 |  | 10 | 15.2 | 28600 | 25000 | 16100 | 2.93 | 1.98 | 28600 | 2.94 | 1.76 | 7.8 | 6
Live | 210421032 |  | 10.5 | 15.5 | 23000 | 19500 | 13100 | 3.08 | 2.28 | 23000 | 3.08 | 1.75 | 7.8 | 6
Live | 209843760 |  | 11 | 17 | 48000 | 48000 | 39000 | 3.22 | 2.04 | 48000 | 3.4 | 1.8 | 9 | 7.4
Live | 209843759 |  | 10 | 16 | 54000 | 49000 | 41000 | 2.93 | 2.03 | 54000 | 3.1 | 1.8 | 9 | 7.4
Live | 207256443 |  | 11 | 17 | 48000 | 48000 | 39000 | 3.22 | 2.04 | 48000 | 3.4 | 1.8 | 9 | 7.4
Live | 207256442 |  | 10 | 16 | 54000 | 49000 | 41000 | 2.93 | 2.03 | 54000 | 3.1 | 1.8 | 9 | 7.4
Live | 207256441 |  | 10 | 16 | 34000 | 35000 | 28000 | 2.93 | 1.95 | 35000 | 3.1 | 1.8 | 9 | 7.4
Live | 207256440 |  | 12 | 17 | 24000 | 24000 | 22000 | 3.52 | 2.3 | 24000 | 3.4 | 1.8 | 9 | 7.4
Live | 206414279 |  | 11 | 17 | 48000 | 48000 | 39000 | 3.22 | 2.04 | 48000 | 3.4 | 1.8 | 9 | 7.4
Live | 206414278 |  | 10 | 16 | 54000 | 49000 | 41000 | 2.93 | 2.03 | 54000 | 3.1 | 1.8 | 9 | 7.4
Live | 206414277 |  | 10 | 16 | 34000 | 35000 | 28000 | 2.93 | 1.95 | 35000 | 3.1 | 1.8 | 9 | 7.4
Live | 206414276 |  | 12 | 17 | 24000 | 24000 | 22000 | 3.52 | 2.3 | 24000 | 3.4 | 1.8 | 9 | 7.4
Live | 206414275 |  | 11 | 17 | 48000 | 48000 | 39000 | 3.22 | 2.04 | 48000 | 3.4 | 1.8 | 9 | 7.4
Live | 206414274 |  | 10 | 16 | 54000 | 49000 | 41000 | 2.93 | 2.03 | 54000 | 3.1 | 1.8 | 9 | 7.4
Live | 206414273 |  | 10 | 16 | 34000 | 35000 | 28000 | 2.93 | 1.95 | 35000 | 3.1 | 1.8 | 9 | 7.4
Live | 206414272 |  | 12 | 17 | 24000 | 24000 | 22000 | 3.52 | 2.3 | 24000 | 3.4 | 1.8 | 9 | 7.4
Live | 206249119 |  | 11 | 17 | 48000 | 48000 | 39000 | 3.22 | 2.04 | 48000 | 3.4 | 1.8 | 9 | 7.4
Live | 206249118 |  | 10 | 16 | 54000 | 49000 | 41000 | 2.93 | 2.03 | 54000 | 3.1 | 1.8 | 9 | 7.4
Live | 206249117 |  | 10 | 16 | 34000 | 35000 | 28000 | 2.93 | 1.95 | 35000 | 3.1 | 1.8 | 9 | 7.4
Live | 206249116 |  | 12 | 17 | 24000 | 24000 | 22000 | 3.52 | 2.3 | 24000 | 3.4 | 1.8 | 9 | 7.4
Live | 215832429 |  | 10.9 | 21 | 19790 | 14800 | 12600 | 2.84 | 1.98 | 20472 | 3.05 | 1.8 | 9 | 7.6
Live | 215832430 |  | 11.6 | 22.5 | 26600 | 20000 | 16800 | 2.8 | 1.8 | 27000 | 3 | 1.8 | 9 | 7.5
Live | 215832434 |  | 11.25 | 21 | 42200 | 26600 | 22000 | 3.09 | 2.68 | 37400 | 3.94 | 1.8 | 8.5 | 7.5
Live | 215832433 |  | 11 | 21 | 37400 | 27000 | 23400 | 2.74 | 2.26 | 37400 | 3.75 | 1.9 | 8.5 | 7.5
Live | 215832428 |  | 12.3 | 21.5 | 15500 | 12000 | 10000 | 3.13 | 2.13 | 14600 | 3.72 | 1.9 | 9.5 | 8
Live | 216441676 |  | 13 | 21 | 15354 | 12000 | 10500 | 3.1 | 2.2 | 14160 | 3.61 | 1.9 | 9 | 8
Live | 215832432 |  | 11.95 | 20 | 43000 | 27600 | 23800 | 3.15 | 2.64 | 39200 | 4.09 | 1.9 | 8.5 | 7.5
Live | 215832431 |  | 12 | 20 | 41000 | 27300 | 24400 | 3 | 1.96 | 37500 | 2.75 | 2 | 8.5 | 7.5
Live | 215832437 |  | 12.2 | 19 | 31400 | 26600 | 21600 | 2.95 | 2.38 | 28800 | 2.98 | 1.8 | 9 | 7.5
Live | 217559799 |  | 12.2 | 19 | 31400 | 26600 | 21600 | 2.95 | 2.38 | 28800 | 2.98 | 1.8 | 9 | 7.5
Live | 215832444 |  | 13 | 21 | 44000 | 44500 | 37800 | 3.03 | 2.4 | 45200 | 3.23 | 2.1 | 10 | 8
Live | 216441120 |  | 12 | 21 | 38000 | 37720 | 36000 | 2.84 | 2.38 | 43200 | 3.17 | 2.1 | 10 | 8
Live | 215832441 |  | 12 | 21 | 38000 | 37720 | 36000 | 2.84 | 2.38 | 43200 | 3.17 | 2.1 | 10 | 8
Live | 215832438 |  | 13.6 | 21 | 34100 | 31860 | 27000 | 2.97 | 2.4 | 30400 | 3.32 | 2.07 | 10 | 8
Live | 215832435 |  | 13.3 | 21 | 31400 | 26600 | 21600 | 3.1 | 2.5 | 28800 | 3.22 | 2 | 10 | 8
Live | 217559795 |  | 13.3 | 21 | 31400 | 26600 | 21600 | 3.1 | 2.5 | 28800 | 3.22 | 2 | 10 | 8
Live | 217559794 |  | 12 | 21 | 19600 | 17600 | 13800 | 2.96 | 2.36 | 18100 | 3.21 | 2 | 10 | 8
Live | 216623762 |  | 12 | 23.5 | 27300 | 20700 | 18000 | 2.96 | 1.77 | 24000 | 2.93 | 1.8 | 9 | 7
Live | 217037925 |  | 12.5 | 22 | 29000 | 21000 | 21000 | 2.98 | 1.95 | 29000 | 3.15 | 1.8 | 9 | 7.5
Live | 217037924 |  | 12.5 | 23 | 29000 | 21000 | 17000 | 2.98 | 1.86 | 29000 | 3.04 | 1.8 | 9 | 7.5
Live | 217037923 |  | 11.6 | 22 | 20470 | 18915 | 15000 | 2.73 | 1.43 | 20470 | 2.35 | 1.8 | 8.8 | 7.6
Live | 217037922 |  | 14 | 24.5 | 25930 | 19200 | 17000 | 3.1 | 1.87 | 24259 | 3.49 | 1.8 | 9.4 | 8.1
Live | 217037921 |  | 14 | 22.5 | 23543 | 18500 | 15000 | 3.38 | 2.41 | 21325 | 3.81 | 1.9 | 9 | 7.6
Live | 217037914 |  | 14.3 | 22.3 | 12500 | 10900 | 9200 | 3.52 | 2.03 | 15000 | 3.6 | 1.8 | 9.5 | 6.8
Live | 217037920 |  | 13 | 23 | 16000 | 12000 | 10000 | 3.23 | 2.17 | 14000 | 3.57 | 1.9 | 8.5 | 8
Live | 217037919 |  | 13 | 21.5 | 15354 | 12000 | 10500 | 3.1 | 2.2 | 14160 | 3.61 | 1.9 | 9 | 8
Live | 217037918 |  | 10.9 | 21 | 19790 | 14800 | 12600 | 2.84 | 1.98 | 18000 | 2.84 | 1.8 | 9 | 7.6
Live | 217037917 |  | 11.6 | 22.5 | 26600 | 20000 | 16800 | 2.8 | 1.8 | 24000 | 2.66 | 1.8 | 9 | 7.5
Live | 217037913 |  | 13 | 23 | 16000 | 12000 | 10000 | 3.23 | 2.17 | 14000 | 3.57 | 1.9 | 9 | 8
Live | 217037912 |  | 13 | 21 | 15354 | 12000 | 10500 | 3.1 | 2.2 | 14160 | 3.61 | 1.9 | 9 | 8
Live | 217500177 |  | 11.7 | 18 | 49100 | 44000 | 36000 | 2.94 | 2.3 | 48000 | 3.5 | 1.9 | 8.1 | 7
Live | 216772344 |  | 12 | 21 | 49100 | 44500 | 37800 | 3 | 2.4 | 48000 | 3.9 | 2.1 | 10 | 8
Live | 217500176 |  | 12 | 21 | 49100 | 44500 | 37800 | 3 | 2.4 | 48000 | 3.9 | 2.1 | 10 | 8
Live | 216772329 |  | 12 | 23.5 | 27300 | 20700 | 18000 | 2.96 | 1.77 | 24000 | 2.93 | 1.8 | 9 | 7
Live | 216472859 |  | 13.65 | 24.5 | 22178 | 18500 | 14600 | 3.33 | 2.1 | 19310 | 3.33 | 1.9 | 9 | 7.6
Live | 216472858 |  | 13 | 24.5 | 15000 | 12000 | 11000 | 3.03 | 2.06 | 14600 | 3.72 | 1.95 | 9.5 | 8
Live | 216472857 |  | 15 | 26 | 13000 | 11000 | 9500 | 3.5 | 2.08 | 14600 | 2.82 | 1.88 | 10.4 | 7.4
Live | 215832402 |  | 11.9 | 20.5 | 11600 | 10600 | 7600 | 2.96 | 2.25 | 12000 | 2.91 | 1.86 | 8.8 | 6.8
Live | 215832405 |  | 9.75 | 19 | 13300 | 11500 | 9100 | 2.6 | 2.2 | 14600 | 3.32 | 1.8 | 8.5 | 7.3
Live | 216772337 |  | 9.75 | 19 | 13300 | 11500 | 9100 | 2.6 | 2.2 | 14600 | 3.32 | 1.8 | 8.5 | 7.3
Live | 215832404 |  | 12.5 | 20.5 | 10300 | 9600 | 7600 | 2.96 | 2.27 | 13136 | 3.5 | 1.94 | 8.8 | 6.8
Live | 216772338 |  | 12.5 | 20.5 | 10300 | 9600 | 7600 | 2.96 | 2.27 | 13136 | 3.5 | 1.94 | 8.8 | 6.8
Live | 215832418 |  | 10.9 | 21.5 | 19790 | 17400 | 14000 | 2.97 | 2.12 | 20813 | 3.1 | 1.8 | 8.5 | 7
Live | 215832425 |  | 14 | 22.5 | 23543 | 18500 | 15000 | 3.38 | 2.41 | 23884 | 3.78 | 1.9 | 9 | 7.6
Live | 217512374 |  | 13 | 23 | 13300 | 12000 | 10000 | 2.69 | 2.2 | 14000 | 3.57 | 1.9 | 9 | 8
Live | 215832421 |  | 13 | 23 | 13300 | 12000 | 10000 | 2.69 | 2.2 | 14000 | 3.57 | 1.9 | 9 | 8
Live | 215832416 |  | 13 | 23 | 16000 | 12000 | 10000 | 3.23 | 2.17 | 14000 | 3.57 | 1.9 | 9 | 8
Live | 216472863 |  | 11.9 | 19 | 25250 | 19300 | 16800 | 3.16 | 2.36 | 24000 | 3.61 | 1.81 | 8.5 | 6.7
Live | 216498641 |  | 14.3 | 27.5 | 25590 | 20100 | 18000 | 3.19 | 1.9 | 23000 | 3.24 | 1.8 | 10 | 8
Live | 216498640 |  | 13.95 | 27 | 31000 | 24000 | 24000 | 3.3 | 1.94 | 32000 | 3.2 | 1.8 | 10 | 8.5
Live | 216472860 |  | 12.5 | 20.5 | 10300 | 9600 | 7600 | 2.96 | 2.27 | 12000 | 3.2 | 1.94 | 8.8 | 6.8
Live | 216472856 |  | 15.2 | 29.5 | 17000 | 13000 | 12200 | 3.83 | 2.06 | 16200 | 3.77 | 2 | 10 | 8
Live | 216472855 |  | 16.8 | 30 | 14000 | 13000 | 11500 | 3.16 | 2.06 | 16000 | 3.75 | 2.11 | 11.2 | 8.5
Live | 216772326 |  | 14.3 | 27.5 | 25590 | 20100 | 18000 | 3.19 | 1.9 | 26272 | 3.14 | 1.8 | 10 | 8
Live | 216772325 |  | 13.95 | 27 | 31000 | 24000 | 24000 | 3.3 | 1.94 | 32000 | 3.2 | 1.8 | 10 | 8.5
Live | 216453539 |  | 12.2 | 19 | 31400 | 26600 | 21600 | 2.95 | 2.38 | 28800 | 2.98 | 1.8 | 9 | 7.5
Live | 216772343 |  | 13 | 21 | 44000 | 44500 | 37800 | 3.03 | 2.4 | 45200 | 3.23 | 2.1 | 10 | 8
Live | 216453532 |  | 13 | 21 | 44000 | 44500 | 37800 | 3.03 | 2.4 | 45200 | 3.23 | 2.1 | 10 | 8
Live | 216453531 |  | 12 | 21 | 38000 | 37720 | 36000 | 2.84 | 2.38 | 43200 | 3.17 | 2.1 | 10 | 8
Live | 216772342 |  | 12 | 21 | 38000 | 37720 | 36000 | 2.84 | 2.38 | 43200 | 3.17 | 2.1 | 10 | 8
Live | 216772341 |  | 13.6 | 21 | 34100 | 31860 | 27000 | 2.97 | 2.4 | 30400 | 3.32 | 2.07 | 10 | 8
Live | 216453530 |  | 13.6 | 21 | 34100 | 31860 | 27000 | 2.97 | 2.4 | 30400 | 3.32 | 2.07 | 10 | 8
Live | 216453529 |  | 13.3 | 21 | 31400 | 26600 | 21600 | 3.1 | 2.5 | 28800 | 3.22 | 2 | 10 | 8
Live | 216772340 |  | 13.3 | 21 | 31400 | 26600 | 21600 | 3.1 | 2.5 | 28800 | 3.22 | 2 | 10 | 8
Live | 216772339 |  | 12 | 21 | 19600 | 17600 | 13800 | 2.96 | 2.36 | 18100 | 3.21 | 2 | 10 | 8
Live | 215832412 |  | 12 | 21 | 19600 | 17600 | 13800 | 2.96 | 2.36 | 18100 | 3.21 | 2 | 10 | 8
Live | 216453528 |  | 12 | 21 | 19600 | 17600 | 13800 | 2.96 | 2.36 | 18100 | 3.21 | 2 | 10 | 8
Live | 215832410 |  | 13.65 | 24.5 | 22178 | 18500 | 14600 | 3.33 | 2.1 | 22000 | 3.26 | 1.9 | 9 | 7.6
Live | 215832411 |  | 13.65 | 26 | 28660 | 22000 | 19000 | 2.95 | 2.11 | 33600 | 3.18 | 1.8 | 10 | 8
Live | 216772327 |  | 15.2 | 29.5 | 17000 | 13000 | 12200 | 3.83 | 2.06 | 18766 | 3.67 | 2 | 10 | 8
Live | 216772328 |  | 16.8 | 30 | 14000 | 13000 | 11500 | 3.16 | 2.06 | 17000 | 3.99 | 2.11 | 11.2 | 8.5
Live | 216772334 |  | 11 | 22 | 33000 | 27000 | 23000 | 2.98 | 2.08 | 32000 | 2.84 | 1.8 | 9 | 7
Live | 216472864 |  | 11 | 22 | 33000 | 27000 | 23000 | 2.98 | 2.08 | 32000 | 2.84 | 1.8 | 9 | 7
Live | 215832409 |  | 13 | 24.5 | 15000 | 12000 | 11000 | 3.03 | 2.06 | 15690 | 3.28 | 1.95 | 9.5 | 8
Live | 215832408 |  | 15 | 26 | 13000 | 11000 | 9500 | 3.46 | 2.08 | 14600 | 3.29 | 1.88 | 10.4 | 7.4
Live | 215832401 |  | 11 | 21 | 37000 | 27500 | 24600 | 2.85 | 1.99 | 36500 | 2.81 | 1.8 | 8.5 | 7.5
Live | 216472865 |  | 12 | 21 | 37000 | 27500 | 24600 | 2.85 | 1.99 | 34100 | 2.62 | 1.8 | 8.5 | 7.5
Live | 216772333 |  | 12 | 21 | 37000 | 27500 | 24600 | 2.85 | 1.99 | 34100 | 2.62 | 1.8 | 8.5 | 7.5
Live | 216772331 |  | 13.65 | 24.5 | 22178 | 18500 | 14600 | 3.33 | 2.1 | 22000 | 3.26 | 1.9 | 9 | 7.6
Live | 216772330 |  | 13 | 24.5 | 15000 | 12000 | 11000 | 3.03 | 2.06 | 15690 | 3.28 | 1.95 | 9.5 | 8
Live | 216772332 |  | 15 | 26 | 13000 | 11000 | 9500 | 3.5 | 2.08 | 15000 | 2.89 | 1.88 | 10.4 | 7.4
Live | 215416029 |  | 11.8 | 20 | 14000 | 10900 | 8800 | 2.93 | 2.25 | 12850 | 2.51 | 1.9 | 8.5 | 7
Live | 215416028 |  | 13.1 | 24.5 | 28500 | 22000 | 17000 | 3.21 | 2.11 | 30000 | 2.84 | 1.75 | 9.5 | 7.5
Live | 215416009 |  | 11 | 20 | 37000 | 28000 | 24400 | 2.82 | 2.03 | 34800 | 3 | 1.85 | 8.5 | 7.5
Live | 215416008 |  | 11.25 | 20 | 33000 | 27000 | 23200 | 2.98 | 2.08 | 30800 | 3.01 | 1.81 | 8.5 | 7.5
Live | 215420716 |  | 11.5 | 18.5 | 40940 | 38200 | 32400 | 2.95 | 2.19 | 43200 | 2.93 | 1.8 | 9 | 7.4
Live | 215420715 |  | 11.5 | 18.5 | 36000 | 37720 | 30000 | 2.61 | 2.16 | 40000 | 2.71 | 1.8 | 9 | 7.4
Live | 215420714 |  | 11.75 | 18.5 | 34100 | 31860 | 24800 | 2.84 | 2.29 | 30400 | 3.08 | 1.8 | 9 | 7.5
Live | 215420713 |  | 11.75 | 18.5 | 31400 | 26600 | 22200 | 2.95 | 2.38 | 28800 | 2.98 | 1.8 | 9 | 7.5
Live | 215420712 |  | 11.5 | 18.5 | 19600 | 16400 | 13800 | 2.82 | 2.52 | 18100 | 2.98 | 1.8 | 9 | 7.5
Live | 215420711 |  | 11 | 16 | 40940 | 38200 | 32400 | 2.81 | 2.19 | 43200 | 2.75 | 1.84 | 8.1 | 7
Live | 215420710 |  | 11 | 16 | 36000 | 37720 | 30000 | 2.48 | 2.16 | 40000 | 2.55 | 1.8 | 8.1 | 7
Live | 215420709 |  | 11 | 16 | 34100 | 31860 | 26800 | 2.7 | 2.18 | 30400 | 2.89 | 1.8 | 8.1 | 7.2
Live | 215420708 |  | 11 | 16 | 31400 | 26600 | 23000 | 2.82 | 2.27 | 28800 | 2.8 | 1.85 | 8.1 | 7.2
Live | 215420707 |  | 11 | 16 | 19600 | 16400 | 14000 | 2.7 | 2.4 | 18100 | 2.81 | 1.88 | 8.1 | 7.2
Live | 215420706 |  | 12.5 | 21 | 34100 | 31860 | 22800 | 2.97 | 2.4 | 30400 | 3.32 | 1.84 | 10 | 8
Live | 215420705 |  | 12.5 | 21 | 31400 | 26600 | 21600 | 3.1 | 2.5 | 28800 | 3.22 | 2.1 | 10 | 8
Live | 215420704 |  | 12 | 21 | 19600 | 16400 | 13600 | 2.96 | 2.64 | 18100 | 3.21 | 2.21 | 10 | 8
Live | 215420703 |  | 12 | 21 | 40940 | 38200 | 32400 | 3.09 | 2.41 | 43200 | 3.17 | 1.92 | 10 | 8
Live | 215420702 |  | 12 | 21 | 36000 | 37720 | 32400 | 2.73 | 2.38 | 43200 | 3.17 | 1.82 | 10 | 8
Live | 215416026 |  | 12.7 | 20 | 26000 | 19500 | 19000 | 3.22 | 2.2 | 26700 | 3.51 | 1.9 | 9 | 7
Live | 215416025 |  | 12.5 | 24 | 14000 | 10900 | 9000 | 2.93 | 2.25 | 12000 | 3.78 | 1.84 | 9 | 7.4
Live | 215416013 |  | 16.6 | 27 | 13000 | 14610 | 13000 | 2.72 | 2.41 | 13600 | 2.66 | 1.91 | 11 | 10
Live | 215416011 |  | 13 | 21.5 | 30700 | 26263 | 24000 | 3 | 2.28 | 32000 | 2.53 | 1.9 | 9.5 | 7.1
Live | 216011808 |  | 10.9 | 21 | 19790 | 14800 | 12600 | 2.84 | 1.98 | 20472 | 3.05 | 1.8 | 9 | 7.6
Live | 216011812 |  | 10.9 | 21 | 19790 | 14800 | 12600 | 2.84 | 1.98 | 20472 | 3.05 | 1.8 | 9 | 7.6
Live | 216011804 |  | 10.9 | 21 | 19790 | 14800 | 12600 | 2.84 | 1.98 | 20472 | 3.05 | 1.8 | 9 | 7.6
Live | 216011800 |  | 10.9 | 21 | 19790 | 14800 | 12600 | 2.84 | 1.98 | 20472 | 3.05 | 1.8 | 9 | 7.6
Live | 216011799 |  | 11.6 | 22.5 | 26600 | 20000 | 16800 | 2.8 | 1.8 | 27000 | 3 | 1.8 | 9 | 7.5
Live | 216011803 |  | 11.6 | 22.5 | 26600 | 20000 | 16800 | 2.8 | 1.8 | 27000 | 3 | 1.8 | 9 | 7.5
Live | 216011811 |  | 11.6 | 22.5 | 26600 | 20000 | 16800 | 2.8 | 1.8 | 27000 | 3 | 1.8 | 9 | 7.5
Live | 216011807 |  | 11.6 | 22.5 | 26600 | 20000 | 16800 | 2.8 | 1.8 | 27000 | 3 | 1.8 | 9 | 7.5
Live | 216011806 |  | 13 | 23 | 16000 | 12000 | 10000 | 3.23 | 2.17 | 14000 | 3.57 | 1.9 | 9 | 8
Live | 216011810 |  | 13 | 23 | 16000 | 12000 | 10000 | 3.23 | 2.17 | 14000 | 3.57 | 1.9 | 9 | 8
Live | 216011802 |  | 13 | 23 | 16000 | 12000 | 10000 | 3.23 | 2.17 | 14000 | 3.57 | 1.9 | 9 | 8
Live | 216011798 |  | 13 | 23 | 16000 | 12000 | 10000 | 3.23 | 2.17 | 14000 | 3.57 | 1.9 | 9 | 8
Live | 216011772 |  | 13.65 | 24.5 | 22178 | 18500 | 14600 | 3.33 | 2.1 | 22000 | 3.26 | 1.9 | 9 | 7.6
Live | 216011784 |  | 13.65 | 24.5 | 22178 | 18500 | 14600 | 3.33 | 2.1 | 22000 | 3.26 | 1.9 | 9 | 7.6
Live | 216011760 |  | 13.65 | 24.5 | 22178 | 18500 | 14600 | 3.33 | 2.1 | 22000 | 3.26 | 1.9 | 9 | 7.6
Live | 216011732 |  | 13.65 | 24.5 | 22178 | 18500 | 14600 | 3.33 | 2.1 | 22000 | 3.26 | 1.9 | 9 | 7.6
Live | 216011731 |  | 13.65 | 26 | 28660 | 22000 | 19000 | 2.95 | 2.11 | 33600 | 3.18 | 1.8 | 10 | 8
Live | 216011759 |  | 13.65 | 26 | 28660 | 22000 | 19000 | 2.95 | 2.11 | 33600 | 3.18 | 1.8 | 10 | 8
Live | 216011783 |  | 13.65 | 26 | 28660 | 22000 | 19000 | 2.95 | 2.11 | 33600 | 3.18 | 1.8 | 10 | 8
Live | 216011771 |  | 13.65 | 26 | 28660 | 22000 | 19000 | 2.95 | 2.11 | 33600 | 3.18 | 1.8 | 10 | 8
Live | 216011758 |  | 11 | 22 | 33000 | 27000 | 23000 | 2.98 | 2.08 | 32000 | 2.84 | 1.8 | 9 | 7
Live | 216011770 |  | 11 | 22 | 33000 | 27000 | 23000 | 2.98 | 2.08 | 32000 | 2.84 | 1.8 | 9 | 7
Live | 216011782 |  | 11 | 22 | 33000 | 27000 | 23000 | 2.98 | 2.08 | 32000 | 2.84 | 1.8 | 9 | 7
Live | 216011781 |  | 13 | 24.5 | 15000 | 12000 | 11000 | 3.03 | 2.06 | 15690 | 3.28 | 1.95 | 9.5 | 8
Live | 216011769 |  | 13 | 24.5 | 15000 | 12000 | 11000 | 3.03 | 2.06 | 15690 | 3.28 | 1.95 | 9.5 | 8
Live | 216011757 |  | 13 | 24.5 | 15000 | 12000 | 11000 | 3.03 | 2.06 | 15690 | 3.28 | 1.95 | 9.5 | 8
Live | 216011779 |  | 15 | 26 | 13000 | 11000 | 9500 | 3.46 | 2.08 | 14600 | 3.29 | 1.88 | 10.4 | 7.4
Live | 216011767 |  | 15 | 26 | 13000 | 11000 | 9500 | 3.46 | 2.08 | 14600 | 3.29 | 1.88 | 10.4 | 7.4
Live | 216011755 |  | 15 | 26 | 13000 | 11000 | 9500 | 3.46 | 2.08 | 14600 | 3.29 | 1.88 | 10.4 | 7.4
Live | 216011777 |  | 9.75 | 19 | 13300 | 11500 | 9100 | 2.6 | 2.2 | 14600 | 3.32 | 1.8 | 8.5 | 7.3
Live | 216011765 |  | 9.75 | 19 | 13300 | 11500 | 9100 | 2.6 | 2.2 | 14600 | 3.32 | 1.8 | 8.5 | 7.3
Live | 216011753 |  | 9.75 | 19 | 13300 | 11500 | 9100 | 2.6 | 2.2 | 14600 | 3.32 | 1.8 | 8.5 | 7.3
Live | 216011752 |  | 11.9 | 19 | 26270 | 19300 | 15700 | 3.21 | 1.79 | 25200 | 3.21 | 1.75 | 8.5 | 6.7
Live | 216011764 |  | 11.9 | 19 | 26270 | 19300 | 15700 | 3.21 | 1.79 | 25200 | 3.21 | 1.75 | 8.5 | 6.7
Live | 216011776 |  | 11.9 | 19 | 26270 | 19300 | 15700 | 3.21 | 1.79 | 25200 | 3.21 | 1.75 | 8.5 | 6.7
Live | 216011775 |  | 12 | 21 | 37000 | 27500 | 24600 | 2.85 | 1.99 | 34100 | 2.62 | 1.8 | 8.5 | 7.5
Live | 216011763 |  | 12 | 21 | 37000 | 27500 | 24600 | 2.85 | 1.99 | 34100 | 2.62 | 1.8 | 8.5 | 7.5
Live | 216011751 |  | 12 | 21 | 37000 | 27500 | 24600 | 2.85 | 1.99 | 34100 | 2.62 | 1.8 | 8.5 | 7.5
Live | 216011750 |  | 11.9 | 20.5 | 11600 | 10600 | 7600 | 2.96 | 2.25 | 12000 | 2.91 | 1.86 | 8.8 | 6.8
Live | 216011762 |  | 11.9 | 20.5 | 11600 | 10600 | 7600 | 2.96 | 2.25 | 12000 | 2.91 | 1.86 | 8.8 | 6.8
Live | 216011774 |  | 11.9 | 20.5 | 11600 | 10600 | 7600 | 2.96 | 2.25 | 12000 | 2.91 | 1.86 | 8.8 | 6.8
Live | 216011773 |  | 12.5 | 20.5 | 10300 | 9600 | 7600 | 2.96 | 2.27 | 13136 | 3.5 | 1.94 | 8.8 | 6.8
Live | 216011761 |  | 12.5 | 20.5 | 10300 | 9600 | 7600 | 2.96 | 2.27 | 13136 | 3.5 | 1.94 | 8.8 | 6.8
Live | 216011749 |  | 12.5 | 20.5 | 10300 | 9600 | 7600 | 2.96 | 2.27 | 13136 | 3.5 | 1.94 | 8.8 | 6.8
Live | 215746321 |  | 12.2 | 19 | 31400 | 26600 | 21600 | 2.95 | 2.38 | 28800 | 2.98 | 1.8 | 9 | 7.5
Live | 215746336 |  | 12.2 | 19 | 31400 | 26600 | 21600 | 2.95 | 2.38 | 28800 | 2.98 | 1.8 | 9 | 7.5
Live | 215746306 |  | 12.2 | 19 | 31400 | 26600 | 21600 | 2.95 | 2.38 | 28800 | 2.98 | 1.8 | 9 | 7.5
Live | 215746291 |  | 12.2 | 19 | 31400 | 26600 | 21600 | 2.95 | 2.38 | 28800 | 2.98 | 1.8 | 9 | 7.5
Live | 215746284 |  | 13 | 21 | 44000 | 44500 | 37800 | 3.03 | 2.4 | 45200 | 3.23 | 2.1 | 10 | 8
Live | 215746299 |  | 13 | 21 | 44000 | 44500 | 37800 | 3.03 | 2.4 | 45200 | 3.23 | 2.1 | 10 | 8
Live | 215746329 |  | 13 | 21 | 44000 | 44500 | 37800 | 3.03 | 2.4 | 45200 | 3.23 | 2.1 | 10 | 8
Live | 215746314 |  | 13 | 21 | 44000 | 44500 | 37800 | 3.03 | 2.4 | 45200 | 3.23 | 2.1 | 10 | 8
Live | 215746313 |  | 12 | 21 | 38000 | 37720 | 36000 | 2.84 | 2.38 | 43200 | 3.17 | 2.1 | 10 | 8
Live | 215746328 |  | 12 | 21 | 38000 | 37720 | 36000 | 2.84 | 2.38 | 43200 | 3.17 | 2.1 | 10 | 8
Live | 215746298 |  | 12 | 21 | 38000 | 37720 | 36000 | 2.84 | 2.38 | 43200 | 3.17 | 2.1 | 10 | 8
Live | 215746283 |  | 12 | 21 | 38000 | 37720 | 36000 | 2.84 | 2.38 | 43200 | 3.17 | 2.1 | 10 | 8
Live | 215746282 |  | 13.6 | 21 | 34100 | 31860 | 27000 | 2.97 | 2.4 | 30400 | 3.32 | 2.07 | 10 | 8
Live | 215746297 |  | 13.6 | 21 | 34100 | 31860 | 27000 | 2.97 | 2.4 | 30400 | 3.32 | 2.07 | 10 | 8
Live | 215746327 |  | 13.6 | 21 | 34100 | 31860 | 27000 | 2.97 | 2.4 | 30400 | 3.32 | 2.07 | 10 | 8
Live | 215746312 |  | 13.6 | 21 | 34100 | 31860 | 27000 | 2.97 | 2.4 | 30400 | 3.32 | 2.07 | 10 | 8
Live | 215746311 |  | 13.3 | 21 | 31400 | 26600 | 21600 | 3.1 | 2.5 | 28800 | 3.22 | 2 | 10 | 8
Live | 215746326 |  | 13.3 | 21 | 31400 | 26600 | 21600 | 3.1 | 2.5 | 28800 | 3.22 | 2 | 10 | 8
Live | 215746296 |  | 13.3 | 21 | 31400 | 26600 | 21600 | 3.1 | 2.5 | 28800 | 3.22 | 2 | 10 | 8
Live | 215746281 |  | 13.3 | 21 | 31400 | 26600 | 21600 | 3.1 | 2.5 | 28800 | 3.22 | 2 | 10 | 8
Live | 215746280 |  | 12 | 21 | 19600 | 17600 | 13800 | 2.96 | 2.36 | 18100 | 3.21 | 2 | 10 | 8
Live | 215746295 |  | 12 | 21 | 19600 | 17600 | 13800 | 2.96 | 2.36 | 18100 | 3.21 | 2 | 10 | 8
Live | 215746325 |  | 12 | 21 | 19600 | 17600 | 13800 | 2.96 | 2.36 | 18100 | 3.21 | 2 | 10 | 8
Live | 215746310 |  | 12 | 21 | 19600 | 17600 | 13800 | 2.96 | 2.36 | 18100 | 3.21 | 2 | 10 | 8
Live | 216011730 |  | 11 | 22 | 33000 | 27000 | 23000 | 2.98 | 2.08 | 32000 | 2.84 | 1.8 | 9 | 7
Live | 216011729 |  | 13 | 24.5 | 15000 | 12000 | 11000 | 3.03 | 2.06 | 15690 | 3.28 | 1.95 | 9.5 | 8
Live | 216011727 |  | 15 | 26 | 13000 | 11000 | 9500 | 3.46 | 2.08 | 14600 | 3.29 | 1.88 | 10.4 | 7.4
Live | 216011725 |  | 9.75 | 19 | 13300 | 11500 | 9100 | 2.6 | 2.2 | 14600 | 3.32 | 1.8 | 8.5 | 7.3
Live | 216011724 |  | 11.9 | 19 | 26270 | 19300 | 15700 | 3.21 | 1.79 | 25200 | 3.21 | 1.75 | 8.5 | 6.7
Live | 216011723 |  | 12 | 21 | 37000 | 27500 | 24600 | 2.85 | 1.99 | 34100 | 2.62 | 1.8 | 8.5 | 7.5
Live | 216011722 |  | 11.9 | 20.5 | 11600 | 10600 | 7600 | 2.96 | 2.25 | 12000 | 2.91 | 1.86 | 8.8 | 6.8
Live | 216011721 |  | 12.5 | 20.5 | 10300 | 9600 | 7600 | 2.96 | 2.27 | 13136 | 3.5 | 1.94 | 8.8 | 6.8
Live | 216441675 |  | 14.2 | 22 | 12200 | 10200 | 9500 | 3.28 | 2.32 | 13600 | 3.41 | 2.14 | 9.2 | 6.6
Live | 215832446 |  | 12.2 | 19 | 44000 | 43200 | 37000 | 2.88 | 2.41 | 45200 | 3.07 | 1.84 | 9 | 7.4
Live | 216441122 |  | 11.8 | 19 | 38000 | 37720 | 34000 | 2.7 | 2.27 | 43200 | 2.93 | 1.84 | 9 | 7.4
Live | 215832443 |  | 11.8 | 19 | 38000 | 37720 | 34000 | 2.7 | 2.27 | 43200 | 2.93 | 1.84 | 9 | 7.4
Live | 215832440 |  | 12.2 | 19 | 34100 | 31860 | 26400 | 2.83 | 2.29 | 30400 | 3.08 | 1.81 | 9 | 7.5
Live | 215832445 |  | 12 | 18 | 44000 | 43200 | 36000 | 2.75 | 2.29 | 45200 | 2.88 | 1.9 | 8.1 | 7
Live | 216441121 |  | 11.7 | 18 | 38000 | 37720 | 33000 | 2.58 | 2.16 | 43200 | 2.75 | 1.9 | 8.1 | 7
Live | 215832442 |  | 11.7 | 18 | 38000 | 37720 | 33000 | 2.58 | 2.16 | 43200 | 2.75 | 1.9 | 8.1 | 7
Live | 215832439 |  | 12 | 18 | 34100 | 31860 | 26000 | 2.7 | 2.18 | 30400 | 2.89 | 1.88 | 8.1 | 7.2
Live | 215832436 |  | 12 | 18 | 31400 | 26600 | 21600 | 2.81 | 2.27 | 28800 | 2.8 | 1.86 | 8.1 | 7.2
Live | 217559798 |  | 12 | 18 | 31400 | 26600 | 21600 | 2.81 | 2.27 | 28800 | 2.8 | 1.86 | 8.1 | 7.2
Live | 217559797 |  | 11.8 | 19 | 19600 | 16400 | 13700 | 2.82 | 2.1 | 18100 | 2.98 | 1.8 | 9 | 7.5
Live | 217559796 |  | 11.7 | 18 | 19600 | 16400 | 13600 | 2.7 | 1.96 | 18100 | 2.81 | 1.86 | 8.1 | 7.2
Live | 217037915 |  | 15.5 | 24.5 | 11900 | 10200 | 8500 | 3.45 | 1.78 | 14300 | 3.27 | 1.85 | 9.5 | 7
Live | 217037916 |  | 12.3 | 19.5 | 27600 | 20000 | 19600 | 2.81 | 1.9 | 27000 | 3.5 | 1.8 | 9 | 7.5
Live | 217037911 |  | 14.2 | 22 | 12200 | 10200 | 9500 | 3.28 | 2.32 | 13600 | 3.41 | 2.14 | 9.2 | 6.6
Live | 217037910 |  | 15 | 24 | 11900 | 10800 | 7600 | 3.92 | 2.59 | 13700 | 3.65 | 1.94 | 9.2 | 7
Live | 217500178 |  | 11.8 | 19 | 49100 | 44000 | 37000 | 2.96 | 2.43 | 48000 | 3.7 | 1.84 | 9 | 7.4
Live | 215832403 |  | 9.3 | 19 | 13300 | 10000 | 8500 | 2.6 | 2.36 | 14600 | 3.32 | 1.81 | 8.5 | 7.3
Live | 217512375 |  | 11.6 | 21.5 | 19790 | 15200 | 12900 | 2.97 | 1.86 | 20472 | 3.05 | 1.8 | 8.5 | 7
Live | 215832422 |  | 11.6 | 21.5 | 19790 | 15200 | 12900 | 2.97 | 1.86 | 20472 | 3.05 | 1.8 | 8.5 | 7
Live | 215832417 |  | 10.9 | 21.5 | 19107 | 15000 | 12600 | 2.87 | 1.87 | 20472 | 3.05 | 1.8 | 8.5 | 7
Live | 215832419 |  | 12.6 | 22.5 | 27600 | 22000 | 20000 | 2.81 | 1.9 | 27000 | 3.5 | 1.8 | 9.5 | 7.5
Live | 215832426 |  | 12.3 | 19.5 | 27600 | 20000 | 19600 | 2.81 | 1.9 | 27000 | 3.5 | 1.8 | 9 | 7.5
Live | 217512373 |  | 15 | 23 | 12900 | 10000 | 8700 | 3.47 | 1.83 | 13600 | 2.62 | 1.75 | 9.4 | 6.6
Live | 215832420 |  | 15 | 23 | 12900 | 10000 | 8700 | 3.47 | 1.83 | 13600 | 2.62 | 1.75 | 9.4 | 6.6
Live | 215832415 |  | 13.1 | 22 | 11000 | 11000 | 9400 | 3.58 | 2.34 | 14000 | 3.34 | 1.97 | 9.5 | 7.2
Live | 215832427 |  | 15 | 24 | 11900 | 10800 | 7600 | 3.92 | 2.59 | 13700 | 3.65 | 1.94 | 9.2 | 7
Live | 216472861 |  | 9.75 | 19 | 13300 | 11500 | 9100 | 2.6 | 2.2 | 12000 | 3.52 | 1.8 | 8.5 | 7.3
Live | 216453542 |  | 12.2 | 19 | 44000 | 43200 | 37000 | 2.88 | 2.41 | 45200 | 3.07 | 1.84 | 9 | 7.4
Live | 216453541 |  | 11.8 | 19 | 38000 | 37720 | 34000 | 2.7 | 2.27 | 43200 | 2.93 | 1.84 | 9 | 7.4
Live | 216453540 |  | 12.2 | 19 | 34100 | 31860 | 26400 | 2.83 | 2.29 | 30400 | 3.08 | 1.81 | 9 | 7.5
Live | 216453537 |  | 12 | 18 | 44000 | 43200 | 36000 | 2.75 | 2.29 | 45200 | 2.88 | 1.9 | 8.1 | 7
Live | 216453536 |  | 11.7 | 18 | 38000 | 37720 | 33000 | 2.58 | 2.16 | 43200 | 2.75 | 1.9 | 8.1 | 7
Live | 216453535 |  | 12 | 18 | 34100 | 31860 | 26000 | 2.7 | 2.18 | 30400 | 2.89 | 1.88 | 8.1 | 7.2
Live | 216453534 |  | 12 | 18 | 31400 | 26600 | 21600 | 2.81 | 2.27 | 28800 | 2.8 | 1.86 | 8.1 | 7.2
Live | 216453538 |  | 11.8 | 19 | 19600 | 16400 | 13700 | 2.82 | 2.1 | 18100 | 2.98 | 1.8 | 9 | 7.5
Live | 215832414 |  | 11.8 | 19 | 19600 | 16400 | 13700 | 2.82 | 2.1 | 18100 | 2.98 | 1.8 | 9 | 7.5
Live | 215832413 |  | 11.7 | 18 | 19600 | 16400 | 13600 | 2.7 | 1.96 | 18100 | 2.81 | 1.86 | 8.1 | 7.2
Live | 216453533 |  | 11.7 | 18 | 19600 | 16400 | 13600 | 2.7 | 1.96 | 18100 | 2.81 | 1.86 | 8.1 | 7.2
Live | 215420718 |  | 10.05 | 17.5 | 19960 | 15400 | 11800 | 2.72 | 2.05 | 22519 | 2.99 | 1.75 | 8.5 | 7
Live | 215416032 |  | 12.5 | 20 | 21500 | 16500 | 13300 | 3.13 | 2.44 | 19000 | 3.52 | 2.12 | 8.5 | 7
Live | 215416012 |  | 14 | 24 | 15354 | 15000 | 12000 | 3 | 2.38 | 16000 | 2.93 | 1.91 | 8.5 | 8
Live | 215416010 |  | 13.5 | 22 | 21836 | 23000 | 20000 | 2.51 | 2.11 | 26000 | 2.31 | 1.8 | 10 | 8.5
Live | 216011797 |  | 15 | 24 | 11900 | 10800 | 7600 | 3.92 | 2.59 | 13700 | 3.65 | 1.94 | 9.2 | 7
Live | 216011801 |  | 15 | 24 | 11900 | 10800 | 7600 | 3.92 | 2.59 | 13700 | 3.65 | 1.94 | 9.2 | 7
Live | 216011809 |  | 15 | 24 | 11900 | 10800 | 7600 | 3.92 | 2.59 | 13700 | 3.65 | 1.94 | 9.2 | 7
Live | 216011805 |  | 15 | 24 | 11900 | 10800 | 7600 | 3.92 | 2.59 | 13700 | 3.65 | 1.94 | 9.2 | 7
Live | 216011754 |  | 9.3 | 19 | 13300 | 10000 | 8500 | 2.6 | 2.36 | 14600 | 3.32 | 1.81 | 8.5 | 7.3
Live | 216011766 |  | 9.3 | 19 | 13300 | 10000 | 8500 | 2.6 | 2.36 | 14600 | 3.32 | 1.81 | 8.5 | 7.3
Live | 216011778 |  | 9.3 | 19 | 13300 | 10000 | 8500 | 2.6 | 2.36 | 14600 | 3.32 | 1.81 | 8.5 | 7.3
Live | 215746294 |  | 12.2 | 19 | 44000 | 43200 | 37000 | 2.88 | 2.41 | 45200 | 3.07 | 1.84 | 9 | 7.4
Live | 215746309 |  | 12.2 | 19 | 44000 | 43200 | 37000 | 2.88 | 2.41 | 45200 | 3.07 | 1.84 | 9 | 7.4
Live | 215746339 |  | 12.2 | 19 | 44000 | 43200 | 37000 | 2.88 | 2.41 | 45200 | 3.07 | 1.84 | 9 | 7.4
Live | 215746324 |  | 12.2 | 19 | 44000 | 43200 | 37000 | 2.88 | 2.41 | 45200 | 3.07 | 1.84 | 9 | 7.4
Live | 215746323 |  | 11.8 | 19 | 38000 | 37720 | 34000 | 2.7 | 2.27 | 43200 | 2.93 | 1.84 | 9 | 7.4
Live | 215746338 |  | 11.8 | 19 | 38000 | 37720 | 34000 | 2.7 | 2.27 | 43200 | 2.93 | 1.84 | 9 | 7.4
Live | 215746308 |  | 11.8 | 19 | 38000 | 37720 | 34000 | 2.7 | 2.27 | 43200 | 2.93 | 1.84 | 9 | 7.4
Live | 215746293 |  | 11.8 | 19 | 38000 | 37720 | 34000 | 2.7 | 2.27 | 43200 | 2.93 | 1.84 | 9 | 7.4
Live | 215746292 |  | 12.2 | 19 | 34100 | 31860 | 26400 | 2.83 | 2.29 | 30400 | 3.08 | 1.81 | 9 | 7.5
Live | 215746307 |  | 12.2 | 19 | 34100 | 31860 | 26400 | 2.83 | 2.29 | 30400 | 3.08 | 1.81 | 9 | 7.5
Live | 215746337 |  | 12.2 | 19 | 34100 | 31860 | 26400 | 2.83 | 2.29 | 30400 | 3.08 | 1.81 | 9 | 7.5
Live | 215746322 |  | 12.2 | 19 | 34100 | 31860 | 26400 | 2.83 | 2.29 | 30400 | 3.08 | 1.81 | 9 | 7.5
Live | 215746290 |  | 12 | 18 | 44000 | 43200 | 36000 | 2.75 | 2.29 | 45200 | 2.88 | 1.9 | 8.1 | 7
Live | 215746305 |  | 12 | 18 | 44000 | 43200 | 36000 | 2.75 | 2.29 | 45200 | 2.88 | 1.9 | 8.1 | 7
Live | 215746335 |  | 12 | 18 | 44000 | 43200 | 36000 | 2.75 | 2.29 | 45200 | 2.88 | 1.9 | 8.1 | 7
Live | 215746320 |  | 12 | 18 | 44000 | 43200 | 36000 | 2.75 | 2.29 | 45200 | 2.88 | 1.9 | 8.1 | 7
Live | 215746319 |  | 11.7 | 18 | 38000 | 37720 | 33000 | 2.58 | 2.16 | 43200 | 2.75 | 1.9 | 8.1 | 7
Live | 215746334 |  | 11.7 | 18 | 38000 | 37720 | 33000 | 2.58 | 2.16 | 43200 | 2.75 | 1.9 | 8.1 | 7
Live | 215746304 |  | 11.7 | 18 | 38000 | 37720 | 33000 | 2.58 | 2.16 | 43200 | 2.75 | 1.9 | 8.1 | 7
Live | 215746289 |  | 11.7 | 18 | 38000 | 37720 | 33000 | 2.58 | 2.16 | 43200 | 2.75 | 1.9 | 8.1 | 7
Live | 215746288 |  | 12 | 18 | 34100 | 31860 | 26000 | 2.7 | 2.18 | 30400 | 2.89 | 1.88 | 8.1 | 7.2
Live | 215746303 |  | 12 | 18 | 34100 | 31860 | 26000 | 2.7 | 2.18 | 30400 | 2.89 | 1.88 | 8.1 | 7.2
Live | 215746333 |  | 12 | 18 | 34100 | 31860 | 26000 | 2.7 | 2.18 | 30400 | 2.89 | 1.88 | 8.1 | 7.2
Live | 215746318 |  | 12 | 18 | 34100 | 31860 | 26000 | 2.7 | 2.18 | 30400 | 2.89 | 1.88 | 8.1 | 7.2
Live | 215746317 |  | 12 | 18 | 31400 | 26600 | 21600 | 2.81 | 2.27 | 28800 | 2.8 | 1.86 | 8.1 | 7.2
Live | 215746332 |  | 12 | 18 | 31400 | 26600 | 21600 | 2.81 | 2.27 | 28800 | 2.8 | 1.86 | 8.1 | 7.2
Live | 215746302 |  | 12 | 18 | 31400 | 26600 | 21600 | 2.81 | 2.27 | 28800 | 2.8 | 1.86 | 8.1 | 7.2
Live | 215746287 |  | 12 | 18 | 31400 | 26600 | 21600 | 2.81 | 2.27 | 28800 | 2.8 | 1.86 | 8.1 | 7.2
Live | 215746286 |  | 11.8 | 19 | 19600 | 16400 | 13700 | 2.82 | 2.1 | 18100 | 2.98 | 1.8 | 9 | 7.5
Live | 215746301 |  | 11.8 | 19 | 19600 | 16400 | 13700 | 2.82 | 2.1 | 18100 | 2.98 | 1.8 | 9 | 7.5
Live | 215746331 |  | 11.8 | 19 | 19600 | 16400 | 13700 | 2.82 | 2.1 | 18100 | 2.98 | 1.8 | 9 | 7.5
Live | 215746316 |  | 11.8 | 19 | 19600 | 16400 | 13700 | 2.82 | 2.1 | 18100 | 2.98 | 1.8 | 9 | 7.5
Live | 215746315 |  | 11.7 | 18 | 19600 | 16400 | 13600 | 2.7 | 1.96 | 18100 | 2.81 | 1.86 | 8.1 | 7.2
Live | 215746330 |  | 11.7 | 18 | 19600 | 16400 | 13600 | 2.7 | 1.96 | 18100 | 2.81 | 1.86 | 8.1 | 7.2
Live | 215746300 |  | 11.7 | 18 | 19600 | 16400 | 13600 | 2.7 | 1.96 | 18100 | 2.81 | 1.86 | 8.1 | 7.2
Live | 215746285 |  | 11.7 | 18 | 19600 | 16400 | 13600 | 2.7 | 1.96 | 18100 | 2.81 | 1.86 | 8.1 | 7.2
Live | 216011726 |  | 9.3 | 19 | 13300 | 10000 | 8500 | 2.6 | 2.36 | 14600 | 3.32 | 1.81 | 8.5 | 7.3
Live | 214810380 |  | 15.2 | 29.5 | 17000 | 13000 | 12200 | 3.83 | 2.06 | 16200 | 3.77 | 2 | 10 | 8
Live | 215405583 |  | 15.2 | 29.5 | 17000 | 13000 | 12200 | 3.83 | 2.06 | 18766 | 3.67 | 2 | 10 | 8
Live | 215876649 |  | 15.2 | 29.5 | 17000 | 13000 | 12200 | 3.83 | 2.06 | 18766 | 3.67 | 2 | 10 | 8
Live | 216426822 |  | 15.2 | 29.5 | 17000 | 13000 | 12200 | 3.83 | 2.06 | 18766 | 3.67 | 2 | 10 | 8
Live | 217120777 |  | 15.2 | 29.5 | 17000 | 13000 | 12200 | 3.83 | 2.06 | 18766 | 3.67 | 2 | 10 | 8
Live | 215415512 |  | 12.3 | 19.5 | 27600 | 20000 | 19600 | 2.81 | 1.9 | 27000 | 3.5 | 1.8 | 9 | 7.5
Live | 215415514 |  | 12.6 | 22.5 | 27600 | 22000 | 20000 | 2.81 | 1.9 | 27000 | 3.5 | 1.8 | 9.5 | 7.5
Live | 216618216 |  | 12.3 | 19.5 | 27600 | 20000 | 19600 | 2.81 | 1.9 | 27000 | 3.5 | 1.8 | 9 | 7.5
Live | 216618218 |  | 12.6 | 22.5 | 27600 | 22000 | 20000 | 2.81 | 1.9 | 27000 | 3.5 | 1.8 | 9.5 | 7.5
Live | 217992254 |  | 12.5 | 20.5 | 10300 | 9600 | 7600 | 2.96 | 2.27 | 12000 | 3.2 | 1.94 | 8.8 | 6.8
Live | 217992256 |  | 15 | 26 | 13000 | 11000 | 9500 | 3.5 | 2.08 | 14600 | 2.82 | 1.88 | 10.4 | 7.4
Live | 217992257 |  | 13 | 24.5 | 15000 | 12000 | 11000 | 3.03 | 2.06 | 14600 | 3.72 | 1.95 | 9.5 | 8
Live | 217992260 |  | 15.2 | 29.5 | 17000 | 13000 | 12200 | 3.83 | 2.06 | 16200 | 3.77 | 2 | 10 | 8
Live | 217992261 |  | 14.3 | 27.5 | 25590 | 20100 | 18000 | 3.19 | 1.9 | 23000 | 3.24 | 1.8 | 10 | 8
Live | 217992264 |  | 9.75 | 19 | 13300 | 11500 | 9100 | 2.6 | 2.2 | 12000 | 3.52 | 1.8 | 8.5 | 7.3
Live | 217992614 |  | 9.3 | 19 | 13300 | 10000 | 8500 | 2.6 | 2.36 | 12000 | 3.52 | 1.81 | 8.5 | 7.3
Live | 210278984 |  | 11.75 | 18.5 | 31400 | 26600 | 22200 | 2.95 | 2.38 | 28800 | 2.98 | 1.8 | 9 | 7.5
Live | 210278985 |  | 11.75 | 18.5 | 34100 | 31860 | 24800 | 2.84 | 2.29 | 30400 | 3.08 | 1.8 | 9 | 7.5
Live | 210278986 |  | 11.5 | 18.5 | 36000 | 37720 | 30000 | 2.61 | 2.16 | 40000 | 2.71 | 1.8 | 9 | 7.4
Live | 210278987 |  | 11.5 | 18.5 | 40940 | 38200 | 32400 | 2.95 | 2.19 | 43200 | 2.93 | 1.8 | 9 | 7.4
Live | 216772300 |  | 9.3 | 19 | 13300 | 10000 | 8500 | 2.6 | 2.36 | 14600 | 3.32 | 1.81 | 8.5 | 7.3
Live | 216772298 |  | 9.75 | 19 | 13300 | 11500 | 9100 | 2.6 | 2.2 | 14600 | 3.32 | 1.8 | 8.5 | 7.3
Live | 216772303 |  | 11.8 | 19 | 49100 | 44000 | 37000 | 2.96 | 2.43 | 48000 | 3.7 | 1.84 | 9 | 7.4
Live | 210278961 |  | 8.7 | 17.5 | 13300 | 11500 | 8500 | 2.6 | 2.2 | 12100 | 3.22 | 1.81 | 8.5 | 7.2
Live | 210278962 |  | 8.7 | 17.5 | 13300 | 11500 | 8500 | 2.6 | 2.2 | 15000 | 3.52 | 1.75 | 8.5 | 7.2
Live | 210485379 |  | 8.7 | 17.5 | 13300 | 11500 | 8500 | 2.6 | 2.2 | 12100 | 3.22 | 1.81 | 8.5 | 7.2
Live | 210485380 |  | 8.7 | 17.5 | 13300 | 11500 | 8500 | 2.6 | 2.2 | 15000 | 3.52 | 1.75 | 8.5 | 7.2
Live | 211164221 |  | 8.7 | 17.5 | 13300 | 11500 | 8500 | 2.6 | 2.2 | 12100 | 3.22 | 1.81 | 8.5 | 7.2
Live | 211177537 |  | 8.7 | 17.5 | 13300 | 11500 | 8500 | 2.6 | 2.2 | 15000 | 3.52 | 1.75 | 8.5 | 7.2
Live | 211497196 |  | 10.05 | 19 | 18700 | 15800 | 14500 | 2.88 | 2 | 22000 | 2.93 | 1.93 | 8.5 | 7.6
Live | 211497198 |  | 12.5 | 20 | 21500 | 16500 | 13300 | 3.13 | 2.44 | 19000 | 3.52 | 2.12 | 8.5 | 7
Live | 211497199 |  | 10.05 | 19 | 18700 | 15800 | 14500 | 2.88 | 2 | 22000 | 2.93 | 1.93 | 8.5 | 7.6
Live | 211726654 |  | 11.5 | 18.5 | 14100 | 10900 | 10000 | 2.95 | 2.25 | 15500 | 3.03 | 1.85 | 8.5 | 7
Live | 211726655 |  | 12.5 | 20 | 21500 | 16500 | 13300 | 3.13 | 2.44 | 19000 | 3.52 | 2.12 | 8.5 | 7
Live | 211726656 |  | 10.05 | 19 | 18700 | 15800 | 14500 | 2.88 | 2 | 22000 | 2.93 | 1.93 | 8.5 | 7.6
Live | 211749839 |  | 12.5 | 24 | 14000 | 10900 | 9200 | 2.93 | 2.25 | 15500 | 3.03 | 1.9 | 8.5 | 7
Live | 211749840 |  | 11.5 | 18.5 | 14100 | 10900 | 10000 | 2.95 | 2.25 | 15500 | 3.03 | 1.85 | 8.5 | 7
Live | 211755707 |  | 13 | 23.5 | 21154 | 15500 | 13500 | 3.26 | 2.08 | 21154 | 2.95 | 1.9 | 9 | 7.6
Live | 212365398 |  | 10.05 | 19 | 18700 | 15800 | 14500 | 2.88 | 2 | 22000 | 2.93 | 1.93 | 8.5 | 7.6
Live | 212367466 |  | 10.05 | 17.5 | 19960 | 15400 | 11800 | 2.72 | 2.05 | 22519 | 2.99 | 1.75 | 8.5 | 7
Live | 212396484 |  | 10.05 | 17.5 | 19960 | 15400 | 11800 | 2.72 | 2.05 | 22519 | 2.99 | 1.75 | 8.5 | 7
Live | 212396485 |  | 11.6 | 18 | 25249 | 19300 | 15000 | 2.96 | 2.41 | 26614 | 3.25 | 1.75 | 8.5 | 6.6
Live | 212437226 |  | 13 | 19 | 11000 | 12300 | 10000 | 2.98 | 2.21 | 11300 | 3.12 | 1.85 | 9.5 | 7
Live | 212437229 |  | 11.5 | 18.5 | 14100 | 10900 | 10000 | 2.95 | 2.25 | 15500 | 3.03 | 1.85 | 8.5 | 7
Live | 212437230 |  | 12.5 | 20 | 21500 | 16500 | 13300 | 3.13 | 2.44 | 19000 | 3.52 | 2.12 | 8.5 | 7
Live | 212437231 |  | 10.05 | 19 | 18700 | 15800 | 14500 | 2.88 | 2 | 22000 | 2.93 | 1.93 | 8.5 | 7.6
Live | 212437233 |  | 12.7 | 20 | 26000 | 19500 | 19000 | 3.22 | 2.2 | 26700 | 3.51 | 1.9 | 9 | 7
Live | 212437235 |  | 12 | 20 | 24100 | 19400 | 19000 | 3.02 | 2.5 | 29800 | 3.08 | 1.8 | 9 | 7.2
Live | 214075152 |  | 12.5 | 23 | 21154 | 15500 | 13000 | 3.26 | 2.06 | 18000 | 3.43 | 1.85 | 9 | 7
Live | 214387779 |  | 14 | 24 | 15354 | 15000 | 13000 | 3 | 2.38 | 16000 | 2.93 | 1.91 | 9 | 8
Live | 214640136 |  | 9.3 | 19 | 13300 | 10000 | 8500 | 2.6 | 2.36 | 14600 | 3.32 | 1.81 | 8.5 | 7.3
Live | 214728208 |  | 10.05 | 17.5 | 19960 | 15400 | 11800 | 2.72 | 2.05 | 22519 | 2.99 | 1.75 | 8.5 | 7
Live | 214779343 |  | 13 | 24.5 | 14300 | 11200 | 9500 | 2.99 | 2.23 | 15690 | 3.28 | 1.95 | 9.5 | 8
Live | 214779344 |  | 13 | 24.5 | 15000 | 12000 | 11000 | 3.03 | 2.06 | 15690 | 3.28 | 1.95 | 9.5 | 8
Live | 214813258 |  | 13 | 24.5 | 14300 | 11200 | 9500 | 2.99 | 2.23 | 15690 | 3.28 | 1.95 | 9.5 | 8
Live | 214931591 |  | 11.7 | 18 | 19600 | 16400 | 13600 | 2.7 | 1.96 | 18100 | 2.81 | 1.86 | 8.1 | 7.2
Live | 214931593 |  | 12 | 18 | 31400 | 26600 | 21600 | 2.81 | 2.27 | 28800 | 2.8 | 1.86 | 8.1 | 7.2
Live | 214931594 |  | 12 | 18 | 34100 | 31860 | 26000 | 2.7 | 2.18 | 30400 | 2.89 | 1.88 | 8.1 | 7.2
Live | 214931595 |  | 11.7 | 18 | 38000 | 37720 | 33000 | 2.58 | 2.16 | 43200 | 2.75 | 1.9 | 8.1 | 7
Live | 214931596 |  | 12 | 18 | 44000 | 43200 | 36000 | 2.75 | 2.29 | 45200 | 2.88 | 1.9 | 8.1 | 7
Live | 215218918 |  | 11.7 | 18 | 19600 | 16400 | 13600 | 2.7 | 1.96 | 18100 | 2.81 | 1.86 | 8.1 | 7.2
Live | 215218919 |  | 12 | 18 | 31400 | 26600 | 21600 | 2.81 | 2.27 | 28800 | 2.8 | 1.86 | 8.1 | 7.2
Live | 215218920 |  | 12 | 18 | 34100 | 31860 | 26000 | 2.7 | 2.18 | 30400 | 2.89 | 1.88 | 8.1 | 7.2
Live | 215218921 |  | 11.7 | 18 | 38000 | 37720 | 33000 | 2.58 | 2.16 | 43200 | 2.75 | 1.9 | 8.1 | 7
Live | 215218922 |  | 12 | 18 | 44000 | 43200 | 36000 | 2.75 | 2.29 | 45200 | 2.88 | 1.9 | 8.1 | 7
Live | 215218923 |  | 11.8 | 19 | 19600 | 16400 | 13700 | 2.82 | 2.1 | 18100 | 2.98 | 1.8 | 9 | 7.5
Live | 215218925 |  | 12.2 | 19 | 34100 | 31860 | 26400 | 2.83 | 2.29 | 30400 | 3.08 | 1.81 | 9 | 7.5
Live | 215218926 |  | 11.8 | 19 | 38000 | 37720 | 34000 | 2.7 | 2.27 | 43200 | 2.93 | 1.84 | 9 | 7.4
Live | 215218927 |  | 12.2 | 19 | 44000 | 43200 | 37000 | 2.88 | 2.41 | 45200 | 3.07 | 1.84 | 9 | 7.4
Live | 215399254 |  | 12 | 18 | 31400 | 26600 | 21600 | 2.81 | 2.27 | 28800 | 2.8 | 1.86 | 8.1 | 7.2
Live | 215399255 |  | 12 | 18 | 34100 | 31860 | 26000 | 2.7 | 2.18 | 30400 | 2.89 | 1.88 | 8.1 | 7.2
Live | 215399256 |  | 11.7 | 18 | 38000 | 37720 | 33000 | 2.58 | 2.16 | 43200 | 2.75 | 1.9 | 8.1 | 7
Live | 215399259 |  | 12.2 | 19 | 34100 | 31860 | 26400 | 2.83 | 2.29 | 30400 | 3.08 | 1.81 | 9 | 7.5
Live | 215399260 |  | 11.8 | 19 | 38000 | 37720 | 34000 | 2.7 | 2.27 | 43200 | 2.93 | 1.84 | 9 | 7.4
Live | 215399271 |  | 13 | 24.5 | 15000 | 12000 | 11000 | 3.03 | 2.06 | 15690 | 3.28 | 1.95 | 9.5 | 8
Live | 215399272 |  | 13 | 24.5 | 14300 | 11200 | 9500 | 2.99 | 2.23 | 15690 | 3.28 | 1.95 | 9.5 | 8
Live | 215402236 |  | 9.75 | 19 | 13300 | 11500 | 9100 | 2.6 | 2.2 | 12000 | 3.52 | 1.8 | 8.5 | 7.3
Live | 215405710 |  | 13 | 24.5 | 14300 | 11200 | 9500 | 2.99 | 2.23 | 15690 | 3.28 | 1.95 | 9.5 | 8
Live | 215405712 |  | 13 | 24.5 | 15000 | 12000 | 11000 | 3.03 | 2.06 | 15690 | 3.28 | 1.95 | 9.5 | 8
Live | 215406438 |  | 15 | 24 | 11900 | 10800 | 7600 | 3.92 | 2.59 | 13700 | 3.65 | 1.94 | 9.2 | 7
Live | 215406439 |  | 13.1 | 22 | 11000 | 11000 | 9400 | 3.58 | 2.34 | 14000 | 3.34 | 1.97 | 9.5 | 7.2
Live | 215406440 |  | 14.2 | 25 | 12300 | 11400 | 10000 | 3.31 | 2.16 | 14300 | 2.76 | 1.95 | 9.6 | 6.8
Live | 215406441 |  | 15 | 23 | 12900 | 10000 | 8700 | 3.47 | 1.83 | 13600 | 2.62 | 1.75 | 9.4 | 6.6
Live | 215406442 |  | 14.2 | 22 | 12200 | 10200 | 9500 | 3.28 | 2.32 | 13600 | 3.41 | 2.14 | 9.2 | 6.6
Live | 215406525 |  | 9.3 | 19 | 13300 | 10000 | 8500 | 2.6 | 2.36 | 14600 | 3.32 | 1.81 | 8.5 | 7.3
Live | 215406527 |  | 9.75 | 19 | 13300 | 11500 | 9100 | 2.6 | 2.2 | 14600 | 3.32 | 1.8 | 8.5 | 7.3
Live | 215413808 |  | 15 | 24 | 11900 | 10800 | 7600 | 3.92 | 2.59 | 13700 | 3.65 | 1.94 | 9.2 | 7
Live | 215413809 |  | 13.1 | 22 | 11000 | 11000 | 9400 | 3.58 | 2.34 | 14000 | 3.34 | 1.97 | 9.5 | 7.2
Live | 215413810 |  | 14.2 | 25 | 12300 | 11400 | 10000 | 3.31 | 2.16 | 14300 | 2.76 | 1.95 | 9.6 | 6.8
Live | 215413811 |  | 15 | 23 | 12900 | 10000 | 8700 | 3.47 | 1.83 | 13600 | 2.62 | 1.75 | 9.4 | 6.6
Live | 215413812 |  | 14.2 | 22 | 12200 | 10200 | 9500 | 3.28 | 2.32 | 13600 | 3.41 | 2.14 | 9.2 | 6.6
Live | 215413813 |  | 15 | 24 | 11900 | 10800 | 7600 | 3.92 | 2.59 | 13700 | 3.65 | 1.94 | 9.2 | 7
Live | 215413814 |  | 13.1 | 22 | 11000 | 11000 | 9400 | 3.58 | 2.34 | 14000 | 3.34 | 1.97 | 9.5 | 7.2
Live | 215413815 |  | 14.2 | 25 | 12300 | 11400 | 10000 | 3.31 | 2.16 | 14300 | 2.76 | 1.95 | 9.6 | 6.8
Live | 215413816 |  | 15 | 23 | 12900 | 10000 | 8700 | 3.47 | 1.83 | 13600 | 2.62 | 1.75 | 9.4 | 6.6
Live | 215413817 |  | 14.2 | 22 | 12200 | 10200 | 9500 | 3.28 | 2.32 | 13600 | 3.41 | 2.14 | 9.2 | 6.6
Live | 215413818 |  | 11.25 | 18.5 | 32000 | 24100 | 20400 | 2.7 | 1.91 | 31000 | 3.24 | 1.8 | 8.5 | 7.5
Live | 215415515 |  | 12.3 | 19.5 | 27600 | 20000 | 19600 | 2.81 | 1.9 | 27000 | 3.5 | 1.8 | 9 | 7.5
Live | 215415517 |  | 12.6 | 22.5 | 27600 | 22000 | 20000 | 2.81 | 1.9 | 27000 | 3.5 | 1.8 | 9.5 | 7.5
Live | 215415518 |  | 12.3 | 19.5 | 27600 | 20000 | 19600 | 2.81 | 1.9 | 27000 | 3.5 | 1.8 | 9 | 7.5
Live | 215415520 |  | 12.6 | 22.5 | 27600 | 22000 | 20000 | 2.81 | 1.9 | 27000 | 3.5 | 1.8 | 9.5 | 7.5
Live | 215415521 |  | 10.9 | 21.5 | 19107 | 15000 | 12600 | 2.87 | 1.87 | 20472 | 3.05 | 1.8 | 8.5 | 7
Live | 215415527 |  | 13 | 22 | 15354 | 12000 | 10500 | 3.1 | 2.2 | 14160 | 3.61 | 1.9 | 9 | 8
Live | 215415528 |  | 13 | 23 | 16000 | 12000 | 10000 | 3.23 | 2.17 | 14000 | 3.57 | 1.9 | 9 | 8
Live | 215415529 |  | 13 | 23 | 16000 | 12000 | 10200 | 3.23 | 2.2 | 15200 | 3.87 | 1.9 | 9.5 | 8
Live | 215415530 |  | 13 | 23 | 13500 | 12000 | 10200 | 2.73 | 2.2 | 14200 | 3.62 | 1.9 | 9 | 8
Live | 215415531 |  | 12.3 | 21.5 | 15500 | 12000 | 10000 | 3.13 | 2.13 | 14600 | 3.72 | 1.9 | 9.5 | 8
Live | 215415543 |  | 15.5 | 24.5 | 11900 | 10200 | 8500 | 3.45 | 1.78 | 14300 | 3.27 | 1.85 | 9.5 | 7
Live | 215415544 |  | 14.3 | 25.5 | 11900 | 13000 | 10500 | 3.45 | 1.98 | 15500 | 3.18 | 1.9 | 9.8 | 7
Live | 215415545 |  | 13.65 | 22.5 | 11500 | 10100 | 9000 | 3.37 | 1.75 | 14000 | 3.06 | 1.75 | 9.5 | 7
Live | 215415546 |  | 15.3 | 23.3 | 12200 | 12000 | 10000 | 3.58 | 1.93 | 14000 | 2.91 | 1.75 | 9.5 | 7
Live | 215415548 |  | 15.5 | 24.5 | 11900 | 10200 | 8500 | 3.45 | 1.78 | 14300 | 3.27 | 1.85 | 9.5 | 7
Live | 215415549 |  | 14.3 | 25.5 | 11900 | 13000 | 10500 | 3.45 | 1.98 | 15500 | 3.18 | 1.9 | 9.8 | 7
Live | 215415550 |  | 15.3 | 23.3 | 12200 | 12000 | 10000 | 3.58 | 1.93 | 14000 | 2.91 | 1.75 | 9.5 | 7
Live | 215415551 |  | 13.65 | 22.5 | 11500 | 10100 | 9000 | 3.37 | 1.75 | 14000 | 3.06 | 1.75 | 9.5 | 7
Live | 215415555 |  | 11.6 | 21.5 | 19790 | 15200 | 12900 | 2.97 | 1.86 | 20472 | 3.05 | 1.8 | 8.5 | 7
Live | 215417449 |  | 10.9 | 21.5 | 19107 | 15000 | 12600 | 2.87 | 1.87 | 20472 | 3.05 | 1.8 | 8.5 | 7
Live | 215417450 |  | 10.9 | 21 | 19790 | 14800 | 12600 | 2.84 | 1.98 | 20472 | 3.05 | 1.8 | 9 | 7.6
Live | 215417451 |  | 14 | 22.5 | 23543 | 18500 | 15000 | 3.38 | 2.41 | 23884 | 3.78 | 1.9 | 9 | 7.6
Live | 215417453 |  | 12.8 | 21.5 | 21496 | 16000 | 15800 | 3.09 | 2.08 | 21496 | 3.41 | 1.9 | 9.5 | 8
Live | 215417454 |  | 11.6 | 21.5 | 19790 | 15200 | 12900 | 2.97 | 1.86 | 20472 | 3.05 | 1.8 | 8.5 | 7
Live | 215417455 |  | 10.9 | 21.5 | 19790 | 17400 | 14000 | 2.97 | 2.12 | 20813 | 3.1 | 1.8 | 8.5 | 7
Live | 215417456 |  | 10.9 | 21.5 | 19107 | 15000 | 12600 | 2.87 | 1.87 | 20472 | 3.05 | 1.8 | 8.5 | 7
Live | 215417457 |  | 10.9 | 21 | 19790 | 14800 | 12600 | 2.84 | 1.98 | 20472 | 3.05 | 1.8 | 9 | 7.6
Live | 215417458 |  | 14 | 22.5 | 23543 | 18500 | 15000 | 3.38 | 2.41 | 23884 | 3.78 | 1.9 | 9 | 7.6
Live | 215417460 |  | 12.8 | 21.5 | 21496 | 16000 | 15800 | 3.09 | 2.08 | 21496 | 3.41 | 1.9 | 9.5 | 8
Live | 215417461 |  | 11.6 | 21.5 | 19790 | 15200 | 12900 | 2.97 | 1.86 | 20472 | 3.05 | 1.8 | 8.5 | 7
Live | 215417462 |  | 10.9 | 21.5 | 19790 | 17400 | 14000 | 2.97 | 2.12 | 20813 | 3.1 | 1.8 | 8.5 | 7
Live | 215444915 |  | 13 | 24.5 | 14300 | 11200 | 9500 | 2.99 | 2.23 | 15690 | 3.28 | 1.95 | 9.5 | 8
Live | 215685135 |  | 9.3 | 19 | 13300 | 10000 | 8500 | 2.6 | 2.36 | 14600 | 3.32 | 1.81 | 8.5 | 7.3
Live | 215708446 |  | 11.7 | 18 | 19600 | 16400 | 13600 | 2.7 | 1.96 | 18100 | 2.81 | 1.86 | 8.1 | 7.2
Live | 215708447 |  | 12 | 18 | 31400 | 26600 | 21600 | 2.81 | 2.27 | 28800 | 2.8 | 1.86 | 8.1 | 7.2
Live | 215708448 |  | 12 | 18 | 34100 | 31860 | 26000 | 2.7 | 2.18 | 30400 | 2.89 | 1.88 | 8.1 | 7.2
Live | 215708449 |  | 11.7 | 18 | 38000 | 37720 | 33000 | 2.58 | 2.16 | 43200 | 2.75 | 1.9 | 8.1 | 7
Live | 215708450 |  | 12 | 18 | 44000 | 43200 | 36000 | 2.75 | 2.29 | 45200 | 2.88 | 1.9 | 8.1 | 7
Live | 215708451 |  | 11.8 | 19 | 19600 | 16400 | 13700 | 2.82 | 2.1 | 18100 | 2.98 | 1.8 | 9 | 7.5
Live | 215708453 |  | 12.2 | 19 | 34100 | 31860 | 26400 | 2.83 | 2.29 | 30400 | 3.08 | 1.81 | 9 | 7.5
Live | 215708454 |  | 11.8 | 19 | 38000 | 37720 | 34000 | 2.7 | 2.27 | 43200 | 2.93 | 1.84 | 9 | 7.4
Live | 215708455 |  | 12.2 | 19 | 44000 | 43200 | 37000 | 2.88 | 2.41 | 45200 | 3.07 | 1.84 | 9 | 7.4
Live | 215708460 |  | 11.7 | 18 | 19600 | 16400 | 13600 | 2.7 | 1.96 | 18100 | 2.81 | 1.86 | 8.1 | 7.2
Live | 215708461 |  | 12 | 18 | 31400 | 26600 | 21600 | 2.81 | 2.27 | 28800 | 2.8 | 1.86 | 8.1 | 7.2
Live | 215708462 |  | 12 | 18 | 34100 | 31860 | 26000 | 2.7 | 2.18 | 30400 | 2.89 | 1.88 | 8.1 | 7.2
Live | 215708463 |  | 11.7 | 18 | 38000 | 37720 | 33000 | 2.58 | 2.16 | 43200 | 2.75 | 1.9 | 8.1 | 7
Live | 215708464 |  | 11.8 | 19 | 19600 | 16400 | 13700 | 2.82 | 2.1 | 18100 | 2.98 | 1.8 | 9 | 7.5
Live | 215708466 |  | 12.2 | 19 | 34100 | 31860 | 26400 | 2.83 | 2.29 | 30400 | 3.08 | 1.81 | 9 | 7.5
Live | 215708467 |  | 11.8 | 19 | 38000 | 37720 | 34000 | 2.7 | 2.27 | 43200 | 2.93 | 1.84 | 9 | 7.4
Live | 215876647 |  | 10.6 | 21 | 37000 | 27500 | 23600 | 2.85 | 1.99 | 34100 | 2.62 | 1.8 | 8.5 | 7.5
Live | 215876651 |  | 14.3 | 27.5 | 25590 | 20100 | 18000 | 3.19 | 1.9 | 26272 | 3.14 | 1.8 | 10 | 8
Live | 215876652 |  | 10.9 | 22 | 33000 | 27000 | 23000 | 2.98 | 2.08 | 32000 | 2.84 | 1.8 | 9 | 7
Live | 216019855 |  | 11.25 | 21.5 | 22520 | 19788 | 17500 | 3.07 | 1.69 | 26613 | 2.79 | 1.8 | 9.2 | 7.9
Live | 216020673 |  | 13 | 24.5 | 15000 | 12000 | 11000 | 3.03 | 2.06 | 15690 | 3.28 | 1.95 | 9.5 | 8
Live | 216020674 |  | 13 | 24.5 | 14300 | 11200 | 9500 | 2.99 | 2.23 | 15690 | 3.28 | 1.95 | 9.5 | 8
Live | 216030799 |  | 9.3 | 19 | 13300 | 10000 | 8500 | 2.6 | 2.36 | 14600 | 3.32 | 1.81 | 8.5 | 7.3
Live | 216030800 |  | 9.3 | 19 | 13300 | 10000 | 8500 | 2.6 | 2.36 | 12000 | 3.52 | 1.81 | 8.5 | 7.3
Live | 216030801 |  | 9.75 | 19 | 13300 | 11500 | 9100 | 2.6 | 2.2 | 14600 | 3.32 | 1.8 | 8.5 | 7.3
Live | 216030802 |  | 9.75 | 19 | 13300 | 11500 | 9100 | 2.6 | 2.2 | 12000 | 3.52 | 1.8 | 8.5 | 7.3
Live | 216030803 |  | 13 | 24.5 | 14300 | 11200 | 9500 | 2.99 | 2.23 | 15690 | 3.28 | 1.95 | 9.5 | 8
Live | 216030804 |  | 13 | 24.5 | 15000 | 12000 | 11000 | 3.03 | 2.06 | 15690 | 3.28 | 1.95 | 9.5 | 8
Live | 216030810 |  | 14.3 | 27.5 | 25590 | 20100 | 18000 | 3.19 | 1.9 | 23000 | 3.24 | 1.8 | 10 | 8
Live | 216052269 |  | 13.1 | 24 | 28000 | 20100 | 22000 | 3.42 | 2.5 | 27640 | 2.1 | 1.75 | 9 | 7.5
Live | 216372815 |  | 13 | 24.5 | 14300 | 11200 | 9500 | 2.99 | 2.23 | 15690 | 3.28 | 1.95 | 9.5 | 8
Live | 216372816 |  | 13 | 24.5 | 15000 | 12000 | 11000 | 3.03 | 2.06 | 15690 | 3.28 | 1.95 | 9.5 | 8
Live | 216372817 |  | 13.65 | 24.5 | 22178 | 18500 | 14600 | 3.33 | 2.31 | 22000 | 3.26 | 1.9 | 9 | 7.6
Live | 216426824 |  | 14.3 | 27.5 | 25590 | 20100 | 18000 | 3.19 | 1.9 | 23000 | 3.24 | 1.8 | 10 | 8
Live | 216571394 |  | 11.7 | 18 | 19600 | 16400 | 13600 | 2.7 | 1.96 | 18100 | 2.81 | 1.86 | 8.1 | 7.2
Live | 216571395 |  | 11.8 | 19 | 19600 | 16400 | 13700 | 2.82 | 2.1 | 18100 | 2.98 | 1.8 | 9 | 7.5
Live | 216571396 |  | 12 | 18 | 31400 | 26600 | 21600 | 2.81 | 2.27 | 28800 | 2.8 | 1.86 | 8.1 | 7.2
Live | 216571397 |  | 12 | 18 | 34100 | 31860 | 26000 | 2.7 | 2.18 | 30400 | 2.89 | 1.88 | 8.1 | 7.2
Live | 216571398 |  | 11.7 | 18 | 38000 | 37720 | 33000 | 2.58 | 2.16 | 43200 | 2.75 | 1.9 | 8.1 | 7
Live | 216571399 |  | 12 | 18 | 44000 | 43200 | 36000 | 2.75 | 2.29 | 45200 | 2.88 | 1.9 | 8.1 | 7
Live | 216571401 |  | 12.2 | 19 | 34100 | 31860 | 26400 | 2.83 | 2.29 | 30400 | 3.08 | 1.81 | 9 | 7.5
Live | 216571402 |  | 11.8 | 19 | 38000 | 37720 | 34000 | 2.7 | 2.27 | 43200 | 2.93 | 1.84 | 9 | 7.4
Live | 216571403 |  | 12.2 | 19 | 44000 | 43200 | 37000 | 2.88 | 2.41 | 45200 | 3.07 | 1.84 | 9 | 7.4
Live | 216573053 |  | 11.8 | 19 | 49100 | 44000 | 37000 | 2.96 | 2.43 | 48000 | 3.7 | 1.84 | 9 | 7.4
Live | 216573587 |  | 10.6 | 21 | 37000 | 27500 | 24600 | 2.85 | 1.99 | 36500 | 2.81 | 1.8 | 8.5 | 7.5
Live | 216618206 |  | 15 | 24 | 11900 | 10800 | 7600 | 3.92 | 2.59 | 13700 | 3.65 | 1.94 | 9.2 | 7
Live | 216618207 |  | 13.1 | 22 | 11000 | 11000 | 9400 | 3.58 | 2.34 | 14000 | 3.34 | 1.97 | 9.5 | 7.2
Live | 216618208 |  | 14.2 | 25 | 12300 | 11400 | 10000 | 3.31 | 2.16 | 14300 | 2.76 | 1.95 | 9.6 | 6.8
Live | 216618209 |  | 15 | 23 | 12900 | 10000 | 8700 | 3.47 | 1.83 | 13600 | 2.62 | 1.75 | 9.4 | 6.6
Live | 216618210 |  | 14.2 | 22 | 12200 | 10200 | 9500 | 3.28 | 2.32 | 13600 | 3.41 | 2.14 | 9.2 | 6.6
Live | 216618219 |  | 10.9 | 21.5 | 19107 | 15000 | 12600 | 2.87 | 1.87 | 18000 | 3.2 | 1.8 | 8.5 | 7
Live | 216618227 |  | 15.5 | 24.5 | 11900 | 10200 | 8500 | 3.45 | 1.78 | 14300 | 3.27 | 1.85 | 9.5 | 7
Live | 216618228 |  | 14.3 | 25.5 | 11900 | 13000 | 10500 | 3.45 | 1.98 | 15500 | 3.18 | 1.9 | 9.8 | 7
Live | 216618229 |  | 13.65 | 22.5 | 11500 | 10100 | 9000 | 3.37 | 1.75 | 14000 | 3.06 | 1.75 | 9.5 | 7
Live | 216618230 |  | 15.3 | 23.3 | 12200 | 12000 | 10000 | 3.58 | 1.93 | 14000 | 2.91 | 1.75 | 9.5 | 7
Live | 216618233 |  | 11.6 | 21.5 | 19790 | 15200 | 12900 | 2.97 | 1.86 | 18425 | 1.77 | 1.8 | 8.5 | 7
Live | 216618258 |  | 11.8 | 19 | 49100 | 44000 | 37000 | 2.96 | 2.43 | 48000 | 3.7 | 1.84 | 9 | 7.4
Live | 216799632 |  | 15 | 24 | 11900 | 10800 | 7600 | 3.92 | 2.59 | 13700 | 3.65 | 1.94 | 9.2 | 7
Live | 216799633 |  | 13.1 | 22 | 11000 | 11000 | 9400 | 3.58 | 2.34 | 14000 | 3.34 | 1.97 | 9.5 | 7.2
Live | 216799634 |  | 14.2 | 25 | 12300 | 11400 | 10000 | 3.31 | 2.16 | 14300 | 2.76 | 1.95 | 9.6 | 6.8
Live | 216799635 |  | 15 | 23 | 12900 | 10000 | 8700 | 3.47 | 1.83 | 13600 | 2.62 | 1.75 | 9.4 | 6.6
Live | 216799636 |  | 14.2 | 22 | 12200 | 10200 | 9500 | 3.28 | 2.32 | 13600 | 3.41 | 2.14 | 9.2 | 6.6
Live | 216799642 |  | 10.9 | 21.5 | 19107 | 15000 | 12600 | 2.87 | 1.87 | 20472 | 3.05 | 1.8 | 8.5 | 7
Live | 216799643 |  | 10.9 | 21 | 19790 | 14800 | 12600 | 2.84 | 1.98 | 20472 | 3.05 | 1.8 | 9 | 7.6
Live | 216799644 |  | 14 | 22.5 | 23543 | 18500 | 15000 | 3.38 | 2.41 | 23884 | 3.78 | 1.9 | 9 | 7.6
Live | 216799646 |  | 12.8 | 21.5 | 21496 | 16000 | 15800 | 3.09 | 2.08 | 21496 | 3.41 | 1.9 | 9.5 | 8
Live | 216799647 |  | 11.6 | 21.5 | 19790 | 15200 | 12900 | 2.97 | 1.86 | 20472 | 3.05 | 1.8 | 8.5 | 7
Live | 216799648 |  | 10.9 | 21.5 | 19790 | 17400 | 14000 | 2.97 | 2.12 | 20813 | 3.1 | 1.8 | 8.5 | 7
Live | 216799669 |  | 12.3 | 19.5 | 27600 | 20000 | 19600 | 2.81 | 1.9 | 27000 | 3.5 | 1.8 | 9 | 7.5
Live | 216799671 |  | 12.6 | 22.5 | 27600 | 22000 | 20000 | 2.81 | 1.9 | 27000 | 3.5 | 1.8 | 9.5 | 7.5
Live | 216799672 |  | 11.25 | 18.5 | 32000 | 24100 | 20400 | 2.7 | 1.91 | 31000 | 3.24 | 1.8 | 8.5 | 7.5
Live | 216799674 |  | 11.25 | 22.5 | 32000 | 24100 | 21000 | 2.8 | 1.91 | 32000 | 3.25 | 1.8 | 8.5 | 7.5
Live | 216799673 |  | 11.45 | 21 | 32000 | 24100 | 19400 | 2.5 | 1.97 | 32000 | 3 | 1.8 | 8 | 7
Live | 216799654 |  | 15.5 | 24.5 | 11900 | 10200 | 8500 | 3.45 | 1.78 | 14300 | 3.27 | 1.85 | 9.5 | 7
Live | 216799655 |  | 14.3 | 25.5 | 11900 | 13000 | 10500 | 3.45 | 1.98 | 15500 | 3.18 | 1.9 | 9.8 | 7
Live | 216799656 |  | 13.65 | 22.5 | 11500 | 10100 | 9000 | 3.37 | 1.75 | 14000 | 3.06 | 1.75 | 9.5 | 7
Live | 216799657 |  | 15.3 | 23.3 | 12200 | 12000 | 10000 | 3.58 | 1.93 | 14000 | 2.91 | 1.75 | 9.5 | 7
Live | 216799658 |  | 13 | 21.5 | 15354 | 12000 | 10500 | 3.1 | 2.2 | 14160 | 3.61 | 1.9 | 9 | 8
Live | 216799659 |  | 13 | 23 | 16000 | 12000 | 10000 | 3.23 | 2.17 | 14000 | 3.57 | 1.9 | 8.5 | 8
Live | 216799660 |  | 12.3 | 20 | 15500 | 12000 | 10000 | 3.13 | 2.13 | 14600 | 3.72 | 1.9 | 8.5 | 8
Live | 216799662 |  | 13 | 23.1 | 15000 | 12000 | 10000 | 3.38 | 1.85 | 16000 | 2.76 | 1.8 | 9 | 8
Live | 216799663 |  | 14 | 24.5 | 25930 | 19200 | 17000 | 3.1 | 1.87 | 26613 | 3.47 | 1.8 | 9.4 | 8.1
Live | 216799665 |  | 10.75 | 20 | 21300 | 19200 | 14500 | 2.84 | 1.53 | 23540 | 2.46 | 1.8 | 9.2 | 7.9
Live | 216799666 |  | 10.25 | 20 | 21300 | 19303 | 15000 | 2.84 | 1.58 | 24560 | 2.44 | 1.8 | 9.2 | 7.9
Live | 216799667 |  | 11.6 | 22 | 20470 | 18915 | 15000 | 2.73 | 1.43 | 20470 | 2.35 | 1.8 | 8.8 | 7.6
Live | 216799668 |  | 11.25 | 21.5 | 22520 | 19788 | 17500 | 3.07 | 1.69 | 26613 | 2.79 | 1.8 | 9.2 | 7.9
Live | 216723143 |  | 12 | 18 | 31400 | 26600 | 21600 | 2.81 | 2.27 | 28800 | 2.8 | 1.86 | 8.1 | 7.2
Live | 216723144 |  | 12 | 18 | 34100 | 31860 | 26000 | 2.7 | 2.18 | 30400 | 2.89 | 1.88 | 8.1 | 7.2
Live | 216723145 |  | 11.7 | 18 | 38000 | 37720 | 33000 | 2.58 | 2.16 | 43200 | 2.75 | 1.9 | 8.1 | 7
Live | 216723146 |  | 12 | 18 | 44000 | 43200 | 36000 | 2.75 | 2.29 | 45200 | 2.88 | 1.9 | 8.1 | 7
Live | 216723148 |  | 12.2 | 19 | 34100 | 31860 | 26400 | 2.83 | 2.29 | 30400 | 3.08 | 1.81 | 9 | 7.5
Live | 216723149 |  | 11.8 | 19 | 38000 | 37720 | 34000 | 2.7 | 2.27 | 43200 | 2.93 | 1.84 | 9 | 7.4
Live | 216723150 |  | 12.2 | 19 | 44000 | 43200 | 37000 | 2.88 | 2.41 | 45200 | 3.07 | 1.84 | 9 | 7.4
Live | 216723153 |  | 11.8 | 19 | 49100 | 44000 | 37000 | 2.96 | 2.43 | 48000 | 3.7 | 1.84 | 9 | 7.4
Live | 216732444 |  | 11.45 | 21 | 32000 | 22000 | 19400 | 2.5 | 1.8 | 32000 | 3 | 1.8 | 8 | 7
Live | 212365402 |  | 12 | 20 | 24100 | 19400 | 19000 | 3.02 | 2.5 | 29800 | 3.08 | 1.8 | 9 | 7.2
Live | 212365400 |  | 12.7 | 20 | 26000 | 19500 | 19000 | 3.22 | 2.2 | 26700 | 3.51 | 1.9 | 9 | 7
Live | 212365396 |  | 11.5 | 18.5 | 14100 | 10900 | 10000 | 2.95 | 2.25 | 15500 | 3.03 | 1.85 | 8.5 | 7
Live | 212365393 |  | 13 | 19 | 11000 | 12300 | 10000 | 2.98 | 2.21 | 11300 | 3.12 | 1.85 | 9.5 | 7
Live | 211177538 |  | 10.05 | 17.5 | 19960 | 15400 | 11800 | 2.72 | 2.05 | 22519 | 2.99 | 1.75 | 8.5 | 7
Live | 211177536 |  | 11.3 | 19.5 | 11000 | 9400 | 7500 | 2.93 | 2.12 | 12000 | 2.93 | 1.77 | 8.6 | 6.8
Live | 211177527 |  | 10.5 | 20 | 37000 | 28000 | 24400 | 2.82 | 2.03 | 34800 | 3 | 1.85 | 8.5 | 7.5
Live | 211177526 |  | 13 | 23.5 | 21154 | 15500 | 13500 | 3.26 | 2.08 | 21154 | 2.95 | 1.9 | 9 | 7.6
Live | 211177518 |  | 14.55 | 27 | 13000 | 11000 | 9900 | 3.46 | 2.08 | 14600 | 3.29 | 1.87 | 10 | 7.6
Live | 211177517 |  | 11.6 | 18 | 25249 | 19300 | 15000 | 2.96 | 2.41 | 26614 | 3.25 | 1.8 | 8.5 | 6.6
Live | 211164219 |  | 11.25 | 20 | 33000 | 27000 | 23200 | 2.98 | 2.08 | 30800 | 3.01 | 1.81 | 8.5 | 7.5
Live | 211151018 |  | 12.5 | 23 | 21154 | 15500 | 13400 | 3.26 | 2.06 | 18000 | 3.43 | 1.85 | 8.5 | 7
Live | 211078862 |  | 12.5 | 23 | 21154 | 15500 | 13000 | 3.26 | 2.06 | 18000 | 3.43 | 1.85 | 8.5 | 7
Live | 210921188 |  | 13 | 23.5 | 21154 | 15500 | 13500 | 3.26 | 2.08 | 21154 | 2.95 | 1.9 | 9 | 7.6
Live | 210665999 |  | 13 | 23.5 | 21154 | 15500 | 13500 | 3.26 | 2.08 | 21154 | 2.95 | 1.9 | 9 | 7.6
Live | 210485383 |  | 14.55 | 27 | 13000 | 11000 | 9900 | 3.46 | 2.08 | 14600 | 3.29 | 1.87 | 10 | 7.6
Live | 210485382 |  | 11.6 | 18 | 25249 | 19300 | 15000 | 2.96 | 2.41 | 26614 | 3.25 | 1.8 | 8.5 | 6.6
Live | 210485381 |  | 10.05 | 17.5 | 19960 | 15400 | 11800 | 2.72 | 2.05 | 22519 | 2.99 | 1.75 | 8.5 | 7
Live | 210278982 |  | 11 | 16 | 40940 | 38200 | 32400 | 2.81 | 2.19 | 43200 | 2.75 | 1.84 | 8 | 7
Live | 210278980 |  | 11 | 16 | 36000 | 37720 | 30000 | 2.48 | 2.16 | 40000 | 2.55 | 1.8 | 8 | 7
Live | 210278978 |  | 11 | 16 | 34100 | 31860 | 26800 | 2.7 | 2.18 | 30400 | 2.89 | 1.8 | 8 | 7.2
Live | 210278976 |  | 11 | 16 | 31400 | 26600 | 23000 | 2.82 | 2.27 | 28800 | 2.8 | 1.85 | 8 | 7.2
Live | 210278960 |  | 10.05 | 17.5 | 19960 | 15400 | 11800 | 2.72 | 2.05 | 22519 | 2.99 | 1.75 | 8.5 | 7
Live | 209847250 |  | 14.55 | 27 | 13000 | 11000 | 9900 | 3.46 | 2.08 | 14600 | 3.29 | 1.87 | 10 | 7.6
Live | 209424849 |  | 10.05 | 17.5 | 19960 | 15400 | 11800 | 2.72 | 2.05 | 22519 | 2.99 | 1.75 | 8.5 | 7
Live | 209424848 |  | 11.5 | 18.5 | 14100 | 10900 | 10000 | 2.95 | 2.25 | 15500 | 3.03 | 1.85 | 8.5 | 7
Live | 208158334 |  | 12.7 | 20 | 26000 | 19500 | 19000 | 3.22 | 2.2 | 26700 | 3.51 | 1.9 | 9 | 7
Live | 207708809 |  | 14.55 | 27 | 13000 | 11000 | 9900 | 3.46 | 2.08 | 14600 | 3.29 | 1.87 | 10 | 7.6
Live | 207318103 |  | 14.7 | 25 | 10700 | 10500 | 9000 | 3.17 | 2.04 | 13300 | 3.19 | 1.79 | 9.5 | 7.1
Live | 207169058 |  | 13 | 24 | 28500 | 22000 | 20000 | 3.21 | 2.11 | 33600 | 3.18 | 1.8 | 9.5 | 7.5
Live | 207168480 |  | 13.3 | 19.5 | 10700 | 10500 | 9000 | 3.17 | 2.04 | 13300 | 3.19 | 1.79 | 9.8 | 7.6
Live | 207168479 |  | 14.2 | 20.4 | 10700 | 10500 | 6800 | 3.17 | 2.04 | 13300 | 3.19 | 1.93 | 9.5 | 7.6
Live | 206913034 |  | 12 | 20 | 28500 | 22000 | 19000 | 3.21 | 2.11 | 33600 | 3.18 | 1.8 | 9 | 6.8
Live | 206913033 |  | 12 | 20 | 28500 | 22000 | 16000 | 3.21 | 2.11 | 33600 | 3.18 | 1.8 | 9.5 | 7.5
Live | 206913032 |  | 12.5 | 20 | 28500 | 22000 | 19000 | 3.21 | 2.11 | 33600 | 3.18 | 1.9 | 9 | 6.9
Live | 206839103 |  | 12.5 | 25 | 13500 | 10900 | 9000 | 2.83 | 2.25 | 15500 | 3.03 | 1.84 | 9 | 7.5
Live | 206839100 |  | 13 | 23 | 23202 | 17100 | 14500 | 3.1 | 2.08 | 23543 | 3.01 | 1.79 | 8.5 | 7.5
Live | 206839099 |  | 12.5 | 25 | 13100 | 10500 | 9200 | 2.84 | 2.46 | 15500 | 3.03 | 1.93 | 9 | 7.5
Live | 206791548 |  | 12.5 | 25 | 13100 | 10500 | 9200 | 2.84 | 2.46 | 15500 | 3.03 | 1.93 | 9 | 7.5
Live | 206717630 |  | 12.5 | 25 | 13500 | 10900 | 9000 | 2.83 | 2.25 | 15500 | 3.03 | 1.84 | 9 | 7.5
Live | 206395963 |  | 14.7 | 25 | 10700 | 10500 | 9000 | 3.17 | 2.04 | 13300 | 3.19 | 1.79 | 9.5 | 7.1
Live | 206395962 |  | 13 | 23 | 23202 | 17100 | 14500 | 3.1 | 2.08 | 23543 | 3.01 | 1.79 | 8.5 | 7.5
Live | 206395961 |  | 12.5 | 25 | 13100 | 10500 | 9200 | 2.84 | 2.46 | 15500 | 3.03 | 1.93 | 9 | 7.5
Live | 206335352 |  | 13 | 24 | 28500 | 22000 | 20000 | 3.21 | 2.11 | 33600 | 3.18 | 1.8 | 9.5 | 7.5
Live | 204325176 |  | 16.6 | 27 | 13000 | 14610 | 13000 | 2.72 | 2.41 | 13600 | 2.66 | 1.91 | 11 | 10
Live | 203493071 |  | 13.5 | 22 | 21836 | 23000 | 20000 | 2.51 | 2.11 | 26000 | 2.31 | 1.8 | 10 | 8.5
Live | 203493070 |  | 14 | 24 | 15354 | 15000 | 12000 | 3 | 2.38 | 16000 | 2.93 | 1.91 | 8.5 | 8
Live | 203493069 |  | 16.6 | 27 | 13000 | 14610 | 13000 | 2.72 | 2.41 | 13600 | 2.66 | 1.91 | 11 | 10
Live | 202360989 |  | 16.6 | 27 | 13000 | 14610 | 13000 | 2.72 | 2.41 | 13600 | 2.66 | 1.91 | 11 | 10
Live | 10157570 |  | 13.5 | 22 | 21836 | 23000 | 20000 | 2.51 | 2.11 | 26000 | 2.31 | 1.8 | 10 | 8.5
Live | 10149903 |  | 14 | 24 | 15354 | 15000 | 12000 | 3 | 2.38 | 16000 | 2.93 | 1.91 | 8.5 | 8
Live | 9956333 |  | 12.5 | 20 | 27300 | 23450 | 19800 | 2.67 | 1.9 | 30700 | 3 | 1.75 | 8.5 | 6.7
Live | 9944776 |  | 14 | 24 | 15354 | 15000 | 12000 | 3 | 2.38 | 16000 | 2.93 | 1.91 | 8.5 | 8
Live | 9116197 |  | 14 | 24 | 15354 | 15000 | 12000 | 3 | 2.38 | 16000 | 2.93 | 1.91 | 8.5 | 8
Live | 9114294 |  | 13.5 | 22 | 21836 | 23000 | 20000 | 2.51 | 2.11 | 26000 | 2.31 | 1.8 | 10 | 8.5
Live | 9102074 |  | 13.5 | 22 | 21836 | 23000 | 20000 | 2.51 | 2.11 | 26000 | 2.31 | 1.8 | 10 | 8.5
Live | 7070719 |  | 12.5 | 20 | 27300 | 23450 | 19800 | 2.67 | 1.9 | 30700 | 3 | 1.75 | 8.5 | 6.7
Live | 214931592 |  | 11.8 | 19 | 19600 | 16400 | 13700 | 2.82 | 2.1 | 18100 | 2.98 | 1.8 | 9 | 7.5
Live | 214931598 |  | 12.2 | 19 | 34100 | 31860 | 26400 | 2.83 | 2.29 | 30400 | 3.08 | 1.81 | 9 | 7.5
Live | 214931599 |  | 11.8 | 19 | 38000 | 37720 | 34000 | 2.7 | 2.27 | 43200 | 2.93 | 1.84 | 9 | 7.4
Live | 214931600 |  | 12.2 | 19 | 44000 | 43200 | 37000 | 2.88 | 2.41 | 45200 | 3.07 | 1.84 | 9 | 7.4
Live | 217023701 |  | 13 | 24.5 | 14300 | 11200 | 9500 | 2.99 | 2.23 | 15690 | 3.28 | 1.95 | 9.5 | 8
Live | 217023702 |  | 13 | 24.5 | 15000 | 12000 | 11000 | 3.03 | 2.06 | 15690 | 3.28 | 1.95 | 9.5 | 8
Live | 217120765 |  | 13 | 24.5 | 15000 | 12000 | 11000 | 3.03 | 2.06 | 15690 | 3.28 | 1.95 | 9.5 | 8
Live | 217120766 |  | 13 | 24.5 | 14300 | 11200 | 9500 | 2.99 | 2.23 | 15690 | 3.28 | 1.95 | 9.5 | 8
Live | 217120770 |  | 10.6 | 21 | 37000 | 27500 | 24600 | 2.85 | 1.99 | 34100 | 2.62 | 1.8 | 8.5 | 7.5
Live | 217120772 |  | 9.75 | 19 | 13300 | 11500 | 9100 | 2.6 | 2.2 | 14600 | 3.32 | 1.8 | 8.5 | 7.3
Live | 217120773 |  | 9.3 | 19 | 13300 | 10000 | 8500 | 2.6 | 2.36 | 14600 | 3.32 | 1.81 | 8.5 | 7.3
Live | 217120775 |  | 10.9 | 22 | 33000 | 27000 | 23000 | 2.98 | 2.08 | 32000 | 2.84 | 1.8 | 9 | 7
Live | 217120779 |  | 14.3 | 27.5 | 25590 | 20100 | 18000 | 3.19 | 1.9 | 26272 | 3.14 | 1.8 | 10 | 8
Live | 217101786 |  | 11.8 | 19 | 49100 | 44000 | 37000 | 2.96 | 2.43 | 48000 | 3.7 | 1.84 | 9 | 7.4
Live | 217194927 |  | 11.7 | 18 | 19600 | 16400 | 13600 | 2.7 | 1.96 | 18100 | 2.81 | 1.86 | 8.1 | 7.2
Live | 217194930 |  | 12 | 18 | 31400 | 26600 | 21600 | 2.81 | 2.27 | 28800 | 2.8 | 1.86 | 8.1 | 7.2
Live | 217194933 |  | 12 | 18 | 34100 | 31860 | 26000 | 2.7 | 2.18 | 30400 | 2.89 | 1.88 | 8.1 | 7.2
Live | 217194934 |  | 12.2 | 19 | 34100 | 31860 | 26400 | 2.83 | 2.29 | 30400 | 3.08 | 1.81 | 9 | 7.5
Live | 217194936 |  | 11.7 | 18 | 38000 | 37720 | 33000 | 2.58 | 2.16 | 43200 | 2.75 | 1.9 | 8.1 | 7
Live | 217194937 |  | 11.8 | 19 | 38000 | 37720 | 34000 | 2.7 | 2.27 | 43200 | 2.93 | 1.84 | 9 | 7.4
Live | 217194939 |  | 12 | 18 | 44000 | 43200 | 36000 | 2.75 | 2.29 | 45200 | 2.88 | 1.9 | 8.1 | 7
Live | 217194940 |  | 12.2 | 19 | 44000 | 43200 | 37000 | 2.88 | 2.41 | 45200 | 3.07 | 1.84 | 9 | 7.4
Live | 217194943 |  | 11.8 | 19 | 49100 | 44000 | 37000 | 2.96 | 2.43 | 48000 | 3.7 | 1.84 | 9 | 7.4
Live | 214720254 |  | 11 | 16 | 36000 | 37720 | 30000 | 2.48 | 2.16 | 40000 | 2.55 | 1.8 | 8 | 7
Live | 214720256 |  | 11 | 16 | 34100 | 31860 | 26800 | 2.7 | 2.18 | 30400 | 2.89 | 1.8 | 8 | 7.2
Live | 214720258 |  | 11 | 16 | 31400 | 26600 | 23000 | 2.82 | 2.27 | 28800 | 2.8 | 1.85 | 8 | 7.2
Live | 217287944 |  | 14 | 24 | 15354 | 15000 | 12000 | 3 | 2.38 | 16000 | 2.93 | 1.91 | 8.5 | 8
Live | 217287945 |  | 10.05 | 17.5 | 19960 | 15400 | 11800 | 2.72 | 2.05 | 22519 | 2.99 | 1.75 | 8.5 | 7
Live | 217287947 |  | 13.5 | 22 | 21836 | 23000 | 20000 | 2.51 | 2.11 | 26000 | 2.31 | 1.8 | 10 | 8.5
Live | 217290608 |  | 11 | 16 | 31400 | 26600 | 23000 | 2.82 | 2.27 | 28800 | 2.8 | 1.85 | 8 | 7.2
Live | 217290611 |  | 11 | 16 | 34100 | 31860 | 26800 | 2.7 | 2.18 | 30400 | 2.89 | 1.8 | 8 | 7.2
Live | 217290614 |  | 11 | 16 | 36000 | 37720 | 30000 | 2.48 | 2.16 | 40000 | 2.55 | 1.8 | 8 | 7
Live | 217290617 |  | 11 | 16 | 40940 | 38200 | 32400 | 2.81 | 2.19 | 43200 | 2.75 | 1.84 | 8 | 7
Live | 214802444 |  | 16.8 | 30 | 14000 | 13000 | 11500 | 3.16 | 2.06 | 16000 | 3.75 | 2.11 | 11.2 | 8.5
Live | 215218911 |  | 13.65 | 24.5 | 22178 | 18500 | 14600 | 3.33 | 2.13 | 19310 | 3.33 | 1.9 | 9 | 7.6
Live | 215295786 |  | 14.3 | 27.5 | 25590 | 20100 | 18000 | 3.19 | 1.9 | 23000 | 3.24 | 1.8 | 10 | 8
Live | 217374109 |  | 9.3 | 19 | 13300 | 10000 | 8500 | 2.6 | 2.36 | 14600 | 3.32 | 1.81 | 8.5 | 7.3
Live | 217374111 |  | 9.75 | 19 | 13300 | 11500 | 9100 | 2.6 | 2.2 | 14600 | 3.32 | 1.8 | 8.5 | 7.3
Live | 217374114 |  | 10.9 | 22 | 33000 | 27000 | 23000 | 2.98 | 2.08 | 32000 | 2.84 | 1.8 | 9 | 7
Live | 217374115 |  | 10.6 | 21 | 37000 | 27500 | 24600 | 2.85 | 1.99 | 34100 | 2.62 | 1.8 | 8.5 | 7.5
Live | 215283088 |  | 13.95 | 27 | 31000 | 24000 | 24000 | 3.3 | 1.94 | 32000 | 3.2 | 1.8 | 10 | 8.5
Live | 214813257 |  | 13 | 24.5 | 15000 | 12000 | 11000 | 3.03 | 2.06 | 14600 | 3.72 | 1.95 | 9.5 | 8
Live | 217485718 |  | 10.9 | 22 | 33000 | 27000 | 23000 | 2.98 | 2.08 | 32000 | 2.84 | 1.8 | 9 | 7
Live | 217548381 |  | 10.9 | 22 | 33000 | 27000 | 23000 | 2.98 | 2.08 | 32000 | 2.84 | 1.8 | 9 | 7
Live | 217548386 |  | 10.9 | 22 | 33000 | 27000 | 23000 | 2.98 | 2.08 | 32000 | 2.84 | 1.8 | 9 | 7
Live | 217549987 |  | 11.95 | 22 | 22007 | 18595 | 15400 | 2.93 | 1.47 | 22519 | 2.32 | 1.75 | 8.5 | 7.6
Live | 217549988 |  | 11.95 | 22 | 22007 | 18595 | 15400 | 2.93 | 1.47 | 22519 | 2.32 | 1.75 | 8.5 | 7.6
Live | 217575561 |  | 13 | 23.1 | 15000 | 12000 | 10000 | 3.38 | 1.85 | 16000 | 2.76 | 1.8 | 9 | 8
Live | 217575562 |  | 13 | 21.5 | 15354 | 12000 | 10500 | 3.1 | 2.2 | 14160 | 3.61 | 1.9 | 9 | 8
Live | 217575563 |  | 12.3 | 20 | 15500 | 12000 | 10000 | 3.13 | 2.13 | 14600 | 3.72 | 1.9 | 8.5 | 8
Live | 217575564 |  | 13 | 23 | 16000 | 12000 | 10000 | 3.23 | 2.17 | 14000 | 3.57 | 1.9 | 8.5 | 8
Live | 217575566 |  | 15 | 23 | 12900 | 10000 | 8700 | 3.47 | 1.83 | 13600 | 2.62 | 1.75 | 9.4 | 6.6
Live | 217575567 |  | 15 | 23 | 12900 | 10000 | 8700 | 3.47 | 1.83 | 13600 | 2.62 | 1.75 | 9.4 | 6.6
Live | 217575568 |  | 15.3 | 23.3 | 12200 | 12000 | 10000 | 3.58 | 1.93 | 14000 | 2.91 | 1.75 | 9.5 | 7
Live | 217575569 |  | 15.3 | 23.3 | 12200 | 12000 | 10000 | 3.58 | 1.93 | 14000 | 2.91 | 1.75 | 9.5 | 7
Live | 217575573 |  | 11.6 | 21.5 | 19790 | 15200 | 12900 | 2.97 | 1.86 | 18425 | 1.77 | 1.8 | 8.5 | 7
Live | 217575574 |  | 11.6 | 21.5 | 19790 | 15200 | 12900 | 2.97 | 1.86 | 20472 | 3.05 | 1.8 | 8.5 | 7
Live | 217575575 |  | 14.2 | 22 | 12200 | 10200 | 9500 | 3.28 | 2.32 | 13600 | 3.41 | 2.14 | 9.2 | 6.6
Live | 217575576 |  | 14.2 | 22 | 12200 | 10200 | 9500 | 3.28 | 2.32 | 13600 | 3.41 | 2.14 | 9.2 | 6.6
Live | 217575582 |  | 14 | 22.5 | 23543 | 18500 | 15000 | 3.38 | 2.41 | 21325 | 3.81 | 1.9 | 9 | 7.6
Live | 217575583 |  | 14 | 22.5 | 23543 | 18500 | 15000 | 3.38 | 2.41 | 23884 | 3.78 | 1.9 | 9 | 7.6
Live | 217575584 |  | 14 | 24.5 | 25930 | 19200 | 17000 | 3.1 | 1.87 | 26613 | 3.47 | 1.8 | 9.4 | 8.1
Live | 217575585 |  | 14 | 24.5 | 25930 | 19200 | 17000 | 3.1 | 1.87 | 24259 | 3.49 | 1.8 | 9.4 | 8.1
Live | 217575592 |  | 13.1 | 22 | 11000 | 11000 | 9400 | 3.58 | 2.34 | 14000 | 3.34 | 1.97 | 9.5 | 7.2
Live | 217575593 |  | 13.1 | 22 | 11000 | 11000 | 9400 | 3.58 | 2.34 | 14000 | 3.34 | 1.97 | 9.5 | 7.2
Live | 217575594 |  | 13.65 | 22.5 | 11500 | 10100 | 9000 | 3.37 | 1.75 | 14000 | 3.06 | 1.75 | 9.5 | 7
Live | 217575595 |  | 13.65 | 22.5 | 11500 | 10100 | 9000 | 3.37 | 1.75 | 14000 | 3.06 | 1.75 | 9.5 | 7
Live | 217575596 |  | 15 | 24 | 11900 | 10800 | 7600 | 3.92 | 2.59 | 13700 | 3.65 | 1.94 | 9.2 | 7
Live | 217575597 |  | 15 | 24 | 11900 | 10800 | 7600 | 3.92 | 2.59 | 13700 | 3.65 | 1.94 | 9.2 | 7
Live | 217575598 |  | 15.5 | 24.5 | 11900 | 10200 | 8500 | 3.45 | 1.78 | 14300 | 3.27 | 1.85 | 9.5 | 7
Live | 217575599 |  | 15.5 | 24.5 | 11900 | 10200 | 8500 | 3.45 | 1.78 | 14300 | 3.27 | 1.85 | 9.5 | 7
Live | 217575606 |  | 10.9 | 21.5 | 19107 | 15000 | 12600 | 2.87 | 1.87 | 18000 | 3.2 | 1.8 | 8.5 | 7
Live | 217575607 |  | 10.9 | 21.5 | 19107 | 15000 | 12600 | 2.87 | 1.87 | 20472 | 3.05 | 1.8 | 8.5 | 7
Live | 217575608 |  | 10.75 | 20 | 21300 | 19200 | 14500 | 2.84 | 1.53 | 23540 | 2.46 | 1.8 | 9.2 | 7.9
Live | 217575609 |  | 10.75 | 20 | 21300 | 19200 | 14500 | 2.84 | 1.53 | 20710 | 2.5 | 1.8 | 9.2 | 7.9
Live | 217575610 |  | 10.9 | 21 | 19790 | 14800 | 12600 | 2.84 | 1.98 | 18000 | 2.85 | 1.8 | 9 | 7.6
Live | 217575611 |  | 10.9 | 21 | 19790 | 14800 | 12600 | 2.84 | 1.98 | 20472 | 3.05 | 1.8 | 9 | 7.6
Live | 217575612 |  | 11.6 | 22 | 20470 | 18915 | 15000 | 2.73 | 1.43 | 20470 | 2.35 | 1.8 | 8.8 | 7.6
Live | 217575613 |  | 11.6 | 22 | 20470 | 18915 | 15000 | 2.73 | 1.43 | 20470 | 2.35 | 1.8 | 8.8 | 7.6
Live | 217575614 |  | 10.9 | 21.5 | 19790 | 17400 | 14000 | 2.97 | 2.12 | 20813 | 3.1 | 1.8 | 8.5 | 7
Live | 217575615 |  | 10.25 | 20 | 21300 | 19303 | 15000 | 2.84 | 1.58 | 24560 | 2.44 | 1.8 | 9.2 | 7.9
Live | 217575620 |  | 14.2 | 25 | 12300 | 11400 | 10000 | 3.31 | 2.16 | 14300 | 2.76 | 1.95 | 9.6 | 6.8
Live | 217575621 |  | 14.2 | 25 | 12300 | 11400 | 10000 | 3.31 | 2.16 | 14300 | 2.76 | 1.95 | 9.6 | 6.8
Live | 217575622 |  | 14.3 | 25.5 | 11900 | 13000 | 10500 | 3.45 | 1.98 | 15500 | 3.18 | 1.9 | 9.8 | 7
Live | 217575623 |  | 14.3 | 25.5 | 11900 | 13000 | 10500 | 3.45 | 1.98 | 15500 | 3.18 | 1.9 | 9.8 | 7
Live | 217575627 |  | 12.8 | 21.5 | 21496 | 16000 | 15800 | 3.09 | 2.08 | 21496 | 3.41 | 1.9 | 9.5 | 8
Live | 217575628 |  | 12.8 | 21.5 | 21496 | 16000 | 15800 | 3.09 | 2.08 | 21496 | 3.41 | 1.9 | 9.5 | 8
Live | 217575629 |  | 11.25 | 21.5 | 22520 | 19788 | 17500 | 3.07 | 1.69 | 26613 | 2.79 | 1.8 | 9.2 | 7.9
Live | 217575630 |  | 11.25 | 21.5 | 22520 | 19788 | 17500 | 3.07 | 1.69 | 24976 | 2.82 | 1.8 | 9.2 | 7.9
Live | 217576652 |  | 11.95 | 22 | 22007 | 18595 | 15400 | 2.93 | 1.47 | 22519 | 2.32 | 1.75 | 8.5 | 7.6
Live | 217580935 |  | 11.7 | 18 | 19600 | 16400 | 13600 | 2.7 | 1.96 | 18100 | 2.81 | 1.86 | 8.1 | 7.2
Live | 217580937 |  | 12 | 18 | 31400 | 26600 | 21600 | 2.81 | 2.27 | 28800 | 2.8 | 1.86 | 8.1 | 7.2
Live | 217580938 |  | 12 | 18 | 34100 | 31860 | 26000 | 2.7 | 2.18 | 30400 | 2.89 | 1.88 | 8.1 | 7.2
Live | 217580939 |  | 11.7 | 18 | 38000 | 37720 | 33000 | 2.58 | 2.16 | 43200 | 2.75 | 1.9 | 8.1 | 7
Live | 217580940 |  | 12 | 18 | 44000 | 43200 | 36000 | 2.75 | 2.29 | 45200 | 2.88 | 1.9 | 8.1 | 7
Live | 217580942 |  | 12.2 | 19 | 34100 | 31860 | 26400 | 2.83 | 2.29 | 30400 | 3.08 | 1.81 | 9 | 7.5
Live | 217580943 |  | 11.8 | 19 | 38000 | 37720 | 34000 | 2.7 | 2.27 | 43200 | 2.93 | 1.84 | 9 | 7.4
Live | 217580944 |  | 12.2 | 19 | 44000 | 43200 | 37000 | 2.88 | 2.41 | 45200 | 3.07 | 1.84 | 9 | 7.4
Live | 217488577 |  | 10.6 | 21 | 37000 | 27500 | 24600 | 2.85 | 1.99 | 34100 | 2.62 | 1.8 | 8.5 | 7.5
Live | 217598667 |  | 9.75 | 19 | 13300 | 11500 | 9100 | 2.6 | 2.2 | 14600 | 3.32 | 1.8 | 8.5 | 7.3
Live | 217598670 |  | 10.9 | 22 | 33000 | 27000 | 23000 | 2.98 | 2.08 | 32000 | 2.84 | 1.8 | 9 | 7
Live | 217643028 |  | 14.2 | 25 | 12300 | 11400 | 10000 | 3.31 | 2.16 | 14300 | 2.76 | 1.95 | 9.6 | 6.8
Live | 217643032 |  | 12.8 | 21.5 | 21496 | 16000 | 15800 | 3.09 | 2.08 | 21496 | 3.41 | 1.9 | 9.5 | 8
Live | 217022904 |  | 9.3 | 19 | 13300 | 10000 | 8500 | 2.6 | 2.36 | 14600 | 3.32 | 1.81 | 8.5 | 7.3
Live | 217022905 |  | 9.75 | 19 | 13300 | 11500 | 9100 | 2.6 | 2.2 | 14600 | 3.32 | 1.8 | 8.5 | 7.3
Live | 217607999 |  | 10.9 | 22 | 33000 | 27000 | 23000 | 2.98 | 2.08 | 32000 | 2.84 | 1.8 | 9 | 7
Live | 217608000 |  | 10.6 | 21 | 37000 | 27500 | 24600 | 2.85 | 1.99 | 34100 | 2.62 | 1.8 | 8.5 | 7.5
Live | 214810379 |  | 15.2 | 29.5 | 17000 | 13000 | 12200 | 3.83 | 2.06 | 18766 | 3.67 | 2 | 10 | 8
Live | 215386290 |  | 15.2 | 29.5 | 17000 | 13000 | 12200 | 3.83 | 2.06 | 16200 | 3.77 | 2 | 10 | 8
Live | 216030805 |  | 15.2 | 29.5 | 17000 | 13000 | 12200 | 3.83 | 2.06 | 16200 | 3.77 | 2 | 10 | 8
Live | 213500516 |  | 13.1 | 24 | 28000 | 21000 | 22000 | 3.42 | 2.5 | 27640 | 2.1 | 1.75 | 9 | 7.5
Live | 214813329 |  | 13.65 | 26 | 28660 | 22000 | 19000 | 2.95 | 2.11 | 33600 | 3.18 | 1.8 | 10 | 8
Live | 215218912 |  | 13.65 | 26 | 28660 | 22000 | 19000 | 2.95 | 2.11 | 33600 | 3.18 | 1.8 | 10 | 8
Live | 215218913 |  | 12 | 21 | 19600 | 17600 | 13800 | 2.96 | 2.36 | 18100 | 3.21 | 2 | 10 | 8
Live | 215218917 |  | 13 | 21 | 44000 | 44500 | 37800 | 3.03 | 2.4 | 45200 | 3.23 | 2.1 | 10 | 8
Live | 215386339 |  | 13.95 | 27 | 31000 | 24000 | 24000 | 3.3 | 1.94 | 32000 | 3.2 | 1.8 | 10 | 8.5
Live | 215414354 |  | 12.5 | 23 | 29000 | 21000 | 17000 | 2.98 | 1.86 | 31500 | 3.3 | 1.8 | 9 | 7.5
Live | 215414355 |  | 12.5 | 22 | 29000 | 21000 | 21000 | 2.98 | 1.95 | 31500 | 3.42 | 1.8 | 9 | 7.5
Live | 215414356 |  | 13 | 23 | 29000 | 23000 | 21000 | 3.04 | 1.95 | 31500 | 3.42 | 1.8 | 9.5 | 7.5
Live | 215415513 |  | 11.6 | 22.5 | 26600 | 20000 | 16800 | 2.8 | 1.8 | 27000 | 3 | 1.8 | 9 | 7.5
Live | 216030814 |  | 13.95 | 27 | 31000 | 24000 | 24000 | 3.3 | 1.94 | 32000 | 3.2 | 1.8 | 10 | 8.5
Live | 216571404 |  | 12 | 23.5 | 27300 | 20700 | 18000 | 2.96 | 1.77 | 24000 | 2.93 | 1.8 | 9 | 7
Live | 216618217 |  | 11.6 | 22.5 | 26600 | 20000 | 16800 | 2.8 | 1.8 | 24000 | 2.66 | 1.8 | 9 | 7.5
Live | 216618243 |  | 12.5 | 23 | 29000 | 21000 | 17000 | 2.98 | 1.86 | 29000 | 3.04 | 1.8 | 9 | 7.5
Live | 216618244 |  | 12.5 | 22 | 29000 | 21000 | 21000 | 2.98 | 1.95 | 29000 | 3.15 | 1.8 | 9 | 7.5
Live | 216618245 |  | 13 | 23 | 29000 | 23000 | 21000 | 3.04 | 1.95 | 29000 | 3.15 | 1.8 | 9.5 | 7.5
Live | 216623541 |  | 12 | 23.5 | 27300 | 20700 | 18000 | 2.96 | 1.77 | 24000 | 2.93 | 1.8 | 9 | 7
Live | 217101784 |  | 12 | 21 | 49100 | 44500 | 37800 | 3 | 2.4 | 48000 | 3.9 | 2.1 | 10 | 8
Live | 217575588 |  | 12.3 | 19.5 | 27600 | 20000 | 19600 | 2.81 | 1.9 | 27000 | 3.5 | 1.8 | 9 | 7.5
Live | 217575589 |  | 12.5 | 22 | 29000 | 21000 | 21000 | 2.98 | 1.95 | 31500 | 3.42 | 1.8 | 9 | 7.5
Live | 217575590 |  | 12.5 | 22 | 29000 | 21000 | 21000 | 2.98 | 1.95 | 29000 | 3.15 | 1.8 | 9 | 7.5
Live | 217575591 |  | 12.3 | 19.5 | 27600 | 20000 | 19600 | 2.81 | 1.9 | 27000 | 3.5 | 1.8 | 9 | 7.5
Live | 217575616 |  | 11.6 | 22.5 | 26600 | 20000 | 16800 | 2.8 | 1.8 | 27000 | 3 | 1.8 | 9 | 7.5
Live | 217575617 |  | 12.5 | 23 | 29000 | 21000 | 17000 | 2.98 | 1.86 | 31500 | 3.3 | 1.8 | 9 | 7.5
Live | 217575618 |  | 12.5 | 23 | 29000 | 21000 | 17000 | 2.98 | 1.86 | 29000 | 3.04 | 1.8 | 9 | 7.5
Live | 217575619 |  | 11.6 | 22.5 | 26600 | 20000 | 16800 | 2.8 | 1.8 | 27000 | 3 | 1.8 | 9 | 7.5
Live | 217575631 |  | 12.6 | 22.5 | 27600 | 22000 | 20000 | 2.81 | 1.9 | 27000 | 3.5 | 1.8 | 9.5 | 7.5
Live | 217575632 |  | 13 | 23 | 29000 | 23000 | 21000 | 3.04 | 1.95 | 31500 | 3.42 | 1.8 | 9.5 | 7.5
Live | 217575633 |  | 13 | 23 | 29000 | 23000 | 21000 | 3.04 | 1.95 | 29000 | 3.15 | 1.8 | 9.5 | 7.5
Live | 217575634 |  | 12.6 | 22.5 | 27600 | 22000 | 20000 | 2.81 | 1.9 | 27000 | 3.5 | 1.8 | 9.5 | 7.5
Live | 217901604 |  | 11.65 | 21 | 55000 | 48000 | 36400 | 2.78 | 2.56 | 62000 | 2.98 | 1.9 | 10 | 10
Live | 217933615 |  | 13.65 | 24.5 | 22178 | 18500 | 14600 | 3.33 | 2.1 | 19310 | 3.33 | 1.9 | 9 | 7.6
Live | 217933616 |  | 12 | 23.5 | 27300 | 20700 | 18000 | 2.96 | 1.77 | 24000 | 2.93 | 1.8 | 9 | 7
Live | 217933617 |  | 15 | 26 | 13000 | 11000 | 9500 | 3.5 | 2.08 | 14600 | 2.82 | 1.88 | 10.4 | 7.4
Live | 217933618 |  | 13 | 24.5 | 14300 | 11200 | 9500 | 2.99 | 2.17 | 15690 | 3.28 | 1.95 | 9.5 | 8
Live | 217933619 |  | 15 | 27 | 13000 | 11000 | 9500 | 3.46 | 2.08 | 14600 | 3.29 | 1.83 | 10.5 | 7.4
Live | 217933620 |  | 13 | 24.5 | 15000 | 12000 | 11000 | 3.03 | 2.06 | 14600 | 3.72 | 1.95 | 9.5 | 8
Live | 216046765 |  | 8.85 | 17 | 12700 | 10300 | 9500 | 2.66 | 2.1 | 13480 | 2.93 | 1.75 | 8.5 | 6.2
Live | 216743391 |  | 8.85 | 17 | 12700 | 10300 | 9500 | 2.66 | 2.1 | 13480 | 2.93 | 1.75 | 8.5 | 6.2
Live | 217284800 |  | 8.85 | 17 | 12700 | 10300 | 9500 | 2.66 | 2.1 | 13480 | 2.93 | 1.75 | 8.5 | 6.2
Live | 217956846 |  | 8.85 | 17 | 12700 | 10300 | 9500 | 2.66 | 2.1 | 13480 | 2.93 | 1.75 | 8.5 | 6.2
Live | 217598551 |  | 8.85 | 17 | 12700 | 10300 | 9500 | 2.66 | 2.1 | 13480 | 2.93 | 1.75 | 8.5 | 6.2
Live | 215278609 |  | 13.95 | 27 | 31000 | 24000 | 24000 | 3.3 | 1.94 | 32000 | 3.2 | 1.8 | 10 | 8.5
Live | 209397902 |  | 13.1 | 24.5 | 28500 | 22000 | 17000 | 3.21 | 2.11 | 30000 | 2.84 | 1.75 | 9.5 | 7.5
Live | 214610245 |  | 11.9 | 19 | 26270 | 19300 | 15700 | 3.21 | 1.79 | 25200 | 3.21 | 1.75 | 8.5 | 6.7
Live | 217548378 |  | 11.9 | 19 | 26270 | 19300 | 15700 | 3.21 | 1.79 | 25200 | 3.21 | 1.75 | 8.5 | 6.7
Live | 214779348 |  | 12 | 21 | 37000 | 27500 | 24600 | 2.85 | 1.99 | 34100 | 2.62 | 1.8 | 8.5 | 7.5
Live | 214779349 |  | 11.9 | 19 | 26270 | 19300 | 15700 | 3.21 | 1.79 | 25200 | 3.21 | 1.75 | 8.5 | 6.7
Live | 214802443 |  | 11 | 22 | 33000 | 27000 | 23000 | 2.98 | 2.08 | 32000 | 2.84 | 1.8 | 9 | 7
Live | 215390442 |  | 11.9 | 19 | 25250 | 19300 | 16800 | 3.16 | 2.36 | 24000 | 3.61 | 1.81 | 8.5 | 6.7
Live | 217334304 |  | 11.5 | 21 | 19600 | 16400 | 13800 | 2.96 | 2.36 | 18100 | 3.21 | 2 | 10 | 8
Live | 217334305 |  | 11 | 18 | 19600 | 16400 | 13600 | 2.7 | 1.96 | 18100 | 2.81 | 1.86 | 8.1 | 7.2
Live | 217334306 |  | 11.1 | 19 | 19600 | 16400 | 13700 | 2.82 | 2.1 | 18100 | 2.98 | 1.8 | 9 | 7.5
Live | 217485871 |  | 8.85 | 17 | 12700 | 10300 | 9500 | 2.66 | 2.1 | 13480 | 2.93 | 1.75 | 8.5 | 6.2
Live | 217992258 |  | 13.65 | 24.5 | 22178 | 18500 | 14600 | 3.33 | 2.13 | 19310 | 3.33 | 1.9 | 9 | 7.6
Live | 217992259 |  | 16.8 | 30 | 14000 | 13000 | 11500 | 3.16 | 2.06 | 16000 | 3.75 | 2.11 | 11.2 | 8.5
Live | 217992262 |  | 13.95 | 27 | 31000 | 24000 | 24000 | 3.3 | 1.94 | 32000 | 3.2 | 1.8 | 10 | 8.5
Live | 217992263 |  | 11.9 | 20.5 | 11600 | 10600 | 7600 | 2.96 | 2.25 | 12000 | 2.91 | 1.86 | 8.8 | 6.8
Live | 217992265 |  | 11.9 | 19 | 25250 | 19300 | 16800 | 3.16 | 2.36 | 24000 | 3.61 | 1.81 | 8.5 | 6.7
Live | 217992266 |  | 13.65 | 26 | 28660 | 21800 | 19000 | 3.12 | 2.7 | 29000 | 3.39 | 1.81 | 10 | 8
Live | 217992267 |  | 11 | 22 | 33000 | 27000 | 23000 | 2.98 | 2.08 | 32000 | 2.84 | 1.8 | 9 | 7
Live | 217992268 |  | 12 | 21 | 37000 | 27500 | 24600 | 2.85 | 1.99 | 34100 | 2.62 | 1.8 | 8.5 | 7.5
Live | 211931452 |  | 11.3 | 20 | 13500 | 10500 | 8800 | 2.73 | 2.11 | 15000 | 3.03 | 1.7 | 8.5 | 7.3
Live | 211931450 |  | 11.3 | 20 | 13500 | 10500 | 8600 | 2.73 | 2.11 | 15000 | 3.03 | 1.7 | 8.5 | 7.3
Live | 9956332 |  | 12.5 | 20 | 20000 | 18600 | 16425 | 2.73 | 2.08 | 19800 | 3.33 | 1.84 | 8.3 | 7.3
Live | 9108747 |  | 12.5 | 20 | 20000 | 18600 | 16425 | 2.73 | 2.08 | 19800 | 3.33 | 1.84 | 8.3 | 7.3
Live | 205082081 |  | 10 | 16.5 | 28000 | 20400 | 18700 | 2.93 | 2.34 | 33000 | 3.06 | 2.11 | 7.5 | 6
Live | 211174356 |  | 11.5 | 18.5 | 19600 | 16400 | 13800 | 2.82 | 2.52 | 18100 | 2.98 | 1.8 | 9 | 7.5
Live | 211174357 |  | 11.75 | 18.5 | 31400 | 26600 | 22200 | 2.95 | 2.38 | 28800 | 2.98 | 1.8 | 9 | 7.5
Live | 211174358 |  | 11.75 | 18.5 | 34100 | 31860 | 24800 | 2.84 | 2.29 | 30400 | 3.08 | 1.8 | 9 | 7.5
Live | 211174359 |  | 11.5 | 18.5 | 36000 | 37720 | 30000 | 2.61 | 2.16 | 40000 | 2.71 | 1.8 | 9 | 7.4
Live | 211174360 |  | 11.5 | 18.5 | 40940 | 38200 | 32400 | 2.95 | 2.19 | 43200 | 2.93 | 1.8 | 9 | 7.4
Live | 211497162 |  | 11.5 | 18.5 | 19600 | 16400 | 13800 | 2.82 | 2.52 | 18100 | 2.98 | 1.8 | 9 | 7.5
Live | 211497163 |  | 11.75 | 18.5 | 31400 | 26600 | 22200 | 2.95 | 2.38 | 28800 | 2.98 | 1.8 | 9 | 7.5
Live | 211497164 |  | 11.75 | 18.5 | 34100 | 31860 | 24800 | 2.84 | 2.29 | 30400 | 3.08 | 1.8 | 9 | 7.5
Live | 211497165 |  | 11.5 | 18.5 | 36000 | 37720 | 30000 | 2.61 | 2.16 | 40000 | 2.71 | 1.8 | 9 | 7.4
Live | 211497166 |  | 11.5 | 18.5 | 40940 | 38200 | 32400 | 2.95 | 2.19 | 43200 | 2.93 | 1.8 | 9 | 7.4
Live | 211694660 |  | 11 | 21 | 72000 | 52000 | 54000 | 2.51 | 2.31 | 62000 | 3.71 | 2.08 | 9.2 | 6.9
Live | 211698447 |  | 11.5 | 22 | 57600 | 48000 | 45600 | 3.38 | 2.33 | 50000 | 3.91 | 2.12 | 9.2 | 6.8
Live | 209482324 |  | 11.3 | 20 | 13500 | 10500 | 8800 | 2.73 | 2.11 | 15000 | 3.03 | 1.7 | 8.5 | 7.3
Live | 205049534 |  | 11 | 18 | 26000 | 19440 | 18700 | 3.19 | 2.23 | 30000 | 2.98 | 2.11 | 8 | 6
Live | 209482325 |  | 11.3 | 20 | 13500 | 10500 | 8600 | 2.73 | 2.11 | 15000 | 3.03 | 1.7 | 8.5 | 7.3
Live | 211698448 |  | 13 | 23 | 43200 | 36000 | 34200 | 3.84 | 2.34 | 38000 | 4.28 | 2.23 | 9 | 6.7
Live | 215413819 |  | 11.45 | 21 | 32000 | 24000 | 21000 | 2.8 | 2.5 | 32000 | 3.25 | 1.8 | 8 | 7
Live | 215415559 |  | 11.95 | 20 | 43000 | 27600 | 23800 | 3.15 | 2.64 | 39200 | 4.09 | 1.9 | 8.5 | 8
Live | 215415560 |  | 11.95 | 21 | 37400 | 27200 | 23400 | 2.74 | 2.75 | 37400 | 3.75 | 1.9 | 8.5 | 8
Live | 215415561 |  | 11.25 | 21 | 42200 | 27200 | 22000 | 3.09 | 2.5 | 37400 | 3.94 | 1.8 | 8.5 | 8
Live | 215444916 |  | 11.95 | 20 | 43000 | 27600 | 23800 | 3.15 | 2.64 | 39200 | 4.09 | 1.9 | 8.5 | 8
Live | 210278983 |  | 11.5 | 18.5 | 19600 | 16400 | 13800 | 2.82 | 2.52 | 18100 | 2.98 | 1.8 | 9 | 7.5
Live | 216573590 |  | 11.95 | 20 | 43000 | 27600 | 23600 | 3.15 | 2.64 | 39200 | 4.09 | 1.9 | 8.5 | 8
Live | 216772299 |  | 11.9 | 20.5 | 11600 | 10600 | 7600 | 2.96 | 2.25 | 12000 | 2.91 | 1.86 | 8.8 | 6.8
Live | 216772296 |  | 12.5 | 20.5 | 10300 | 9600 | 7600 | 2.96 | 2.27 | 13136 | 3.5 | 1.94 | 8.8 | 6.8
Live | 216772297 |  | 12.35 | 20 | 20300 | 15400 | 12100 | 2.59 | 2.75 | 22500 | 2.87 | 1.85 | 8.5 | 7
Live | 216772295 |  | 11.9 | 19 | 26270 | 19300 | 15700 | 3.21 | 1.79 | 25200 | 3.21 | 1.75 | 8.5 | 6.7
Live | 216772294 |  | 11 | 22 | 33000 | 27000 | 23000 | 2.98 | 2.08 | 32000 | 2.84 | 1.8 | 9 | 7
Live | 216772293 |  | 11 | 21 | 37000 | 27500 | 24600 | 2.85 | 1.99 | 34100 | 2.62 | 1.8 | 8.5 | 7.5
Live | 216772301 |  | 12 | 21 | 49100 | 44500 | 37800 | 3 | 2.4 | 48000 | 3.9 | 2.1 | 10 | 8
Live | 216772302 |  | 11.7 | 18 | 49100 | 44000 | 36000 | 2.94 | 2.3 | 48000 | 3.5 | 1.9 | 8.1 | 7
Live | 202557962 |  | 9 | 16 | 40000 | 36100 | 28200 | 2.12 | 1.83 | 45600 | 2.61 | 1.82 | 8.6 | 7
Live | 202557963 |  | 9 | 16 | 43000 | 38670 | 31200 | 2.02 | 1.85 | 49200 | 2.6 | 1.82 | 8.6 | 7
Live | 204288780 |  | 9 | 16 | 40000 | 36100 | 28200 | 2.12 | 1.83 | 45600 | 2.61 | 1.82 | 8.6 | 7
Live | 204288781 |  | 9 | 16 | 43000 | 38670 | 31200 | 2.02 | 1.85 | 49200 | 2.6 | 1.82 | 8.6 | 7
Live | 204344220 |  | 9 | 16 | 40000 | 36100 | 28200 | 2.12 | 1.83 | 45600 | 2.61 | 1.82 | 8.6 | 7
Live | 204344221 |  | 9 | 16 | 43000 | 38670 | 31200 | 2.02 | 1.85 | 49200 | 2.6 | 1.82 | 8.6 | 7
Live | 204462624 |  | 9 | 16 | 40000 | 36100 | 28200 | 2.12 | 1.83 | 45600 | 2.61 | 1.82 | 8.6 | 7
Live | 204462625 |  | 9 | 16 | 43000 | 38670 | 31200 | 2.02 | 1.85 | 49200 | 2.6 | 1.82 | 8.6 | 7
Live | 205959992 |  | 9 | 16 | 40000 | 36100 | 28200 | 2.12 | 1.83 | 45600 | 2.61 | 1.82 | 8.6 | 7
Live | 205959993 |  | 9 | 16 | 43000 | 38670 | 31200 | 2.02 | 1.85 | 49200 | 2.6 | 1.82 | 8.6 | 7
Live | 209276088 |  | 8.7 | 17.5 | 13300 | 11500 | 8500 | 2.6 | 2.2 | 12100 | 3.22 | 1.81 | 8.5 | 7.2
Live | 209276090 |  | 8.7 | 17.5 | 13300 | 11500 | 8500 | 2.6 | 2.2 | 15000 | 3.52 | 1.75 | 8.5 | 7.2
Live | 211497152 |  | 12 | 21 | 19600 | 16400 | 13600 | 2.96 | 2.64 | 18100 | 3.21 | 2.21 | 10 | 8
Live | 211497153 |  | 12.5 | 21 | 31400 | 26600 | 21600 | 3.1 | 2.5 | 28800 | 3.22 | 2.1 | 10 | 8
Live | 211497154 |  | 12.5 | 21 | 34100 | 31860 | 22800 | 2.97 | 2.4 | 30400 | 3.32 | 1.84 | 10 | 8
Live | 211497155 |  | 12 | 21 | 36000 | 37720 | 32400 | 2.73 | 2.38 | 43200 | 3.17 | 1.82 | 10 | 8
Live | 211497156 |  | 12 | 21 | 40940 | 38200 | 32400 | 3.09 | 2.41 | 43200 | 3.17 | 1.92 | 10 | 8
Live | 211497157 |  | 11 | 16 | 19600 | 16400 | 14000 | 2.7 | 2.4 | 18100 | 2.81 | 1.88 | 8.1 | 7.2
Live | 211497158 |  | 11 | 16 | 31400 | 26600 | 23000 | 2.82 | 2.27 | 28800 | 2.8 | 1.85 | 8.1 | 7.2
Live | 211497159 |  | 11 | 16 | 34100 | 31860 | 26800 | 2.7 | 2.18 | 30400 | 2.89 | 1.8 | 8.1 | 7.2
Live | 211497160 |  | 11 | 16 | 36000 | 37720 | 30000 | 2.48 | 2.16 | 40000 | 2.55 | 1.8 | 8.1 | 7
Live | 211497161 |  | 11 | 16 | 40940 | 38200 | 32400 | 2.81 | 2.19 | 43200 | 2.75 | 1.84 | 8.1 | 7
Live | 211497195 |  | 12.5 | 20 | 21500 | 16500 | 13300 | 3.13 | 2.44 | 19000 | 3.52 | 2.12 | 8.5 | 7
Live | 211726652 |  | 11.8 | 20 | 14000 | 10900 | 8800 | 2.93 | 2.25 | 12850 | 2.51 | 1.9 | 8.5 | 7
Live | 211726653 |  | 12.5 | 24 | 14000 | 10900 | 9200 | 2.93 | 2.25 | 15500 | 3.03 | 1.9 | 8.5 | 7
Live | 211727021 |  | 12 | 21 | 19600 | 16400 | 13600 | 2.96 | 2.64 | 18100 | 3.21 | 2.21 | 10 | 8
Live | 211727022 |  | 12.5 | 21 | 31400 | 26600 | 21600 | 3.1 | 2.5 | 28800 | 3.22 | 2.1 | 10 | 8
Live | 211727023 |  | 12.5 | 21 | 34100 | 31860 | 22800 | 2.97 | 2.4 | 30400 | 3.32 | 1.84 | 10 | 8
Live | 211727024 |  | 12 | 21 | 36000 | 37720 | 32400 | 2.73 | 2.38 | 43200 | 3.17 | 1.82 | 10 | 8
Live | 211727025 |  | 12 | 21 | 40940 | 38200 | 32400 | 3.09 | 2.41 | 43200 | 3.17 | 1.92 | 10 | 8
Live | 211749838 |  | 11.8 | 20 | 13100 | 10500 | 8800 | 2.84 | 2.46 | 15500 | 3.03 | 1.9 | 8.5 | 7
Live | 211752944 |  | 12 | 21 | 19600 | 16400 | 13600 | 2.96 | 2.64 | 19200 | 3.41 | 2.2 | 10 | 7.8
Live | 211755704 |  | 12 | 24 | 14000 | 10900 | 8800 | 2.93 | 2.25 | 15500 | 3.03 | 1.86 | 9 | 7.4
Live | 211755706 |  | 12.5 | 24 | 14000 | 10900 | 9000 | 2.93 | 2.25 | 12000 | 3.78 | 1.84 | 9 | 7.4
Live | 212365394 |  | 11.8 | 20 | 14000 | 10900 | 8800 | 2.93 | 2.25 | 12850 | 2.51 | 1.9 | 8.5 | 7
Live | 212365397 |  | 12.5 | 20 | 21500 | 16500 | 13300 | 3.13 | 2.44 | 19000 | 3.52 | 2.12 | 8.5 | 7
Live | 212396482 |  | 11.3 | 19.5 | 10300 | 9000 | 7400 | 2.74 | 2.11 | 12000 | 3.32 | 1.81 | 8.8 | 6.8
Live | 212396483 |  | 8.7 | 17.5 | 13300 | 11500 | 8500 | 2.6 | 2.2 | 12100 | 3.22 | 1.81 | 8.5 | 7.2
Live | 212437225 |  | 13.45 | 21 | 10100 | 9900 | 6900 | 3.08 | 2.27 | 11000 | 3.71 | 1.91 | 9 | 7.1
Live | 212437227 |  | 11.8 | 20 | 14000 | 10900 | 8800 | 2.93 | 2.25 | 12850 | 2.51 | 1.9 | 8.5 | 7
Live | 212437228 |  | 12.5 | 24 | 14000 | 10900 | 9200 | 2.93 | 2.25 | 15500 | 3.03 | 1.9 | 8.5 | 7
Live | 212437234 |  | 11.9 | 21 | 23300 | 19500 | 16000 | 2.93 | 2.14 | 29400 | 3.25 | 1.8 | 9.5 | 7.5
Live | 212891960 |  | 11.3 | 19.5 | 11000 | 9400 | 7400 | 2.93 | 2.12 | 12000 | 2.93 | 1.81 | 8.6 | 6.8
Live | 212891961 |  | 8.7 | 17.5 | 13300 | 11500 | 8500 | 2.6 | 2.2 | 15000 | 3.52 | 1.75 | 8.5 | 7.2
Live | 213925481 |  | 15 | 27 | 13000 | 11000 | 9500 | 3.46 | 2.08 | 14600 | 3.29 | 1.83 | 10.5 | 7.4
Live | 213925482 |  | 15 | 26 | 13000 | 11000 | 9500 | 3.5 | 2.08 | 15000 | 2.89 | 1.88 | 10.4 | 7.4
Live | 213925483 |  | 11 | 21.5 | 13600 | 9800 | 8500 | 2.75 | 2.71 | 15300 | 3.09 | 1.9 | 8.5 | 7.3
Live | 213927350 |  | 11 | 21.5 | 13600 | 11500 | 9400 | 2.75 | 2.09 | 14600 | 3.32 | 1.9 | 8.5 | 7.3
Live | 213927625 |  | 13 | 24.5 | 15000 | 12000 | 11000 | 3.03 | 2.06 | 15690 | 3.28 | 1.95 | 9.5 | 8
Live | 213927626 |  | 13 | 24.5 | 14300 | 11200 | 9500 | 2.99 | 2.17 | 15690 | 3.28 | 1.95 | 9.5 | 8
Live | 214061912 |  | 12.5 | 20.5 | 10300 | 9600 | 7600 | 2.96 | 2.27 | 13136 | 3.5 | 1.94 | 8.8 | 6.8
Live | 214215187 |  | 11.9 | 20.5 | 11600 | 10600 | 7600 | 2.96 | 2.25 | 12000 | 2.91 | 1.86 | 8.8 | 6.8
Live | 214389463 |  | 12 | 21 | 19600 | 16400 | 13600 | 2.96 | 2.64 | 19200 | 3.41 | 2.2 | 10 | 7.8
Live | 214489060 |  | 13.65 | 24.5 | 22178 | 18500 | 14600 | 3.33 | 2.1 | 22000 | 3.26 | 1.9 | 9 | 7.6
Live | 214568849 |  | 12 | 21 | 37000 | 27500 | 24600 | 2.85 | 1.99 | 34100 | 2.62 | 1.8 | 8.5 | 7.5
Live | 214568850 |  | 11 | 21 | 37000 | 27500 | 24600 | 2.85 | 1.99 | 36500 | 2.81 | 1.8 | 8.5 | 7.5
Live | 214608823 |  | 11.8 | 21.5 | 20500 | 18900 | 13000 | 3.03 | 2.35 | 21300 | 3.41 | 1.9 | 8.5 | 6.6
Live | 214640135 |  | 9.75 | 19 | 13300 | 11500 | 9100 | 2.6 | 2.2 | 14600 | 3.32 | 1.8 | 8.5 | 7.3
Live | 214655286 |  | 12 | 21 | 19600 | 16400 | 13600 | 2.96 | 2.64 | 19200 | 3.41 | 2.2 | 10 | 7.8
Live | 214728206 |  | 15 | 27 | 13000 | 11000 | 9500 | 3.5 | 2.08 | 15000 | 2.89 | 1.83 | 10.5 | 7.4
Live | 214728207 |  | 15 | 26 | 13000 | 11000 | 9500 | 3.46 | 2.08 | 14600 | 3.29 | 1.88 | 10.4 | 7.4
Live | 214728568 |  | 13.65 | 26 | 28660 | 22000 | 16000 | 2.95 | 2.11 | 33600 | 3.18 | 1.8 | 10 | 8
Live | 214777850 |  | 13.65 | 24.5 | 22178 | 18500 | 14600 | 3.33 | 2.31 | 22000 | 3.26 | 1.9 | 9 | 7.6
Live | 214779339 |  | 15 | 27 | 13000 | 11000 | 9500 | 3.46 | 2.08 | 14600 | 3.29 | 1.83 | 10.5 | 7.4
Live | 214779341 |  | 15 | 27 | 13000 | 11000 | 9200 | 3.46 | 2.08 | 14600 | 3.29 | 1.9 | 10.5 | 7.4
Live | 214779342 |  | 15 | 26 | 12966 | 11000 | 9300 | 3.49 | 2.08 | 15000 | 2.89 | 1.96 | 10.4 | 7.4
Live | 214779345 |  | 13.1 | 24 | 28000 | 20100 | 22000 | 3.42 | 2.5 | 27640 | 2.1 | 1.75 | 9 | 7.5
Live | 214779351 |  | 9.3 | 19 | 13300 | 10000 | 8500 | 2.6 | 2.36 | 14600 | 3.32 | 1.75 | 8.5 | 7.3
Live | 214779525 |  | 11.9 | 20.5 | 11600 | 10600 | 7600 | 2.96 | 2.25 | 13300 | 3.22 | 1.86 | 8.8 | 6.8
Live | 214796624 |  | 13 | 24.5 | 15000 | 12000 | 11000 | 3.03 | 2.06 | 15690 | 3.28 | 1.95 | 9.5 | 8
Live | 214796625 |  | 13 | 24.5 | 14300 | 11200 | 9500 | 2.99 | 2.13 | 15690 | 3.28 | 1.95 | 9.5 | 8
Live | 214797816 |  | 11 | 22 | 33000 | 27000 | 23000 | 2.98 | 2.08 | 32000 | 2.84 | 1.8 | 9 | 7
Live | 214802442 |  | 16.8 | 30 | 14000 | 13000 | 11500 | 3.16 | 2.06 | 17000 | 3.99 | 2.11 | 11.2 | 8.5
Live | 214813331 |  | 13.65 | 24.5 | 22178 | 18500 | 14600 | 3.33 | 2.1 | 22000 | 3.26 | 1.9 | 9 | 7.6
Live | 215218914 |  | 13.3 | 21 | 31400 | 26600 | 21600 | 3.1 | 2.5 | 28800 | 3.22 | 2 | 10 | 8
Live | 215218915 |  | 13.6 | 21 | 34100 | 31860 | 27000 | 2.97 | 2.4 | 30400 | 3.32 | 2.07 | 10 | 8
Live | 215218916 |  | 12 | 21 | 38000 | 37720 | 36000 | 2.84 | 2.38 | 43200 | 3.17 | 2.1 | 10 | 8
Live | 215218924 |  | 12.2 | 19 | 31400 | 26600 | 21600 | 2.95 | 2.38 | 28800 | 2.98 | 1.8 | 9 | 7.5
Live | 215294863 |  | 14.3 | 27.5 | 25590 | 20100 | 18000 | 3.19 | 1.9 | 26272 | 3.14 | 1.8 | 10 | 8
Live | 215351162 |  | 12 | 20 | 41000 | 27300 | 24400 | 3 | 1.96 | 37500 | 2.75 | 2 | 8.5 | 7.5
Live | 215351180 |  | 12 | 20 | 41000 | 27300 | 24400 | 3 | 1.96 | 37500 | 2.75 | 2 | 8.5 | 7.5
Live | 215385452 |  | 16.8 | 30 | 14000 | 13000 | 11500 | 3.16 | 2.06 | 16000 | 3.75 | 2.11 | 11.2 | 8.5
Live | 215386291 |  | 12.5 | 20.5 | 10300 | 9600 | 7600 | 2.96 | 2.27 | 12000 | 3.2 | 1.94 | 8.8 | 6.8
Live | 215386340 |  | 14.3 | 27.5 | 25590 | 20100 | 18000 | 3.19 | 1.9 | 23000 | 3.24 | 1.8 | 10 | 8
Live | 215387336 |  | 13.65 | 24.5 | 22178 | 18500 | 14600 | 3.33 | 2.1 | 19310 | 3.33 | 1.9 | 9 | 7.6
Live | 215387337 |  | 13.65 | 26 | 28660 | 21800 | 19000 | 3.12 | 2.7 | 29000 | 3.39 | 1.81 | 10 | 8
Live | 215392073 |  | 15 | 26 | 13000 | 11000 | 9500 | 3.5 | 2.08 | 14600 | 2.82 | 1.88 | 10.4 | 7.4
Live | 215399247 |  | 12 | 21 | 19600 | 17600 | 13800 | 2.96 | 2.36 | 18100 | 3.21 | 2 | 10 | 8
Live | 215399248 |  | 13.3 | 21 | 31400 | 26600 | 21600 | 3.1 | 2.5 | 28800 | 3.22 | 2 | 10 | 8
Live | 215399249 |  | 13.6 | 21 | 34100 | 31860 | 27000 | 2.97 | 2.4 | 30400 | 3.32 | 2.07 | 10 | 8
Live | 215399250 |  | 12 | 21 | 38000 | 37720 | 36000 | 2.84 | 2.38 | 43200 | 3.17 | 2.1 | 10 | 8
Live | 215399251 |  | 13 | 21 | 44000 | 44500 | 37800 | 3.03 | 2.4 | 45200 | 3.23 | 2.1 | 10 | 8
Live | 215399252 |  | 11.7 | 18 | 19600 | 16400 | 13600 | 2.7 | 1.96 | 18100 | 2.81 | 1.86 | 8.1 | 7.2
Live | 215399253 |  | 11.8 | 19 | 19600 | 16400 | 13700 | 2.82 | 2.1 | 18100 | 2.98 | 1.8 | 9 | 7.5
Live | 215399257 |  | 12 | 18 | 44000 | 43200 | 36000 | 2.75 | 2.29 | 45200 | 2.88 | 1.9 | 8.1 | 7
Live | 215399258 |  | 12.2 | 19 | 31400 | 26600 | 21600 | 2.95 | 2.38 | 28800 | 2.98 | 1.8 | 9 | 7.5
Live | 215399261 |  | 12.2 | 19 | 44000 | 43200 | 37000 | 2.88 | 2.41 | 45200 | 3.07 | 1.84 | 9 | 7.4
Live | 215399268 |  | 13.1 | 24 | 28000 | 20100 | 22000 | 3.42 | 2.5 | 27640 | 2.1 | 1.75 | 9 | 7.5
Live | 215399269 |  | 15 | 27 | 13000 | 11000 | 9500 | 3.46 | 2.08 | 14600 | 3.29 | 1.83 | 10.5 | 7.4
Live | 215399270 |  | 15 | 26 | 13000 | 11000 | 9500 | 3.5 | 2.08 | 15000 | 2.89 | 1.88 | 10.4 | 7.4
Live | 215399273 |  | 13.65 | 24.5 | 22178 | 18500 | 14600 | 3.33 | 2.31 | 22000 | 3.26 | 1.9 | 9 | 7.6
Live | 215402266 |  | 13 | 24.5 | 15000 | 12000 | 11000 | 3.03 | 2.06 | 14600 | 3.72 | 1.95 | 9.5 | 8
Live | 215405582 |  | 16.8 | 30 | 14000 | 13000 | 11500 | 3.16 | 2.06 | 17000 | 3.99 | 2.11 | 11.2 | 8.5
Live | 215405584 |  | 13.95 | 27 | 31000 | 24000 | 24000 | 3.3 | 1.94 | 32000 | 3.2 | 1.8 | 10 | 8.5
Live | 215405585 |  | 14.3 | 27.5 | 25590 | 20100 | 18000 | 3.19 | 1.9 | 26272 | 3.14 | 1.8 | 10 | 8
Live | 215405709 |  | 15 | 27 | 13000 | 11000 | 9500 | 3.46 | 2.08 | 14600 | 3.29 | 1.83 | 10.5 | 7.4
Live | 215405711 |  | 15 | 26 | 13000 | 11000 | 9500 | 3.5 | 2.08 | 15000 | 2.89 | 1.88 | 10.4 | 7.4
Live | 215405713 |  | 13.65 | 24.5 | 22178 | 18500 | 14600 | 3.33 | 2.1 | 22000 | 3.26 | 1.9 | 9 | 7.6
Live | 215405714 |  | 13.65 | 26 | 28660 | 22000 | 19000 | 2.95 | 2.11 | 33600 | 3.18 | 1.8 | 10 | 8
Live | 215406524 |  | 11.9 | 20.5 | 11600 | 10600 | 7600 | 2.96 | 2.25 | 13300 | 3.22 | 1.86 | 8.8 | 6.8
Live | 215406526 |  | 12.5 | 20.5 | 10300 | 9600 | 7600 | 2.96 | 2.27 | 13136 | 3.5 | 1.94 | 8.8 | 6.8
Live | 215406529 |  | 11.9 | 19 | 26270 | 19300 | 15700 | 3.21 | 1.79 | 25200 | 3.21 | 1.75 | 8.5 | 6.7
Live | 215406530 |  | 12 | 21 | 37000 | 27500 | 24600 | 2.85 | 1.99 | 36500 | 2.81 | 1.8 | 8.5 | 7.5
Live | 215413015 |  | 11.25 | 18.5 | 32000 | 24100 | 20400 | 2.7 | 1.91 | 31000 | 3.24 | 1.8 | 8.5 | 7.5
Live | 215413017 |  | 11.25 | 22.5 | 32000 | 24100 | 21000 | 2.8 | 1.91 | 32000 | 3.25 | 1.8 | 8.5 | 7.5
Live | 215413820 |  | 11.25 | 22.5 | 32000 | 24100 | 21000 | 2.5 | 1.91 | 32000 | 3 | 1.8 | 8.5 | 7.5
Live | 215414347 |  | 13 | 21 | 15354 | 12000 | 10500 | 3.1 | 2.2 | 14160 | 3.61 | 1.9 | 9 | 8
Live | 215414348 |  | 13 | 23 | 16000 | 12000 | 10000 | 3.23 | 2.17 | 14000 | 3.57 | 1.9 | 9 | 8
Live | 215414349 |  | 12.3 | 21.5 | 15500 | 12000 | 10000 | 3.13 | 2.13 | 14600 | 3.72 | 1.9 | 9.5 | 8
Live | 215414350 |  | 13 | 23 | 15700 | 12000 | 10000 | 3.17 | 2.2 | 15000 | 3.82 | 1.9 | 9.5 | 8
Live | 215414351 |  | 13 | 23 | 13300 | 12000 | 10000 | 2.69 | 2.2 | 14000 | 3.57 | 1.9 | 9 | 8
Live | 215415445 |  | 12.5 | 23 | 29000 | 21000 | 17000 | 2.98 | 1.86 | 31500 | 3.3 | 1.8 | 9 | 7.5
Live | 215415446 |  | 12.5 | 22 | 29000 | 21000 | 21000 | 2.98 | 1.95 | 31500 | 3.42 | 1.8 | 9 | 7.5
Live | 215415447 |  | 13 | 23 | 29000 | 23000 | 21000 | 3.04 | 1.95 | 31500 | 3.42 | 1.8 | 9.5 | 7.5
Live | 215415516 |  | 11.6 | 22.5 | 26600 | 20000 | 16800 | 2.8 | 1.8 | 27000 | 3 | 1.8 | 9 | 7.5
Live | 215415519 |  | 11.6 | 22.5 | 26600 | 20000 | 16800 | 2.8 | 1.8 | 27000 | 3 | 1.8 | 9 | 7.5
Live | 215415522 |  | 10.9 | 21 | 19790 | 14800 | 12600 | 2.84 | 1.98 | 20472 | 3.05 | 1.8 | 9 | 7.6
Live | 215415523 |  | 13 | 21.5 | 15354 | 12000 | 10500 | 3.1 | 2.2 | 14160 | 3.61 | 1.9 | 9 | 8
Live | 215415524 |  | 13 | 23 | 16000 | 12000 | 10000 | 3.23 | 2.17 | 14000 | 3.57 | 1.9 | 8.5 | 8
Live | 215415525 |  | 12.3 | 20 | 15500 | 12000 | 10000 | 3.13 | 2.13 | 14600 | 3.72 | 1.9 | 8.5 | 8
Live | 215415526 |  | 13 | 23 | 14000 | 13000 | 10000 | 3.16 | 2.01 | 16000 | 2.76 | 1.9 | 8.5 | 8
Live | 215415541 |  | 13 | 23.1 | 15000 | 12000 | 10000 | 3.38 | 1.85 | 16000 | 2.76 | 1.8 | 9 | 8
Live | 215415542 |  | 14.3 | 22.3 | 12500 | 10900 | 9200 | 3.52 | 2.03 | 15000 | 3.6 | 1.8 | 9.5 | 6.8
Live | 215415547 |  | 14.3 | 22.3 | 12500 | 10900 | 9200 | 3.52 | 2.03 | 15000 | 3.6 | 1.8 | 9.5 | 6.8
Live | 215415552 |  | 14 | 22.5 | 23543 | 18500 | 15000 | 3.38 | 2.41 | 23884 | 3.78 | 1.9 | 9 | 7.6
Live | 215415553 |  | 12.6 | 21 | 23543 | 18500 | 15000 | 3.38 | 2.41 | 23884 | 3.78 | 1.9 | 9 | 7.6
Live | 215415554 |  | 12.8 | 21.5 | 21496 | 16000 | 15800 | 3.09 | 2.08 | 21496 | 3.41 | 1.9 | 9.5 | 8
Live | 215415556 |  | 10.9 | 21.5 | 19790 | 17400 | 14000 | 2.97 | 2.12 | 20813 | 3.1 | 1.8 | 8.5 | 7
Live | 215415558 |  | 12 | 20 | 41000 | 27300 | 24400 | 3 | 2.27 | 37500 | 2.75 | 2 | 8.5 | 7.5
Live | 215415562 |  | 13 | 21 | 15354 | 12000 | 10500 | 3.1 | 2.2 | 14160 | 3.61 | 1.9 | 9 | 8
Live | 215415563 |  | 13 | 23 | 16000 | 12000 | 10000 | 3.23 | 2.17 | 14000 | 3.57 | 1.9 | 9 | 8
Live | 215415564 |  | 12.3 | 21.5 | 15500 | 12000 | 10000 | 3.13 | 2.13 | 14600 | 3.72 | 1.9 | 9.5 | 8
Live | 215415565 |  | 13 | 23 | 15700 | 12000 | 10000 | 3.17 | 2.2 | 15000 | 3.82 | 1.9 | 9.5 | 8
Live | 215415566 |  | 13 | 23 | 13300 | 12000 | 10000 | 2.69 | 2.2 | 14000 | 3.57 | 1.9 | 9 | 8
Live | 215415567 |  | 13 | 21 | 15354 | 12000 | 10500 | 3.1 | 2.2 | 14160 | 3.61 | 1.9 | 9 | 8
Live | 215415568 |  | 13 | 23 | 16000 | 12000 | 10000 | 3.23 | 2.17 | 14000 | 3.57 | 1.9 | 9 | 8
Live | 215415569 |  | 12.3 | 21.5 | 15500 | 12000 | 10000 | 3.13 | 2.13 | 14600 | 3.72 | 1.9 | 9.5 | 8
Live | 215415570 |  | 13 | 23 | 15700 | 12000 | 10000 | 3.17 | 2.2 | 15000 | 3.82 | 1.9 | 9.5 | 8
Live | 215415571 |  | 13 | 23 | 13300 | 12000 | 10000 | 2.69 | 2.2 | 14000 | 3.57 | 1.9 | 9 | 8
Live | 215416014 |  | 14 | 24.5 | 25930 | 19200 | 17000 | 3.1 | 1.87 | 26613 | 3.47 | 1.8 | 9.4 | 8.1
Live | 215416015 |  | 13 | 24 | 25930 | 19200 | 17000 | 3.1 | 1.87 | 26613 | 3.47 | 1.8 | 9.4 | 8.1
Live | 215416016 |  | 10.75 | 20 | 21300 | 19200 | 14500 | 2.84 | 1.53 | 23540 | 2.46 | 1.8 | 9.2 | 7.9
Live | 215416017 |  | 10.25 | 20 | 21300 | 19303 | 15000 | 2.84 | 1.58 | 24560 | 2.44 | 1.8 | 9.2 | 7.9
Live | 215416018 |  | 11.6 | 22 | 20470 | 18915 | 15000 | 2.73 | 1.43 | 20470 | 2.35 | 1.8 | 8.8 | 7.6
Live | 215416020 |  | 13.65 | 24 | 25930 | 19200 | 15500 | 3.1 | 1.87 | 26613 | 3.47 | 1.8 | 9.2 | 8
Live | 215416021 |  | 13 | 23 | 25930 | 19200 | 15500 | 3.1 | 1.87 | 26613 | 3.47 | 1.8 | 9.2 | 8
Live | 215416022 |  | 10.9 | 23.5 | 21300 | 19200 | 13500 | 2.84 | 1.53 | 23540 | 2.46 | 1.8 | 8.7 | 7.3
Live | 215416023 |  | 10.75 | 23.5 | 21300 | 19303 | 14500 | 2.84 | 1.58 | 24560 | 2.44 | 1.8 | 8.7 | 7.3
Live | 215416024 |  | 10.75 | 23 | 20470 | 18915 | 13500 | 2.73 | 1.43 | 20470 | 2.35 | 1.8 | 9.2 | 7.8
Live | 215417452 |  | 12.6 | 21 | 23543 | 18500 | 15000 | 3.38 | 2.41 | 23884 | 3.78 | 1.9 | 9 | 7.6
Live | 215417459 |  | 12.6 | 21 | 23543 | 18500 | 15000 | 3.38 | 2.41 | 23884 | 3.78 | 1.9 | 9 | 7.6
Live | 215685134 |  | 11.9 | 20.5 | 11600 | 10600 | 7600 | 2.96 | 2.25 | 12000 | 2.91 | 1.86 | 8.8 | 6.8
Live | 215708441 |  | 12 | 21 | 19600 | 17600 | 13800 | 2.96 | 2.36 | 18100 | 3.21 | 2 | 10 | 8
Live | 215708442 |  | 13.3 | 21 | 31400 | 26600 | 21600 | 3.1 | 2.5 | 28800 | 3.22 | 2 | 10 | 8
Live | 215708443 |  | 13.6 | 21 | 34100 | 31860 | 27000 | 2.97 | 2.4 | 30400 | 3.32 | 2.07 | 10 | 8
Live | 215708444 |  | 12 | 21 | 38000 | 37720 | 36000 | 2.84 | 2.38 | 43200 | 3.17 | 2.1 | 10 | 8
Live | 215708445 |  | 13 | 21 | 44000 | 44500 | 37800 | 3.03 | 2.4 | 45200 | 3.23 | 2.1 | 10 | 8
Live | 215708452 |  | 12.2 | 19 | 31400 | 26600 | 21600 | 2.95 | 2.38 | 28800 | 2.98 | 1.8 | 9 | 7.5
Live | 215708456 |  | 12 | 21 | 19600 | 16400 | 13800 | 2.96 | 2.36 | 18100 | 3.21 | 2 | 10 | 8
Live | 215708457 |  | 13.3 | 21 | 31400 | 26600 | 21600 | 3.1 | 2.5 | 28800 | 3.22 | 2 | 10 | 8
Live | 215708458 |  | 13.6 | 21 | 34100 | 31860 | 27000 | 2.97 | 2.4 | 30400 | 3.32 | 2.07 | 10 | 8
Live | 215708459 |  | 12 | 21 | 38000 | 37720 | 36000 | 2.84 | 2.38 | 43200 | 3.17 | 2.1 | 10 | 8
Live | 215708465 |  | 12.2 | 19 | 31400 | 26600 | 21600 | 2.95 | 2.38 | 28800 | 2.98 | 1.8 | 9 | 7.5
Live | 215725427 |  | 11 | 22 | 33000 | 27000 | 23000 | 2.98 | 2.08 | 32000 | 2.84 | 1.8 | 9 | 7
Live | 215876648 |  | 16.8 | 30 | 14000 | 13000 | 11500 | 3.16 | 2.06 | 17000 | 3.99 | 2.11 | 11.2 | 8.5
Live | 215876650 |  | 13.95 | 27 | 31000 | 24000 | 24000 | 3.3 | 1.94 | 32000 | 3.2 | 1.8 | 10 | 8.5
Live | 215877367 |  | 12 | 21 | 37000 | 27500 | 24600 | 2.85 | 1.99 | 34100 | 2.62 | 1.8 | 8.5 | 7.5
Live | 215887356 |  | 11 | 21.5 | 13600 | 9800 | 8500 | 2.75 | 2.71 | 15300 | 3.09 | 1.9 | 8.5 | 7.3
Live | 215887357 |  | 11 | 21.5 | 13600 | 11500 | 9400 | 2.75 | 2.09 | 14600 | 3.32 | 1.9 | 8.5 | 7.3
Live | 215887358 |  | 11.8 | 21.5 | 20500 | 18900 | 13000 | 3.03 | 2.35 | 21300 | 3.41 | 1.9 | 8.5 | 6.6
Live | 215887359 |  | 9.3 | 19 | 13300 | 10000 | 8500 | 2.6 | 2.36 | 12000 | 3.52 | 1.81 | 8.5 | 7.3
Live | 216019854 |  | 11.25 | 21.5 | 22520 | 19788 | 17500 | 3.07 | 1.69 | 26613 | 2.79 | 1.8 | 9.2 | 7.9
Live | 216020671 |  | 15 | 27 | 13000 | 11000 | 9500 | 3.46 | 2.08 | 14600 | 3.29 | 1.83 | 10.5 | 7.4
Live | 216020672 |  | 15 | 26 | 13000 | 11000 | 9500 | 3.5 | 2.08 | 15000 | 2.89 | 1.88 | 10.4 | 7.4
Live | 216020675 |  | 13.65 | 26 | 28660 | 22000 | 19000 | 2.95 | 2.11 | 33600 | 3.18 | 1.8 | 10 | 8
Live | 216020676 |  | 13.65 | 24.5 | 22178 | 18500 | 14600 | 3.33 | 2.31 | 22000 | 3.26 | 1.9 | 9 | 7.6
Live | 216020690 |  | 11.9 | 20.5 | 11600 | 10600 | 7600 | 2.96 | 2.25 | 12000 | 2.91 | 1.86 | 8.8 | 6.8
Live | 216030790 |  | 15 | 26 | 13000 | 11000 | 9500 | 3.5 | 2.08 | 14600 | 2.82 | 1.88 | 10.4 | 7.4
Live | 216030791 |  | 11.9 | 20.5 | 11600 | 10600 | 7600 | 2.96 | 2.25 | 12000 | 2.91 | 1.86 | 8.8 | 6.8
Live | 216030792 |  | 11.9 | 20.5 | 11600 | 10600 | 7600 | 2.96 | 2.25 | 12000 | 2.91 | 1.86 | 8.8 | 6.8
Live | 216030793 |  | 12.5 | 20.5 | 10300 | 9600 | 7600 | 2.96 | 2.27 | 13136 | 3.5 | 1.94 | 8.8 | 6.8
Live | 216030794 |  | 12.5 | 20.5 | 10300 | 9600 | 7600 | 2.96 | 2.27 | 12000 | 3.2 | 1.94 | 8.8 | 6.8
Live | 216030795 |  | 15 | 27 | 13000 | 11000 | 9500 | 3.46 | 2.08 | 14600 | 3.29 | 1.83 | 10.5 | 7.4
Live | 216030796 |  | 15 | 26 | 13000 | 11000 | 9500 | 3.5 | 2.08 | 15000 | 2.89 | 1.88 | 10.4 | 7.4
Live | 216030797 |  | 16.8 | 30 | 14000 | 13000 | 11500 | 3.16 | 2.06 | 16000 | 3.75 | 2.11 | 11.2 | 8.5
Live | 216030798 |  | 13 | 24.5 | 15000 | 12000 | 11000 | 3.03 | 2.06 | 14600 | 3.72 | 1.95 | 9.5 | 8
Live | 216030806 |  | 13.65 | 24.5 | 22178 | 18500 | 14600 | 3.33 | 2.31 | 19310 | 3.33 | 1.9 | 9 | 7.6
Live | 216030809 |  | 13.65 | 24.5 | 22178 | 18500 | 14600 | 3.33 | 2.31 | 22000 | 3.26 | 1.9 | 9 | 7.6
Live | 216030811 |  | 13.65 | 26 | 28660 | 21800 | 19000 | 3.12 | 2.7 | 29000 | 3.39 | 1.8 | 10 | 8
Live | 216030813 |  | 11.9 | 19 | 25250 | 19300 | 16800 | 3.16 | 2.36 | 24000 | 3.61 | 1.81 | 8.5 | 6.7
Live | 216030815 |  | 13.65 | 26 | 28660 | 22000 | 19000 | 2.95 | 2.11 | 33600 | 3.18 | 1.8 | 10 | 8
Live | 216032435 |  | 15 | 26 | 13000 | 11000 | 9500 | 3.5 | 2.08 | 14600 | 2.82 | 1.88 | 10.4 | 7.4
Live | 216032436 |  | 13 | 24.5 | 15000 | 12000 | 11000 | 3.03 | 2.06 | 14600 | 3.72 | 1.95 | 9.5 | 8
Live | 216052270 |  | 13.65 | 24.5 | 22178 | 18500 | 14600 | 3.33 | 2.1 | 19310 | 3.33 | 1.9 | 9 | 7.6
Live | 216372813 |  | 15 | 27 | 13000 | 11000 | 9500 | 3.46 | 2.08 | 14600 | 3.29 | 1.83 | 10.5 | 7.4
Live | 216372814 |  | 15 | 26 | 13000 | 11000 | 9500 | 3.5 | 2.08 | 15000 | 2.89 | 1.88 | 10.4 | 7.4
Live | 216426820 |  | 16.8 | 30 | 14000 | 13000 | 11500 | 3.16 | 2.06 | 17000 | 3.99 | 2.11 | 11.2 | 8.5
Live | 216426823 |  | 13.95 | 27 | 31000 | 24000 | 24000 | 3.3 | 1.94 | 32000 | 3.2 | 1.8 | 10 | 8.5
Live | 216571389 |  | 12 | 21 | 19600 | 16400 | 13800 | 2.96 | 2.36 | 18100 | 3.21 | 2 | 10 | 8
Live | 216571390 |  | 13.3 | 21 | 31400 | 26600 | 21600 | 3.1 | 2.5 | 28800 | 3.22 | 2 | 10 | 8
Live | 216571391 |  | 13.6 | 21 | 34100 | 31860 | 27000 | 2.97 | 2.4 | 30400 | 3.32 | 2.07 | 10 | 8
Live | 216571392 |  | 12 | 21 | 38000 | 37720 | 36000 | 2.84 | 2.38 | 43200 | 3.17 | 2.1 | 10 | 8
Live | 216571393 |  | 13 | 21 | 44000 | 43200 | 37800 | 3.03 | 2.53 | 45200 | 3.23 | 2.1 | 10 | 8
Live | 216571400 |  | 12.2 | 19 | 31400 | 26600 | 21600 | 2.95 | 2.38 | 28800 | 2.98 | 1.8 | 9 | 7.5
Live | 216573051 |  | 12 | 21 | 49100 | 44500 | 37800 | 3 | 2.4 | 48000 | 3.9 | 2.1 | 10 | 8
Live | 216573052 |  | 11.7 | 18 | 49100 | 44000 | 36000 | 2.94 | 2.3 | 48000 | 3.5 | 1.9 | 8.1 | 7
Live | 216573588 |  | 10.9 | 22 | 33000 | 27000 | 23000 | 2.98 | 2.08 | 32000 | 2.84 | 1.8 | 9 | 7
Live | 216573589 |  | 12 | 20 | 41000 | 27300 | 24400 | 3 | 1.96 | 37500 | 2.75 | 2 | 8.5 | 7.5
Live | 216618211 |  | 13 | 21 | 15354 | 12000 | 10500 | 3.1 | 2.2 | 14160 | 3.61 | 1.9 | 9 | 8
Live | 216618212 |  | 13 | 23 | 16000 | 12000 | 10000 | 3.23 | 2.17 | 14000 | 3.57 | 1.9 | 9 | 8
Live | 216618213 |  | 12.3 | 21.5 | 15500 | 12000 | 10000 | 3.13 | 2.13 | 14280 | 3.64 | 1.9 | 9.5 | 8
Live | 216618214 |  | 13 | 23 | 15700 | 12000 | 10000 | 3.17 | 2.2 | 14280 | 3.64 | 1.9 | 9.5 | 8
Live | 216618215 |  | 13 | 23 | 13300 | 12000 | 10000 | 2.69 | 2.2 | 14000 | 3.57 | 1.9 | 9 | 8
Live | 216618220 |  | 10.9 | 21 | 19790 | 14800 | 12600 | 2.84 | 1.98 | 18000 | 2.85 | 1.8 | 9 | 7.6
Live | 216618221 |  | 13 | 21.5 | 15354 | 12000 | 10500 | 3.1 | 2.2 | 14160 | 3.61 | 1.9 | 9 | 8
Live | 216618222 |  | 13 | 23 | 16000 | 12000 | 10000 | 3.23 | 2.17 | 14000 | 3.57 | 1.9 | 8.5 | 8
Live | 216618223 |  | 12.3 | 20 | 15500 | 12000 | 10000 | 3.13 | 2.13 | 14280 | 3.64 | 1.9 | 8.5 | 8
Live | 216618224 |  | 13 | 23 | 14000 | 13000 | 10000 | 3.16 | 2.01 | 14280 | 3.64 | 1.9 | 8.5 | 8
Live | 216618225 |  | 13 | 23.1 | 15000 | 12000 | 10000 | 3.38 | 1.85 | 14280 | 3.64 | 1.8 | 9 | 8
Live | 216618226 |  | 14.3 | 22.3 | 12500 | 10900 | 9200 | 3.52 | 2.03 | 15000 | 3.6 | 1.8 | 9.5 | 6.8
Live | 216618231 |  | 14 | 22.5 | 23543 | 18500 | 15000 | 3.38 | 2.41 | 21325 | 3.81 | 1.9 | 9 | 7.6
Live | 216618232 |  | 12.8 | 21.5 | 21496 | 16000 | 15800 | 3.09 | 2.08 | 21496 | 3.41 | 1.9 | 9.5 | 8
Live | 216618234 |  | 14 | 24.5 | 25930 | 19200 | 17000 | 3.1 | 1.87 | 24259 | 3.49 | 1.8 | 9.4 | 8.1
Live | 216618235 |  | 10.75 | 20 | 21300 | 19200 | 14500 | 2.84 | 1.53 | 20710 | 2.5 | 1.8 | 9.2 | 7.9
Live | 216618236 |  | 11.6 | 22 | 20470 | 18915 | 15000 | 2.73 | 1.43 | 20470 | 2.35 | 1.8 | 8.8 | 7.6
Live | 216618237 |  | 11.25 | 21.5 | 22520 | 19788 | 17500 | 3.07 | 1.69 | 24976 | 2.82 | 1.8 | 9.2 | 7.9
Live | 216618256 |  | 12 | 21 | 49100 | 44000 | 37800 | 3 | 2.53 | 48000 | 3.9 | 2.1 | 10 | 8
Live | 216618257 |  | 11.7 | 18 | 49100 | 44000 | 36000 | 2.94 | 2.3 | 48000 | 3.5 | 1.9 | 8.1 | 7
Live | 216772248 |  | 12 | 23.5 | 27300 | 20700 | 18000 | 2.96 | 1.77 | 24000 | 2.93 | 1.79 | 9 | 7
Live | 216799637 |  | 13 | 21 | 15354 | 12000 | 10500 | 3.1 | 2.2 | 14160 | 3.61 | 1.9 | 9 | 8
Live | 216799638 |  | 13 | 23 | 16000 | 12000 | 10000 | 3.23 | 2.17 | 14000 | 3.57 | 1.9 | 9 | 8
Live | 216799639 |  | 12.3 | 21.5 | 15500 | 12000 | 10000 | 3.13 | 2.13 | 14600 | 3.72 | 1.9 | 9.5 | 8
Live | 216799640 |  | 13 | 23 | 15700 | 12000 | 10000 | 3.17 | 2.2 | 15000 | 3.82 | 1.9 | 9.5 | 8
Live | 216799641 |  | 13 | 23 | 13300 | 12000 | 10000 | 2.69 | 2.2 | 14000 | 3.57 | 1.9 | 9 | 8
Live | 216799645 |  | 12.6 | 21 | 23543 | 18500 | 15000 | 3.38 | 2.41 | 23884 | 3.78 | 1.9 | 9 | 7.6
Live | 216799670 |  | 11.6 | 22.5 | 26600 | 20000 | 16800 | 2.8 | 1.8 | 27000 | 3 | 1.8 | 9 | 7.5
Live | 216799649 |  | 12 | 20 | 41000 | 27300 | 24400 | 3 | 1.96 | 37500 | 2.75 | 2 | 8.5 | 7.5
Live | 216799653 |  | 14.3 | 22.3 | 12500 | 10900 | 9200 | 3.52 | 2.03 | 15000 | 3.6 | 1.8 | 9.5 | 6.8
Live | 216799661 |  | 13 | 23 | 14000 | 13000 | 10000 | 3.16 | 2.01 | 16000 | 2.76 | 1.9 | 8.5 | 8
Live | 216799664 |  | 13 | 24 | 25930 | 19200 | 17000 | 3.1 | 1.87 | 26613 | 3.47 | 1.8 | 9.4 | 8.1
Live | 216799675 |  | 12.5 | 23 | 29000 | 21000 | 17000 | 2.98 | 1.86 | 31500 | 3.3 | 1.8 | 9 | 7.5
Live | 216799676 |  | 12.5 | 22 | 29000 | 21000 | 21000 | 2.98 | 1.95 | 31500 | 3.42 | 1.8 | 9 | 7.5
Live | 216799677 |  | 13 | 23 | 29000 | 23000 | 21000 | 3.04 | 1.95 | 31500 | 3.42 | 1.8 | 9.5 | 7.5
Live | 215684455 |  | 12.5 | 20.5 | 10300 | 9600 | 7600 | 2.96 | 2.27 | 13136 | 3.5 | 1.94 | 8.8 | 6.8
Live | 216723136 |  | 12 | 21 | 19600 | 16400 | 13800 | 2.96 | 2.36 | 18100 | 3.21 | 2 | 10 | 8
Live | 216723137 |  | 13.3 | 21 | 31400 | 26600 | 21600 | 3.1 | 2.5 | 28800 | 3.22 | 2 | 10 | 8
Live | 216723138 |  | 13.6 | 21 | 34100 | 31860 | 27000 | 2.97 | 2.4 | 30400 | 3.32 | 2.07 | 10 | 8
Live | 216723139 |  | 12 | 21 | 38000 | 37720 | 36000 | 2.84 | 2.38 | 43200 | 3.17 | 2.1 | 10 | 8
Live | 216723140 |  | 13 | 21 | 44000 | 43200 | 37800 | 3.03 | 2.53 | 45200 | 3.23 | 2.1 | 10 | 8
Live | 216723141 |  | 11.7 | 18 | 19600 | 16400 | 13600 | 2.7 | 1.96 | 18100 | 2.81 | 1.86 | 8.1 | 7.2
Live | 216723142 |  | 11.8 | 19 | 19600 | 16400 | 13700 | 2.82 | 2.1 | 18100 | 2.98 | 1.8 | 9 | 7.5
Live | 216723147 |  | 12.2 | 19 | 31400 | 26600 | 21600 | 2.95 | 2.38 | 28800 | 2.98 | 1.8 | 9 | 7.5
Live | 216723151 |  | 12 | 21 | 49100 | 44000 | 37800 | 3 | 2.53 | 48000 | 3.9 | 2.1 | 10 | 8
Live | 216723152 |  | 11.7 | 18 | 49100 | 44000 | 36000 | 2.94 | 2.3 | 48000 | 3.5 | 1.9 | 8.1 | 7
Live | 216732440 |  | 11.95 | 20 | 43000 | 27600 | 23800 | 3.15 | 2.64 | 39200 | 4.09 | 1.9 | 8.5 | 8
Live | 216732442 |  | 11.25 | 21 | 42200 | 27200 | 22000 | 3.09 | 2.5 | 37400 | 3.94 | 1.8 | 8.5 | 8
Live | 216732443 |  | 11.25 | 18.5 | 32000 | 24100 | 20400 | 2.7 | 1.91 | 31000 | 3.24 | 1.8 | 8.5 | 7.5
Live | 216732445 |  | 11.25 | 22.5 | 32000 | 24100 | 21000 | 2.8 | 1.91 | 32000 | 3.25 | 1.8 | 8.5 | 7.5
Live | 216732446 |  | 12.3 | 19.5 | 27600 | 20000 | 19600 | 2.81 | 1.9 | 27000 | 3.5 | 1.8 | 9 | 7.5
Live | 216732447 |  | 11.6 | 22.5 | 26600 | 20000 | 16800 | 2.8 | 1.8 | 27000 | 3 | 1.8 | 9 | 7.5
Live | 216732448 |  | 12.6 | 22.5 | 27600 | 22000 | 20000 | 2.81 | 1.9 | 27000 | 3.5 | 1.8 | 9.5 | 7.5
Live | 216732449 |  | 13 | 21 | 15354 | 12000 | 10500 | 3.1 | 2.2 | 14160 | 3.61 | 1.9 | 9 | 8
Live | 216732450 |  | 13 | 23 | 16000 | 12000 | 10000 | 3.23 | 2.17 | 14000 | 3.57 | 1.9 | 9 | 8
Live | 216732451 |  | 12.3 | 21.5 | 15500 | 12000 | 10000 | 3.13 | 2.13 | 14600 | 3.72 | 1.9 | 9.5 | 8
Live | 216732452 |  | 13 | 23 | 15700 | 12000 | 10000 | 3.17 | 2.2 | 15000 | 3.82 | 1.9 | 9.5 | 8
Live | 216732453 |  | 13 | 23 | 13300 | 12000 | 10000 | 2.69 | 2.2 | 14000 | 3.57 | 1.9 | 9 | 8
Live | 216732454 |  | 15 | 24 | 11900 | 10800 | 7600 | 3.92 | 2.59 | 13700 | 3.65 | 1.94 | 9.2 | 7
Live | 216732455 |  | 13.1 | 22 | 11000 | 11000 | 9400 | 3.58 | 2.34 | 14000 | 3.34 | 1.97 | 9.5 | 7.2
Live | 216732456 |  | 14.2 | 25 | 12300 | 11400 | 10000 | 3.31 | 2.16 | 14300 | 2.76 | 1.95 | 9.6 | 6.8
Live | 216732457 |  | 15 | 23 | 12900 | 10000 | 8700 | 3.47 | 1.83 | 13600 | 2.62 | 1.75 | 9.4 | 6.6
Live | 216732458 |  | 14.2 | 22 | 12200 | 10200 | 9500 | 3.28 | 2.32 | 13600 | 3.41 | 2.14 | 9.2 | 6.6
Live | 216732459 |  | 10.9 | 21.5 | 19107 | 15000 | 12600 | 2.87 | 1.87 | 20472 | 3.05 | 1.8 | 8.5 | 7
Live | 216732460 |  | 10.9 | 21 | 19790 | 14800 | 12600 | 2.84 | 1.98 | 20472 | 3.05 | 1.8 | 9 | 7.6
Live | 216732461 |  | 14 | 22.5 | 23543 | 18500 | 15000 | 3.38 | 2.41 | 23884 | 3.78 | 1.9 | 9 | 7.6
Live | 216732462 |  | 12.6 | 21 | 23543 | 18500 | 15000 | 3.38 | 2.41 | 23884 | 3.78 | 1.9 | 9 | 7.6
Live | 216732463 |  | 12.8 | 21.5 | 21496 | 16000 | 15800 | 3.09 | 2.08 | 21496 | 3.41 | 1.9 | 9.5 | 8
Live | 216732464 |  | 11.6 | 21.5 | 19790 | 15200 | 12900 | 2.97 | 1.86 | 20472 | 3.05 | 1.8 | 8.5 | 7
Live | 216732465 |  | 10.9 | 21.5 | 19790 | 17400 | 14000 | 2.97 | 2.12 | 20813 | 3.1 | 1.8 | 8.5 | 7
Live | 216760023 |  | 13 | 24.5 | 15000 | 12000 | 11000 | 3.03 | 2.06 | 14600 | 3.72 | 1.95 | 9.5 | 8
Live | 216768205 |  | 10.6 | 21 | 37000 | 27500 | 24600 | 2.85 | 1.99 | 34100 | 2.62 | 1.8 | 8.5 | 7.5
Live | 216768206 |  | 10.9 | 22 | 33000 | 27000 | 23000 | 2.98 | 2.08 | 32000 | 2.84 | 1.8 | 9 | 7
Live | 10062019 |  | 14 | 24 | 15354 | 15000 | 12000 | 3 | 2.38 | 16000 | 2.93 | 1.91 | 8.5 | 8
Live | 10062018 |  | 16.6 | 27 | 13000 | 14610 | 13000 | 2.72 | 2.41 | 13600 | 2.66 | 1.91 | 11 | 10
Live | 212365401 |  | 11.9 | 21 | 23300 | 19500 | 16000 | 2.93 | 2.14 | 29400 | 3.25 | 1.8 | 9.5 | 7.5
Live | 212365395 |  | 12.5 | 24 | 14000 | 10900 | 9200 | 2.93 | 2.25 | 15500 | 3.03 | 1.9 | 8.5 | 7
Live | 212365392 |  | 13 | 19 | 10100 | 9900 | 10000 | 3.08 | 2.27 | 11000 | 3.71 | 1.85 | 9.5 | 7
Live | 211177525 |  | 11 | 20 | 37000 | 28000 | 24400 | 2.82 | 2.03 | 34800 | 3 | 1.85 | 8.5 | 7.5
Live | 211177524 |  | 11.25 | 20 | 33000 | 27000 | 23200 | 2.98 | 2.08 | 30800 | 3.01 | 1.81 | 8.5 | 7.5
Live | 211177523 |  | 13.1 | 24.5 | 28500 | 22000 | 17000 | 3.21 | 2.11 | 30000 | 2.84 | 1.75 | 9.5 | 7.5
Live | 211177522 |  | 13 | 23.5 | 21154 | 15500 | 13500 | 3.26 | 2.08 | 21154 | 2.95 | 1.9 | 9 | 7.6
Live | 211177521 |  | 12.5 | 24 | 14000 | 10900 | 9000 | 2.93 | 2.25 | 12000 | 3.78 | 1.84 | 9 | 7.4
Live | 211177520 |  | 14.7 | 25.5 | 10800 | 11000 | 9100 | 3.01 | 2.08 | 14600 | 3.29 | 1.86 | 10.2 | 7.4
Live | 211177519 |  | 12 | 24 | 14000 | 10900 | 8800 | 2.93 | 2.25 | 15500 | 3.03 | 1.86 | 9 | 7.4
Live | 211164248 |  | 11 | 16 | 40940 | 38200 | 32400 | 2.81 | 2.19 | 43200 | 2.75 | 1.84 | 8.1 | 7
Live | 211164247 |  | 11 | 16 | 36000 | 37720 | 30000 | 2.48 | 2.16 | 40000 | 2.55 | 1.8 | 8.1 | 7
Live | 211164246 |  | 11 | 16 | 34100 | 31860 | 26800 | 2.7 | 2.18 | 30400 | 2.89 | 1.8 | 8.1 | 7.2
Live | 211164245 |  | 11 | 16 | 31400 | 26600 | 23000 | 2.82 | 2.27 | 28800 | 2.8 | 1.85 | 8.1 | 7.2
Live | 211164244 |  | 11 | 16 | 19600 | 16400 | 14000 | 2.7 | 2.4 | 18100 | 2.81 | 1.88 | 8.1 | 7.2
Live | 211164243 |  | 12 | 21 | 40940 | 38200 | 32400 | 3.09 | 2.41 | 43200 | 3.17 | 1.92 | 10 | 8
Live | 211164242 |  | 12 | 21 | 36000 | 37720 | 32400 | 2.73 | 2.38 | 43200 | 3.17 | 1.82 | 10 | 8
Live | 211164241 |  | 12.5 | 21 | 34100 | 31860 | 22800 | 2.97 | 2.4 | 30400 | 3.32 | 1.84 | 10 | 8
Live | 211164240 |  | 12.5 | 21 | 31400 | 26600 | 21600 | 3.1 | 2.5 | 28800 | 3.22 | 2.1 | 10 | 8
Live | 211164239 |  | 12 | 21 | 19600 | 16400 | 13600 | 2.96 | 2.64 | 18100 | 3.21 | 2.21 | 10 | 8
Live | 211164220 |  | 11.3 | 19.5 | 10300 | 9000 | 7400 | 2.74 | 2.11 | 12000 | 3.32 | 1.81 | 8.8 | 6.8
Live | 210605759 |  | 13 | 23.5 | 21154 | 15500 | 13500 | 3.26 | 2.08 | 21154 | 2.95 | 1.9 | 9 | 7.6
Live | 210485387 |  | 13.1 | 24.5 | 28500 | 22000 | 16100 | 3.21 | 2.11 | 30000 | 2.84 | 1.75 | 9.5 | 7.5
Live | 210485386 |  | 12.5 | 24 | 14000 | 10900 | 9000 | 2.93 | 2.25 | 12000 | 3.78 | 1.84 | 9 | 7.4
Live | 210485385 |  | 12 | 24 | 14000 | 10900 | 8800 | 2.93 | 2.25 | 15500 | 3.03 | 1.86 | 9 | 7.4
Live | 210485378 |  | 11.3 | 19.5 | 11000 | 9400 | 7500 | 2.93 | 2.12 | 12000 | 2.93 | 1.77 | 8.6 | 6.8
Live | 210485377 |  | 11.3 | 19.5 | 10300 | 9000 | 7400 | 2.74 | 2.11 | 12000 | 3.32 | 1.81 | 8.8 | 6.8
Live | 210485366 |  | 12 | 19 | 40940 | 38200 | 32400 | 3.09 | 2.41 | 46000 | 3.19 | 1.92 | 10 | 7.8
Live | 210485365 |  | 12 | 19 | 36000 | 37720 | 32400 | 2.73 | 2.38 | 44360 | 3.08 | 1.82 | 10 | 7.8
Live | 210485364 |  | 12.5 | 19 | 34100 | 31860 | 22800 | 2.97 | 2.4 | 40900 | 3.31 | 1.84 | 10 | 7.8
Live | 210485363 |  | 12.5 | 19 | 31400 | 26600 | 21600 | 3.1 | 2.5 | 31400 | 3.21 | 2.1 | 10 | 7.8
Live | 210485362 |  | 12 | 19 | 19600 | 16400 | 13600 | 2.96 | 2.64 | 19600 | 3.17 | 2.21 | 10 | 7.8
Live | 210278981 |  | 12 | 21 | 40940 | 38200 | 32400 | 3.09 | 2.41 | 43200 | 3.17 | 1.92 | 10 | 8
Live | 210278979 |  | 12 | 21 | 36000 | 37720 | 32400 | 2.73 | 2.38 | 43200 | 3.17 | 1.82 | 10 | 8
Live | 210278977 |  | 12.5 | 21 | 34100 | 31860 | 22800 | 2.97 | 2.4 | 30400 | 3.32 | 1.84 | 10 | 8
Live | 210278975 |  | 12.5 | 21 | 31400 | 26600 | 21600 | 3.1 | 2.5 | 28800 | 3.22 | 2.1 | 10 | 8
Live | 210278974 |  | 11 | 16 | 19600 | 16400 | 14000 | 2.7 | 2.4 | 18100 | 2.81 | 1.88 | 8 | 7.2
Live | 210278973 |  | 12 | 21 | 19600 | 16400 | 13600 | 2.96 | 2.64 | 18100 | 3.21 | 2.21 | 10 | 8
Live | 210278971 |  | 12 | 24 | 14000 | 10900 | 8800 | 2.93 | 2.25 | 15500 | 3.03 | 1.86 | 9 | 7.4
Live | 210278970 |  | 12.5 | 24 | 14000 | 10900 | 9000 | 2.93 | 2.25 | 12000 | 3.78 | 1.84 | 9 | 7.4
Live | 209847251 |  | 13.1 | 24.5 | 28500 | 22000 | 16100 | 3.21 | 2.11 | 30000 | 2.84 | 1.75 | 9.5 | 7.5
Live | 209847249 |  | 14.7 | 25.5 | 10800 | 11000 | 9100 | 3.01 | 2.08 | 14600 | 3.29 | 1.86 | 10.2 | 7.4
Live | 209847248 |  | 12 | 24 | 14000 | 10900 | 8800 | 2.93 | 2.25 | 15500 | 3.03 | 1.86 | 9 | 7.4
Live | 209847247 |  | 12.5 | 24 | 14000 | 10900 | 9000 | 2.93 | 2.25 | 12000 | 3.78 | 1.84 | 9 | 7.4
Live | 209424847 |  | 12.5 | 24 | 14000 | 10900 | 9200 | 2.93 | 2.25 | 15500 | 3.03 | 1.9 | 8.5 | 7
Live | 209424846 |  | 11.8 | 20 | 14000 | 10900 | 8800 | 2.93 | 2.25 | 12850 | 2.51 | 1.9 | 8.5 | 7
Live | 209271944 |  | 11.3 | 19.5 | 11000 | 9400 | 7500 | 2.93 | 2.12 | 12000 | 2.93 | 1.77 | 8.6 | 6.8
Live | 209271943 |  | 11.3 | 19.5 | 10300 | 9000 | 7400 | 2.74 | 2.11 | 12000 | 3.32 | 1.81 | 8.8 | 6.8
Live | 209248932 |  | 11.6 | 18 | 25249 | 19300 | 15000 | 2.96 | 2.41 | 26614 | 3.25 | 1.8 | 8.5 | 6.6
Live | 209248930 |  | 14.7 | 25.5 | 10800 | 11000 | 9100 | 3.01 | 2.08 | 14600 | 3.29 | 1.86 | 10.2 | 7.4
Live | 209248922 |  | 12.5 | 24 | 14000 | 10900 | 9000 | 2.93 | 2.25 | 12000 | 3.78 | 1.84 | 9 | 7.4
Live | 208798358 |  | 11 | 20 | 37000 | 28000 | 24400 | 2.82 | 2.03 | 34800 | 3 | 1.85 | 8.5 | 7.5
Live | 208798357 |  | 11.25 | 20 | 33000 | 27000 | 23200 | 2.98 | 2.08 | 30800 | 3.01 | 1.81 | 8.5 | 7.5
Live | 208786101 |  | 11.5 | 18.5 | 40940 | 38200 | 32400 | 2.95 | 2.19 | 43200 | 2.93 | 1.8 | 9 | 7.4
Live | 208786100 |  | 11.5 | 18.5 | 36000 | 37720 | 30000 | 2.61 | 2.16 | 40000 | 2.71 | 1.8 | 9 | 7.4
Live | 208786099 |  | 11.75 | 18.5 | 34100 | 31860 | 24800 | 2.84 | 2.29 | 30400 | 3.08 | 1.8 | 9 | 7.5
Live | 208786098 |  | 11.75 | 18.5 | 31400 | 26600 | 22200 | 2.95 | 2.38 | 28800 | 2.98 | 1.8 | 9 | 7.5
Live | 208786097 |  | 11.5 | 18.5 | 19600 | 16400 | 13800 | 2.82 | 2.52 | 18100 | 2.98 | 1.8 | 9 | 7.5
Live | 208786096 |  | 11 | 16 | 40940 | 38200 | 32400 | 2.81 | 2.19 | 43200 | 2.75 | 1.84 | 8.1 | 7
Live | 208786095 |  | 11 | 16 | 36000 | 37720 | 30000 | 2.48 | 2.16 | 40000 | 2.55 | 1.8 | 8.1 | 7
Live | 208786094 |  | 11 | 16 | 34100 | 31860 | 26800 | 2.7 | 2.18 | 30400 | 2.89 | 1.8 | 8.1 | 7.2
Live | 208786093 |  | 11 | 16 | 31400 | 26600 | 23000 | 2.82 | 2.27 | 28800 | 2.8 | 1.85 | 8.1 | 7.2
Live | 208786092 |  | 11 | 16 | 19600 | 16400 | 14000 | 2.7 | 2.4 | 18100 | 2.81 | 1.88 | 8.1 | 7.2
Live | 208786091 |  | 12.5 | 21 | 34100 | 31860 | 22800 | 2.97 | 2.4 | 30400 | 3.32 | 1.84 | 10 | 8
Live | 208786090 |  | 12.5 | 21 | 31400 | 26600 | 21600 | 3.1 | 2.5 | 28800 | 3.22 | 2.1 | 10 | 8
Live | 208786089 |  | 12 | 21 | 19600 | 16400 | 13600 | 2.96 | 2.64 | 18100 | 3.21 | 2.21 | 10 | 8
Live | 208786088 |  | 12 | 21 | 40940 | 38200 | 32400 | 3.09 | 2.41 | 43200 | 3.17 | 1.92 | 10 | 8
Live | 208786087 |  | 12 | 21 | 36000 | 37720 | 32400 | 2.73 | 2.38 | 43200 | 3.17 | 1.82 | 10 | 8
Live | 208546479 |  | 12 | 24 | 14000 | 10900 | 8800 | 2.93 | 2.25 | 15500 | 3.03 | 1.86 | 9 | 7.4
Live | 208120572 |  | 12.5 | 24 | 14000 | 10900 | 9000 | 2.93 | 2.25 | 12000 | 3.78 | 1.84 | 9 | 7.4
Live | 208071174 |  | 12 | 24 | 14000 | 10900 | 8800 | 2.93 | 2.25 | 15500 | 3.03 | 1.86 | 9 | 7.4
Live | 208071173 |  | 12.5 | 24 | 14000 | 10900 | 9000 | 2.93 | 2.25 | 12000 | 3.78 | 1.84 | 9 | 7.4
Live | 207708810 |  | 14.7 | 25.5 | 10800 | 11000 | 9100 | 3.01 | 2.08 | 14600 | 3.29 | 1.86 | 10.2 | 7.4
Live | 207690460 |  | 13.1 | 24.5 | 28500 | 22000 | 16100 | 3.21 | 2.11 | 30000 | 2.84 | 1.75 | 9.5 | 7.5
Live | 206913029 |  | 11.8 | 20 | 13100 | 10500 | 8800 | 2.84 | 2.46 | 15500 | 3.03 | 1.9 | 8.5 | 7
Live | 204462623 |  | 12 | 20 | 29000 | 26000 | 30000 | 2.66 | 1.93 | 31000 | 2.46 | 1.8 | 10 | 7.2
Live | 204462622 |  | 12 | 20 | 20000 | 21000 | 21800 | 3.26 | 2.05 | 26000 | 2.72 | 1.81 | 10 | 7.2
Live | 204344219 |  | 12 | 20 | 29000 | 26000 | 30000 | 2.66 | 1.93 | 31000 | 2.46 | 1.8 | 10 | 7.2
Live | 204344218 |  | 12 | 20 | 20000 | 21000 | 21800 | 3.26 | 2.05 | 26000 | 2.72 | 1.81 | 10 | 7.2
Live | 203989086 |  | 12 | 20 | 29000 | 26000 | 30000 | 2.66 | 1.93 | 31000 | 2.46 | 1.8 | 10 | 7.2
Live | 203989085 |  | 12 | 20 | 20000 | 21000 | 21800 | 3.26 | 2.05 | 26000 | 2.72 | 1.81 | 10 | 7.2
Live | 203498481 |  | 13 | 21.5 | 30700 | 26263 | 24000 | 3 | 2.28 | 32000 | 2.53 | 1.9 | 9.5 | 7.1
Live | 202557961 |  | 12 | 20 | 29000 | 26000 | 30000 | 2.66 | 1.93 | 31000 | 2.46 | 1.8 | 10 | 7.2
Live | 202557960 |  | 12 | 20 | 20000 | 21000 | 21800 | 3.26 | 2.05 | 26000 | 2.72 | 1.81 | 10 | 7.2
Live | 10062021 |  | 13 | 21.5 | 30700 | 26263 | 24000 | 3 | 2.28 | 32000 | 2.53 | 1.9 | 9.5 | 7.1
Live | 10062020 |  | 13.5 | 22 | 21836 | 23000 | 20000 | 2.51 | 2.11 | 26000 | 2.31 | 1.8 | 10 | 8.5
Live | 9123256 |  | 13 | 21.5 | 30700 | 26263 | 24000 | 3 | 2.28 | 32000 | 2.53 | 1.9 | 9.5 | 7.1
Live | 9102794 |  | 13 | 21.5 | 30700 | 26263 | 24000 | 3 | 2.28 | 32000 | 2.53 | 1.9 | 9.5 | 7.1
Live | 214931586 |  | 12 | 21 | 19600 | 17600 | 13800 | 2.96 | 2.36 | 18100 | 3.21 | 2 | 10 | 8
Live | 214931587 |  | 13.3 | 21 | 31400 | 26600 | 21600 | 3.1 | 2.5 | 28800 | 3.22 | 2 | 10 | 8
Live | 214931588 |  | 13.6 | 21 | 34100 | 31860 | 27000 | 2.97 | 2.4 | 30400 | 3.32 | 2.07 | 10 | 8
Live | 214931589 |  | 12 | 21 | 38000 | 37720 | 36000 | 2.84 | 2.38 | 43200 | 3.17 | 2.1 | 10 | 8
Live | 214931590 |  | 13 | 21 | 44000 | 44500 | 37800 | 3.03 | 2.4 | 45200 | 3.23 | 2.1 | 10 | 8
Live | 214931597 |  | 12.2 | 19 | 31400 | 26600 | 21600 | 2.95 | 2.38 | 28800 | 2.98 | 1.8 | 9 | 7.5
Live | 215413016 |  | 11.45 | 21 | 32000 | 24000 | 19400 | 2.5 | 1.96 | 32000 | 3 | 1.8 | 8 | 7
Live | 216765690 |  | 13 | 23 | 15000 | 12000 | 11000 | 3.03 | 2.06 | 15690 | 3.07 | 2.09 | 9.5 | 8
Live | 216772304 |  | 12 | 23.5 | 27300 | 20700 | 18000 | 2.96 | 1.77 | 24000 | 2.93 | 1.8 | 9 | 7
Live | 216799650 |  | 11.95 | 20 | 43000 | 27600 | 23800 | 3.15 | 2.64 | 39200 | 4.09 | 1.9 | 8.5 | 8
Live | 216799652 |  | 11.25 | 21 | 42200 | 27600 | 22000 | 3.09 | 2.54 | 37400 | 3.94 | 1.8 | 8.5 | 8
Live | 217023699 |  | 15 | 27 | 13000 | 11000 | 9500 | 3.46 | 2.08 | 14600 | 3.29 | 1.83 | 10.5 | 7.4
Live | 217023700 |  | 15 | 26 | 13000 | 11000 | 9500 | 3.5 | 2.08 | 15000 | 2.89 | 1.88 | 10.4 | 7.4
Live | 217023703 |  | 13.65 | 24.5 | 22178 | 18500 | 14600 | 3.33 | 2.31 | 22000 | 3.26 | 1.9 | 9 | 7.6
Live | 217120763 |  | 15 | 27 | 13000 | 11000 | 9500 | 3.46 | 2.08 | 14600 | 3.29 | 1.83 | 10.5 | 7.4
Live | 217120764 |  | 15 | 26 | 13000 | 11000 | 9500 | 3.5 | 2.08 | 15000 | 2.89 | 1.88 | 10.4 | 7.4
Live | 217120767 |  | 12.5 | 20.5 | 10300 | 9600 | 7600 | 2.96 | 2.27 | 13136 | 3.5 | 1.94 | 8.8 | 6.8
Live | 217120768 |  | 11.9 | 20.5 | 11600 | 10600 | 7600 | 2.96 | 2.25 | 12000 | 2.91 | 1.86 | 8.8 | 6.8
Live | 217120769 |  | 13.65 | 24.5 | 22178 | 18500 | 14600 | 3.33 | 2.31 | 22000 | 3.26 | 1.9 | 9 | 7.6
Live | 217120776 |  | 16.8 | 30 | 14000 | 13000 | 11500 | 3.16 | 2.06 | 17000 | 3.99 | 2.11 | 11.2 | 8.5
Live | 217120778 |  | 13.95 | 27 | 31000 | 24000 | 24000 | 3.3 | 1.94 | 32000 | 3.2 | 1.8 | 10 | 8.5
Live | 217120780 |  | 12 | 23.5 | 27300 | 20700 | 18000 | 2.96 | 1.77 | 24000 | 2.93 | 1.8 | 9 | 7
Live | 217101785 |  | 11.7 | 18 | 49100 | 44000 | 36000 | 2.94 | 2.3 | 48000 | 3.5 | 1.9 | 8.1 | 7
Live | 217101926 |  | 12 | 21 | 49100 | 44500 | 37800 | 3 | 2.4 | 48000 | 3.9 | 2.1 | 10 | 8
Live | 217101927 |  | 11.7 | 18 | 49100 | 44000 | 36000 | 2.94 | 2.3 | 48000 | 3.5 | 1.9 | 8.1 | 7
Live | 217101928 |  | 11.8 | 19 | 49100 | 44000 | 37000 | 2.96 | 2.43 | 48000 | 3.7 | 1.84 | 9 | 7.4
Live | 217194926 |  | 12 | 21 | 19600 | 16400 | 13800 | 2.96 | 2.36 | 18100 | 3.21 | 2 | 10 | 8
Live | 217194928 |  | 11.8 | 19 | 19600 | 16400 | 13700 | 2.82 | 2.1 | 18100 | 2.98 | 1.8 | 9 | 7.5
Live | 217194929 |  | 13.3 | 21 | 31400 | 26600 | 21600 | 3.1 | 2.5 | 28800 | 3.22 | 2 | 10 | 8
Live | 217194931 |  | 12.2 | 19 | 31400 | 26600 | 21600 | 2.95 | 2.38 | 28800 | 2.98 | 1.8 | 9 | 7.5
Live | 217194932 |  | 13.6 | 21 | 34100 | 31860 | 27000 | 2.97 | 2.4 | 30400 | 3.32 | 2.07 | 10 | 8
Live | 217194935 |  | 12 | 21 | 38000 | 37720 | 36000 | 2.84 | 2.38 | 43200 | 3.17 | 2.1 | 10 | 8
Live | 217194938 |  | 13 | 21 | 44000 | 43200 | 37800 | 3.03 | 2.53 | 45200 | 3.23 | 2.1 | 10 | 8
Live | 217194941 |  | 12 | 21 | 49100 | 44000 | 37800 | 3 | 2.53 | 48000 | 3.9 | 2.1 | 10 | 8
Live | 217194942 |  | 11.7 | 18 | 49100 | 44000 | 36000 | 2.94 | 2.3 | 48000 | 3.5 | 1.9 | 8.1 | 7
Live | 214720253 |  | 12 | 21 | 36000 | 37720 | 32400 | 2.73 | 2.38 | 43200 | 3.17 | 1.82 | 10 | 8
Live | 214720255 |  | 12.5 | 21 | 34100 | 31860 | 22800 | 2.97 | 2.4 | 30400 | 3.32 | 1.84 | 10 | 8
Live | 214720257 |  | 12.5 | 21 | 31400 | 26600 | 21600 | 3.1 | 2.5 | 28800 | 3.22 | 2.1 | 10 | 8
Live | 214720259 |  | 12 | 21 | 19600 | 16400 | 13600 | 2.96 | 2.64 | 18100 | 3.21 | 2.21 | 10 | 8
Live | 214720260 |  | 11 | 16 | 19600 | 16400 | 14000 | 2.7 | 2.4 | 18100 | 2.81 | 1.88 | 8 | 7.2
Live | 214771563 |  | 11.5 | 18.5 | 36000 | 37720 | 30000 | 2.61 | 2.16 | 40000 | 2.71 | 1.8 | 9 | 7.4
Live | 214771564 |  | 11.75 | 18.5 | 34100 | 31860 | 24800 | 2.84 | 2.29 | 30400 | 3.08 | 1.8 | 9 | 7.5
Live | 214771565 |  | 11.75 | 18.5 | 31400 | 26600 | 22200 | 2.95 | 2.38 | 28800 | 2.98 | 1.8 | 9 | 7.5
Live | 214771566 |  | 11.5 | 18.5 | 19600 | 16400 | 13800 | 2.82 | 2.52 | 18100 | 2.98 | 1.8 | 9 | 7.5
Live | 217287940 |  | 12 | 24 | 14000 | 10900 | 8800 | 2.93 | 2.25 | 15500 | 3.03 | 1.86 | 9 | 7.4
Live | 217287941 |  | 12.5 | 24 | 14000 | 10900 | 9000 | 2.93 | 2.25 | 12000 | 3.78 | 1.84 | 9 | 7.4
Live | 217290601 |  | 12 | 21 | 19600 | 16400 | 13600 | 2.96 | 2.64 | 18100 | 3.21 | 2.21 | 10 | 8
Live | 217290602 |  | 11 | 16 | 19600 | 16400 | 14000 | 2.7 | 2.4 | 18100 | 2.81 | 1.88 | 8 | 7.2
Live | 217290603 |  | 11.5 | 18.5 | 19600 | 16400 | 13800 | 2.82 | 2.52 | 18100 | 2.98 | 1.8 | 9 | 7.5
Live | 217290605 |  | 12 | 21 | 19600 | 16400 | 13600 | 2.96 | 2.64 | 19200 | 3.41 | 2.2 | 10 | 7.8
Live | 217290607 |  | 12.5 | 21 | 31400 | 26600 | 21600 | 3.1 | 2.5 | 28800 | 3.22 | 2.1 | 10 | 8
Live | 217290609 |  | 11.75 | 18.5 | 31400 | 26600 | 22200 | 2.95 | 2.38 | 28800 | 2.98 | 1.8 | 9 | 7.5
Live | 217290610 |  | 12.5 | 21 | 34100 | 31860 | 22800 | 2.97 | 2.4 | 30400 | 3.32 | 1.84 | 10 | 8
Live | 217290612 |  | 11.75 | 18.5 | 34100 | 31860 | 24800 | 2.84 | 2.29 | 30400 | 3.08 | 1.8 | 9 | 7.5
Live | 217290613 |  | 12 | 21 | 36000 | 37720 | 32400 | 2.73 | 2.38 | 43200 | 3.17 | 1.82 | 10 | 8
Live | 217290615 |  | 11.5 | 18.5 | 36000 | 37720 | 30000 | 2.61 | 2.16 | 40000 | 2.71 | 1.8 | 9 | 7.4
Live | 217290616 |  | 12 | 21 | 40940 | 38200 | 32400 | 3.09 | 2.41 | 43200 | 3.17 | 1.92 | 10 | 8
Live | 217290618 |  | 11.5 | 18.5 | 40940 | 38200 | 32400 | 2.95 | 2.19 | 43200 | 2.93 | 1.8 | 9 | 7.4
Live | 215684457 |  | 9.75 | 19 | 13300 | 11500 | 9100 | 2.6 | 2.2 | 14600 | 3.32 | 1.8 | 8.5 | 7.3
Live | 214779340 |  | 15 | 26 | 13000 | 11000 | 9500 | 3.5 | 2.08 | 14600 | 2.82 | 1.88 | 10.4 | 7.4
Live | 214779350 |  | 9.75 | 19 | 13300 | 11500 | 9100 | 2.6 | 2.2 | 12000 | 3.52 | 1.8 | 8.5 | 7.3
Live | 214779524 |  | 12.5 | 20.5 | 10300 | 9600 | 7600 | 2.96 | 2.27 | 12000 | 3.2 | 1.94 | 8.8 | 6.8
Live | 217374108 |  | 11.9 | 20.5 | 11600 | 10600 | 7600 | 2.96 | 2.25 | 12000 | 2.91 | 1.86 | 8.8 | 6.8
Live | 217374110 |  | 12.5 | 20.5 | 10300 | 9600 | 7600 | 2.96 | 2.27 | 13136 | 3.5 | 1.94 | 8.8 | 6.8
Live | 217374113 |  | 11.9 | 19 | 26270 | 19300 | 15700 | 3.21 | 1.79 | 25200 | 3.21 | 1.75 | 8.5 | 6.7
Live | 217485717 |  | 10.6 | 21 | 37000 | 27500 | 24600 | 2.85 | 1.99 | 36500 | 2.81 | 1.8 | 8.5 | 7.5
Live | 217488570 |  | 11.25 | 18.5 | 32000 | 24100 | 20400 | 2.7 | 1.91 | 31000 | 3.24 | 1.8 | 8.5 | 7.5
Live | 217488572 |  | 11.25 | 22.5 | 32000 | 24100 | 21000 | 2.8 | 1.91 | 32000 | 3.25 | 1.8 | 8.5 | 7.5
Live | 217488573 |  | 12 | 20 | 41000 | 27300 | 24400 | 3 | 1.96 | 37500 | 2.75 | 2 | 8.5 | 7.5
Live | 217548380 |  | 13 | 24.5 | 15000 | 12000 | 11000 | 3.03 | 2.06 | 15690 | 3.28 | 1.95 | 9.5 | 8
Live | 217548382 |  | 13.65 | 24.5 | 22178 | 18500 | 14600 | 3.33 | 2.31 | 22000 | 3.26 | 1.9 | 9 | 7.6
Live | 217548385 |  | 13 | 24.5 | 15000 | 12000 | 11000 | 3.03 | 2.06 | 15690 | 3.28 | 1.95 | 9.5 | 8
Live | 217548387 |  | 13.65 | 24.5 | 22178 | 18500 | 14600 | 3.33 | 2.31 | 22000 | 3.26 | 1.9 | 9 | 7.6
Live | 216799651 |  | 11.95 | 21 | 37400 | 27600 | 23400 | 2.74 | 2.31 | 37400 | 3.75 | 1.9 | 8.5 | 8
Live | 215414346 |  | 11.95 | 20 | 43000 | 27600 | 23800 | 3.15 | 2.64 | 39200 | 4.09 | 1.9 | 8.5 | 7.5
Live | 215414353 |  | 11.25 | 21 | 42200 | 26600 | 22000 | 3.09 | 2.68 | 37400 | 3.94 | 1.8 | 8.5 | 7.5
Live | 217575565 |  | 13 | 23 | 14000 | 13000 | 10000 | 3.16 | 2.01 | 16000 | 2.76 | 1.9 | 8.5 | 8
Live | 217575570 |  | 13 | 23 | 13300 | 12000 | 10000 | 2.69 | 2.2 | 14000 | 3.57 | 1.9 | 9 | 8
Live | 217575571 |  | 13 | 23 | 13300 | 12000 | 10000 | 2.69 | 2.2 | 14000 | 3.57 | 1.9 | 9 | 8
Live | 217575572 |  | 13 | 23.1 | 15000 | 12000 | 10000 | 3.38 | 1.85 | 14280 | 3.64 | 1.8 | 9 | 8
Live | 217575577 |  | 14.3 | 22.3 | 12500 | 10900 | 9200 | 3.52 | 2.03 | 15000 | 3.6 | 1.8 | 9.5 | 6.8
Live | 217575578 |  | 14.3 | 22.3 | 12500 | 10900 | 9200 | 3.52 | 2.03 | 15000 | 3.6 | 1.8 | 9.5 | 6.8
Live | 217575579 |  | 13 | 21 | 15354 | 12000 | 10500 | 3.1 | 2.2 | 14160 | 3.61 | 1.9 | 9 | 8
Live | 217575580 |  | 13 | 21 | 15354 | 12000 | 10500 | 3.1 | 2.2 | 14160 | 3.61 | 1.9 | 9 | 8
Live | 217575581 |  | 13 | 21.5 | 15354 | 12000 | 10500 | 3.1 | 2.2 | 14160 | 3.61 | 1.9 | 9 | 8
Live | 217575586 |  | 12.6 | 21 | 23543 | 18500 | 15000 | 3.38 | 2.41 | 23884 | 3.78 | 1.9 | 9 | 7.6
Live | 217575587 |  | 13 | 24 | 25930 | 19200 | 17000 | 3.1 | 1.87 | 26613 | 3.47 | 1.8 | 9.4 | 8.1
Live | 217575600 |  | 12.3 | 21.5 | 15500 | 12000 | 10000 | 3.13 | 2.13 | 14280 | 3.64 | 1.9 | 9.5 | 8
Live | 217575601 |  | 12.3 | 21.5 | 15500 | 12000 | 10000 | 3.13 | 2.13 | 14600 | 3.72 | 1.9 | 9.5 | 8
Live | 217575602 |  | 12.3 | 20 | 15500 | 12000 | 10000 | 3.13 | 2.13 | 14280 | 3.64 | 1.9 | 8.5 | 8
Live | 217575603 |  | 13 | 23 | 16000 | 12000 | 10000 | 3.23 | 2.17 | 14000 | 3.57 | 1.9 | 9 | 8
Live | 217575604 |  | 13 | 23 | 16000 | 12000 | 10000 | 3.23 | 2.17 | 14000 | 3.57 | 1.9 | 9 | 8
Live | 217575605 |  | 13 | 23 | 16000 | 12000 | 10000 | 3.23 | 2.17 | 14000 | 3.57 | 1.9 | 8.5 | 8
Live | 217575624 |  | 13 | 23 | 15700 | 12000 | 10000 | 3.17 | 2.2 | 14280 | 3.64 | 1.9 | 9.5 | 8
Live | 217575625 |  | 13 | 23 | 15700 | 12000 | 10000 | 3.17 | 2.2 | 15000 | 3.82 | 1.9 | 9.5 | 8
Live | 217575626 |  | 13 | 23 | 14000 | 13000 | 10000 | 3.16 | 2.01 | 14280 | 3.64 | 1.9 | 8.5 | 8
Live | 217580929 |  | 12 | 21 | 19600 | 16400 | 13800 | 2.96 | 2.36 | 18100 | 3.21 | 2 | 10 | 8
Live | 217580930 |  | 13.3 | 21 | 31400 | 26600 | 21600 | 3.1 | 2.5 | 28800 | 3.22 | 2 | 10 | 8
Live | 217580931 |  | 13.6 | 21 | 34100 | 31860 | 27000 | 2.97 | 2.4 | 30400 | 3.32 | 2.07 | 10 | 8
Live | 217580932 |  | 12 | 21 | 38000 | 37720 | 36000 | 2.84 | 2.38 | 43200 | 3.17 | 2.1 | 10 | 8
Live | 217580933 |  | 13 | 21 | 44000 | 43200 | 37800 | 3.03 | 2.53 | 45200 | 3.23 | 2.1 | 10 | 8
Live | 217580936 |  | 11.8 | 19 | 19600 | 16400 | 13700 | 2.82 | 2.1 | 18100 | 2.98 | 1.8 | 9 | 7.5
Live | 217580941 |  | 12.2 | 19 | 31400 | 26600 | 21600 | 2.95 | 2.38 | 28800 | 2.98 | 1.8 | 9 | 7.5
Live | 215414352 |  | 11 | 21 | 37400 | 27000 | 23400 | 2.74 | 2.26 | 37400 | 3.75 | 1.9 | 8.5 | 7.5
Live | 215444917 |  | 10.9 | 21 | 37400 | 27000 | 23400 | 2.74 | 2.26 | 37400 | 3.75 | 1.9 | 8.5 | 8
Live | 216573591 |  | 10.9 | 21 | 37400 | 27000 | 23400 | 2.74 | 2.26 | 37400 | 3.75 | 1.9 | 8.5 | 8
Live | 216732441 |  | 10.9 | 21 | 37400 | 27000 | 23400 | 2.74 | 2.26 | 37400 | 3.75 | 1.9 | 8.5 | 8
Live | 217488574 |  | 11.95 | 20 | 43000 | 27600 | 23800 | 3.15 | 2.64 | 39200 | 4.09 | 1.9 | 8.5 | 7.5
Live | 217488575 |  | 11 | 21 | 37400 | 27000 | 23400 | 2.74 | 2.26 | 37400 | 3.75 | 1.9 | 8.5 | 7.5
Live | 217488576 |  | 11.25 | 21 | 42200 | 26600 | 22000 | 3.09 | 2.68 | 37400 | 3.94 | 1.8 | 8.5 | 7.5
Live | 217598668 |  | 12.5 | 20.5 | 10300 | 9600 | 7600 | 2.96 | 2.27 | 13136 | 3.5 | 1.94 | 8.8 | 6.8
Live | 217598669 |  | 11.9 | 20.5 | 11600 | 10600 | 7600 | 2.96 | 2.25 | 12000 | 2.91 | 1.86 | 8.8 | 6.8
Live | 217607995 |  | 12.5 | 20.5 | 10300 | 9600 | 7600 | 2.96 | 2.27 | 13136 | 3.5 | 1.94 | 8.8 | 6.8
Live | 217607996 |  | 9.75 | 19 | 13300 | 11500 | 9100 | 2.6 | 2.2 | 14600 | 3.32 | 1.75 | 8.5 | 7.3
Live | 217643030 |  | 13 | 23 | 15700 | 12000 | 10000 | 3.17 | 2.2 | 15000 | 3.82 | 1.9 | 9.5 | 8
Live | 217643031 |  | 11.25 | 21 | 42200 | 26600 | 22000 | 3.09 | 2.68 | 37400 | 3.94 | 1.8 | 8.5 | 7.5
Live | 217022902 |  | 11.9 | 20.5 | 11600 | 10600 | 7600 | 2.96 | 2.25 | 12000 | 2.91 | 1.86 | 8.8 | 6.8
Live | 217022903 |  | 12.5 | 20.5 | 10300 | 9600 | 7600 | 2.96 | 2.27 | 13136 | 3.5 | 1.94 | 8.8 | 6.8
Live | 217022907 |  | 11.9 | 19 | 26270 | 19300 | 15700 | 3.21 | 1.79 | 25200 | 3.21 | 1.75 | 8.5 | 6.7
Live | 217607998 |  | 11.9 | 19 | 26270 | 19300 | 15700 | 3.21 | 1.79 | 25200 | 3.21 | 1.75 | 8.5 | 6.7
Live | 10221199 |  | 12.55 | 22 | 24800 | 20800 | 18900 | 3 | 2.14 | 28400 | 3.62 | 2.1 | 10.1 | 7.7
Live | 10221207 |  | 9.6 | 18.5 | 39000 | 34000 | 29500 | 2.86 | 2.73 | 42000 | 2.9 | 2.83 | 9.1
Live | 205047855 |  | 10.9 | 20 | 27200 | 26500 | 25200 | 3.16 | 2.59 | 33800 | 3.3 | 2.07 | 10.3 | 7.9
Live | 205047853 |  | 12.55 | 22 | 19000 | 19000 | 17200 | 2.93 | 2.2 | 24000 | 2.65 | 2.1 | 11 | 8.5
Live | 205047852 |  | 14.15 | 24.6 | 14000 | 14600 | 12000 | 3.91 | 2.71 | 23000 | 3.74 | 2.21 | 11 | 8.7
Live | 205047854 |  | 13.2 | 22 | 19800 | 22300 | 20400 | 3.95 | 2.48 | 30000 | 3.14 | 2.31 | 10.9 | 8.5
Live | 9125309 |  |  |  | 13300 | 11000 | 9600 | 3.39 | 2.24 | 13300 | 3.39 | 1.85
Live | 205047851 |  | 16.1 | 27.3 | 12000 | 12500 | 11000 | 4.14 | 2.53 | 18000 | 3.2 | 2.3 | 12 | 9
Live | 10208229 |  | 12.55 | 22 | 16700 | 17500 | 14500 | 3.5 | 2.54 | 24600 | 4.12 | 2.08 | 9.1 | 7.4
Live | 10221204 |  | 12.55 | 22 | 31400 | 35700 | 32000 | 3.68 | 2.44 | 48500 | 4.69 | 2.34 | 9.1 | 7.3
Live | 218027984 |  | 11.85 | 20.8 | 56000 | 44000 | 48000 | 2.9 | 2.1 | 57500 | 3.3 | 2 | 10.6 | 8.7
Live | 218027983 |  | 11.7 | 20.4 | 57000 | 46000 | 48000 | 2.93 | 2.2 | 60000 | 3.52 | 2 | 11 | 9
Live | 218027982 |  | 12 | 21.2 | 55000 | 42000 | 48000 | 2.88 | 2 | 55000 | 3.1 | 2 | 10.2 | 8.4
Live | 218027981 |  | 12.1 | 20.45 | 42000 | 38500 | 37400 | 2.99 | 2.26 | 44500 | 3.01 | 1.95 | 10.85 | 9
Live | 218027980 |  | 12 | 19.4 | 42000 | 34000 | 38000 | 2.93 | 2.2 | 45000 | 3.61 | 2 | 10.4 | 8.8
Live | 218027979 |  | 12.2 | 21.5 | 42000 | 43000 | 37000 | 3.04 | 2.3 | 44000 | 2.58 | 1.9 | 11.3 | 9.2
Live | 218027978 |  | 12 | 20 | 35500 | 27000 | 27000 | 2.58 | 1.99 | 35250 | 2.78 | 1.95 | 9.75 | 7.9
Live | 218027977 |  | 12 | 19 | 38000 | 27000 | 27000 | 2.47 | 2.1 | 38500 | 2.82 | 2 | 9.5 | 7.7
Live | 218027976 |  | 12 | 21 | 33000 | 27000 | 27000 | 2.71 | 1.9 | 32000 | 2.73 | 1.9 | 10 | 8.1
Live | 218027975 |  | 13 | 20.5 | 27600 | 20000 | 18000 | 3.47 | 2.3 | 25400 | 3.31 | 2 | 10 | 7.75
Live | 218027974 |  | 13 | 20 | 27600 | 22000 | 18000 | 3.44 | 2.5 | 25400 | 3.38 | 2 | 10 | 8
Live | 218027973 |  | 13 | 21 | 27600 | 18000 | 18000 | 3.52 | 2.1 | 25400 | 3.24 | 2 | 10 | 7.5
Live | 218027972 |  | 12.7 | 24.6 | 13100 | 9600 | 8900 | 3.37 | 2.49 | 12900 | 3.15 | 2.51 | 11 | 8.2
Live | 218027971 |  | 12.5 | 19 | 28300 | 21600 | 19000 | 3.06 | 2.56 | 35100 | 3.43 | 2.3 | 11 | 8.5
Live | 218027970 |  | 13.3 | 20 | 20200 | 15900 | 14200 | 3.34 | 2.65 | 23000 | 3.92 | 2.41 | 11.3 | 8.8
Live | 218027969 |  | 11.7 | 19 | 13000 | 10300 | 8800 | 3.15 | 2.58 | 15600 | 3.49 | 2.24 | 10.2 | 8
Live | 218027968 |  | 12.8 | 19.5 | 11900 | 9600 | 8600 | 3.35 | 2.45 | 14000 | 3.45 | 2.25 | 11 | 8.8
Live | 218027967 |  | 12 | 22 | 26800 | 20500 | 18500 | 3.06 | 2.55 | 33100 | 3.43 | 2.3 | 10.5 | 8.1
Live | 218027966 |  | 12.5 | 20.7 | 17800 | 14800 | 12800 | 3.22 | 2.36 | 21500 | 3.26 | 2.19 | 11.4 | 8.5
Live | 218027965 |  | 12.5 | 21.1 | 14100 | 9300 | 8400 | 3.56 | 2.55 | 15000 | 3.66 | 2.39 | 10.4 | 7.9
Live | 218027964 |  | 14.3 | 21.6 | 12000 | 9300 | 8300 | 3.48 | 2.55 | 13700 | 3.62 | 2.17 | 11.3 | 8.8
Live | 218027963 |  | 13 | 23.5 | 27000 | 21300 | 17800 | 3.1 | 2.42 | 32700 | 2.89 | 2.15 | 10 | 7.7
Live | 218027962 |  | 13.5 | 24 | 20000 | 15000 | 13000 | 3.45 | 2.43 | 22000 | 3.68 | 2.35 | 11.1 | 8.3
Live | 218027961 |  | 12.2 | 23.1 | 13700 | 9900 | 8600 | 3.32 | 2.57 | 14400 | 3.27 | 2.36 | 11.5 | 8.5
Live | 218027960 |  | 14.7 | 24.6 | 10900 | 10200 | 8200 | 3.9 | 2.47 | 14200 | 3.36 | 2.33 | 13 | 9.5
Live | 218027955 |  | 12.5 | 22.3 | 24500 | 23400 | 24000 | 3.25 | 2.33 | 28100 | 3.2 | 2 | 13.3 | 9.6
Live | 218027959 |  | 12.5 | 22.3 | 24500 | 23400 | 24000 | 3.25 | 2.33 | 28100 | 3.2 | 2 | 13.3 | 9.6
Live | 218027958 |  | 13 | 21.7 | 20200 | 19800 | 18000 | 3.18 | 2.49 | 23000 | 3.74 | 2 | 10.8 | 8.8
Live | 218027954 |  | 13 | 21.7 | 20200 | 19800 | 18000 | 3.18 | 2.49 | 23000 | 3.74 | 2 | 10.8 | 8.8
Live | 218027953 |  | 13.2 | 24 | 13500 | 12800 | 11500 | 3.35 | 1.75 | 16000 | 3.35 | 1.8 | 10.5 | 8
Live | 218027957 |  | 13.2 | 24 | 13500 | 12800 | 11500 | 3.35 | 1.75 | 16000 | 3.35 | 1.8 | 10.5 | 8
Live | 218027956 |  | 15 | 26 | 13500 | 12800 | 11500 | 3.35 | 1.75 | 16000 | 3.3 | 1.8 | 12.5 | 10.1
Live | 218027952 |  | 15 | 26 | 13500 | 12800 | 11500 | 3.35 | 1.75 | 16000 | 3.3 | 1.8 | 12.5 | 10.1
Live | 218027843 |  | 14 | 25 | 26000 | 21700 | 20000 | 3.63 | 2.61 | 25000 | 3.7 | 2.17 | 11 | 8.5
Live | 218027842 |  | 14 | 25 | 26000 | 21700 | 20000 | 3.63 | 2.61 | 25000 | 3.7 | 2.17 | 11 | 8.5
Live | 218029482 |  | 10.7 | 16.1 | 27000 | 25000 | 20000 | 2.93 | 2.24 | 34000 | 3.06 | 2 | 9.8 | 7.8
Live | 218029480 |  | 9.9 | 14.6 | 53400 | 48000 | 41000 | 2.59 | 1.81 | 59000 | 2.56 | 1.8 | 7.8 | 6.4
Live | 218029479 |  | 10.3 | 15.5 | 55000 | 50000 | 41000 | 2.55 | 1.9 | 57000 | 2.47 | 1.8 | 7.9 | 6.6
Live | 218029478 |  | 10 | 15.1 | 55000 | 50000 | 40000 | 2.55 | 1.81 | 57000 | 2.38 | 1.8 | 7.7 | 6.4
Live | 218029477 |  | 10 | 14.3 | 47000 | 53000 | 42000 | 2.7 | 2 | 53000 | 2.76 | 1.8 | 8.1 | 6.9
Live | 218029476 |  | 10.4 | 15 | 48000 | 36000 | 42000 | 2.49 | 2.1 | 50000 | 2.57 | 1.8 | 8.3 | 7.1
Live | 218029475 |  | 10.2 | 14.6 | 48000 | 36000 | 42000 | 2.49 | 2 | 50000 | 2.48 | 1.8 | 8.1 | 6.9
Live | 218029474 |  | 10.7 | 14.5 | 41000 | 39000 | 33000 | 2.66 | 2.18 | 46000 | 2.97 | 1.8 | 9.3 | 7.6
Live | 218029473 |  | 10.5 | 14.8 | 41000 | 39000 | 33000 | 2.66 | 2.18 | 46000 | 2.97 | 1.8 | 9.2 | 7.4
Live | 218029472 |  | 10.4 | 14.5 | 41000 | 39000 | 33000 | 2.66 | 2.1 | 46000 | 2.97 | 1.8 | 9.1 | 7.4
Live | 218029471 |  | 10.2 | 14.8 | 41000 | 39000 | 33000 | 2.66 | 2.09 | 46000 | 2.97 | 1.75 | 8.9 | 7.2
Live | 218029469 |  | 10.5 | 14.8 | 36000 | 38000 | 28000 | 2.82 | 2.1 | 39000 | 2.95 | 1.75 | 8.4 | 7.1
Live | 218029465 |  | 10.4 | 16.7 | 27600 | 22000 | 20000 | 2.8 | 1.92 | 30000 | 2.76 | 1.8 | 9.2 | 7.3
Live | 218029464 |  | 10.3 | 16.5 | 27600 | 22000 | 20000 | 2.8 | 1.92 | 30000 | 2.66 | 1.8 | 9.1 | 7.2
Live | 218029463 |  | 10 | 16 | 27600 | 22000 | 20000 | 2.79 | 1.92 | 30000 | 2.66 | 1.8 | 8.9 | 7.1
Live | 218029462 |  | 9.9 | 14.6 | 53400 | 48000 | 41000 | 2.59 | 1.81 | 59000 | 2.56 | 1.8 | 7.8 | 6.4
Live | 218029461 |  | 10.3 | 15.5 | 55000 | 50000 | 41000 | 2.55 | 1.9 | 57000 | 2.47 | 1.8 | 7.9 | 6.6
Live | 218029460 |  | 10 | 15.1 | 55000 | 50000 | 40000 | 2.55 | 1.81 | 57000 | 2.38 | 1.8 | 7.7 | 6.4
Live | 218029459 |  | 10 | 14.3 | 47000 | 53000 | 42000 | 2.7 | 2 | 53000 | 2.76 | 1.8 | 8.1 | 6.9
Live | 218029458 |  | 10.4 | 15 | 48000 | 36000 | 42000 | 2.49 | 2.1 | 50000 | 2.57 | 1.8 | 8.3 | 7.1
Live | 218029457 |  | 10.2 | 14.6 | 48000 | 36000 | 42000 | 2.49 | 2 | 50000 | 2.48 | 1.8 | 8.1 | 6.9
Live | 218029456 |  | 10.4 | 14.5 | 41000 | 39000 | 33000 | 2.66 | 2.1 | 46000 | 2.97 | 1.8 | 9.1 | 7.4
Live | 218029455 |  | 10.2 | 14.8 | 41000 | 39000 | 33000 | 2.66 | 2.09 | 46000 | 2.97 | 1.75 | 8.9 | 7.2
Live | 218029452 |  | 10.4 | 16.7 | 27600 | 22000 | 20000 | 2.8 | 1.92 | 30000 | 2.76 | 1.8 | 9.2 | 7.3
Live | 218029451 |  | 10.3 | 16.5 | 27600 | 22000 | 20000 | 2.8 | 1.92 | 30000 | 2.66 | 1.8 | 9.1 | 7.2
Live | 218029450 |  | 9.9 | 14.6 | 53400 | 48000 | 41000 | 2.59 | 1.81 | 59000 | 2.56 | 1.8 | 7.8 | 6.4
Live | 218029449 |  | 10.3 | 15.5 | 55000 | 50000 | 41000 | 2.55 | 1.9 | 57000 | 2.47 | 1.8 | 7.9 | 6.6
Live | 218029448 |  | 10 | 15.1 | 55000 | 50000 | 40000 | 2.55 | 1.81 | 57000 | 2.38 | 1.8 | 7.7 | 6.4
Live | 218029447 |  | 10 | 14.3 | 47000 | 53000 | 42000 | 2.7 | 2 | 53000 | 2.76 | 1.8 | 8.1 | 6.9
Live | 218029446 |  | 10.4 | 15 | 48000 | 36000 | 42000 | 2.49 | 2.1 | 50000 | 2.57 | 1.8 | 8.3 | 7.1
Live | 218029445 |  | 10.2 | 14.6 | 48000 | 36000 | 42000 | 2.49 | 2 | 50000 | 2.48 | 1.8 | 8.1 | 6.9
Live | 218029444 |  | 10.7 | 14.5 | 41000 | 39000 | 33000 | 2.66 | 2.18 | 46000 | 2.97 | 1.8 | 9.3 | 7.6
Live | 218029443 |  | 10.5 | 14.8 | 41000 | 39000 | 33000 | 2.66 | 2.18 | 46000 | 2.97 | 1.8 | 9.2 | 7.4
Live | 218029442 |  | 10.4 | 14.5 | 41000 | 39000 | 33000 | 2.66 | 2.1 | 46000 | 2.97 | 1.8 | 9.1 | 7.4
Live | 218029441 |  | 10.2 | 14.8 | 41000 | 39000 | 33000 | 2.66 | 2.09 | 46000 | 2.97 | 1.75 | 8.9 | 7.2
Live | 218029439 |  | 10.5 | 14.8 | 36000 | 38000 | 28000 | 2.82 | 2.1 | 39000 | 2.95 | 1.75 | 8.4 | 7.1
Live | 218029435 |  | 10.4 | 16.7 | 27600 | 22000 | 20000 | 2.8 | 1.92 | 30000 | 2.76 | 1.8 | 9.2 | 7.3
Live | 218029434 |  | 10.3 | 16.5 | 27600 | 22000 | 20000 | 2.8 | 1.92 | 30000 | 2.66 | 1.8 | 9.1 | 7.2
Live | 218029433 |  | 10 | 16 | 27600 | 22000 | 20000 | 2.79 | 1.92 | 30000 | 2.66 | 1.8 | 8.9 | 7.1
Live | 218029432 |  | 9 | 14.7 | 50000 | 37800 | 38000 | 2.64 | 2.19 | 50000 | 2.67 | 1.8 | 8.1 | 6.7
Live | 218029431 |  | 8.7 | 14.3 | 50000 | 37800 | 37000 | 2.55 | 2.1 | 50000 | 2.57 | 1.8 | 7.9 | 6.6
Live | 218029430 |  | 10.2 | 15.4 | 49000 | 37800 | 38000 | 2.83 | 2.09 | 50000 | 2.57 | 1.75 | 8.1 | 6.8
Live | 218029429 |  | 9.9 | 14.6 | 49000 | 37800 | 38000 | 2.77 | 2.09 | 50000 | 2.66 | 1.8 | 8.2 | 6.9
Live | 218029428 |  | 10.7 | 15.2 | 33700 | 25000 | 18000 | 2.98 | 2 | 30000 | 2.86 | 1.8 | 8.1 | 6.4
Live | 218029427 |  | 10.5 | 16.2 | 33700 | 25000 | 18000 | 2.93 | 2 | 30000 | 2.76 | 1.8 | 8 | 6.3
Live | 218029426 |  | 10.3 | 16 | 33700 | 25000 | 18000 | 2.87 | 2 | 30000 | 2.76 | 1.8 | 8 | 6.3
Live | 218029425 |  | 9.9 | 15.2 | 30000 | 19800 | 18000 | 2.76 | 1.9 | 29000 | 2.8 | 1.75 | 7.8 | 6.2
Live | 218029424 |  | 10.4 | 16.7 | 27600 | 22000 | 20000 | 2.8 | 1.92 | 30000 | 2.76 | 1.8 | 9.2 | 7.3
Live | 218029423 |  | 10.3 | 16.5 | 27600 | 22000 | 20000 | 2.8 | 1.92 | 30000 | 2.66 | 1.8 | 9.1 | 7.2
Live | 218029422 |  | 10 | 16 | 27600 | 22000 | 20000 | 2.79 | 1.92 | 30000 | 2.66 | 1.8 | 8.9 | 7.1
Live | 218029421 |  | 10.7 | 14.9 | 21600 | 13400 | 10000 | 2.99 | 2.09 | 22000 | 2.96 | 1.8 | 8 | 6.4
Live | 218029420 |  | 10.5 | 14.7 | 21600 | 13400 | 10000 | 2.94 | 2.09 | 22000 | 2.85 | 1.8 | 8 | 6.4
Live | 218029419 |  | 10.4 | 16.9 | 21600 | 13400 | 10000 | 2.9 | 2.09 | 22000 | 2.76 | 1.8 | 8 | 6.4
Live | 218029418 |  | 9.9 | 14.6 | 53400 | 48000 | 41000 | 2.59 | 1.81 | 59000 | 2.56 | 1.8 | 7.8 | 6.4
Live | 218029417 |  | 10.3 | 15.5 | 55000 | 50000 | 41000 | 2.55 | 1.9 | 57000 | 2.47 | 1.8 | 7.9 | 6.6
Live | 218029416 |  | 10 | 15.1 | 55000 | 50000 | 40000 | 2.55 | 1.81 | 57000 | 2.38 | 1.8 | 7.7 | 6.4
Live | 218029415 |  | 10 | 14.3 | 47000 | 53000 | 42000 | 2.7 | 2 | 53000 | 2.76 | 1.8 | 8.1 | 6.9
Live | 218029414 |  | 10.4 | 15 | 48000 | 36000 | 42000 | 2.49 | 2.1 | 50000 | 2.57 | 1.8 | 8.3 | 7.1
Live | 218029413 |  | 10.2 | 14.6 | 48000 | 36000 | 42000 | 2.49 | 2 | 50000 | 2.48 | 1.8 | 8.1 | 6.9
Live | 218029412 |  | 10.4 | 14.5 | 41000 | 39000 | 33000 | 2.66 | 2.1 | 46000 | 2.97 | 1.8 | 9.1 | 7.4
Live | 218029411 |  | 10.2 | 14.8 | 41000 | 39000 | 33000 | 2.66 | 2.09 | 46000 | 2.97 | 1.75 | 8.9 | 7.2
Live | 218029408 |  | 10.4 | 16.7 | 27600 | 22000 | 20000 | 2.8 | 1.92 | 30000 | 2.76 | 1.8 | 9.2 | 7.3
Live | 218029407 |  | 10.3 | 16.5 | 27600 | 22000 | 20000 | 2.8 | 1.92 | 30000 | 2.66 | 1.8 | 9.1 | 7.2
Live | 218029406 |  | 9 | 14.7 | 50000 | 37800 | 38000 | 2.64 | 2.19 | 50000 | 2.67 | 1.8 | 8.1 | 6.7
Live | 218029405 |  | 8.7 | 14.3 | 50000 | 37800 | 37000 | 2.55 | 2.1 | 50000 | 2.57 | 1.8 | 7.9 | 6.6
Live | 218029404 |  | 10.2 | 15.4 | 49000 | 37800 | 38000 | 2.83 | 2.09 | 50000 | 2.57 | 1.75 | 8.1 | 6.8
Live | 218029403 |  | 9.9 | 14.6 | 49000 | 37800 | 38000 | 2.77 | 2.09 | 50000 | 2.66 | 1.8 | 8.2 | 6.9
Live | 218029402 |  | 10.5 | 16.2 | 33700 | 25000 | 18000 | 2.93 | 2 | 30000 | 2.76 | 1.8 | 8 | 6.3
Live | 218029401 |  | 10.3 | 16 | 33700 | 25000 | 18000 | 2.87 | 2 | 30000 | 2.76 | 1.8 | 8 | 6.3
Live | 218029400 |  | 10.4 | 16.7 | 27600 | 22000 | 20000 | 2.8 | 1.92 | 30000 | 2.76 | 1.8 | 9.2 | 7.3
Live | 218029399 |  | 10.3 | 16.5 | 27600 | 22000 | 20000 | 2.8 | 1.92 | 30000 | 2.66 | 1.8 | 9.1 | 7.2
Live | 218029398 |  | 10 | 16 | 27600 | 22000 | 20000 | 2.79 | 1.92 | 30000 | 2.66 | 1.8 | 8.9 | 7.1
Live | 218029397 |  | 10.7 | 14.9 | 21600 | 13400 | 10000 | 2.99 | 2.09 | 22000 | 2.96 | 1.8 | 8 | 6.4
Live | 218029396 |  | 10.5 | 14.7 | 21600 | 13400 | 10000 | 2.94 | 2.09 | 22000 | 2.85 | 1.8 | 8 | 6.4
Live | 218029395 |  | 10.4 | 16.9 | 21600 | 13400 | 10000 | 2.9 | 2.09 | 22000 | 2.76 | 1.8 | 8 | 6.4
Live | 218029394 |  | 11 | 14.8 | 36000 | 38000 | 30000 | 2.82 | 2.24 | 39000 | 3.28 | 1.8 | 9.2 | 7.8
Live | 218029387 |  | 10.5 | 15.6 | 53400 | 48000 | 43000 | 2.59 | 2 | 59000 | 2.56 | 1.8 | 9.1 | 7.4
Live | 218029386 |  | 10.1 | 15.9 | 55000 | 50000 | 41000 | 2.55 | 2.02 | 57000 | 2.55 | 1.8 | 8.4 | 6.8
Live | 218029385 |  | 10.3 | 15.7 | 55000 | 50000 | 41000 | 2.55 | 2.02 | 57000 | 2.55 | 1.8 | 8.6 | 6.9
Live | 218029384 |  | 10.2 | 15 | 47000 | 53000 | 42000 | 2.7 | 2.18 | 53000 | 3 | 1.8 | 8.8 | 7.3
Live | 218029383 |  | 10.4 | 15.5 | 48000 | 36000 | 41000 | 2.49 | 2.29 | 50000 | 2.76 | 1.75 | 8.3 | 6.9
Live | 218029382 |  | 10.5 | 15.2 | 48000 | 36000 | 42000 | 2.49 | 2.29 | 50000 | 2.76 | 1.8 | 8.5 | 7.1
Live | 218029381 |  | 11 | 15.2 | 41000 | 39000 | 34000 | 2.66 | 2.18 | 46000 | 2.97 | 1.9 | 9.3 | 7.7
Live | 218029380 |  | 11 | 16 | 41000 | 39000 | 33000 | 2.66 | 2.18 | 46000 | 2.97 | 1.9 | 9.3 | 7.6
Live | 218029379 |  | 10.7 | 16 | 41000 | 39000 | 33000 | 2.66 | 2.18 | 46000 | 2.97 | 1.8 | 9.1 | 7.4
Live | 218029378 |  | 10.8 | 16.3 | 41000 | 39000 | 33000 | 2.66 | 2.18 | 46000 | 2.97 | 1.8 | 9.2 | 7.5
Live | 218029377 |  | 11 | 15.8 | 36000 | 38000 | 29000 | 2.82 | 2.24 | 39000 | 3.28 | 1.8 | 9 | 7.6
Live | 218029376 |  | 10.7 | 15.6 | 36000 | 38000 | 29000 | 2.82 | 2.24 | 39000 | 3.28 | 1.75 | 8.8 | 7.4
Live | 218029375 |  | 10.8 | 15.8 | 36000 | 38000 | 28000 | 2.82 | 2.24 | 39000 | 3.28 | 1.75 | 8.7 | 7.3
Live | 218029374 |  | 10.7 | 17.6 | 27600 | 22000 | 20000 | 2.8 | 1.92 | 30000 | 3.03 | 1.9 | 9.3 | 7.5
Live | 218029373 |  | 10.8 | 17.8 | 27600 | 22000 | 20000 | 2.8 | 1.92 | 30000 | 3.03 | 1.9 | 9.2 | 7.5
Live | 218029372 |  | 10.5 | 15.6 | 53400 | 48000 | 43000 | 2.59 | 2 | 59000 | 2.56 | 1.8 | 9.1 | 7.4
Live | 218029371 |  | 10.1 | 15.9 | 55000 | 50000 | 41000 | 2.55 | 2.02 | 57000 | 2.55 | 1.8 | 8.4 | 6.8
Live | 218029370 |  | 10.3 | 15.7 | 55000 | 50000 | 41000 | 2.55 | 2.02 | 57000 | 2.55 | 1.8 | 8.6 | 6.9
Live | 218029369 |  | 10.2 | 15 | 47000 | 53000 | 42000 | 2.7 | 2.18 | 53000 | 3 | 1.8 | 8.8 | 7.3
Live | 218029368 |  | 10.4 | 15.5 | 48000 | 36000 | 41000 | 2.49 | 2.29 | 50000 | 2.76 | 1.75 | 8.3 | 6.9
Live | 218029367 |  | 10.5 | 15.2 | 48000 | 36000 | 42000 | 2.49 | 2.29 | 50000 | 2.76 | 1.8 | 8.5 | 7.1
Live | 218029366 |  | 10.7 | 16 | 41000 | 39000 | 33000 | 2.66 | 2.18 | 46000 | 2.97 | 1.8 | 9.1 | 7.4
Live | 218029365 |  | 10.8 | 16.3 | 41000 | 39000 | 33000 | 2.66 | 2.18 | 46000 | 2.97 | 1.8 | 9.2 | 7.5
Live | 218029364 |  | 10.7 | 15.6 | 36000 | 38000 | 29000 | 2.82 | 2.24 | 39000 | 3.28 | 1.75 | 8.8 | 7.4
Live | 218029363 |  | 10.8 | 15.8 | 36000 | 38000 | 28000 | 2.82 | 2.24 | 39000 | 3.28 | 1.75 | 8.7 | 7.3
Live | 218029362 |  | 10.7 | 17.6 | 27600 | 22000 | 20000 | 2.8 | 1.92 | 30000 | 3.03 | 1.9 | 9.3 | 7.5
Live | 218029361 |  | 10.8 | 17.8 | 27600 | 22000 | 20000 | 2.8 | 1.92 | 30000 | 3.03 | 1.9 | 9.2 | 7.5
Live | 217497624 |  | 9 | 17 | 60000 | 42500 | 34600 | 3.2 | 2.3 | 66500 | 2.89 | 2 | 8 | 7.1
Live | 217497625 |  | 9.4 | 18.1 | 52000 | 52000 | 52000 | 3.28 | 2.49 | 60000 | 3.4 | 1.92 | 8.5 | 7.5
Live | 217497623 |  | 9.1 | 17.1 | 48000 | 38000 | 30800 | 3.16 | 2.4 | 60000 | 3.1 | 2.11 | 8.1 | 7.9
Live | 217497622 |  | 9.8 | 18.3 | 60000 | 42500 | 34600 | 2.9 | 2.33 | 67000 | 2.91 | 2.03 | 8.4 | 7.1
Live | 217497616 |  | 10.6 | 18.1 | 48000 | 38000 | 30800 | 3.16 | 2.36 | 60000 | 3.13 | 2.12 | 8.4 | 7.5
Live | 217497615 |  | 10.4 | 20.2 | 48000 | 52000 | 52000 | 3.03 | 2.49 | 60000 | 3.43 | 1.92 | 8.7 | 7.9
Live | 217497626 |  | 9.3 | 15.8 | 33000 | 20900 | 18800 | 2.74 | 2.62 | 36200 | 3.54 | 2 | 8.2
Live | 217456912 |  | 11.8 | 19.5 | 22800 | 17100 | 14000 | 3.46 | 2.83 | 28000 | 3.07 | 2.99 | 9.4
Live | 217497621 |  | 10.5 | 15.2 | 37000 | 37000 | 37000 | 3.08 | 1.79 | 40000 | 3.2 | 1.8 | 9.1 | 7.7
Live | 217497619 |  | 11.7 | 18.6 | 25000 | 23000 | 23000 | 3.35 | 1.8 | 28000 | 3.32 | 1.8 | 8.6 | 7.2
Live | 217497618 |  | 12.1 | 21.2 | 37000 | 38000 | 38000 | 3.54 | 2 | 40000 | 4.22 | 2.1 | 9.2 | 7.5
Live | 217497614 |  | 13.6 | 19.7 | 25000 | 26000 | 26000 | 4 | 2.03 | 28000 | 4.06 | 2.1 | 8.8 | 7.2
Live | 217497620 |  | 12.1 | 19.5 | 37000 | 23600 | 20000 | 3.54 | 2.88 | 40000 | 4.19 | 2.5 | 9.2 | 7.5
Live | 217497617 |  | 12 | 19.2 | 24000 | 15200 | 11500 | 3.45 | 2.7 | 31800 | 3.67 | 1.8 | 8.9 | 7.2
Live | 217270281 |  | 10 | 16.9 | 54500 | 43500 | 40000 | 2.93 | 2.24 | 54500 | 3.16 | 1.9 | 8.5 | 7
Live | 217270555 |  | 10 | 17 | 54500 | 43500 | 40000 | 2.93 | 2.24 | 54500 | 3.16 | 1.9 | 8.5 | 7
Live | 217270553 |  | 10 | 17.15 | 55000 | 44000 | 40500 | 2.93 | 2.22 | 55000 | 3.18 | 1.9 | 8.5 | 7
Live | 217270552 |  | 10 | 16.85 | 54500 | 43500 | 40000 | 2.93 | 2.24 | 54500 | 3.18 | 1.9 | 8.5 | 7
Live | 217270551 |  | 10 | 16.85 | 54500 | 43500 | 40000 | 2.93 | 2.24 | 54500 | 3.18 | 1.9 | 8.5 | 7
Live | 217270368 |  | 11.7 | 16.3 | 24000 | 20000 | 21000 | 3.43 | 2.52 | 24000 | 3.46 | 1.8 | 9 | 7
Live | 217270367 |  | 11.7 | 16.3 | 24000 | 20000 | 21000 | 3.43 | 2.48 | 24000 | 3.4 | 1.8 | 9 | 7
Live | 217270243 |  | 12 | 17.4 | 24000 | 19800 | 20800 | 3.52 | 2.52 | 24000 | 3.46 | 1.8 | 9 | 7
Live | 217270242 |  | 11.7 | 17.25 | 24000 | 19800 | 20800 | 3.43 | 2.52 | 24000 | 3.41 | 1.8 | 9 | 7
Live | 217270366 |  | 11.7 | 16.55 | 24000 | 20000 | 21000 | 3.43 | 2.48 | 24000 | 3.4 | 1.8 | 9 | 7
Live | 217270365 |  | 11.7 | 16.35 | 24000 | 20000 | 21000 | 3.43 | 2.48 | 24000 | 3.4 | 1.8 | 9 | 7
Live | 217270364 |  | 12 | 17.4 | 24000 | 19800 | 20800 | 3.52 | 2.52 | 24000 | 3.46 | 1.8 | 9 | 7
Live | 217270241 |  | 12 | 17.25 | 24000 | 19800 | 20800 | 3.52 | 2.52 | 24000 | 3.45 | 1.8 | 9 | 7
Live | 217270240 |  | 12 | 17.65 | 24000 | 19800 | 20800 | 3.52 | 2.52 | 24000 | 3.45 | 1.8 | 9 | 7
Live | 217270363 |  | 12 | 16.65 | 24000 | 19800 | 20800 | 3.52 | 2.55 | 24000 | 3.46 | 1.8 | 9 | 7
Live | 217270362 |  | 12 | 16.65 | 24000 | 19800 | 20800 | 3.52 | 2.55 | 24000 | 3.46 | 1.8 | 9 | 7
Live | 217270361 |  | 11.7 | 17.4 | 24000 | 19800 | 20800 | 3.43 | 2.63 | 24000 | 3.59 | 1.85 | 9.5 | 7.5
Live | 217270360 |  | 11.7 | 17.4 | 24000 | 19800 | 20800 | 3.43 | 2.63 | 24000 | 3.59 | 1.85 | 9.5 | 7.5
Live | 217270359 |  | 12 | 16.85 | 24000 | 19800 | 20800 | 3.52 | 2.64 | 24000 | 3.61 | 1.85 | 9.4 | 7.5
Live | 217270358 |  | 12 | 17.85 | 24000 | 19600 | 20600 | 3.52 | 2.63 | 24000 | 3.61 | 1.85 | 9.5 | 7.5
Live | 217270355 |  | 11.7 | 17.6 | 24000 | 19800 | 21000 | 3.43 | 2.63 | 24000 | 3.59 | 1.85 | 9.5 | 7.5
Live | 217270354 |  | 11.7 | 17.6 | 24000 | 19800 | 20800 | 3.43 | 2.63 | 24000 | 3.59 | 1.85 | 9.5 | 7.5
Live | 217270353 |  | 12 | 17.35 | 24000 | 19800 | 20800 | 3.52 | 2.64 | 24000 | 3.61 | 1.85 | 9.5 | 7.5
Live | 217270352 |  | 12 | 17.2 | 24000 | 19800 | 20800 | 3.52 | 2.64 | 24000 | 3.61 | 1.85 | 9.4 | 7.5
Live | 217270351 |  | 11.7 | 16.5 | 24000 | 19800 | 20800 | 3.43 | 2.56 | 24000 | 3.46 | 1.8 | 9 | 7
Live | 217270350 |  | 11 | 16.4 | 24000 | 20000 | 21000 | 3.23 | 2.52 | 24000 | 3.4 | 1.8 | 9 | 7
Live | 217270239 |  | 12 | 17.45 | 24000 | 19800 | 20800 | 3.52 | 2.56 | 24000 | 3.46 | 1.8 | 9 | 7.5
Live | 217270238 |  | 11.7 | 17.3 | 24000 | 19800 | 20800 | 3.43 | 2.55 | 24000 | 3.45 | 1.8 | 9 | 7.5
Live | 217270349 |  | 11.7 | 16.7 | 24000 | 20000 | 21000 | 3.43 | 2.52 | 24000 | 3.4 | 1.8 | 9 | 7
Live | 217270348 |  | 11.7 | 16.45 | 24000 | 20000 | 21000 | 3.43 | 2.52 | 24000 | 3.4 | 1.8 | 9 | 7
Live | 217270347 |  | 12 | 17.45 | 24000 | 19800 | 20800 | 3.52 | 2.56 | 24000 | 3.48 | 1.8 | 9 | 7.5
Live | 217270237 |  | 12 | 17.3 | 24000 | 19800 | 20800 | 3.52 | 2.56 | 24000 | 3.45 | 1.8 | 9 | 7.5
Live | 217270236 |  | 12 | 17.65 | 24000 | 19800 | 20800 | 3.52 | 2.56 | 24000 | 3.46 | 1.8 | 9 | 7.5
Live | 217270346 |  | 12 | 16.8 | 24000 | 19800 | 20800 | 3.52 | 2.56 | 24000 | 3.48 | 1.8 | 9 | 7
Live | 217270345 |  | 12 | 16.8 | 24000 | 19800 | 20800 | 3.52 | 2.56 | 24000 | 3.48 | 1.8 | 9 | 7
Live | 217270324 |  | 11.7 | 16.4 | 24000 | 19800 | 20800 | 3.43 | 2.55 | 24000 | 3.5 | 1.85 | 9 | 7
Live | 217270323 |  | 11.7 | 16.35 | 24000 | 20000 | 20800 | 3.43 | 2.5 | 24000 | 3.45 | 1.8 | 9 | 7
Live | 217270235 |  | 12 | 17.45 | 24000 | 19800 | 20600 | 3.52 | 2.55 | 24000 | 3.5 | 1.85 | 9 | 7.5
Live | 217270234 |  | 12 | 17.3 | 24000 | 19800 | 20800 | 3.52 | 2.55 | 24000 | 3.46 | 1.85 | 9 | 7.5
Live | 217270322 |  | 11.7 | 16.5 | 24000 | 20000 | 20800 | 3.43 | 2.5 | 24000 | 3.45 | 1.8 | 9 | 7
Live | 217270321 |  | 11.7 | 16.35 | 24000 | 20000 | 20800 | 3.43 | 2.5 | 24000 | 3.45 | 1.8 | 9 | 7
Live | 217270320 |  | 12 | 17.5 | 24000 | 19800 | 20600 | 3.52 | 2.56 | 24000 | 3.5 | 1.85 | 9 | 7.5
Live | 217270233 |  | 12 | 17.35 | 24000 | 19800 | 20600 | 3.52 | 2.55 | 24000 | 3.48 | 1.85 | 9 | 7.5
Live | 217270232 |  | 12 | 17.75 | 24000 | 19800 | 20600 | 3.52 | 2.55 | 24000 | 3.48 | 1.85 | 9 | 7.5
Live | 217270319 |  | 12 | 16.7 | 24000 | 19800 | 20600 | 3.52 | 2.56 | 24000 | 3.5 | 1.85 | 9 | 7
Live | 217270318 |  | 12 | 16.7 | 24000 | 19800 | 20600 | 3.52 | 2.56 | 24000 | 3.5 | 1.85 | 9 | 7
Live | 217270317 |  | 11.7 | 17.15 | 24000 | 20000 | 20800 | 3.43 | 2.52 | 24000 | 3.46 | 1.85 | 9 | 7
Live | 217270316 |  | 11.7 | 17.15 | 24000 | 20000 | 20800 | 3.43 | 2.52 | 24000 | 3.46 | 1.85 | 9 | 7
Live | 217270315 |  | 12 | 16.7 | 24000 | 19800 | 20600 | 3.52 | 2.55 | 24000 | 3.48 | 1.85 | 9 | 7
Live | 217270314 |  | 12 | 17.8 | 24000 | 19600 | 20600 | 3.52 | 2.56 | 24000 | 3.48 | 1.85 | 9.4 | 7.5
Live | 217270313 |  | 12 | 17.1 | 23800 | 19600 | 20400 | 3.52 | 2.54 | 23800 | 3.44 | 1.85 | 9 | 7.5
Live | 217270312 |  | 12 | 17.1 | 23800 | 19600 | 20400 | 3.52 | 2.54 | 23800 | 3.44 | 1.85 | 9 | 7.5
Live | 217270311 |  | 11.7 | 17.45 | 24000 | 20000 | 20800 | 3.43 | 2.52 | 24000 | 3.46 | 1.85 | 9 | 7
Live | 217270310 |  | 11.7 | 17.45 | 24000 | 20000 | 20800 | 3.43 | 2.52 | 24000 | 3.46 | 1.85 | 9 | 7
Live | 217270309 |  | 12 | 17.25 | 24000 | 19800 | 20600 | 3.52 | 2.55 | 24000 | 3.48 | 1.85 | 9 | 7
Live | 217270308 |  | 12 | 17.05 | 24000 | 19800 | 20800 | 3.52 | 2.55 | 24000 | 3.48 | 1.85 | 9 | 7
Live | 217270307 |  | 11.7 | 16.1 | 24000 | 19800 | 20800 | 3.43 | 2.48 | 24000 | 3.38 | 1.8 | 9 | 7
Live | 217270303 |  | 12 | 17.15 | 23800 | 19800 | 20800 | 3.52 | 2.48 | 23800 | 3.39 | 1.8 | 9 | 7
Live | 217270302 |  | 12 | 16.4 | 23800 | 19800 | 20800 | 3.52 | 2.48 | 23800 | 3.39 | 1.8 | 9 | 7
Live | 217270301 |  | 12 | 16.4 | 23800 | 19800 | 20800 | 3.52 | 2.48 | 23800 | 3.39 | 1.8 | 9 | 7
Live | 217270300 |  | 11.7 | 16.85 | 24000 | 20000 | 20800 | 3.43 | 2.46 | 24000 | 3.37 | 1.8 | 9 | 7
Live | 217270299 |  | 11.7 | 16.85 | 24000 | 20000 | 20800 | 3.43 | 2.46 | 24000 | 3.37 | 1.8 | 9 | 7
Live | 217270297 |  | 12 | 17.45 | 23800 | 19600 | 20600 | 3.52 | 2.48 | 23800 | 3.35 | 1.8 | 9 | 7
Live | 217270293 |  | 11.7 | 17.05 | 24000 | 20000 | 20800 | 3.43 | 2.46 | 24000 | 3.37 | 1.8 | 9 | 7
Live | 217270215 |  | 10 | 15.2 | 47500 | 40000 | 39500 | 2.93 | 2.18 | 47500 | 3.02 | 1.85 | 8.5 | 6.6
Live | 217270214 |  | 10 | 15.2 | 47500 | 40500 | 39500 | 2.93 | 2.16 | 47500 | 2.96 | 1.85 | 8.5 | 6.6
Live | 217270207 |  | 11 | 15.2 | 34000 | 28000 | 29000 | 3.22 | 2.3 | 34000 | 3.3 | 1.9 | 8.1 | 6.6
Live | 217270206 |  | 10 | 15.2 | 33400 | 28000 | 29000 | 2.93 | 2.2 | 34000 | 3.1 | 1.8 | 8.1 | 6.6
Live | 217270205 |  | 10 | 15.2 | 33400 | 28000 | 29000 | 2.93 | 2.28 | 34000 | 3.28 | 1.85 | 8.1 | 6.6
Live | 217270204 |  | 10 | 15.2 | 33000 | 28400 | 29400 | 2.93 | 2.18 | 34000 | 3.12 | 1.79 | 8.1 | 6.6
Live | 217270202 |  | 10 | 15.2 | 33400 | 28000 | 29000 | 2.93 | 2.2 | 34000 | 3.1 | 1.85 | 8.1 | 6.6
Live | 217270200 |  | 10 | 15.2 | 33400 | 28000 | 29000 | 2.93 | 2.22 | 34000 | 3.14 | 1.85 | 8.1 | 6.6
Live | 217270197 |  | 11.7 | 15.2 | 24000 | 19600 | 22600 | 3.43 | 2.42 | 24000 | 3.3 | 1.75 | 8.5 | 7
Live | 217270196 |  | 11.7 | 15.2 | 24000 | 19600 | 22600 | 3.43 | 2.42 | 24000 | 3.3 | 1.75 | 8.5 | 7
Live | 217270195 |  | 11.7 | 15.2 | 24000 | 19600 | 23400 | 3.43 | 2.4 | 24000 | 3.3 | 1.75 | 8.5 | 7
Live | 217270194 |  | 11.7 | 16 | 24000 | 19600 | 22600 | 3.43 | 2.48 | 24000 | 3.45 | 1.8 | 9 | 7
Live | 217270193 |  | 11.7 | 15.2 | 24000 | 19600 | 22800 | 3.43 | 2.44 | 24000 | 3.32 | 1.75 | 8.5 | 7
Live | 217270192 |  | 11 | 15.2 | 23600 | 19600 | 22600 | 3.22 | 2.36 | 24000 | 3.23 | 1.8 | 8.5 | 7
Live | 217270190 |  | 11.7 | 15.2 | 24000 | 19600 | 21000 | 3.43 | 2.42 | 24000 | 3.32 | 1.8 | 8.5 | 7
Live | 217270189 |  | 11.7 | 15.2 | 24000 | 19600 | 21000 | 3.43 | 2.42 | 24000 | 3.32 | 1.8 | 8.5 | 7
Live | 217270188 |  | 11.7 | 15.2 | 24000 | 19600 | 21400 | 3.43 | 2.36 | 24000 | 3.23 | 1.75 | 8.5 | 7
Live | 217270187 |  | 11.7 | 15.2 | 24000 | 19600 | 21400 | 3.43 | 2.36 | 24000 | 3.23 | 1.75 | 8.5 | 7
Live | 217270179 |  | 11.7 | 19 | 36000 | 28000 | 29400 | 3.43 | 2.4 | 36000 | 3.52 | 1.94 | 9.4 | 7
Live | 217270178 |  | 11 | 18.5 | 35000 | 28000 | 29400 | 3.23 | 2.36 | 36000 | 3.36 | 1.89 | 9.4 | 7.5
Live | 217270177 |  | 11.7 | 18.2 | 36000 | 28000 | 30000 | 3.43 | 2.36 | 36000 | 3.44 | 1.9 | 9 | 7
Live | 217270176 |  | 11.7 | 18 | 35800 | 28000 | 30000 | 3.43 | 2.32 | 36000 | 3.36 | 1.9 | 9 | 7
Live | 217270174 |  | 11.7 | 18.5 | 36000 | 28000 | 30000 | 3.43 | 2.32 | 36000 | 3.36 | 1.9 | 9 | 7
Live | 217270172 |  | 12 | 18 | 24000 | 19400 | 22600 | 3.52 | 2.6 | 24000 | 3.64 | 1.8 | 9.5 | 7.5
Live | 217270171 |  | 11.7 | 17 | 24000 | 19600 | 23200 | 3.43 | 2.52 | 24000 | 3.52 | 1.8 | 9.4 | 7.5
Live | 217270170 |  | 12 | 17.5 | 24000 | 19400 | 23200 | 3.52 | 2.44 | 24000 | 3.45 | 1.75 | 9.4 | 7.5
Live | 217270169 |  | 12 | 17.5 | 24000 | 19200 | 23200 | 3.52 | 2.52 | 24000 | 3.52 | 1.75 | 9.4 | 7.5
Live | 217270168 |  | 12 | 17.5 | 23600 | 19200 | 23000 | 3.51 | 2.52 | 24000 | 3.45 | 1.8 | 9.5 | 7.5
Live | 217270166 |  | 11.7 | 17.5 | 24000 | 19400 | 23400 | 3.43 | 2.52 | 24000 | 3.45 | 1.75 | 9.4 | 7.5
Live | 217270165 |  | 11.7 | 15.2 | 23200 | 19400 | 23200 | 3.43 | 2.44 | 24000 | 3.29 | 1.75 | 9 | 7
Live | 217270162 |  | 10.6 | 15.2 | 34000 | 27000 | 28800 | 3.1 | 2.3 | 34000 | 3.1 | 1.75 | 8.5 | 6.8
Live | 217270161 |  | 11.7 | 15.8 | 23600 | 19000 | 20000 | 3.42 | 2.3 | 24000 | 3.21 | 1.75 | 8.5 | 6.8
Live | 217270160 |  | 10 | 16 | 55000 | 43000 | 43000 | 2.93 | 2.3 | 55000 | 3.1 | 1.75 | 9.4 | 7.4
Live | 217269590 |  | 11.7 | 18 | 36000 | 28000 | 30000 | 3.43 | 2.4 | 36000 | 3.21 | 1.8 | 9.5 | 7.5
Live | 217269589 |  | 11.7 | 18 | 24000 | 18000 | 23000 | 3.43 | 2.4 | 24000 | 3.5 | 1.8 | 10 | 7.8
Live | 218001422 |  | 11.25 | 21 | 42200 | 26600 | 22000 | 3.09 | 2.68 | 37400 | 3.94 | 1.8 | 8.5 | 7.5
Live | 218001421 |  | 11 | 21 | 37400 | 27000 | 23400 | 2.74 | 2.26 | 37400 | 3.75 | 1.9 | 8.5 | 7.5
Live | 218001417 |  | 11.25 | 18.5 | 32000 | 24100 | 20400 | 2.7 | 1.91 | 31000 | 3.24 | 1.8 | 8.5 | 7.5
Live | 218001419 |  | 11.25 | 22.5 | 32000 | 24100 | 21000 | 2.8 | 1.91 | 32000 | 3.25 | 1.8 | 8.5 | 7.5
Live | 218001418 |  | 11.45 | 21 | 32000 | 24000 | 19400 | 2.5 | 1.96 | 32000 | 3 | 1.8 | 8 | 7
Live | 218029881 |  | 12 | 20 | 20300 | 15400 | 12100 | 2.59 | 2.15 | 22500 | 2.87 | 1.85 | 8.5 | 7
Live | 215420692 |  | 12 | 20 | 20300 | 15400 | 12100 | 2.59 | 2.15 | 22500 | 2.87 | 1.85 | 8.5 | 7
Live | 218028411 |  | 12 | 23.5 | 27300 | 20700 | 18000 | 2.96 | 1.77 | 24000 | 2.93 | 1.8 | 9 | 7
Live | 218028410 |  | 13.65 | 24.5 | 22178 | 18000 | 14600 | 3.33 | 2.15 | 22000 | 3.26 | 1.9 | 9 | 7.6
Live | 218028409 |  | 13 | 24.5 | 14300 | 11000 | 9500 | 2.99 | 2.13 | 15690 | 3.28 | 1.95 | 9.5 | 8
Live | 218028408 |  | 13 | 24.5 | 15000 | 12000 | 11000 | 3.03 | 2.06 | 15690 | 3.28 | 1.95 | 9.5 | 8
Live | 218028407 |  | 15 | 26 | 13000 | 11000 | 9500 | 3.5 | 2.08 | 15000 | 2.89 | 1.88 | 10.4 | 7.4
Live | 218028406 |  | 15 | 27 | 13000 | 11000 | 9500 | 3.46 | 2.08 | 14600 | 3.29 | 1.83 | 10.5 | 7.4
Live | 217956851 |  | 9.75 | 19 | 13300 | 11500 | 9100 | 2.6 | 2.2 | 12000 | 3.52 | 1.8 | 8.5 | 7.3
Live | 217956850 |  | 9.75 | 19 | 13300 | 11500 | 9100 | 2.6 | 2.2 | 12000 | 3.52 | 1.8 | 8.5 | 7.3
Live | 217956849 |  | 9.3 | 19 | 13300 | 10000 | 8500 | 2.6 | 2.36 | 12000 | 3.52 | 1.81 | 8.5 | 7.3
Live | 217956848 |  | 9.3 | 19 | 13300 | 10000 | 8500 | 2.6 | 2.36 | 12000 | 3.52 | 1.81 | 8.5 | 7.3
Live | 217452895 |  | 8.85 | 17 | 12700 | 10300 | 9500 | 2.66 | 2.1 | 13480 | 2.93 | 1.75 | 8.5 | 6.2
Live | 217127985 |  | 12.6 | 20.75 | 48000 | 32000 | 38000 | 3.69 | 2.59 | 54000 | 3.84 | 2.1 | 8.9 | 7.2
Live | 217127984 |  | 13.5 | 20.75 | 36000 | 28800 | 31600 | 3.95 | 2.74 | 45000 | 3.98 | 2.3 | 9.45 | 7.55
Live | 217123444 |  | 13.5 | 23.5 | 48000 | 31000 | 38000 | 3.95 | 2.75 | 54000 | 4.2 | 2.3 | 9 | 7.4
Live | 217123443 |  | 14.5 | 23.5 | 36000 | 30000 | 31600 | 4.25 | 3 | 45000 | 4.4 | 2.4 | 9.8 | 8
Live | 217123425 |  | 11.7 | 18 | 48000 | 33000 | 38000 | 3.43 | 2.57 | 54000 | 3.7 | 2 | 8.8 | 7
Live | 217123424 |  | 12.5 | 18 | 36000 | 27400 | 31600 | 3.66 | 2.61 | 45000 | 3.8 | 2.1 | 9.1 | 7.1
Live | 217115272 |  | 10 | 20 | 60000 | 40500 | 46500 | 2.93 | 2.52 | 64500 | 3.66 | 2 | 8.95 | 7.05
Live | 217052507 |  | 11.9 | 19 | 26270 | 19300 | 15700 | 3.21 | 1.79 | 25200 | 3.21 | 1.75 | 8.5 | 6.7
Live | 216772305 |  | 9.5 | 17.5 | 60000 | 40000 | 46500 | 2.78 | 2.47 | 64500 | 3.6 | 1.9 | 8.7 | 6.9
Live | 216772249 |  | 10.5 | 22.5 | 60000 | 41500 | 46500 | 3.08 | 2.7 | 64500 | 3.9 | 2.2 | 9.2 | 7.2
Live | 216684160 |  | 13.65 | 24.5 | 22178 | 18500 | 14600 | 3.33 | 2.31 | 22000 | 3.26 | 1.9 | 9 | 7.6
Live | 216684159 |  | 15 | 26 | 13000 | 11000 | 9500 | 3.5 | 2.08 | 15000 | 2.89 | 1.88 | 10.4 | 7.4
Live | 216684158 |  | 13 | 24.5 | 14300 | 11200 | 9500 | 2.99 | 2.23 | 15690 | 3.28 | 1.95 | 9.5 | 8
Live | 216684157 |  | 15 | 27 | 13000 | 11000 | 9500 | 3.46 | 2.08 | 14600 | 3.29 | 1.83 | 10.5 | 7.4
Live | 216684155 |  | 9.75 | 19 | 13300 | 11500 | 9100 | 2.6 | 2.2 | 14600 | 3.32 | 1.8 | 8.5 | 7.3
Live | 216684154 |  | 12.5 | 20.5 | 10300 | 9600 | 7600 | 2.96 | 2.27 | 13136 | 3.5 | 1.94 | 8.8 | 6.8
Live | 216684153 |  | 9.3 | 19 | 13300 | 10000 | 8500 | 2.6 | 2.36 | 14600 | 3.32 | 1.81 | 8.5 | 7.3
Live | 216684152 |  | 11.9 | 20.5 | 11600 | 10600 | 7600 | 2.96 | 2.25 | 12000 | 2.91 | 1.86 | 8.8 | 6.8
Live | 216684151 |  | 12 | 23.5 | 27300 | 20700 | 18000 | 2.96 | 1.77 | 24000 | 2.93 | 1.8 | 9 | 7
Live | 216684150 |  | 10.6 | 21 | 37000 | 27500 | 24600 | 2.85 | 1.99 | 34100 | 2.62 | 1.8 | 8.5 | 7.5
Live | 216684149 |  | 10.9 | 22 | 33000 | 27000 | 23000 | 2.98 | 2.08 | 32000 | 2.84 | 1.8 | 9 | 7
Live | 216684148 |  | 11.9 | 19 | 26270 | 19300 | 15700 | 3.21 | 1.79 | 25200 | 3.21 | 1.75 | 8.5 | 6.7
Live | 216607215 |  | 13 | 24.5 | 15000 | 12000 | 11000 | 3.03 | 2.06 | 15690 | 3.28 | 1.95 | 9.5 | 8
Live | 213927641 |  | 12.25 | 20.75 | 36000 | 23000 | 25200 | 3.59 | 2.65 | 36000 | 4 | 2.3 | 8.85 | 6.55
Live | 213927640 |  | 10 | 19 | 60000 | 40000 | 42000 | 2.93 | 2.4 | 60000 | 3.64 | 2 | 8.75 | 6.5
Live | 213927639 |  | 11 | 19.55 | 48000 | 31000 | 33600 | 3.23 | 2.5 | 48000 | 3.72 | 2.1 | 8.88 | 6.55
Live | 211698446 |  | 11.5 | 18.5 | 36000 | 24000 | 25200 | 3.37 | 2.35 | 36000 | 3.4 | 2.1 | 8.3 | 6.4
Live | 211698445 |  | 10.5 | 17.1 | 48000 | 32000 | 33600 | 3.08 | 2.3 | 48000 | 3.24 | 1.9 | 8.1 | 6.3
Live | 211698444 |  | 9 | 17 | 60000 | 38000 | 42000 | 2.64 | 2.2 | 60000 | 3.3 | 1.8 | 7.8 | 6.1
Live | 217607997 |  | 12 | 20 | 20300 | 15400 | 12100 | 2.59 | 2.15 | 22500 | 2.87 | 1.85 | 8.5 | 7
Live | 217497276 |  | 12 | 20 | 20300 | 15400 | 12100 | 2.59 | 2.15 | 22500 | 2.87 | 1.85 | 8.5 | 7
Live | 217052506 |  | 12 | 20 | 20300 | 15400 | 12100 | 2.59 | 2.15 | 22500 | 2.87 | 1.85 | 8.5 | 7
Live | 216684156 |  | 12 | 20 | 20300 | 15400 | 12100 | 2.59 | 2.15 | 22500 | 2.87 | 1.85 | 8.5 | 7
Live | 216558424 |  | 12 | 20 | 20300 | 15400 | 12100 | 2.59 | 2.15 | 22500 | 2.87 | 1.85 | 8.5 | 7
Live | 215684456 |  | 12 | 20 | 20300 | 15400 | 12100 | 2.59 | 2.15 | 22500 | 2.87 | 1.85 | 8.5 | 7
Live | 215406528 |  | 12 | 20 | 20300 | 15400 | 12100 | 2.59 | 2.15 | 22500 | 2.87 | 1.85 | 8.5 | 7
Live | 218001423 |  | 15 | 24 | 11900 | 10800 | 7600 | 3.92 | 2.59 | 13700 | 3.65 | 1.94 | 9.2 | 7
Live | 218001424 |  | 13.1 | 22 | 11000 | 11000 | 9400 | 3.58 | 2.34 | 14000 | 3.34 | 1.97 | 9.5 | 7.2
Live | 218001425 |  | 14.2 | 25 | 12300 | 11400 | 10000 | 3.31 | 2.16 | 14300 | 2.76 | 1.95 | 9.6 | 6.8
Live | 218001426 |  | 15 | 23 | 12900 | 10000 | 8700 | 3.47 | 1.83 | 13600 | 2.62 | 1.75 | 9.4 | 6.6
Live | 218001427 |  | 14.2 | 22 | 12200 | 10200 | 9500 | 3.28 | 2.32 | 13600 | 3.41 | 2.14 | 9.2 | 6.6
Live | 217995506 |  | 11.9 | 19 | 25250 | 19300 | 16800 | 3.16 | 2.36 | 24000 | 3.61 | 1.81 | 8.5 | 6.7
Live | 217992269 |  | 11.9 | 19 | 25250 | 19300 | 16800 | 3.16 | 2.36 | 24000 | 3.61 | 1.81 | 8.5 | 6.7
Live | 217903550 |  | 11.9 | 20.5 | 11600 | 10600 | 7600 | 2.96 | 2.25 | 12000 | 2.91 | 1.86 | 8.8 | 6.8
Live | 217903552 |  | 12.5 | 20.5 | 10300 | 9600 | 7600 | 2.96 | 2.27 | 12000 | 3.2 | 1.94 | 8.8 | 6.8
Live | 217903549 |  | 11.9 | 20.5 | 11600 | 10600 | 7600 | 2.96 | 2.25 | 12000 | 2.91 | 1.86 | 8.8 | 6.8
Live | 217903551 |  | 12.5 | 20.5 | 10300 | 9600 | 7600 | 2.96 | 2.27 | 12000 | 3.2 | 1.94 | 8.8 | 6.8
Live | 218001454 |  | 12.5 | 23 | 29000 | 21000 | 17000 | 2.98 | 1.86 | 29000 | 3.04 | 1.8 | 9 | 7.5
Live | 218001455 |  | 12.5 | 22 | 29000 | 21000 | 21000 | 2.98 | 1.95 | 29000 | 3.15 | 1.8 | 9 | 7.5
Live | 218001456 |  | 13 | 23 | 29000 | 23000 | 21000 | 3.04 | 1.95 | 29000 | 3.15 | 1.8 | 9.5 | 7.5
Live | 218001439 |  | 11.6 | 22.5 | 26600 | 20000 | 16800 | 2.8 | 1.8 | 24000 | 2.66 | 1.8 | 9 | 7.5
Live | 218001450 |  | 14 | 24.5 | 25930 | 19200 | 17000 | 3.1 | 1.87 | 26613 | 3.47 | 1.8 | 9.4 | 8.1
Live | 218001451 |  | 10.75 | 20 | 21300 | 19200 | 14500 | 2.84 | 1.53 | 23540 | 2.46 | 1.8 | 9.2 | 7.9
Live | 218001452 |  | 11.6 | 22 | 20470 | 18915 | 15000 | 2.73 | 1.43 | 20470 | 2.35 | 1.8 | 8.8 | 7.6
Live | 218001453 |  | 11.25 | 21.5 | 22520 | 19788 | 17500 | 3.07 | 1.69 | 26613 | 2.79 | 1.8 | 9.2 | 7.9
Live | 218001434 |  | 10.9 | 21 | 19790 | 14800 | 12600 | 2.84 | 1.98 | 18000 | 2.85 | 1.8 | 9 | 7.6
Live | 218001435 |  | 14 | 22.5 | 23543 | 18500 | 15000 | 3.38 | 2.41 | 21325 | 3.81 | 1.9 | 9 | 7.6
Live | 218001436 |  | 12.8 | 21.5 | 21496 | 16000 | 15800 | 3.09 | 2.08 | 21496 | 3.41 | 1.9 | 9.5 | 8
Live | 218001445 |  | 13 | 21.5 | 15354 | 12000 | 10500 | 3.1 | 2.2 | 14160 | 3.61 | 1.9 | 9 | 8
Live | 218001446 |  | 13 | 23 | 16000 | 12000 | 10000 | 3.23 | 2.17 | 14000 | 3.57 | 1.9 | 8.5 | 8
Live | 218001447 |  | 12.3 | 20 | 15500 | 12000 | 10000 | 3.13 | 2.13 | 14600 | 3.72 | 1.9 | 8.5 | 8
Live | 218001448 |  | 13 | 23 | 14000 | 13000 | 10000 | 3.16 | 2.01 | 16000 | 2.76 | 1.9 | 8.5 | 8
Live | 218001449 |  | 13 | 23.1 | 15000 | 12000 | 10000 | 3.38 | 1.85 | 16000 | 2.76 | 1.8 | 9 | 8
Live | 218001429 |  | 13 | 23 | 16000 | 12000 | 10000 | 3.23 | 2.17 | 14000 | 3.57 | 1.9 | 9 | 8
Live | 218001430 |  | 12.3 | 21.5 | 15500 | 12000 | 10000 | 3.13 | 2.13 | 14280 | 3.64 | 1.9 | 9.5 | 8
Live | 218001431 |  | 13 | 23 | 15700 | 12000 | 10000 | 3.17 | 2.2 | 14280 | 3.64 | 1.9 | 9.5 | 8
Live | 218001432 |  | 13 | 23 | 15354 | 12000 | 10500 | 3.1 | 2.2 | 14160 | 3.61 | 1.9 | 9 | 8
Live | 218001458 |  | 12 | 20 | 41000 | 27300 | 24400 | 3 | 1.96 | 37500 | 2.75 | 2 | 8.5 | 7.5
Live | 218001420 |  | 11.95 | 20 | 43000 | 27600 | 23800 | 3.15 | 2.64 | 39200 | 4.09 | 1.92 | 8.5 | 7.5
Live | 216835372 |  | 9.8 | 17 | 52000 | 55300 | 46000 | 2.87 | 2.27 | 54000 | 3.6 | 2 | 8.8 | 7.2
Live | 216835180 |  | 9.8 | 17 | 52000 | 55300 | 46000 | 2.87 | 2.27 | 54000 | 3.6 | 2 | 8.8 | 7.2
Live | 217049704 |  | 9.8 | 17 | 52000 | 55300 | 46000 | 2.87 | 2.27 | 54000 | 3.6 | 2 | 8.8 | 7.2
Live | 217739013 |  | 10 | 16.7 | 57000 | 53000 | 40000 | 2.43 | 2.1 | 54000 | 3.5 | 2.2 | 9 | 7.5
Live | 217739012 |  | 11 | 17.5 | 53000 | 48000 | 36000 | 2.96 | 2.25 | 48000 | 3.8 | 2.25 | 9.8 | 8.6
Live | 217739011 |  | 11 | 18 | 39000 | 28600 | 26000 | 2.93 | 2.4 | 34200 | 3.5 | 2.1 | 9 | 7.7
Live | 217739010 |  | 12 | 18.5 | 28000 | 24000 | 24000 | 3.13 | 2.4 | 24000 | 3.8 | 2.2 | 9.5 | 8.5
Live | 216699796 |  | 12 | 21 | 34200 | 43200 | 34200 | 3.52 | 2.77 | 34200 | 4.19 | 2.4 | 10 | 8.5
Live | 216699794 |  | 12 | 21 | 34200 | 43200 | 34200 | 3.52 | 2.77 | 34200 | 4.19 | 2.4 | 10 | 8.5
Live | 216699792 |  | 12 | 21 | 34200 | 43200 | 34200 | 3.52 | 2.77 | 34200 | 4.19 | 2.4 | 10 | 8.5
Live | 216699795 |  | 12.2 | 21 | 24000 | 31500 | 24000 | 3.57 | 2.83 | 24000 | 4.21 | 2.4 | 10 | 8.5
Live | 216699793 |  | 12.2 | 21 | 24000 | 31500 | 24000 | 3.57 | 2.83 | 24000 | 4.21 | 2.4 | 10 | 8.5
Live | 216699791 |  | 12.2 | 21 | 24000 | 31500 | 24000 | 3.57 | 2.83 | 24000 | 4.21 | 2.4 | 10 | 8.5
Live | 215416030 |  | 13.45 | 21 | 10100 | 9900 | 6900 | 3.08 | 2.27 | 11000 | 3.71 | 1.91 | 9 | 7.1
Live | 215416027 |  | 14.7 | 25.5 | 10800 | 11000 | 9100 | 3.01 | 2.08 | 14600 | 3.29 | 1.86 | 10.2 | 7.4
Delisted | 204581861 |  | 8 | 14.5 | 12500 | 8800 | 5000 | 2.19 | 2.1 | 13000 | 2.4 | 1.9 | 8 | 6
Delisted | 204581862 |  |  |  | 12500 | 8800 | 5200 | 2.3 | 2.1 | 13000 | 2.4 | 1.9
Delisted | 206335356 |  | 11 | 18 | 39000 | 33600 | 29400 | 3.13 | 2.12 | 47500 | 3.27 | 4.42 | 8.2 | 6.1
Delisted | 202242130 |  | 11 | 18 | 26000 | 19440 | 18700 | 3.19 | 2.23 | 30000 | 2.98 | 2.11 | 8 | 6
Delisted | 202541562 |  |  |  | 29000 | 20400 | 18700 | 3.15 | 2.34 | 33000 | 3.06 | 2.11
Delisted | 204344211 |  | 10.5 | 18 | 29000 | 21000 | 18000 | 3.15 | 1.99 | 33000 | 3.02 | 2.25 | 8.5 | 6.3
Delisted | 206335354 |  | 10.5 | 22 | 48400 | 41200 | 36000 | 3.32 | 2.13 | 59300 | 3.81 | 5.3 | 9.8 | 7.3
Delisted | 206335357 |  | 9.2 | 16 | 48200 | 41000 | 36200 | 2.9 | 2.33 | 59000 | 3.1 | 5.53 | 8.5 | 6.3
Delisted | 204344210 |  | 10.5 | 18 | 25000 | 18000 | 16000 | 3.05 | 1.92 | 30000 | 2.84 | 1.95 | 8.5 | 6.3
Delisted | 206335353 |  | 11.5 | 22 | 39000 | 33600 | 29400 | 3.31 | 2.44 | 47500 | 4.04 | 4.35 | 9.8 | 7.3
Delisted | 206335358 |  | 10 | 18 | 61000 | 47000 | 46000 | 2.96 | 2.42 | 66000 | 3.41 | 6.81 | 8.5 | 6.3
Delisted | 206335355 |  | 10.5 | 20 | 60800 | 46900 | 45700 | 3.18 | 2.43 | 65800 | 3.73 | 6.6 | 9.8 | 7.3
Delisted | 10340613 |  |  |  | 40944 | 31100 | 25356 | 3.08 | 2.5 | 46062 | 3.48 | 2.09
Delisted | 10338140 |  |  |  | 27300 | 26263 | 22553 | 3.08 | 2.28 | 32000 | 2.53 | 2.07
Delisted | 211012874 |  | 12.5 | 20 | 12000 | 10000 | 8900 | 3.35 | 2.02 | 12000 | 3.35 | 1.8 | 8.6 | 7.2
Delisted | 214779533 |  | 11.7 | 16 | 24000 | 16800 | 24000 | 3.43 | 2.21 | 24000 | 3.52 | 1.8 | 9.5 | 7.4
Delisted | 214779531 |  | 11 | 16 | 54000 | 38800 | 45000 | 3.22 | 2.49 | 54000 | 3.3 | 1.8 | 9 | 7.4
Delisted | 214779532 |  | 11.5 | 17 | 48000 | 33700 | 45000 | 3.37 | 2.48 | 48000 | 3.3 | 1.8 | 9.5 | 7.4
Delisted | 214779530 |  | 11.4 | 16.5 | 34000 | 27500 | 32300 | 3.22 | 2.48 | 34000 | 3.3 | 1.8 | 9.5 | 7.4
Delisted | 212394300 |  | 10.5 | 15 | 45000 | 28200 | 33000 | 3.08 | 2 | 45500 | 3.1 | 1.8 | 8.5 | 6.5
Delisted | 211624986 |  | 9.8 | 15 | 34000 | 22000 | 25000 | 2.88 | 2.1 | 34000 | 3 | 1.8 | 8.5 | 6.5
Delisted | 211624985 |  | 11.2 | 15.2 | 23000 | 15600 | 20000 | 3.37 | 2.31 | 23000 | 3.4 | 1.8 | 8.5 | 6.5
Delisted | 211624987 |  | 10.5 | 15 | 45000 | 28200 | 33000 | 3.08 | 2 | 45500 | 3.1 | 1.8 | 8.5 | 6.5
Delisted | 211177534 |  | 10.5 | 15 | 45000 | 28200 | 33000 | 3.08 | 2 | 45500 | 3.1 | 1.8 | 8.5 | 6.5
Delisted | 211177531 |  | 10.5 | 15 | 45000 | 28200 | 33000 | 3.08 | 2 | 45500 | 3.1 | 1.8 | 8.5 | 6.5
Delisted | 9128596 |  |  |  | 50000 | 54000 | 54000 | 2.76 | 2.45 | 56000 | 3.4 | 2
Delisted | 205287677 |  |  |  | 50000 | 48000 | 42000 | 2.57 | 2.93 | 58000 | 3.09 | 2.93
Delisted | 204760468 |  |  |  | 10900 | 10215 | 8680 | 2.52 | 2.36 | 14000 | 3.23 | 2.04
Delisted | 10333026 |  |  |  | 24000 | 18310 | 16637 | 2.61 | 2.29 | 25200 | 3.21 | 2.02
Delisted | 10340485 |  |  |  | 35826 | 27500 | 21356 | 3.2 | 2.73 | 44356 | 3.61 | 2.01
Delisted | 204462627 |  |  |  | 19800 | 16400 | 14700 | 3.22 | 2.91 | 23200 | 3.58 | 2.82
Delisted | 10333042 |  |  |  | 19800 | 16400 | 14700 | 3.32 | 2.91 | 23200 | 3.58 | 2.82
Delisted | 10338151 |  |  |  | 49500 | 48000 | 42000 | 2.59 | 2.93 | 58000 | 3.09 | 2.93
Delisted | 10338155 |  |  |  | 42500 | 42000 | 37000 | 2.65 | 2.93 | 52500 | 3.24 | 2.93
Delisted | 10338148 |  |  |  | 39000 | 35000 | 30000 | 2.54 | 2.85 | 49500 | 3.15 | 2.93
Delisted | 10338143 |  |  |  | 29600 | 25000 | 19500 | 2.34 | 2.62 | 33600 | 2.81 | 2.6
Delisted | 10338165 |  |  |  | 29000 | 22000 | 18500 | 3.4 | 2.69 | 32400 | 3.45 | 2.71
Delisted | 204760469 |  |  |  | 14569 | 11000 | 9048 | 3.28 | 2.35 | 16582 | 3.6 | 1.95
Delisted | 202519342 |  |  |  | 58000 | 44000 | 38000 | 2.43 | 2.31 | 63000 | 2.71 | 2.26
Delisted | 9410052 |  |  |  | 50000 | 52200 | 41000 | 2.46 | 2.25 | 56000 | 3.45 | 2
Delisted | 8654210 |  |  |  | 50000 | 54000 | 54000 | 2.76 | 2.45 | 56000 | 3.4 | 2
Delisted | 7280508 |  |  |  | 39000 | 35000 | 30000 | 2.54 | 2.85 | 49500 | 3.15 | 2.93
Delisted | 7280511 |  |  |  | 42500 | 42000 | 37000 | 2.65 | 2.93 | 52500 | 3.24 | 2.93
Delisted | 7280525 |  |  |  | 49500 | 48000 | 42000 | 2.59 | 2.93 | 58000 | 3.09 | 2.93
Delisted | 202515509 |  |  |  | 37800 | 31800 | 27800 | 2.77 | 1.74 | 46800 | 2.88 | 1.78
Delisted | 202519340 |  |  |  | 48200 | 40400 | 34800 | 2.83 | 2.31 | 58800 | 2.71 | 2.24
Delisted | 7425275 |  |  |  | 48200 | 40600 | 35000 | 2.83 | 2.32 | 59000 | 3.3 | 2.28
Delisted | 7280492 |  |  |  | 19800 | 16400 | 14700 | 3.32 | 2.91 | 23200 | 3.58 | 2.82
Delisted | 7280498 |  |  |  | 27800 | 21000 | 18000 | 2.96 | 2.56 | 30600 | 3.26 | 2.64
Delisted | 7280499 |  |  |  | 29000 | 22000 | 18500 | 3.4 | 2.69 | 32400 | 3.45 | 2.71
Delisted | 7280500 |  |  |  | 29600 | 25000 | 19500 | 2.34 | 2.62 | 33600 | 2.81 | 2.6
Delisted | 7280497 |  |  |  | 29000 | 22000 | 18500 | 3.4 | 2.69 | 32400 | 3.45 | 2.71
Delisted | 7607469 |  |  |  | 21012 | 24566 | 19190 | 2.45 | 2.88 | 24566 | 2.88 | 2.85
Delisted | 10338834 |  |  |  | 13000 | 12100 | 10500 | 2.72 | 2.43 | 13600 | 2.66 | 2.05
Delisted | 10333040 |  |  |  | 20000 | 23000 | 21500 | 2.86 | 2.11 | 26000 | 2.31 | 2.03
Delisted | 9128593 |  |  |  | 42000 | 45000 | 45000 | 3.31 | 2.5 | 46000 | 3.45 | 2.1
Delisted | 215494738 |  | 12 | 18 | 24500 | 24000 | 24000 | 3.52 | 2.5 | 24000 | 3.52 | 2 | 10 | 6.5
Delisted | 215494740 |  | 11.5 | 19 | 48800 | 41000 | 40500 | 3.37 | 2.68 | 48800 | 3.14 | 1.8 | 9.5 | 6.5
Delisted | 215889445 |  | 11.7 | 20 | 48800 | 40400 | 36000 | 3.43 | 2.65 | 48800 | 4.54 | 2.18 | 9.5 | 6.5
Delisted | 216505510 |  | 11.7 | 18.5 | 24500 | 24000 | 19000 | 3.44 | 2.5 | 24800 | 5.12 | 1.75 | 8.3 | 6
Delisted | 8654209 |  |  |  | 42000 | 45000 | 45000 | 3.31 | 2.5 | 46000 | 3.45 | 2.1
Delisted | 10338836 |  |  |  | 21012 | 24566 | 19190 | 2.45 | 2.88 | 24566 | 2.88 | 2.85
Delisted | 9409574 |  |  |  | 42000 | 45000 | 37550 | 2.81 | 2.2 | 46000 | 3.35 | 2
Delisted | 7091968 |  |  |  | 14569 | 10348 | 9048 | 3.28 | 2.25 | 16300 | 3.54 | 1.98
Delisted | 202134392 |  |  |  | 13000 | 11268 | 9065 | 2.82 | 2.41 | 14000 | 2.93 | 2.04
Delisted | 7607467 |  |  |  | 15354 | 13500 | 13000 | 3 | 2.83 | 18766 | 3.44 | 2.76
Delisted | 202134394 |  |  |  | 27300 | 23450 | 19780 | 2.67 | 1.9 | 30700 | 3 | 1.75
Delisted | 202134393 |  |  |  | 20000 | 18600 | 16425 | 2.73 | 2.08 | 23500 | 4.3 | 1.84
Delisted | 202126395 |  |  |  | 9600 | 10948 | 8975 | 2.16 | 2.38 | 12000 | 2.61 | 1.98
Delisted | 7607465 |  |  |  | 13000 | 13240 | 10488 | 2.72 | 2.59 | 13648 | 2.67 | 2.05
Delisted | 9956329 |  |  |  | 10900 | 10215 | 8680 | 2.52 | 2.36 | 14000 | 3.42 | 2.04
Delisted | 9956330 |  |  |  | 14569 | 10348 | 9048 | 3.28 | 2.25 | 16300 | 3.54 | 1.98
Delisted | 10611533 |  |  |  | 10900 | 10215 | 8680 | 2.52 | 2.36 | 14000 | 3.42 | 2.04
Delisted | 206335348 |  |  |  | 27000 | 17900 | 14270 | 3.41 | 2.49 | 30000 | 4.46 | 2.09
Delisted | 10544537 |  |  |  | 19800 | 16400 | 14700 | 3.32 | 2.91 | 23200 | 3.58 | 2.82
Delisted | 10609450 |  |  |  | 29000 | 22000 | 18500 | 3.4 | 2.69 | 32400 | 3.45 | 2.71
Delisted | 10616184 |  |  |  | 39000 | 35000 | 30000 | 2.54 | 2.85 | 49500 | 3.15 | 2.93
Delisted | 205416005 |  |  |  | 29000 | 22000 | 18500 | 3.4 | 2.69 | 32400 | 3.45 | 2.71
Delisted | 205416004 |  |  |  | 19800 | 16400 | 14700 | 3.22 | 2.91 | 23200 | 3.58 | 2.82
Delisted | 8654208 |  |  |  | 42000 | 45000 | 45000 | 3.31 | 2.5 | 46000 | 3.45 | 2.1
Delisted | 10333036 |  |  |  | 9600 | 14610 | 12976 | 2.16 | 2.41 | 13600 | 2.66 | 2.09
Delisted | 10333037 |  |  |  | 13000 | 11268 | 9110 | 2.82 | 2.41 | 14000 | 2.93 | 1.98
Delisted | 204462626 |  |  |  | 49000 | 54000 | 50000 | 2.53 | 2.47 | 56000 | 3.07 | 1.86
Delisted | 10064017 |  |  |  | 20018 | 16400 | 13450 | 2.83 | 2.42 | 22600 | 2.37 | 2.01
Delisted | 211726650 |  | 13.45 | 21 | 10100 | 9900 | 6900 | 3.08 | 2.27 | 11000 | 3.71 | 1.91 | 9 | 7.1
Delisted | 207201634 |  |  |  | 25600 | 21700 | 18300 | 2.92 | 1.95 | 25600 | 2.92 | 1.76
Delisted | 207201635 |  |  |  | 25600 | 18500 | 20800 | 2.9 | 1.89 | 31000 | 2.8 | 1.76
Delisted | 207201629 |  |  |  | 13100 | 10500 | 9800 | 2.82 | 2.46 | 15500 | 2.99 | 1.86
Delisted | 207201633 |  |  |  | 27200 | 17400 | 14500 | 3.09 | 2.26 | 28800 | 3.17 | 1.76
Delisted | 207201628 |  |  |  | 13100 | 10500 | 10000 | 2.84 | 2.46 | 15500 | 3.03 | 2.01
Delisted | 207201626 |  |  |  | 10700 | 10500 | 9000 | 3.17 | 2.04 | 13300 | 3.19 | 1.93
Delisted | 206913023 |  |  |  | 35000 | 23500 | 18100 | 2.15 | 2.09 | 41000 | 2.51 | 1.77
Delisted | 206913022 |  |  |  | 31400 | 20500 | 18000 | 2.3 | 2.15 | 31400 | 2.3 | 1.79
Delisted | 206913020 |  |  |  | 20500 | 11500 | 11000 | 2.2 | 1.98 | 22600 | 3.15 | 1.83
Delisted | 206913021 |  |  |  | 26500 | 17500 | 13500 | 2.43 | 2.33 | 30000 | 2.93 | 1.8
Delisted | 206909898 |  |  |  | 26500 | 17500 | 13500 | 2.43 | 2.33 | 30000 | 2.93 | 1.8
Delisted | 206909900 |  |  |  | 35000 | 23500 | 18100 | 2.15 | 2.09 | 41000 | 2.51 | 1.77
Delisted | 206909899 |  |  |  | 31400 | 20500 | 18000 | 2.3 | 2.15 | 31400 | 2.3 | 1.79
Delisted | 206909897 |  |  |  | 20500 | 11500 | 11000 | 2.2 | 1.98 | 22600 | 3.15 | 1.83
Delisted | 206335350 |  |  |  | 35000 | 24000 | 19800 | 2.15 | 2.07 | 41000 | 2.51 | 1.76
Delisted | 206335349 |  |  |  | 31400 | 20000 | 17800 | 2.3 | 2.09 | 31400 | 2.3 | 1.86
Delisted | 206322338 |  |  |  | 48900 | 48000 | 43000 | 3.04 | 2.04 | 50000 | 3.48 | 1.82
Delisted | 9410050 |  |  |  | 50000 | 52200 | 41000 | 2.99 | 2.25 | 56000 | 3.55 | 2
Delisted | 9342251 |  |  |  | 42000 | 45000 | 37550 | 3.2 | 2.2 | 46000 | 3.55 | 2
Delisted | 10392955 |  |  |  | 49000 | 54000 | 50000 | 2.52 | 6.46 | 56000 | 3.04 | 1.87
Delisted | 204043222 |  |  |  | 37000 | 36000 | 30000 | 3.01 | 1.94 | 38000 | 3.09 | 1.83
Delisted | 10384787 |  |  |  | 49000 | 54000 | 50000 | 2.53 | 2.47 | 56000 | 3.07 | 1.86
Delisted | 205093063 |  |  |  | 25200 | 19000 | 17000 | 2.97 | 2.04 | 25845 | 3.38 | 2.02
Delisted | 204743192 |  |  |  | 37000 | 36000 | 30000 | 3.01 | 1.94 | 38000 | 3.09 | 1.83
Delisted | 205123814 |  |  |  | 33100 | 20000 | 19000 | 2.85 | 1.98 | 36000 | 2.78 | 1.78
Delisted | 205291861 |  |  |  | 34400 | 23800 | 21100 | 2.59 | 2.49 | 37000 | 2.58 | 1.76
Delisted | 204743191 |  |  |  | 37000 | 36000 | 30000 | 3.01 | 1.94 | 38000 | 3.09 | 1.83
Delisted | 206335347 |  |  |  | 21000 | 11720 | 11950 | 2.93 | 2.08 | 22600 | 3.15 | 2
Delisted | 206322337 |  |  |  | 48900 | 48000 | 43000 | 3.04 | 2.04 | 50000 | 3.48 | 1.82
Delisted | 206221397 |  |  |  | 27000 | 17800 | 14000 | 2.64 | 2.48 | 30000 | 2.93 | 1.86
Delisted | 206221399 |  |  |  | 35000 | 24000 | 19800 | 2.15 | 2.07 | 41000 | 2.51 | 1.76
Delisted | 206221396 |  |  |  | 21000 | 11720 | 11950 | 2.93 | 2.08 | 22600 | 3.15 | 2
Delisted | 206221398 |  |  |  | 31400 | 20000 | 17800 | 2.3 | 2.09 | 31400 | 2.3 | 1.86
Delisted | 205756439 |  |  |  | 25000 | 24000 | 24000 | 3.41 | 2.43 | 26000 | 3.85 | 2.1
Delisted | 205984662 |  |  |  | 48900 | 48000 | 43000 | 3.04 | 2.04 | 50000 | 3.48 | 1.82
Delisted | 205756438 |  |  |  | 25000 | 24000 | 24000 | 3.41 | 2.43 | 26000 | 3.85 | 2.1
Delisted | 205747610 |  |  |  | 48900 | 48000 | 43000 | 3.04 | 2.04 | 50000 | 3.48 | 1.82
Delisted | 205724740 |  |  |  | 55000 | 49000 | 44000 | 2.98 | 2.02 | 56000 | 3.1 | 1.8
Delisted | 205564529 |  |  |  | 25000 | 24000 | 24000 | 3.41 | 2.43 | 26000 | 3.85 | 2.1
Delisted | 205724741 |  |  |  | 55000 | 49000 | 44000 | 2.98 | 2.02 | 56000 | 3.1 | 1.8
Delisted | 205724739 |  |  |  | 55000 | 49000 | 44000 | 2.98 | 2.02 | 56000 | 3.1 | 1.8
Delisted | 205724738 |  |  |  | 55000 | 49000 | 44000 | 2.98 | 2.02 | 56000 | 3.1 | 1.8
Delisted | 211726651 |  | 13 | 19 | 11000 | 12300 | 10000 | 2.98 | 2.21 | 11300 | 3.12 | 1.85 | 9.5 | 7
Delisted | 211726658 |  | 12.7 | 20 | 26000 | 19500 | 19000 | 3.22 | 2.2 | 26700 | 3.51 | 1.9 | 9 | 7
Delisted | 211726659 |  | 11.9 | 21 | 23300 | 19500 | 16000 | 2.93 | 2.14 | 29400 | 3.25 | 1.8 | 9.5 | 7.5
Delisted | 211726660 |  | 12 | 20 | 24100 | 19400 | 19000 | 3.02 | 2.5 | 29800 | 3.08 | 1.8 | 9 | 7.2
Delisted | 205993850 |  |  |  | 48900 | 48000 | 43000 | 3.04 | 2.04 | 50000 | 3.48 | 1.82
Delisted | 205993849 |  |  |  | 25000 | 24000 | 24000 | 3.41 | 2.43 | 26000 | 3.85 | 2.1
Delisted | 205984663 |  |  |  | 37000 | 36000 | 30000 | 3.01 | 1.94 | 38000 | 3.09 | 1.83
Delisted | 205984664 |  |  |  | 55000 | 49000 | 44000 | 2.98 | 2.02 | 56000 | 3.1 | 1.8
Delisted | 10339674 |  |  |  | 20018 | 16400 | 13450 | 2.83 | 2.42 | 22600 | 2.37 | 2.01
Delisted | 203991158 |  |  |  | 50000 | 54000 | 52000 | 2.51 | 2.41 | 56000 | 3.03 | 2.1
Delisted | 202557965 |  |  |  | 20000 | 21000 | 21700 | 3.26 | 2.05 | 26000 | 2.72 | 1.81
Delisted | 10064025 |  |  |  | 40944 | 31100 | 28400 | 3.08 | 2.5 | 46062 | 3.48 | 1.84
Delisted | 207201627 |  |  |  | 13100 | 10500 | 9500 | 2.76 | 2.44 | 15500 | 3.01 | 2
Delisted | 207201625 |  |  |  | 10700 | 10500 | 9000 | 3.17 | 2.04 | 13300 | 3.19 | 1.93
Delisted | 8654211 |  |  |  | 50000 | 54000 | 54000 | 2.76 | 2.45 | 56000 | 3.4 | 2
Delisted | 10340478 |  |  |  | 30708 | 24000 | 21200 | 2.85 | 3.13 | 32414 | 3.58 | 1.85
Delisted | 10339781 |  |  |  | 28104 | 23000 | 18356 | 2.64 | 3.02 | 35000 | 2.25 | 1.81
Delisted | 10064023 |  |  |  | 35826 | 27500 | 25300 | 3.2 | 2.73 | 44356 | 3.61 | 2.32
Delisted | 10064021 |  |  |  | 30708 | 24000 | 21200 | 2.85 | 3.13 | 32414 | 3.58 | 1.85
Delisted | 10064019 |  |  |  | 28104 | 23000 | 18356 | 2.64 | 3.02 | 35000 | 2.25 | 1.81
Delisted | 211931446 |  | 12.5 | 20 | 12000 | 10000 | 8900 | 3.35 | 2.02 | 12000 | 3.35 | 1.8 | 8.6 | 7.2
Delisted | 8796414 |  |  |  | 42000 | 45000 | 45000 | 3.31 | 2.5 | 46000 | 3.45 | 2.1
Delisted | 8654212 |  |  |  | 50000 | 54000 | 54000 | 2.76 | 2.45 | 56000 | 3.4 | 2
Delisted | 211749836 |  | 14.2 | 20.4 | 10700 | 10500 | 6800 | 3.17 | 2.04 | 13300 | 3.19 | 1.93 | 9.5 | 7.6
Delisted | 211749837 |  | 13.3 | 19.5 | 10700 | 10500 | 9000 | 3.17 | 2.04 | 13300 | 3.19 | 1.79 | 9.8 | 7.6
Delisted | 211749844 |  | 12.5 | 20 | 28500 | 22000 | 19000 | 3.21 | 2.11 | 33600 | 3.18 | 1.9 | 9 | 6.9
Delisted | 204462790 |  |  |  | 42500 | 42000 | 37000 | 2.68 | 2.86 | 52500 | 3.14 | 2.89
Delisted | 204462789 |  |  |  | 42500 | 35000 | 30000 | 3.11 | 3.02 | 50400 | 3.89 | 2.93
Delisted | 204462787 |  |  |  | 29000 | 22000 | 18500 | 3.4 | 2.69 | 32400 | 3.45 | 2.71
Delisted | 204462632 |  |  |  | 50000 | 48000 | 42000 | 2.57 | 2.93 | 58000 | 3.09 | 2.93
Delisted | 10611536 |  |  |  | 14569 | 10348 | 9048 | 3.28 | 2.25 | 16300 | 3.54 | 1.98
Delisted | 10338835 |  |  |  | 15354 | 12550 | 10200 | 3 | 2.3 | 15695 | 2.97 | 2.01
Delisted | 10338159 |  |  |  | 22000 | 19674 | 15400 | 2.63 | 2.24 | 23202 | 2.72 | 1.97
Delisted | 10338158 |  |  |  | 13000 | 8700 | 8300 | 3.05 | 2.52 | 14000 | 3.04 | 2.15
Delisted | 10338157 |  |  |  | 9600 | 10630 | 8000 | 2.34 | 2.47 | 11000 | 2.58 | 2.13
Delisted | 9944775 |  |  |  | 13000 | 14610 | 12977 | 2.72 | 2.41 | 13600 | 2.66 | 2.09
Delisted | 9128595 |  |  |  | 48200 | 40600 | 35000 | 2.83 | 2.32 | 59000 | 3.3 | 2.28
Delisted | 9128591 |  |  |  | 38000 | 32000 | 28000 | 2.78 | 2.15 | 47000 | 3.09 | 1.98
Delisted | 7425273 |  |  |  | 38000 | 32000 | 28000 | 2.78 | 2.15 | 47000 | 3.09 | 1.98
Delisted | 204462788 |  |  |  | 29600 | 25000 | 19500 | 2.34 | 2.62 | 33600 | 2.81 | 2.6
Delisted | 8912455 |  |  |  | 63600 | 48000 | 40000 | 2.66 | 2.5 | 71000 | 3.3 | 2.4
Delisted | 211749845 |  | 12 | 20 | 28500 | 22000 | 16000 | 3.21 | 2.11 | 33600 | 3.18 | 1.8 | 9.5 | 7.5
Delisted | 211749846 |  | 12 | 20 | 28500 | 22000 | 19000 | 3.21 | 2.11 | 33600 | 3.18 | 1.8 | 9 | 6.8
Delisted | 211755703 |  | 14.55 | 27 | 13000 | 11000 | 9900 | 3.46 | 2.08 | 14600 | 3.29 | 1.87 | 10 | 7.6
Delisted | 211755705 |  | 14.7 | 25.5 | 10800 | 11000 | 9100 | 3.01 | 2.08 | 14600 | 3.29 | 1.86 | 10.2 | 7.4
Delisted | 211931448 |  | 12.5 | 20.5 | 12000 | 9200 | 8000 | 3.52 | 2.07 | 12000 | 3.35 | 1.88 | 8.8 | 6.5
Delisted | 211931455 |  | 10.9 | 20 | 19790 | 15000 | 12500 | 2.7 | 1.95 | 20470 | 2.5 | 1.85 | 8.5 | 7
Delisted | 213194174 |  | 12 | 21.5 | 13000 | 11268 | 9100 | 2.82 | 2.41 | 14000 | 2.93 | 1.8 | 8.5 | 6.6
Delisted | 213319288 |  | 12 | 21.5 | 13000 | 11268 | 9100 | 2.82 | 2.41 | 14000 | 2.93 | 1.8 | 8.5 | 6.6
Delisted | 214728902 |  | 12.2 | 22 | 26000 | 21000 | 20000 | 3.17 | 2.29 | 26600 | 3.25 | 1.8 | 9 | 7
Delisted | 210278966 |  | 14.55 | 27 | 13000 | 11000 | 9900 | 3.46 | 2.08 | 14600 | 3.29 | 1.87 | 10 | 7.6
Delisted | 210278965 |  | 10.5 | 20 | 37000 | 28000 | 24400 | 2.82 | 2.03 | 34800 | 3 | 1.85 | 8.5 | 7.5
Delisted | 210278964 |  | 11.3 | 19.5 | 11000 | 9400 | 7500 | 2.93 | 2.12 | 12000 | 2.93 | 1.77 | 8.6 | 6.8
Delisted | 210278963 |  | 11.3 | 19.5 | 10300 | 9000 | 7400 | 2.74 | 2.11 | 12000 | 3.32 | 1.81 | 8.8 | 6.8
Delisted | 209550322 |  | 13 | 19 | 11000 | 12300 | 10000 | 2.98 | 2.21 | 11300 | 3.12 | 1.85 | 9.5 | 7
Delisted | 209550321 |  | 13.45 | 21 | 10100 | 9900 | 6900 | 3.08 | 2.27 | 11000 | 3.71 | 1.91 | 9 | 7.1
Delisted | 209550306 |  | 12.5 | 20 | 12000 | 10000 | 8900 | 3.35 | 2.02 | 12000 | 3.35 | 1.79 | 8.6 | 7.2
Delisted | 210278967 |  | 14.7 | 25.5 | 10800 | 11000 | 9100 | 3.01 | 2.08 | 14600 | 3.29 | 1.86 | 10.2 | 7.4
Delisted | 210278968 |  | 13.1 | 24.5 | 28500 | 22000 | 16100 | 3.21 | 2.11 | 30000 | 2.84 | 1.75 | 9.5 | 7.5
Delisted | 209248931 |  | 14.55 | 27 | 13000 | 11000 | 9900 | 3.46 | 2.08 | 14600 | 3.29 | 1.87 | 10 | 7.6
Delisted | 210278969 |  | 11.25 | 20 | 33000 | 27000 | 23200 | 2.98 | 2.08 | 30800 | 3.01 | 1.81 | 8.5 | 7.5
Delisted | 210278972 |  | 11.6 | 18 | 25249 | 19300 | 15000 | 2.96 | 2.41 | 26614 | 3.25 | 1.75 | 8.5 | 6.6
Delisted | 210485384 |  | 14.7 | 25.5 | 10800 | 11000 | 9100 | 3.01 | 2.08 | 14600 | 3.29 | 1.86 | 10.2 | 7.4
Delisted | 210485388 |  | 11.25 | 20 | 33000 | 27000 | 23200 | 2.98 | 2.08 | 34500 | 2.93 | 1.81 | 8.5 | 7.5
Delisted | 210485389 |  | 10.5 | 20 | 37000 | 28000 | 24400 | 2.82 | 2.03 | 34800 | 3 | 1.85 | 8.5 | 7.5
Delisted | 209248929 |  | 14.7 | 25.5 | 10800 | 11000 | 9100 | 3.01 | 2.08 | 14600 | 3.29 | 1.86 | 10.2 | 7.4
Delisted | 211755708 |  | 13.1 | 24.5 | 28500 | 22000 | 20000 | 3.21 | 2.11 | 30000 | 2.84 | 1.8 | 9.5 | 7.5
Delisted | 209240165 |  | 12.5 | 20.5 | 12000 | 9200 | 8000 | 3.52 | 2.07 | 12000 | 3.35 | 1.88 | 8.8 | 6.5
Delisted | 208158336 |  | 12 | 20 | 24100 | 19400 | 19000 | 3.02 | 2.5 | 29800 | 3.08 | 1.8 | 9 | 7.2
Delisted | 208158335 |  | 11.9 | 21 | 23300 | 19500 | 16000 | 2.93 | 2.14 | 29400 | 3.25 | 1.8 | 9.5 | 7.5
Delisted | 208141285 |  | 11.6 | 18 | 25249 | 19300 | 15000 | 2.96 | 2.41 | 26614 | 3.25 | 1.75 | 8.5 | 6.6
Delisted | 206839102 |  | 14 | 26.5 | 12800 | 10200 | 9000 | 3.13 | 2.39 | 14600 | 3.66 | 1.88 | 10 | 7.6
Delisted | 206839101 |  | 14.7 | 25 | 10700 | 10500 | 9000 | 3.17 | 2.04 | 13300 | 3.19 | 1.79 | 9.5 | 7.1
Delisted | 206839098 |  | 13 | 24 | 28500 | 22000 | 20000 | 3.21 | 2.11 | 33600 | 3.18 | 1.8 | 9.5 | 6.9
Delisted | 10157571 |  | 13 | 21.5 | 30700 | 26263 | 24000 | 3 | 2.28 | 32000 | 2.53 | 1.9 | 9.5 | 7.1
Delisted | 10149900 |  | 16.6 | 27 | 13000 | 14610 | 13000 | 2.72 | 2.41 | 13600 | 2.66 | 1.91 | 11 | 10
Delisted | 9959454 |  | 12 | 21.5 | 13000 | 11268 | 9100 | 2.82 | 2.41 | 14000 | 2.93 | 1.8 | 8.5 | 6.6
Delisted | 9958975 |  | 12.5 | 21 | 20018 | 16400 | 13500 | 2.83 | 2.42 | 22600 | 2.37 | 2.01 | 9 | 7.5
Delisted | 9956418 |  | 10.4 | 21 | 40944 | 31100 | 28400 | 3.08 | 2.5 | 46062 | 3.48 | 1.84 | 8.6 | 7.2
Delisted | 9956417 |  | 11.8 | 21 | 35826 | 27500 | 25400 | 3.2 | 2.73 | 44356 | 3.61 | 2.32 | 8.6 | 7.2
Delisted | 9956416 |  | 11.8 | 20 | 30708 | 24000 | 21200 | 2.85 | 3.13 | 32414 | 3.58 | 1.85 | 8.6 | 7.2
Delisted | 9956415 |  | 11.8 | 21 | 28104 | 23000 | 18400 | 2.64 | 3.02 | 35000 | 2.25 | 1.81 | 9 | 7.5
Delisted | 9956331 |  | 14 | 23 | 9600 | 10948 | 9000 | 2.16 | 2.38 | 12000 | 2.61 | 1.97 | 8.5 | 7.6
Delisted | 9108748 |  | 12.5 | 20 | 27300 | 23450 | 19800 | 2.67 | 1.9 | 30700 | 3 | 1.75 | 8.5 | 6.7
Delisted | 9108746 |  | 12 | 21.5 | 13000 | 11268 | 9100 | 2.82 | 2.41 | 14000 | 2.93 | 1.8 | 8.5 | 6.6
Delisted | 9108745 |  | 14 | 23 | 9600 | 10948 | 9000 | 2.16 | 2.38 | 12000 | 2.61 | 1.97 | 8.5 | 7.6
Delisted | 9084227 |  | 11.8 | 21 | 35826 | 27500 | 25400 | 3.2 | 2.73 | 44356 | 3.61 | 2.32 | 8.6 | 7.2
Delisted | 9084226 |  | 11.8 | 20 | 30708 | 24000 | 21200 | 2.85 | 3.13 | 32414 | 3.58 | 1.85 | 8.6 | 7.2
Delisted | 9084225 |  | 11.8 | 21 | 28104 | 23000 | 18400 | 2.64 | 3.02 | 35000 | 2.25 | 1.81 | 9 | 7.5
Delisted | 8000864 |  | 12.5 | 20 | 20000 | 18600 | 15000 | 2.73 | 2.08 | 23500 | 1.6 | 1.75 | 8.5 | 7.2
Delisted | 7091971 |  | 12 | 21.5 | 13000 | 11268 | 9100 | 2.82 | 2.41 | 14000 | 2.93 | 1.8 | 8.5 | 6.6
Delisted | 7091970 |  | 14 | 23 | 9600 | 10948 | 9000 | 2.16 | 2.38 | 12000 | 2.61 | 1.97 | 8.5 | 7.6
Delisted | 7091967 |  | 13 | 23 | 10900 | 10215 | 8700 | 2.52 | 2.36 | 14000 | 3.42 | 2.02 | 9.4 | 7.6
Delisted | 7017642 |  | 10.4 | 21 | 40944 | 31100 | 28400 | 3.08 | 2.5 | 46062 | 3.48 | 1.84 | 8.6 | 7.2
Delisted | 10146838 |  | 12.6 | 20 | 19000 | 18000 | 16000 | 2.65 | 2.02 | 21000 | 2.54 | 1.8 | 8.5 | 7.2
Delisted | 215420717 |  | 11.6 | 18 | 25249 | 18760 | 15000 | 2.96 | 2.37 | 26614 | 3.25 | 1.8 | 8.5 | 6.6
Delisted | 202110503 |  | 11.8 | 21 | 35826 | 27500 | 25400 | 3.2 | 2.73 | 44356 | 3.61 | 2.33 | 8.6 | 7.2
Delisted | 204893199 |  | 10.95 | 19 | 25200 | 19000 | 17000 | 2.97 | 2.04 | 25845 | 3.38 | 2.02 | 8.5 | 7
Delisted | 217052373 |  | 12.5 | 18.5 | 17500 | 14000 | 17000 | 3.54 | 2.37 | 17400 | 3.59 | 2 | 9 | 6.5
Delisted | 217120771 |  | 11.9 | 19 | 26270 | 19300 | 15700 | 3.21 | 1.79 | 25200 | 3.21 | 1.75 | 8.5 | 6.7
Delisted | 217287936 |  | 14.55 | 27 | 13000 | 11000 | 9900 | 3.46 | 2.08 | 14600 | 3.29 | 1.87 | 10 | 7.6
Delisted | 217287937 |  | 14.7 | 25.5 | 10800 | 11000 | 9100 | 3.01 | 2.08 | 14600 | 3.29 | 1.86 | 10.2 | 7.4
Delisted | 217287948 |  | 13.1 | 24.5 | 28500 | 22000 | 16100 | 3.21 | 2.11 | 30000 | 2.84 | 1.75 | 9.5 | 7.5
Delisted | 217287950 |  | 13 | 21.5 | 30700 | 26263 | 24000 | 3 | 2.28 | 32000 | 2.53 | 1.9 | 9.5 | 7.1
Delisted | 216030812 |  | 11.9 | 19 | 26270 | 19300 | 15700 | 3.21 | 1.79 | 25200 | 3.21 | 1.75 | 8.5 | 6.7
Delisted | 217287951 |  | 11.25 | 20 | 33000 | 27000 | 23200 | 2.98 | 2.08 | 30800 | 3.01 | 1.81 | 8.5 | 7.5
Delisted | 217287952 |  | 10.5 | 20 | 37000 | 28000 | 24400 | 2.82 | 2.03 | 34800 | 3 | 1.85 | 8.5 | 7.5
Delisted | 217548383 |  | 11.9 | 19 | 26270 | 19300 | 15700 | 3.21 | 1.79 | 25200 | 3.21 | 1.75 | 8.5 | 6.7
Delisted | 213379968 |  | 10.6 | 17.2 | 56000 | 37000 | 45000 | 3.11 | 2.38 | 57000 | 3.18 | 1.8 | 8.3 | 7.32
Delisted | 213379969 |  | 11 | 18 | 47000 | 36000 | 46000 | 3.23 | 2.96 | 47000 | 3.24 | 1.8 | 8.5 | 6.81
Delisted | 213379970 |  | 11 | 18 | 34400 | 23400 | 26000 | 3.23 | 2.46 | 36000 | 3.4 | 1.75 | 8.8 | 7.77
Delisted | 213379971 |  | 11 | 18 | 24000 | 23400 | 24000 | 3.23 | 3.63 | 24000 | 3.52 | 2.61 | 8.8 | 6.78
Live | 218026192 |  | 11 | 20 | 28000 | 24000 | 24000 | 3.08 | 2 | 32500 | 2.96 | 1.8 | 9.5 | 7.4
Live | 218026191 |  | 11.7 | 19.5 | 22000 | 18000 | 18000 | 3.26 | 2.18 | 25100 | 3.72 | 1.8 | 9.5 | 7.4
Live | 218026190 |  | 11.7 | 22 | 12700 | 12000 | 12000 | 3.08 | 2.43 | 16700 | 3.35 | 1.8 | 9.5 | 7.4
Live | 218026189 |  | 12 | 22 | 10800 | 9000 | 9000 | 3.1 | 2.44 | 12600 | 3.48 | 1.79 | 9.5 | 7.4
Live | 217970335 |  | 10 | 15.2 | 38600 | 29600 | 26400 | 2.76 | 2.1 | 41000 | 3.2 | 1.94 | 8.5 | 6.6
Live | 217970334 |  | 10 | 15.2 | 38600 | 29600 | 26400 | 2.76 | 2.1 | 41000 | 3.2 | 1.94 | 8.5 | 6.6
Live | 217101975 |  | 13.65 | 25 | 10000 | 9200 | 9000 | 3.66 | 2.07 | 10000 | 3.08 | 2.09 | 11 | 9.05
Live | 217101977 |  | 12.1 | 21 | 19000 | 18500 | 18000 | 2.95 | 1.95 | 19000 | 3.24 | 1.9 | 9.5 | 7.67
Live | 217101976 |  | 12.25 | 23 | 13000 | 12000 | 10600 | 3.17 | 2.51 | 13000 | 3.17 | 2 | 9.5 | 9.17
Live | 217101978 |  | 12.25 | 22.5 | 25000 | 24000 | 19200 | 3.33 | 1.85 | 25000 | 2.82 | 2 | 9.5 | 7.7
Live | 217465405 |  | 11.7 | 19 | 23300 | 19000 | 18000 | 2.7 | 2.28 | 24600 | 3.09 | 1.9 | 10 | 7.5
Live | 217231616 |  | 11 | 20 | 28000 | 24000 | 24000 | 3.08 | 2 | 32500 | 2.96 | 1.8 | 9.5 | 7.4
Live | 217231615 |  | 11.7 | 19.5 | 22000 | 18000 | 18000 | 3.26 | 2.18 | 25100 | 3.72 | 1.8 | 9.5 | 7.4
Live | 217231614 |  | 11.7 | 22 | 12700 | 12000 | 12000 | 3.08 | 2.43 | 16700 | 3.35 | 1.8 | 9.5 | 7.4
Live | 217231613 |  | 12 | 22 | 10800 | 9000 | 9000 | 3.1 | 2.44 | 12600 | 3.48 | 1.79 | 9.5 | 7.4
Live | 217048500 |  | 10 | 17 | 55500 | 42000 | 42500 | 2.96 | 2.22 | 57000 | 3.04 | 2.1 | 8.6 | 6.8
Live | 217048499 |  | 11.3 | 17.5 | 47500 | 40000 | 34200 | 3.4 | 2.34 | 48000 | 3.18 | 2.1 | 9 | 7.1
Live | 217048775 |  | 11.7 | 20 | 46000 | 32000 | 30400 | 2.75 | 2.18 | 42000 | 3.73 | 1.98 | 8.5 | 7.3
Live | 217048774 |  | 11.7 | 20 | 37500 | 26500 | 25200 | 2.9 | 2.21 | 36000 | 3.75 | 2.06 | 8.5 | 7.3
Live | 217048773 |  | 12 | 22 | 31000 | 21000 | 19000 | 2.86 | 2.15 | 27000 | 3.66 | 1.88 | 9 | 7.8
Live | 217048772 |  | 12 | 21 | 22000 | 18500 | 16000 | 3.15 | 2.32 | 22000 | 4.21 | 1.92 | 9.5 | 8.6
Live | 217048771 |  | 11.2 | 22 | 46000 | 32000 | 30000 | 2.81 | 2.23 | 42000 | 3.85 | 2 | 10 | 7.8
Live | 217048770 |  | 11.1 | 22.5 | 37500 | 27500 | 26000 | 2.96 | 2.31 | 36000 | 3.86 | 2 | 10 | 7.8
Live | 217048769 |  | 12 | 24 | 31000 | 22500 | 19800 | 2.93 | 2.41 | 28000 | 3.91 | 2 | 10.5 | 8.8
Live | 217048768 |  | 13 | 24 | 22000 | 20000 | 16000 | 3.22 | 2.61 | 22000 | 4.21 | 2.2 | 10.5 | 9.5
Live | 217048757 |  | 11.7 | 22.5 | 26400 | 24000 | 22400 | 2.98 | 2.15 | 31000 | 2.75 | 1.82 | 10 | 8.6
Live | 217048756 |  | 12.5 | 23.5 | 24000 | 20000 | 17800 | 2.87 | 2.09 | 25000 | 2.29 | 2.01 | 10 | 8.8
Live | 217048755 |  | 14 | 25 | 15600 | 15300 | 12000 | 2.77 | 2.04 | 16000 | 2.47 | 1.85 | 10.5 | 9
Live | 217048754 |  | 14.5 | 25 | 12600 | 10600 | 9100 | 2.95 | 2.17 | 13000 | 2.38 | 1.8 | 10.5 | 9
Live | 217048752 |  | 12.5 | 23 | 21000 | 17500 | 13600 | 2.84 | 2.14 | 19000 | 3.66 | 1.9 | 10 | 8.2
Live | 217048751 |  | 13 | 24 | 13100 | 10000 | 9100 | 2.33 | 2.59 | 12600 | 3.97 | 2.4 | 10 | 8.6
Live | 217048749 |  | 13 | 23 | 11100 | 9100 | 7100 | 2.96 | 2.22 | 10000 | 3.91 | 1.91 | 9.5 | 8.1
Live | 217048750 |  | 13 | 23 | 13100 | 10000 | 8900 | 2.33 | 2.59 | 12500 | 3.66 | 2.31 | 10 | 8.6
Live | 217048748 |  | 13 | 23 | 11100 | 9100 | 7100 | 2.96 | 2.22 | 10500 | 3.95 | 1.91 | 9.5 | 8.1
Live | 217048747 |  | 9 | 19 | 36100 | 23500 | 20400 | 2.75 | 2.32 | 36100 | 3.21 | 2.07 | 9 | 7.7
Live | 217048746 |  | 9 | 19 | 36100 | 23500 | 20400 | 2.75 | 2.32 | 36100 | 3.21 | 2.07 | 9 | 7.7
Live | 217048745 |  | 10.5 | 21 | 24600 | 17900 | 15600 | 2.81 | 2.68 | 25000 | 3.49 | 2 | 9.5 | 8.2
Live | 217048744 |  | 10.5 | 21 | 18100 | 13000 | 12500 | 2.65 | 2.59 | 19800 | 3.35 | 2.26 | 9.5 | 8.2
Live | 217048743 |  | 11.2 | 20 | 13100 | 10000 | 9000 | 2.33 | 2.34 | 12000 | 3.32 | 1.81 | 9.5 | 8.3
Live | 217048741 |  | 12 | 20 | 11100 | 9100 | 7400 | 2.71 | 2.07 | 10000 | 3.66 | 1.9 | 10 | 8
Live | 217048742 |  | 10.5 | 20 | 13100 | 10000 | 9000 | 2.33 | 2.34 | 12000 | 3.14 | 1.81 | 9.5 | 8.3
Live | 217048740 |  | 11.7 | 19 | 11100 | 9100 | 7300 | 2.71 | 2.05 | 10000 | 3.66 | 1.89 | 9.5 | 8
Live | 217048767 |  | 11.7 | 20 | 24600 | 22000 | 18500 | 2.77 | 2.1 | 26500 | 3.41 | 2 | 9.5 | 8.5
Live | 217048766 |  | 11.7 | 20.5 | 20200 | 17500 | 13200 | 2.47 | 2.14 | 19500 | 3.27 | 1.85 | 9 | 8.2
Live | 217048765 |  | 11 | 19 | 24600 | 22000 | 18500 | 2.77 | 2.13 | 26500 | 3.44 | 2 | 10 | 8.8
Live | 217048764 |  | 11 | 20.3 | 19400 | 17500 | 13200 | 2.37 | 2.14 | 18500 | 2.78 | 1.8 | 10 | 9.2
Live | 217048763 |  | 11 | 19 | 12300 | 10200 | 8800 | 2.71 | 2.11 | 12300 | 3.11 | 1.8 | 8.4 | 7.3
Live | 217048762 |  | 12 | 19.6 | 10400 | 9100 | 7400 | 2.44 | 2.22 | 10500 | 3.34 | 1.81 | 10 | 8.8
Live | 217048761 |  | 11.7 | 22.5 | 25200 | 22000 | 19100 | 2.84 | 2.23 | 26500 | 3.53 | 1.99 | 10.4 | 9.4
Live | 217048760 |  | 11 | 20.5 | 19400 | 17500 | 13200 | 2.37 | 2.14 | 18500 | 2.87 | 1.81 | 8.5 | 7.4
Live | 217048759 |  | 11.7 | 21 | 13600 | 10500 | 9000 | 2.97 | 2.4 | 12700 | 3.38 | 1.9 | 10 | 8.9
Live | 217048758 |  | 12.5 | 23 | 10400 | 9100 | 7400 | 2.44 | 2.22 | 10500 | 3.08 | 1.11 | 10.5 | 9
Live | 218008910 |  | 10 | 15.2 | 38600 | 29600 | 26400 | 2.76 | 2.1 | 41000 | 3.2 | 1.94 | 8.5 | 6.6
Live | 218010971 |  | 10.5 | 15.5 | 35000 | 26000 | 27000 | 2.76 | 2.28 | 37000 | 3.29 | 1.85 | 9.7 | 7.7
Live | 218003225 |  | 9.5 | 16 | 57500 | 41500 | 35400 | 2.68 | 2.2 | 60500 | 3.35 | 1.9 | 9.1 | 7.2
Live | 218003224 |  | 10 | 17.7 | 56000 | 41000 | 35200 | 2.71 | 2.28 | 60000 | 3.21 | 1.9 | 10 | 7.7
Live | 218008911 |  | 10 | 15.2 | 38600 | 29600 | 26400 | 2.76 | 2.1 | 41000 | 3.2 | 1.94 | 8.5 | 6.6
Live | 218010980 |  | 12.5 | 21.4 | 19400 | 19200 | 18000 | 3.38 | 2 | 19500 | 2.79 | 1.92 | 11 | 8.5
Live | 218010979 |  | 13.4 | 25.4 | 13500 | 12800 | 11500 | 3.35 | 1.75 | 16000 | 3.35 | 1.8 | 10.5 | 8
Live | 218010981 |  | 13 | 21 | 27900 | 23200 | 24200 | 3.59 | 2.35 | 29700 | 3.39 | 2.34 | 13.5 | 9.8
Live | 218010994 |  | 10 | 17.1 | 56500 | 46500 | 38000 | 2.83 | 2.35 | 60500 | 3.48 | 2 | 9.8 | 7.7
Live | 218010993 |  | 10.1 | 18.7 | 42500 | 31000 | 25600 | 2.93 | 2.39 | 43500 | 3.79 | 2.1 | 10.2 | 7.8
Live | 218010992 |  | 9.5 | 19 | 50400 | 44600 | 40500 | 2.78 | 2.12 | 61700 | 3.04 | 2.11 | 9.9 | 7.7
Live | 218010991 |  | 9.6 | 20 | 39800 | 28100 | 26600 | 2.68 | 2.22 | 42200 | 3.45 | 2.2 | 10.3 | 7.9
Live | 218010990 |  | 12.5 | 23.8 | 18000 | 14600 | 13100 | 3.3 | 2.58 | 22900 | 3.67 | 2.16 | 13.5 | 9.4
Live | 218010988 |  | 12.5 | 22.2 | 18800 | 15200 | 13100 | 3.32 | 2.47 | 22800 | 3.55 | 2.25 | 12.2 | 8.6
Live | 218010989 |  | 12.7 | 24.6 | 13100 | 9600 | 8900 | 3.37 | 2.49 | 12900 | 3.15 | 2.51 | 11 | 8.2
Live | 218010987 |  | 12.3 | 22.1 | 13800 | 10000 | 8600 | 3.43 | 2.59 | 15300 | 3.42 | 2.47 | 10 | 7.8
Live | 218010986 |  | 14.4 | 22.1 | 11400 | 9900 | 8000 | 3.37 | 2.59 | 14300 | 3.2 | 2.17 | 11.8 | 9
Live | 218010996 |  | 9.5 | 19.8 | 50000 | 45100 | 38500 | 2.78 | 2.13 | 59100 | 2.96 | 1.95 | 10.2 | 7.8
Live | 218010995 |  | 10.1 | 20 | 39500 | 30900 | 26000 | 2.77 | 2.36 | 40400 | 3.38 | 2.17 | 10 | 7.7
Live | 218026181 |  | 13.2 | 24 | 13500 | 12800 | 11500 | 3.35 | 1.75 | 16000 | 3.35 | 1.8 | 10.5 | 8
Live | 218026180 |  | 15 | 26 | 13500 | 12800 | 11500 | 3.35 | 1.75 | 16000 | 3.3 | 1.8 | 12.5 | 10.1
Live | 218026183 |  | 12.5 | 22.3 | 24500 | 23400 | 24000 | 3.25 | 2.33 | 28100 | 3.2 | 2 | 13.3 | 9.6
Live | 218026182 |  | 13 | 21.7 | 20200 | 19800 | 18000 | 3.18 | 2.49 | 23000 | 3.74 | 2 | 10.8 | 8.8
Live | 218003237 |  | 10 | 17 | 63000 | 41500 | 40000 | 2.72 | 2.45 | 67000 | 3.8 | 2.2 | 9.7 | 7.6
Live | 218003236 |  | 10 | 17.1 | 56500 | 46500 | 38000 | 2.83 | 2.35 | 60500 | 3.48 | 2 | 9.8 | 7.7
Live | 218003244 |  | 11.85 | 22 | 41000 | 27300 | 26000 | 2.79 | 2.15 | 41500 | 3.24 | 2 | 9.35 | 7.4
Live | 218003243 |  | 11.7 | 20 | 40000 | 28000 | 26000 | 2.61 | 2.2 | 40500 | 3.3 | 2 | 9.2 | 7.4
Live | 218003242 |  | 12 | 24 | 42000 | 26600 | 26000 | 3 | 2.1 | 42500 | 3.19 | 2 | 9.5 | 7.4
Live | 218003241 |  | 12.5 | 23 | 32000 | 18800 | 18900 | 3.3 | 2.3 | 28900 | 3.6 | 2 | 9.25 | 7.2
Live | 218003240 |  | 12 | 21 | 32000 | 18600 | 18800 | 3.17 | 2.3 | 28800 | 3.67 | 2 | 9 | 7
Live | 218003239 |  | 13 | 25 | 32000 | 19000 | 19000 | 3.44 | 2.3 | 29000 | 3.54 | 2 | 9.5 | 7.4
Live | 218003256 |  | 11.85 | 21.1 | 59500 | 49500 | 47500 | 2.98 | 2.39 | 60000 | 3.45 | 2.05 | 10.6 | 8.65
Live | 218003255 |  | 11.7 | 20 | 60000 | 52000 | 48000 | 2.88 | 2.3 | 61000 | 3.51 | 2.1 | 10.7 | 8.8
Live | 218003254 |  | 12 | 22.2 | 59000 | 47000 | 47000 | 3.09 | 2.5 | 59000 | 3.39 | 2 | 10.5 | 8.5
Live | 218003253 |  | 12.5 | 21.2 | 42500 | 38000 | 37000 | 3.04 | 2.41 | 44500 | 3.52 | 2 | 10.55 | 8.65
Live | 218003252 |  | 12 | 19.4 | 42000 | 34000 | 38000 | 2.93 | 2.2 | 45000 | 3.61 | 2 | 10.4 | 8.8
Live | 218003251 |  | 13 | 23 | 43000 | 42000 | 36000 | 3.15 | 2.6 | 44000 | 3.44 | 2 | 10.7 | 8.5
Live | 218003250 |  | 12.25 | 21 | 37500 | 27500 | 27000 | 2.71 | 2.15 | 37250 | 2.95 | 2 | 10 | 8.1
Live | 218003249 |  | 12 | 19 | 38000 | 27000 | 27000 | 2.47 | 2.1 | 38500 | 2.82 | 2 | 9.5 | 7.7
Live | 218003248 |  | 12.5 | 23 | 37000 | 28000 | 27000 | 3 | 2.2 | 36000 | 3.1 | 2 | 10.5 | 8.5
Live | 218003247 |  | 14 | 22.5 | 27800 | 20500 | 18500 | 3.54 | 2.36 | 26200 | 3.41 | 2 | 10.2 | 8.25
Live | 218003246 |  | 13 | 20 | 27600 | 22000 | 18000 | 3.44 | 2.5 | 25400 | 3.38 | 2 | 10 | 8
Live | 218003245 |  | 15 | 25 | 28000 | 19000 | 19000 | 3.65 | 2.2 | 27000 | 3.44 | 2 | 10.4 | 8.5
Live | 218003230 |  | 12.5 | 21.4 | 19400 | 19200 | 18000 | 3.38 | 2 | 19500 | 2.79 | 1.92 | 11 | 8.5
Live | 218003232 |  | 13.4 | 25.4 | 13500 | 12800 | 11500 | 3.35 | 1.75 | 16000 | 3.35 | 1.8 | 10.5 | 8
Live | 218003238 |  | 9.5 | 19.5 | 54500 | 45300 | 35000 | 2.64 | 2.22 | 60000 | 3.05 | 2.01 | 9.5 | 7.2
Live | 218003235 |  | 9.5 | 19.8 | 50000 | 45100 | 38500 | 2.78 | 2.13 | 59100 | 2.96 | 1.95 | 10.2 | 7.8
Live | 218003234 |  | 9.5 | 19 | 50400 | 44600 | 40500 | 2.78 | 2.12 | 61700 | 3.04 | 2.11 | 9.9 | 7.7
Live | 218003233 |  | 12 | 19.5 | 37000 | 30200 | 35000 | 3.14 | 2.02 | 37800 | 2.79 | 1.98 | 10.5 | 8.6
Live | 218003231 |  | 13 | 21 | 27900 | 23200 | 24200 | 3.59 | 2.35 | 29700 | 3.39 | 2.34 | 13.5 | 9.8
Live | 218003227 |  | 10 | 18.7 | 24200 | 18700 | 17000 | 2.74 | 2.18 | 27000 | 2.94 | 2.14 | 9.3 | 7.3
Live | 218003226 |  | 10.8 | 19.2 | 19000 | 14800 | 11500 | 3.24 | 2.58 | 20200 | 3.2 | 2.15 | 9.6 | 7.5
Live | 218003229 |  | 12.5 | 23.5 | 12300 | 9200 | 7800 | 3.5 | 2.37 | 12300 | 3.16 | 2.24 | 10.1 | 7.7
Live | 218003228 |  | 12.5 | 23.5 | 12300 | 9200 | 7800 | 3.5 | 2.37 | 12300 | 3.16 | 2.24 | 10.1 | 7.7
Live | 218003257 |  | 11 | 20 | 33700 | 19800 | 19700 | 3.09 | 1.99 | 30900 | 3.09 | 1.88 | 9.2 | 6.9
Live | 218004485 |  | 8.5 | 17.5 | 12000 | 7400 | 6200 | 2.49 | 2.64 | 12700 | 3.32 | 1.75 | 9 | 6.8
Live | 218004484 |  | 9.8 | 17.5 | 11200 | 7200 | 6000 | 3.01 | 2.22 | 10600 | 3.08 | 1.76 | 8.8 | 6.8
Live | 218004486 |  | 9 | 17.3 | 17000 | 18700 | 9500 | 2.64 | 1.71 | 18040 | 2.75 | 1.75 | 8.5 | 6.5
Live | 217994526 |  | 11.65 | 21 | 55000 | 48000 | 36400 | 2.78 | 2.56 | 62000 | 2.98 | 1.9 | 10 | 10
Live | 217994525 |  | 11.1 | 19 | 19600 | 16400 | 13700 | 2.82 | 2.1 | 18100 | 2.98 | 1.8 | 9 | 7.5
Live | 217994524 |  | 11 | 18 | 19600 | 16400 | 13600 | 2.7 | 1.96 | 18100 | 2.81 | 1.86 | 8.1 | 7.2
Live | 217994523 |  | 11.5 | 21 | 19600 | 16400 | 13800 | 2.96 | 2.36 | 18100 | 3.21 | 2 | 10 | 8
Live | 217994522 |  | 11.8 | 19 | 49100 | 44000 | 37000 | 2.96 | 2.43 | 48000 | 3.7 | 1.84 | 9 | 7.4
Live | 217994521 |  | 11.7 | 18 | 49100 | 44000 | 36000 | 2.94 | 2.3 | 48000 | 3.52 | 1.9 | 8.1 | 7
Live | 217994520 |  | 12 | 21 | 49100 | 44500 | 37800 | 3 | 2.4 | 48000 | 3.91 | 2.1 | 10 | 8
Live | 217994519 |  | 12.2 | 19 | 44000 | 43200 | 37000 | 2.88 | 2.41 | 45200 | 3.07 | 1.84 | 9 | 7.4
Live | 217994535 |  | 11.8 | 19 | 38000 | 37720 | 34000 | 2.7 | 2.27 | 43200 | 2.93 | 1.84 | 9 | 7.4
Live | 217994534 |  | 12.2 | 19 | 34100 | 31860 | 26400 | 2.83 | 2.29 | 30400 | 3.08 | 1.81 | 9 | 7.5
Live | 217994533 |  | 12.2 | 19 | 31400 | 26600 | 21600 | 2.95 | 2.38 | 28800 | 2.98 | 1.8 | 9 | 7.5
Live | 217994518 |  | 12 | 18 | 44000 | 43200 | 36000 | 2.75 | 2.29 | 45200 | 2.88 | 1.9 | 8.1 | 7
Live | 217994532 |  | 11.7 | 18 | 38000 | 37720 | 33000 | 2.58 | 2.16 | 43200 | 2.75 | 1.9 | 8.1 | 7
Live | 217994531 |  | 12 | 18 | 34100 | 31860 | 26000 | 2.7 | 2.18 | 30400 | 2.89 | 1.88 | 8.1 | 7.2
Live | 217994530 |  | 12 | 18 | 31400 | 26600 | 21600 | 2.81 | 2.27 | 28800 | 2.8 | 1.86 | 8.1 | 7.2
Live | 217994517 |  | 11.8 | 19 | 19600 | 16400 | 13700 | 2.82 | 2.1 | 18100 | 2.98 | 1.8 | 9 | 7.5
Live | 217994516 |  | 11.7 | 18 | 19600 | 16400 | 13600 | 2.7 | 1.96 | 18100 | 2.81 | 1.86 | 8.1 | 7.2
Live | 217994515 |  | 13 | 21 | 44000 | 44500 | 37800 | 3.03 | 2.4 | 45200 | 3.23 | 2.1 | 10 | 8
Live | 217994529 |  | 12 | 21 | 38000 | 37720 | 36000 | 2.84 | 2.38 | 43200 | 3.17 | 2.1 | 10 | 8
Live | 217994528 |  | 13.6 | 21 | 34100 | 31860 | 27000 | 2.97 | 2.4 | 30400 | 3.32 | 2.07 | 10 | 8
Live | 217994527 |  | 13.3 | 21 | 31400 | 26600 | 21600 | 3.1 | 2.5 | 28800 | 3.22 | 2 | 10 | 8
Live | 217994514 |  | 12 | 21 | 19600 | 17600 | 13800 | 2.96 | 2.36 | 18100 | 3.21 | 2 | 10 | 8
Live | 217992255 |  | 11.95 | 20 | 20300 | 15400 | 12100 | 2.59 | 2.75 | 22500 | 2.87 | 1.85 | 8.5 | 7
Live | 215222782 |  | 12.8 | 20 | 31000 | 26500 | 24400 | 2.93 | 2.22 | 26500 | 3.11 | 2.75 | 9.5 | 7.5
Draft | 210534143 |  | 12.5 | 24 | 14000 | 10900 | 9000 | 2.93 | 2.25 | 12000 | 3.82 | 1.9 | 9 | 7.4
Live | 217605445 |  | 12 | 17 | 25000 | 19500 | 18500 | 3.2 | 2.37 | 25542 | 3.06 | 1.91 | 8.75 | 7
Live | 215222783 |  | 12.8 | 20 | 31000 | 26500 | 24400 | 2.93 | 2.22 | 26500 | 3.11 | 2.75 | 9.5 | 7.5
Live | 216800638 |  | 12 | 20 | 16000 | 14000 | 12600 | 2.21 | 1.65 | 18500 | 2.16 | 1.8 | 9 | 8.8
Live | 217747177 |  | 11 | 19 | 63500 | 42000 | 42000 | 3 | 2.34 | 60000 | 2.92 | 2.46 | 9 | 7.2
Live | 217747176 |  | 12 | 19 | 58000 | 38600 | 37000 | 3.09 | 2.11 | 52000 | 3.46 | 2.52 | 9 | 7.2
Live | 217747175 |  | 11.7 | 19.5 | 41000 | 34000 | 31000 | 2.79 | 2.34 | 40000 | 2.96 | 2.15 | 10.5 | 8.4
Live | 217747174 |  | 12 | 20 | 33000 | 21500 | 20800 | 2.99 | 2.47 | 28000 | 3.48 | 2.3 | 10 | 7.7
Live | 216801496 |  | 11.75 | 20 | 22400 | 18500 | 18200 | 2.98 | 1.77 | 26000 | 3.05 | 1.8 | 9.5 | 9.3
Live | 216801495 |  | 12.55 | 20 | 18000 | 15000 | 12600 | 2.26 | 2.22 | 20800 | 2.32 | 1.8 | 9.5 | 9.3
Live | 216801494 |  | 12.5 | 20 | 13400 | 9000 | 8600 | 2.75 | 1.58 | 14200 | 1.94 | 1.8 | 10 | 9.7
Live | 216801493 |  | 12.5 | 20 | 11000 | 7200 | 7700 | 2.93 | 1.72 | 11200 | 2.34 | 1.81 | 10 | 9.7
Live | 214061908 |  | 12 | 22 | 27800 | 19000 | 16250 | 2.86 | 2.53 | 28000 | 3.57 | 2.27 | 9 | 7.8
Live | 215560600 |  | 13 | 22 | 21430 | 15600 | 12600 | 3.05 | 2.64 | 22200 | 3.5 | 2.21 | 9 | 7.8
Live | 214061907 |  | 13 | 23 | 13150 | 11100 | 9170 | 2.94 | 2.48 | 15600 | 3.15 | 2.18 | 9.5 | 8.17
Delisted | 217678027 |  | 9.8 | 20 | 18660 | 18700 | 9800 | 2.94 | 1.71 | 18040 | 2.75 | 1.8 | 8.5 | 6.6
Delisted | 217607245 |  | 11 | 20 | 33700 | 19800 | 19700 | 3.09 | 1.99 | 30900 | 3.09 | 1.88 | 9.2 | 6.9
Delisted | 217607242 |  | 12.5 | 21.5 | 9900 | 8000 | 6500 | 3.67 | 2.13 | 10200 | 3.15 | 1.96 | 9 | 7
Delisted | 215864331 |  | 11 | 20 | 33700 | 19800 | 19700 | 3.09 | 1.99 | 30900 | 3.09 | 1.88 | 9.2 | 6.9
Delisted | 215864329 |  | 10.8 | 19.2 | 19000 | 14800 | 11500 | 3.24 | 2.58 | 20200 | 3.2 | 2.15 | 9.6 | 7.5
Delisted | 215864328 |  | 10.8 | 21.3 | 13300 | 9200 | 8000 | 2.78 | 2.16 | 13400 | 2.91 | 1.91 | 9.1 | 7
Delisted | 215864325 |  | 12.5 | 21.5 | 9900 | 8000 | 6500 | 3.67 | 2.13 | 10200 | 3.15 | 1.96 | 9 | 7
Delisted | 217678028 |  | 9.7 | 18.9 | 26500 | 19700 | 17000 | 2.77 | 2.33 | 28300 | 3.19 | 2.08 | 8.7 | 6.9
Delisted | 217678026 |  | 9 | 19.5 | 12100 | 7400 | 6700 | 2.67 | 2.64 | 12700 | 3.32 | 2.21 | 9.3 | 7
Delisted | 217678021 |  | 11.3 | 20.2 | 11200 | 7200 | 6200 | 3.01 | 2.22 | 10600 | 3.08 | 2.06 | 9.2 | 7.1
Live | 217989302 |  | 10.1 | 18 | 9900 | 7200 | 6000 | 2.61 | 2.03 | 10600 | 2.68 | 1.83 | 9 | 7
Live | 218003043 |  | 9.8 | 16 | 52000 | 55500 | 46000 | 2.87 | 2.04 | 53500 | 3.3 | 1.9 | 8.5 | 7.2
Live | 218003042 |  | 9.8 | 16 | 52000 | 55500 | 45000 | 2.87 | 2.04 | 52500 | 3.1 | 1.8 | 8.5 | 6.8
Live | 217989296 |  | 9.8 | 17 | 52000 | 55500 | 46000 | 2.87 | 2.04 | 54000 | 3.6 | 1.9 | 8.8 | 7.2
Live | 217989295 |  | 9.8 | 16.5 | 52000 | 55500 | 46000 | 2.87 | 2.04 | 53500 | 3.3 | 1.9 | 8.8 | 7.2
Live | 217989294 |  | 9.8 | 15.5 | 52000 | 55500 | 45000 | 2.87 | 2.04 | 52500 | 3.1 | 1.8 | 8.5 | 6.8
Live | 217989293 |  | 9.8 | 16 | 52000 | 55500 | 46000 | 2.87 | 2.04 | 53500 | 3.3 | 1.9 | 8.5 | 7.2
Live | 217989292 |  | 9.8 | 16 | 52000 | 55500 | 45000 | 2.87 | 2.04 | 52500 | 3.1 | 1.8 | 8.5 | 6.8
Live | 217989291 |  | 9.8 | 17 | 52000 | 55500 | 46000 | 2.87 | 2.04 | 53500 | 3.5 | 1.9 | 8.8 | 7.2
Live | 217989290 |  | 9.8 | 16 | 52000 | 55500 | 45000 | 2.87 | 2.04 | 52500 | 3.1 | 1.8 | 8.5 | 6.8
Live | 217989289 |  | 9.8 | 16.5 | 52000 | 55500 | 46000 | 2.87 | 2.04 | 53500 | 3.5 | 1.9 | 8.8 | 7.2
Live | 217989288 |  | 9.8 | 15.5 | 52000 | 55500 | 45000 | 2.87 | 2.04 | 52500 | 3.1 | 1.8 | 8.5 | 6.8
Live | 217989287 |  | 9.8 | 17 | 52000 | 55500 | 46000 | 2.87 | 2.04 | 53500 | 3.5 | 1.9 | 8.8 | 7.2
Live | 217989286 |  | 9.8 | 16 | 52000 | 55500 | 45000 | 2.87 | 2.04 | 52500 | 3.1 | 1.8 | 8.5 | 6.8
Live | 217989285 |  | 9.8 | 17 | 52000 | 55500 | 46000 | 2.87 | 2.04 | 53500 | 3.5 | 1.9 | 8.8 | 7.2
Live | 217989284 |  | 9.8 | 16 | 52000 | 55500 | 45000 | 2.87 | 2.04 | 52500 | 3.1 | 1.8 | 8.5 | 6.8
Live | 217989283 |  | 9.8 | 17 | 52000 | 55500 | 46000 | 2.87 | 2.04 | 53500 | 3.5 | 1.9 | 8.8 | 7.2
Live | 217989282 |  | 9.8 | 16 | 52000 | 55500 | 45000 | 2.87 | 2.04 | 52500 | 3.1 | 1.8 | 8.5 | 6.8
Live | 217989281 |  | 9.8 | 17 | 52000 | 55500 | 46000 | 2.87 | 2.04 | 53500 | 3.5 | 1.9 | 8.8 | 7.2
Live | 217989280 |  | 9.8 | 16 | 52000 | 55500 | 45000 | 2.87 | 2.04 | 52500 | 3.1 | 1.8 | 8.5 | 6.8
Live | 217989279 |  | 9.8 | 16.5 | 52000 | 55500 | 46000 | 2.87 | 2.04 | 53500 | 3.3 | 1.9 | 8.8 | 7.2
Live | 217989278 |  | 9.8 | 15.2 | 52000 | 55500 | 45000 | 2.87 | 2.04 | 52500 | 3.1 | 1.8 | 8.5 | 6.8
Live | 217989277 |  | 9.8 | 16.5 | 52000 | 55500 | 46000 | 2.87 | 2.04 | 53500 | 3.3 | 1.9 | 8.5 | 7.2
Live | 217989276 |  | 9.8 | 15.5 | 52000 | 55500 | 45000 | 2.87 | 2.04 | 52500 | 3.1 | 1.8 | 8.5 | 6.8
Live | 217989275 |  | 9.8 | 16 | 52000 | 55500 | 46000 | 2.87 | 2.04 | 53500 | 3.3 | 1.9 | 8.5 | 7.2
Live | 217989274 |  | 9.8 | 16 | 52000 | 55500 | 45000 | 2.87 | 2.04 | 52500 | 3.1 | 1.8 | 8.5 | 6.8
Live | 217989273 |  | 9.8 | 16 | 52000 | 55500 | 46000 | 2.87 | 2.04 | 53500 | 3.3 | 1.9 | 8.5 | 7.2
Live | 217989272 |  | 9.8 | 16 | 52000 | 55500 | 45000 | 2.87 | 2.04 | 52500 | 3.1 | 1.8 | 8.5 | 6.8
Live | 217989271 |  | 9.8 | 17 | 52000 | 55500 | 46000 | 2.87 | 2.04 | 53500 | 3.5 | 1.9 | 8.8 | 7.2
Live | 217989270 |  | 9.8 | 16 | 52000 | 55500 | 45000 | 2.87 | 2.04 | 52500 | 3.1 | 1.8 | 8.5 | 6.8
Live | 217989269 |  | 9.8 | 17 | 52000 | 55500 | 46000 | 2.87 | 2.04 | 53500 | 3.5 | 1.9 | 8.8 | 7.2
Live | 217989268 |  | 9.8 | 16 | 52000 | 55500 | 45000 | 2.87 | 2.04 | 52500 | 3.1 | 1.8 | 8.5 | 6.8
Live | 217989267 |  | 10.5 | 18 | 54000 | 58000 | 47000 | 3.08 | 2.28 | 54000 | 3.6 | 1.9 | 9 | 7.2
Live | 217989140 |  | 10.5 | 18 | 54000 | 58000 | 47000 | 3.08 | 2.28 | 54000 | 3.6 | 1.9 | 9 | 7.2
Live | 218003035 |  | 9.8 | 16 | 52000 | 55500 | 46000 | 2.87 | 2.04 | 53500 | 3.3 | 1.9 | 8.5 | 7.2
Live | 218003034 |  | 9.8 | 16 | 52000 | 55500 | 45000 | 2.87 | 2.04 | 52500 | 3.1 | 1.8 | 8.5 | 6.8
Live | 217989170 |  | 9.8 | 17 | 52000 | 55500 | 46000 | 2.87 | 2.04 | 54000 | 3.6 | 1.9 | 8.8 | 7.2
Live | 217989169 |  | 9.8 | 16.5 | 52000 | 55500 | 46000 | 2.87 | 2.04 | 53500 | 3.3 | 1.9 | 8.8 | 7.2
Live | 217989168 |  | 9.8 | 15.5 | 52000 | 55500 | 45000 | 2.87 | 2.04 | 52500 | 3.1 | 1.8 | 8.5 | 6.8
Live | 217989167 |  | 9.8 | 16 | 52000 | 55500 | 46000 | 2.87 | 2.04 | 53500 | 3.3 | 1.9 | 8.5 | 7.2
Live | 217989166 |  | 9.8 | 16 | 52000 | 55500 | 45000 | 2.87 | 2.04 | 52500 | 3.1 | 1.8 | 8.5 | 6.8
Live | 217989165 |  | 9.8 | 17 | 52000 | 55500 | 46000 | 2.87 | 2.04 | 53500 | 3.5 | 1.9 | 8.8 | 7.2
Live | 217989164 |  | 9.8 | 16 | 52000 | 55500 | 45000 | 2.87 | 2.04 | 52500 | 3.1 | 1.8 | 8.5 | 6.8
Live | 217989163 |  | 9.8 | 16.5 | 52000 | 55500 | 46000 | 2.87 | 2.04 | 53500 | 3.5 | 1.9 | 8.8 | 7.2
Live | 217989162 |  | 9.8 | 15.5 | 52000 | 55500 | 45000 | 2.87 | 2.04 | 52500 | 3.1 | 1.8 | 8.5 | 6.8
Live | 217989161 |  | 9.8 | 17 | 52000 | 55500 | 46000 | 2.87 | 2.04 | 53500 | 3.5 | 1.9 | 8.8 | 7.2
Live | 217989160 |  | 9.8 | 16 | 52000 | 55500 | 45000 | 2.87 | 2.04 | 52500 | 3.1 | 1.8 | 8.5 | 6.8
Live | 217989159 |  | 9.8 | 17 | 52000 | 55500 | 46000 | 2.87 | 2.04 | 53500 | 3.5 | 1.9 | 8.8 | 7.2
Live | 217989158 |  | 9.8 | 16 | 52000 | 55500 | 45000 | 2.87 | 2.04 | 52500 | 3.1 | 1.8 | 8.5 | 6.8
Live | 217989157 |  | 9.8 | 17 | 52000 | 55500 | 46000 | 2.87 | 2.04 | 53500 | 3.5 | 1.9 | 8.8 | 7.2
Live | 217989156 |  | 9.8 | 16 | 52000 | 55500 | 45000 | 2.87 | 2.04 | 52500 | 3.1 | 1.8 | 8.5 | 6.8
Live | 217989155 |  | 9.8 | 17 | 52000 | 55500 | 46000 | 2.87 | 2.04 | 53500 | 3.5 | 1.9 | 8.8 | 7.2
Live | 217989154 |  | 9.8 | 16 | 52000 | 55500 | 45000 | 2.87 | 2.04 | 52500 | 3.1 | 1.8 | 8.5 | 6.8
Live | 217989153 |  | 9.8 | 16.5 | 52000 | 55500 | 46000 | 2.87 | 2.04 | 53500 | 3.3 | 1.9 | 8.8 | 7.2
Live | 217989152 |  | 9.8 | 15.2 | 52000 | 55500 | 45000 | 2.87 | 2.04 | 52500 | 3.1 | 1.8 | 8.5 | 6.8
Live | 217989151 |  | 9.8 | 16.5 | 52000 | 55500 | 46000 | 2.87 | 2.04 | 53500 | 3.3 | 1.9 | 8.5 | 7.2
Live | 217989150 |  | 9.8 | 15.5 | 52000 | 55500 | 45000 | 2.87 | 2.04 | 52500 | 3.1 | 1.8 | 8.5 | 6.8
Live | 217989149 |  | 9.8 | 16 | 52000 | 55500 | 46000 | 2.87 | 2.04 | 53500 | 3.3 | 1.9 | 8.5 | 7.2
Live | 217989148 |  | 9.8 | 16 | 52000 | 55500 | 45000 | 2.87 | 2.04 | 52500 | 3.1 | 1.8 | 8.5 | 6.8
Live | 217989147 |  | 9.8 | 16 | 52000 | 55500 | 46000 | 2.87 | 2.04 | 53500 | 3.3 | 1.9 | 8.5 | 7.2
Live | 217989146 |  | 9.8 | 16 | 52000 | 55500 | 45000 | 2.87 | 2.04 | 52500 | 3.1 | 1.8 | 8.5 | 6.8
Live | 217989145 |  | 9.8 | 17 | 52000 | 55500 | 46000 | 2.87 | 2.04 | 53500 | 3.5 | 1.9 | 8.8 | 7.2
Live | 217989144 |  | 9.8 | 16 | 52000 | 55500 | 45000 | 2.87 | 2.04 | 52500 | 3.1 | 1.8 | 8.5 | 6.8
Live | 217989143 |  | 9.8 | 17 | 52000 | 55500 | 46000 | 2.87 | 2.04 | 53500 | 3.5 | 1.9 | 8.8 | 7.2
Live | 217989142 |  | 9.8 | 16 | 52000 | 55500 | 45000 | 2.87 | 2.04 | 52500 | 3.1 | 1.8 | 8.5 | 6.8
Live | 217989141 |  | 10.5 | 18 | 54000 | 58000 | 47000 | 3.08 | 2.28 | 54000 | 3.6 | 1.9 | 9 | 7.2
Live | 217989106 |  | 10.5 | 18 | 54000 | 58000 | 47000 | 3.08 | 2.28 | 54000 | 3.6 | 1.9 | 9 | 7.2
Live | 218003033 |  | 9.8 | 16 | 52000 | 55500 | 46000 | 2.87 | 2.04 | 53500 | 3.3 | 1.9 | 8.5 | 7.2
Live | 218003032 |  | 9.8 | 16 | 52000 | 55500 | 45000 | 2.87 | 2.04 | 52500 | 3.1 | 1.8 | 8.5 | 6.8
Live | 217989139 |  | 9.8 | 17 | 52000 | 55500 | 46000 | 2.87 | 2.04 | 54000 | 3.6 | 1.9 | 8.8 | 7.2
Live | 217989138 |  | 9.8 | 16.5 | 52000 | 55500 | 46000 | 2.87 | 2.04 | 53500 | 3.3 | 1.9 | 8.8 | 7.2
Live | 217989137 |  | 9.8 | 15.5 | 52000 | 55500 | 45000 | 2.87 | 2.04 | 52500 | 3.1 | 1.8 | 8.5 | 6.8
Live | 217989136 |  | 9.8 | 16 | 52000 | 55500 | 46000 | 2.87 | 2.04 | 53500 | 3.3 | 1.9 | 8.5 | 7.2
Live | 217989135 |  | 9.8 | 16 | 52000 | 55500 | 45000 | 2.87 | 2.04 | 52500 | 3.1 | 1.8 | 8.5 | 6.8
Live | 217989134 |  | 9.8 | 17 | 52000 | 55500 | 46000 | 2.87 | 2.04 | 53500 | 3.5 | 1.9 | 8.8 | 7.2
Live | 217989133 |  | 9.8 | 16 | 52000 | 55500 | 45000 | 2.87 | 2.04 | 52500 | 3.1 | 1.8 | 8.5 | 6.8
Live | 217989132 |  | 9.8 | 16.5 | 52000 | 55500 | 46000 | 2.87 | 2.04 | 53500 | 3.5 | 1.9 | 8.8 | 7.2
Live | 217989131 |  | 9.8 | 15.5 | 52000 | 55500 | 45000 | 2.87 | 2.04 | 52500 | 3.1 | 1.8 | 8.5 | 6.8
Live | 217989130 |  | 9.8 | 17 | 52000 | 55500 | 46000 | 2.87 | 2.04 | 53500 | 3.5 | 1.9 | 8.8 | 7.2
Live | 217989129 |  | 9.8 | 16 | 52000 | 55500 | 45000 | 2.87 | 2.04 | 52500 | 3.1 | 1.8 | 8.5 | 6.8
Live | 217989128 |  | 9.8 | 17 | 52000 | 55500 | 46000 | 2.87 | 2.04 | 53500 | 3.5 | 1.9 | 8.8 | 7.2
Live | 217989127 |  | 9.8 | 16 | 52000 | 55500 | 45000 | 2.87 | 2.04 | 52500 | 3.1 | 1.8 | 8.5 | 6.8
Live | 217989126 |  | 9.8 | 17 | 52000 | 55500 | 46000 | 2.87 | 2.04 | 53500 | 3.5 | 1.9 | 8.8 | 7.2
Live | 217989125 |  | 9.8 | 16 | 52000 | 55500 | 45000 | 2.87 | 2.04 | 52500 | 3.1 | 1.8 | 8.5 | 6.8
Live | 217989124 |  | 9.8 | 17 | 52000 | 55500 | 46000 | 2.87 | 2.04 | 53500 | 3.5 | 1.9 | 8.8 | 7.2
Live | 217989123 |  | 9.8 | 16 | 52000 | 55500 | 45000 | 2.87 | 2.04 | 52500 | 3.1 | 1.8 | 8.5 | 6.8
Live | 217989122 |  | 9.8 | 16.5 | 52000 | 55500 | 46000 | 2.87 | 2.04 | 53500 | 3.3 | 1.9 | 8.8 | 7.2
Live | 217989121 |  | 9.8 | 15.2 | 52000 | 55500 | 45000 | 2.87 | 2.04 | 52500 | 3.1 | 1.8 | 8.5 | 6.8
Live | 217989120 |  | 9.8 | 16.5 | 52000 | 55500 | 46000 | 2.87 | 2.04 | 53500 | 3.3 | 1.9 | 8.5 | 7.2
Live | 217989119 |  | 9.8 | 15.5 | 52000 | 55500 | 45000 | 2.87 | 2.04 | 52500 | 3.1 | 1.8 | 8.5 | 6.8
Live | 217989118 |  | 9.8 | 16 | 52000 | 55500 | 46000 | 2.87 | 2.04 | 53500 | 3.3 | 1.9 | 8.5 | 7.2
Live | 217989117 |  | 9.8 | 16 | 52000 | 55500 | 45000 | 2.87 | 2.04 | 52500 | 3.1 | 1.8 | 8.5 | 6.8
Live | 217989116 |  | 9.8 | 16 | 52000 | 55500 | 46000 | 2.87 | 2.04 | 53500 | 3.3 | 1.9 | 8.5 | 7.2
Live | 217989115 |  | 9.8 | 16 | 52000 | 55500 | 45000 | 2.87 | 2.04 | 52500 | 3.1 | 1.8 | 8.5 | 6.8
Live | 217989114 |  | 9.8 | 17 | 52000 | 55500 | 46000 | 2.87 | 2.04 | 53500 | 3.5 | 1.9 | 8.8 | 7.2
Live | 217989113 |  | 9.8 | 16 | 52000 | 55500 | 45000 | 2.87 | 2.04 | 52500 | 3.1 | 1.8 | 8.5 | 6.8
Live | 217989112 |  | 9.8 | 17 | 52000 | 55500 | 46000 | 2.87 | 2.04 | 53500 | 3.5 | 1.9 | 8.8 | 7.2
Live | 217989111 |  | 9.8 | 16 | 52000 | 55500 | 45000 | 2.87 | 2.04 | 52500 | 3.1 | 1.8 | 8.5 | 6.8
Live | 217989110 |  | 10.5 | 18 | 54000 | 58000 | 47000 | 3.08 | 2.28 | 54000 | 3.6 | 1.9 | 9 | 7.2
Live | 217989105 |  | 10.5 | 18 | 54000 | 58000 | 47000 | 3.08 | 2.28 | 54000 | 3.6 | 1.9 | 9 | 7.2
Live | 218003039 |  | 11 | 17.5 | 46000 | 52000 | 44000 | 3.23 | 1.96 | 47500 | 3.5 | 1.9 | 9 | 7.2
Live | 218003038 |  | 10.5 | 16.2 | 45000 | 52000 | 44000 | 3.07 | 1.96 | 46500 | 3.2 | 1.8 | 8.5 | 6.6
Live | 217989234 |  | 11 | 17.5 | 46000 | 52000 | 44000 | 3.23 | 1.96 | 47500 | 3.5 | 1.9 | 9 | 7.2
Live | 217989233 |  | 10.5 | 16.2 | 45000 | 52000 | 44000 | 3.07 | 1.96 | 46500 | 3.2 | 1.8 | 8.5 | 6.6
Live | 217989232 |  | 11 | 17.5 | 46000 | 52000 | 44000 | 3.23 | 1.96 | 47500 | 3.5 | 1.9 | 9 | 7.2
Live | 217989231 |  | 10.5 | 16.2 | 45000 | 52000 | 44000 | 3.07 | 1.96 | 46500 | 3.2 | 1.8 | 8.5 | 6.6
Live | 217989230 |  | 11 | 17.5 | 46000 | 52000 | 44000 | 3.23 | 1.96 | 47500 | 3.5 | 1.9 | 9 | 7.2
Live | 217989229 |  | 10.5 | 16.2 | 45000 | 52000 | 44000 | 3.07 | 1.96 | 46500 | 3.2 | 1.8 | 8.5 | 6.6
Live | 217989228 |  | 11 | 18 | 46000 | 52000 | 44000 | 3.23 | 1.96 | 47500 | 3.6 | 1.9 | 9 | 7.2
Live | 217989227 |  | 10.5 | 16.5 | 45000 | 52000 | 44000 | 3.07 | 1.96 | 46500 | 3.2 | 1.8 | 8.5 | 6.6
Live | 217989226 |  | 11 | 17.5 | 46000 | 52000 | 44000 | 3.23 | 1.96 | 47500 | 3.5 | 1.9 | 9 | 7.2
Live | 217989225 |  | 10.5 | 16.2 | 45000 | 52000 | 44000 | 3.07 | 1.96 | 46500 | 3.2 | 1.8 | 8.5 | 6.6
Live | 217989224 |  | 11 | 18 | 46000 | 52000 | 44000 | 3.23 | 1.96 | 47500 | 3.6 | 1.9 | 9 | 7.2
Live | 217989223 |  | 10.5 | 16.5 | 45000 | 52000 | 44000 | 3.07 | 1.96 | 46500 | 3.2 | 1.8 | 8.5 | 6.6
Live | 217989222 |  | 11 | 18 | 46000 | 52000 | 44000 | 3.23 | 1.96 | 47500 | 3.6 | 1.9 | 9 | 7.2
Live | 217989221 |  | 10.5 | 16.5 | 45000 | 52000 | 44000 | 3.07 | 1.96 | 46500 | 3.2 | 1.8 | 8.5 | 6.6
Live | 217989220 |  | 11 | 18 | 46000 | 52000 | 44000 | 3.23 | 1.96 | 47500 | 3.6 | 1.9 | 9 | 7.2
Live | 217989219 |  | 10.5 | 16.5 | 45000 | 52000 | 44000 | 3.07 | 1.96 | 46500 | 3.2 | 1.8 | 8.5 | 6.6
Live | 217989218 |  | 11 | 18 | 46000 | 52000 | 44000 | 3.23 | 1.96 | 47500 | 3.6 | 1.9 | 9 | 7.2
Live | 217989217 |  | 10.5 | 16.5 | 45000 | 52000 | 44000 | 3.07 | 1.96 | 46500 | 3.2 | 1.8 | 8.5 | 6.6
Live | 217989216 |  | 11 | 17.5 | 46000 | 52000 | 44000 | 3.23 | 1.96 | 47500 | 3.5 | 1.9 | 9 | 7.2
Live | 217989215 |  | 10.5 | 16.2 | 45000 | 52000 | 44000 | 3.07 | 1.96 | 46500 | 3.2 | 1.8 | 8.5 | 6.6
Live | 217989214 |  | 11 | 17.5 | 46000 | 52000 | 44000 | 3.23 | 1.96 | 47500 | 3.5 | 1.9 | 9 | 7.2
Live | 217989213 |  | 10.5 | 16.2 | 45000 | 52000 | 44000 | 3.07 | 1.96 | 46500 | 3.2 | 1.8 | 8.5 | 6.6
Live | 217989212 |  | 11 | 17.5 | 46000 | 52000 | 44000 | 3.23 | 1.96 | 47500 | 3.5 | 1.9 | 9 | 7.2
Live | 217989211 |  | 10.5 | 16.2 | 45000 | 52000 | 44000 | 3.07 | 1.96 | 46500 | 3.2 | 1.8 | 8.5 | 6.6
Live | 217989210 |  | 11 | 17.5 | 46000 | 52000 | 44000 | 3.23 | 1.96 | 47500 | 3.5 | 1.9 | 9 | 7.2
Live | 217989209 |  | 10.5 | 16.2 | 45000 | 52000 | 44000 | 3.07 | 1.96 | 46500 | 3.2 | 1.8 | 8.5 | 6.6
Live | 217989208 |  | 11 | 18 | 46000 | 52000 | 44000 | 3.23 | 1.96 | 47000 | 3.6 | 1.9 | 9 | 7.2
Live | 217989207 |  | 11 | 17 | 45500 | 52000 | 44000 | 3.22 | 1.96 | 46000 | 3.2 | 1.8 | 8.5 | 6.6
Live | 217989206 |  | 11 | 18 | 46000 | 52000 | 44000 | 3.23 | 1.96 | 47000 | 3.6 | 1.9 | 9 | 7.2
Live | 217989205 |  | 11 | 17.5 | 45500 | 52000 | 44000 | 3.22 | 1.96 | 46500 | 3.2 | 1.8 | 8.5 | 6.6
Live | 217989204 |  | 11 | 18 | 46000 | 52000 | 44000 | 3.23 | 1.96 | 48000 | 3.6 | 1.9 | 9 | 7.2
Live | 217989203 |  | 11.7 | 18 | 46000 | 55000 | 44000 | 3.43 | 2.13 | 48000 | 3.6 | 1.9 | 9 | 7.2
Live | 217989108 |  | 11.7 | 18 | 46000 | 55000 | 44000 | 3.43 | 2.13 | 48000 | 3.6 | 1.9 | 9 | 7.2
Live | 218003041 |  | 11 | 17.5 | 46000 | 52000 | 44000 | 3.23 | 1.96 | 47500 | 3.5 | 1.9 | 9 | 7.2
Live | 218003040 |  | 10.5 | 16.2 | 45000 | 52000 | 44000 | 3.07 | 1.96 | 46500 | 3.2 | 1.8 | 8.5 | 6.6
Live | 217989266 |  | 11 | 17.5 | 46000 | 52000 | 44000 | 3.23 | 1.96 | 47500 | 3.5 | 1.9 | 9 | 7.2
Live | 217989265 |  | 10.5 | 16.2 | 45000 | 52000 | 44000 | 3.07 | 1.96 | 46500 | 3.2 | 1.8 | 8.5 | 6.6
Live | 217989264 |  | 11 | 17.5 | 46000 | 52000 | 44000 | 3.23 | 1.96 | 47500 | 3.5 | 1.9 | 9 | 7.2
Live | 217989263 |  | 10.5 | 16.2 | 45000 | 52000 | 44000 | 3.07 | 1.96 | 46500 | 3.2 | 1.8 | 8.5 | 6.6
Live | 217989262 |  | 11 | 17.5 | 46000 | 52000 | 44000 | 3.23 | 1.96 | 47500 | 3.5 | 1.9 | 9 | 7.2
Live | 217989261 |  | 10.5 | 16.2 | 45000 | 52000 | 44000 | 3.07 | 1.96 | 46500 | 3.2 | 1.8 | 8.5 | 6.6
Live | 217989260 |  | 11 | 18 | 46000 | 52000 | 44000 | 3.23 | 1.96 | 47500 | 3.6 | 1.9 | 9 | 7.2
Live | 217989259 |  | 10.5 | 16.5 | 45000 | 52000 | 44000 | 3.07 | 1.96 | 46500 | 3.2 | 1.8 | 8.5 | 6.6
Live | 217989258 |  | 11 | 17.5 | 46000 | 52000 | 44000 | 3.23 | 1.96 | 47500 | 3.5 | 1.9 | 9 | 7.2
Live | 217989257 |  | 10.5 | 16.2 | 45000 | 52000 | 44000 | 3.07 | 1.96 | 46500 | 3.2 | 1.8 | 8.5 | 6.6
Live | 217989256 |  | 11 | 18 | 46000 | 52000 | 44000 | 3.23 | 1.96 | 47500 | 3.6 | 1.9 | 9 | 7.2
Live | 217989255 |  | 10.5 | 16.5 | 45000 | 52000 | 44000 | 3.07 | 1.96 | 46500 | 3.2 | 1.8 | 8.5 | 6.6
Live | 217989254 |  | 11 | 18 | 46000 | 52000 | 44000 | 3.23 | 1.96 | 47500 | 3.6 | 1.9 | 9 | 7.2
Live | 217989253 |  | 10.5 | 16.5 | 45000 | 52000 | 44000 | 3.07 | 1.96 | 46500 | 3.2 | 1.8 | 8.5 | 6.6
Live | 217989252 |  | 11 | 18 | 46000 | 52000 | 44000 | 3.23 | 1.96 | 47500 | 3.6 | 1.9 | 9 | 7.2
Live | 217989251 |  | 10.5 | 16.5 | 45000 | 52000 | 44000 | 3.07 | 1.96 | 46500 | 3.2 | 1.8 | 8.5 | 6.6
Live | 217989250 |  | 11 | 18 | 46000 | 52000 | 44000 | 3.23 | 1.96 | 47500 | 3.6 | 1.9 | 9 | 7.2
Live | 217989249 |  | 10.5 | 16.5 | 45000 | 52000 | 44000 | 3.07 | 1.96 | 46500 | 3.2 | 1.8 | 8.5 | 6.6
Live | 217989248 |  | 11 | 17.5 | 46000 | 52000 | 44000 | 3.23 | 1.96 | 47500 | 3.5 | 1.9 | 9 | 7.2
Live | 217989247 |  | 10.5 | 16.2 | 45000 | 52000 | 44000 | 3.07 | 1.96 | 46500 | 3.2 | 1.8 | 8.5 | 6.6
Live | 217989246 |  | 11 | 17.5 | 46000 | 52000 | 44000 | 3.23 | 1.96 | 47500 | 3.5 | 1.9 | 9 | 7.2
Live | 217989245 |  | 10.5 | 16.2 | 45000 | 52000 | 44000 | 3.07 | 1.96 | 46500 | 3.2 | 1.8 | 8.5 | 6.6
Live | 217989244 |  | 11 | 17.5 | 46000 | 52000 | 44000 | 3.23 | 1.96 | 47500 | 3.5 | 1.9 | 9 | 7.2
Live | 217989243 |  | 10.5 | 16.2 | 45000 | 52000 | 44000 | 3.07 | 1.96 | 46500 | 3.2 | 1.8 | 8.5 | 6.6
Live | 217989242 |  | 11 | 17.5 | 46000 | 52000 | 44000 | 3.23 | 1.96 | 47500 | 3.5 | 1.9 | 9 | 7.2
Live | 217989241 |  | 10.5 | 16.2 | 45000 | 52000 | 44000 | 3.07 | 1.96 | 46500 | 3.2 | 1.8 | 8.5 | 6.6
Live | 217989240 |  | 11 | 18 | 46000 | 52000 | 44000 | 3.23 | 1.96 | 47000 | 3.6 | 1.9 | 9 | 7.2
Live | 217989239 |  | 11 | 17 | 45500 | 52000 | 44000 | 3.22 | 1.96 | 46000 | 3.2 | 1.8 | 8.5 | 6.6
Live | 217989238 |  | 11 | 18 | 46000 | 52000 | 44000 | 3.23 | 1.96 | 47000 | 3.6 | 1.9 | 9 | 7.2
Live | 217989237 |  | 11 | 17.5 | 45500 | 52000 | 44000 | 3.22 | 1.96 | 46500 | 3.2 | 1.8 | 8.5 | 6.6
Live | 217989236 |  | 11 | 18 | 46000 | 52000 | 44000 | 3.23 | 1.96 | 48000 | 3.6 | 1.9 | 9 | 7.2
Live | 217989235 |  | 11.7 | 18 | 46000 | 55000 | 44000 | 3.43 | 2.13 | 48000 | 3.6 | 1.9 | 9 | 7.2
Live | 217989109 |  | 11.7 | 18 | 46000 | 55000 | 44000 | 3.43 | 2.13 | 48000 | 3.6 | 1.9 | 9 | 7.2
Live | 218003037 |  | 11 | 17.5 | 46000 | 52000 | 44000 | 3.23 | 1.96 | 47500 | 3.5 | 1.9 | 9 | 7.2
Live | 218003036 |  | 10.5 | 16.2 | 45000 | 52000 | 44000 | 3.07 | 1.96 | 46500 | 3.2 | 1.8 | 8.5 | 6.6
Live | 217989202 |  | 11 | 17.5 | 46000 | 52000 | 44000 | 3.23 | 1.96 | 47500 | 3.5 | 1.9 | 9 | 7.2
Live | 217989201 |  | 10.5 | 16.2 | 45000 | 52000 | 44000 | 3.07 | 1.96 | 46500 | 3.2 | 1.8 | 8.5 | 6.6
Live | 217989200 |  | 11 | 17.5 | 46000 | 52000 | 44000 | 3.23 | 1.96 | 47500 | 3.5 | 1.9 | 9 | 7.2
Live | 217989199 |  | 10.5 | 16.2 | 45000 | 52000 | 44000 | 3.07 | 1.96 | 46500 | 3.2 | 1.8 | 8.5 | 6.6
Live | 217989198 |  | 11 | 17.5 | 46000 | 52000 | 44000 | 3.23 | 1.96 | 47500 | 3.5 | 1.9 | 9 | 7.2
Live | 217989197 |  | 10.5 | 16.2 | 45000 | 52000 | 44000 | 3.07 | 1.96 | 46500 | 3.2 | 1.8 | 8.5 | 6.6
Live | 217989196 |  | 11 | 18 | 46000 | 52000 | 44000 | 3.23 | 1.96 | 47500 | 3.6 | 1.9 | 9 | 7.2
Live | 217989195 |  | 10.5 | 16.5 | 45000 | 52000 | 44000 | 3.07 | 1.96 | 46500 | 3.2 | 1.8 | 8.5 | 6.6
Live | 217989194 |  | 11 | 17.5 | 46000 | 52000 | 44000 | 3.23 | 1.96 | 47500 | 3.5 | 1.9 | 9 | 7.2
Live | 217989193 |  | 10.5 | 16.2 | 45000 | 52000 | 44000 | 3.07 | 1.96 | 46500 | 3.2 | 1.8 | 8.5 | 6.6
Live | 217989192 |  | 11 | 18 | 46000 | 52000 | 44000 | 3.23 | 1.96 | 47500 | 3.6 | 1.9 | 9 | 7.2
Live | 217989191 |  | 10.5 | 16.5 | 45000 | 52000 | 44000 | 3.07 | 1.96 | 46500 | 3.2 | 1.8 | 8.5 | 6.6
Live | 217989190 |  | 11 | 18 | 46000 | 52000 | 44000 | 3.23 | 1.96 | 47500 | 3.6 | 1.9 | 9 | 7.2
Live | 217989189 |  | 10.5 | 16.5 | 45000 | 52000 | 44000 | 3.07 | 1.96 | 46500 | 3.2 | 1.8 | 8.5 | 6.6
Live | 217989188 |  | 11 | 18 | 46000 | 52000 | 44000 | 3.23 | 1.96 | 47500 | 3.6 | 1.9 | 9 | 7.2
Live | 217989187 |  | 10.5 | 16.5 | 45000 | 52000 | 44000 | 3.07 | 1.96 | 46500 | 3.2 | 1.8 | 8.5 | 6.6
Live | 217989186 |  | 11 | 18 | 46000 | 52000 | 44000 | 3.23 | 1.96 | 47500 | 3.6 | 1.9 | 9 | 7.2
Live | 217989185 |  | 10.5 | 16.5 | 45000 | 52000 | 44000 | 3.07 | 1.96 | 46500 | 3.2 | 1.8 | 8.5 | 6.6
Live | 217989184 |  | 11 | 17.5 | 46000 | 52000 | 44000 | 3.23 | 1.96 | 47500 | 3.5 | 1.9 | 9 | 7.2
Live | 217989183 |  | 10.5 | 16.2 | 45000 | 52000 | 44000 | 3.07 | 1.96 | 46500 | 3.2 | 1.8 | 8.5 | 6.6
Live | 217989182 |  | 11 | 17.5 | 46000 | 52000 | 44000 | 3.23 | 1.96 | 47500 | 3.5 | 1.9 | 9 | 7.2
Live | 217989181 |  | 10.5 | 16.2 | 45000 | 52000 | 44000 | 3.07 | 1.96 | 46500 | 3.2 | 1.8 | 8.5 | 6.6
Live | 217989180 |  | 11 | 17.5 | 46000 | 52000 | 44000 | 3.23 | 1.96 | 47500 | 3.5 | 1.9 | 9 | 7.2
Live | 217989179 |  | 10.5 | 16.2 | 45000 | 52000 | 44000 | 3.07 | 1.96 | 46500 | 3.2 | 1.8 | 8.5 | 6.6
Live | 217989178 |  | 11 | 17.5 | 46000 | 52000 | 44000 | 3.23 | 1.96 | 47500 | 3.5 | 1.9 | 9 | 7.2
Live | 217989177 |  | 10.5 | 16.2 | 45000 | 52000 | 44000 | 3.07 | 1.96 | 46500 | 3.2 | 1.8 | 8.5 | 6.6
Live | 217989176 |  | 11 | 18 | 46000 | 52000 | 44000 | 3.23 | 1.96 | 47000 | 3.6 | 1.9 | 9 | 7.2
Live | 217989175 |  | 11 | 17 | 45500 | 52000 | 44000 | 3.22 | 1.96 | 46000 | 3.2 | 1.8 | 8.5 | 6.6
Live | 217989174 |  | 11 | 18 | 46000 | 52000 | 44000 | 3.23 | 1.96 | 47000 | 3.6 | 1.9 | 9 | 7.2
Live | 217989173 |  | 11 | 17.5 | 45500 | 52000 | 44000 | 3.22 | 1.96 | 46500 | 3.2 | 1.8 | 8.5 | 6.6
Live | 217989172 |  | 11 | 18 | 46000 | 52000 | 44000 | 3.23 | 1.96 | 48000 | 3.6 | 1.9 | 9 | 7.2
Live | 217989171 |  | 11.7 | 18 | 46000 | 55000 | 44000 | 3.43 | 2.13 | 48000 | 3.6 | 1.9 | 9 | 7.2
Live | 217989107 |  | 11.7 | 18 | 46000 | 55000 | 44000 | 3.43 | 2.13 | 48000 | 3.6 | 1.9 | 9 | 7.2
Live | 217232160 |  | 12.8 | 17 | 18000 | 20000 | 20000 | 3.77 | 2.25 | 23500 | 3.61 | 2.1 | 10 | 8.3
Live | 217232157 |  | 12.8 | 17 | 18000 | 13100 | 10500 | 3.77 | 3.1 | 23500 | 3.61 | 2.93 | 10.4 | 8.7
Live | 217232159 |  | 12.2 | 16.2 | 15000 | 18000 | 18000 | 3.6 | 2.19 | 20000 | 3.55 | 2.03 | 9.8 | 8.1
Live | 217232156 |  | 13.2 | 19.1 | 15000 | 10200 | 9700 | 3.89 | 2.93 | 20600 | 3.49 | 2.81 | 9.8 | 7.8
Live | 217232158 |  | 13.3 | 16.2 | 12000 | 15000 | 15000 | 3.91 | 2.29 | 18000 | 3.28 | 2.02 | 9.4 | 7.8
Live | 217232155 |  | 12.1 | 19 | 12000 | 9700 | 7800 | 3.55 | 2.68 | 15000 | 3.38 | 2.33 | 9.6 | 8.1
Live | 217232161 |  | 11.8 | 14.8 | 9000 | 12000 | 12000 | 3.47 | 1.91 | 14000 | 2.68 | 1.9 | 8.1 | 6.7
Live | 217232154 |  | 11.8 | 17.6 | 9000 | 7900 | 6400 | 3.47 | 2.82 | 12800 | 2.95 | 2.5 | 10.6 | 8.9
Live | 216472848 |  | 10.5 | 21 | 24600 | 17900 | 15600 | 2.81 | 2.68 | 25000 | 3.49 | 2 | 9.5 | 8.2
Live | 216472847 |  | 10.5 | 21 | 18100 | 13000 | 12500 | 2.65 | 2.59 | 19800 | 3.35 | 2.26 | 9.5 | 8.2
Live | 216472846 |  | 11.2 | 20 | 13100 | 10000 | 9000 | 2.33 | 2.34 | 12000 | 3.32 | 1.81 | 9.5 | 8.5
Live | 216472845 |  | 12 | 20 | 11100 | 9100 | 7400 | 2.71 | 2.07 | 10000 | 3.66 | 1.9 | 10 | 8
Live | 216472844 |  | 10.5 | 20 | 13100 | 10000 | 9000 | 2.33 | 2.34 | 12000 | 3.14 | 1.81 | 9.5 | 8.3
Live | 216472843 |  | 11.7 | 19 | 11100 | 9100 | 7300 | 2.71 | 2.05 | 10000 | 3.66 | 1.89 | 9.5 | 8
Live | 216472853 |  | 12.5 | 23 | 21000 | 17500 | 13600 | 2.84 | 2.14 | 19000 | 3.66 | 1.9 | 10 | 8.2
Live | 216472852 |  | 13 | 24 | 13100 | 10000 | 9100 | 2.33 | 2.59 | 12600 | 3.97 | 2.4 | 10 | 8.6
Live | 216472851 |  | 13 | 23 | 11100 | 9100 | 7100 | 2.96 | 2.22 | 10000 | 3.91 | 1.91 | 9.5 | 8.1
Live | 216472850 |  | 13 | 23 | 13100 | 10000 | 8900 | 2.33 | 2.59 | 12500 | 3.66 | 2.31 | 10 | 8.6
Live | 216472849 |  | 13 | 23 | 11100 | 9100 | 7100 | 2.96 | 2.22 | 10500 | 3.95 | 1.91 | 9.5 | 8.1
Live | 217607099 |  | 10.95 | 15.2 | 15000 | 9050 | 7800 | 3.07 | 2.31 | 15000 | 3.46 | 2.06 | 9.85 | 9.8
Live | 217650550 |  | 11.6 | 15.35 | 15000 | 9050 | 7800 | 3.07 | 2.31 | 15000 | 3.46 | 2.06 | 9.8 | 9.75
Live | 217650549 |  | 11.6 | 15.35 | 15000 | 9050 | 7800 | 3.07 | 2.31 | 15000 | 3.46 | 2.06 | 9.8 | 9.75
Live | 217650548 |  | 11.6 | 15.35 | 15000 | 9050 | 7800 | 3.07 | 2.31 | 15000 | 3.46 | 2.06 | 9.8 | 9.75
Live | 217650547 |  | 11.6 | 15.35 | 15000 | 9050 | 7800 | 3.07 | 2.31 | 15000 | 3.46 | 2.06 | 9.8 | 9.75
Live | 217650546 |  | 11.6 | 15.35 | 15000 | 9050 | 7800 | 3.07 | 2.31 | 15000 | 3.46 | 2.06 | 9.8 | 9.75
Live | 217650545 |  | 11.6 | 15.35 | 15000 | 9050 | 7800 | 3.07 | 2.31 | 15000 | 3.46 | 2.06 | 9.8 | 9.75
Live | 217650544 |  | 11.6 | 15.35 | 15000 | 9050 | 7800 | 3.07 | 2.31 | 15000 | 3.46 | 2.06 | 9.8 | 9.75
Live | 217650543 |  | 11.6 | 15.35 | 15000 | 9050 | 7800 | 3.07 | 2.31 | 15000 | 3.46 | 2.06 | 9.8 | 9.75
Live | 217650542 |  | 11.6 | 15.35 | 15000 | 9050 | 7800 | 3.07 | 2.31 | 15000 | 3.46 | 2.06 | 9.8 | 9.75
Live | 217650541 |  | 11.6 | 15.35 | 15000 | 9050 | 7800 | 3.07 | 2.31 | 15000 | 3.46 | 2.06 | 9.8 | 9.75
Live | 217650540 |  | 11.6 | 15.35 | 15000 | 9050 | 7800 | 3.07 | 2.31 | 15000 | 3.46 | 2.06 | 9.8 | 9.75
Live | 217650539 |  | 11.6 | 15.35 | 15000 | 9050 | 7800 | 3.07 | 2.31 | 15000 | 3.46 | 2.06 | 9.8 | 9.75
Live | 217650538 |  | 11.6 | 15.35 | 15000 | 9050 | 7800 | 3.07 | 2.31 | 15000 | 3.46 | 2.06 | 9.8 | 9.75
Live | 217650537 |  | 11.6 | 15.35 | 15000 | 9050 | 7800 | 3.07 | 2.31 | 15000 | 3.46 | 2.06 | 9.8 | 9.75
Live | 217650536 |  | 11.6 | 15.35 | 15000 | 9050 | 7800 | 3.07 | 2.31 | 15000 | 3.46 | 2.06 | 9.8 | 9.75
Live | 217650535 |  | 11.62 | 15.4 | 24000 | 13650 | 12000 | 3.07 | 2.33 | 24000 | 3.46 | 1.95 | 9.15 | 9.1
Live | 217650534 |  | 11.62 | 15.4 | 24000 | 13650 | 12000 | 3.07 | 2.33 | 24000 | 3.46 | 1.95 | 9.15 | 9.1
Live | 217650533 |  | 11.62 | 15.4 | 24000 | 13650 | 12000 | 3.07 | 2.33 | 24000 | 3.46 | 1.95 | 9.15 | 9.1
Live | 217650532 |  | 11.62 | 15.4 | 24000 | 13650 | 12000 | 3.07 | 2.33 | 24000 | 3.46 | 1.95 | 9.15 | 9.1
Live | 217650531 |  | 11.62 | 15.4 | 24000 | 13650 | 12000 | 3.07 | 2.33 | 24000 | 3.46 | 1.95 | 9.15 | 9.1
Live | 217650530 |  | 11.62 | 15.4 | 24000 | 13650 | 12000 | 3.07 | 2.33 | 24000 | 3.46 | 1.95 | 9.15 | 9.1
Live | 217650529 |  | 11.62 | 15.4 | 24000 | 13650 | 12000 | 3.07 | 2.33 | 24000 | 3.46 | 1.95 | 9.15 | 9.1
Live | 217650528 |  | 11.62 | 15.4 | 24000 | 13650 | 12000 | 3.07 | 2.33 | 24000 | 3.46 | 1.95 | 9.15 | 9.1
Live | 217650527 |  | 11.62 | 15.4 | 24000 | 13650 | 12000 | 3.07 | 2.33 | 24000 | 3.46 | 1.95 | 9.15 | 9.1
Live | 217650526 |  | 11.62 | 15.4 | 24000 | 13650 | 12000 | 3.07 | 2.33 | 24000 | 3.46 | 1.95 | 9.15 | 9.1
Live | 217650525 |  | 11.62 | 15.4 | 24000 | 13650 | 12000 | 3.07 | 2.33 | 24000 | 3.46 | 1.95 | 9.15 | 9.1
Live | 217650524 |  | 11.62 | 15.4 | 24000 | 13650 | 12000 | 3.07 | 2.33 | 24000 | 3.46 | 1.95 | 9.15 | 9.1
Live | 217650523 |  | 11.62 | 15.4 | 24000 | 13650 | 12000 | 3.07 | 2.33 | 24000 | 3.46 | 1.95 | 9.15 | 9.1
Live | 217650522 |  | 11.62 | 15.4 | 24000 | 13650 | 12000 | 3.07 | 2.33 | 24000 | 3.46 | 1.95 | 9.15 | 9.1
Live | 217650521 |  | 11.62 | 15.4 | 24000 | 13650 | 12000 | 3.07 | 2.33 | 24000 | 3.46 | 1.95 | 9.15 | 9.1
Live | 217650520 |  | 11.62 | 15.4 | 24000 | 13650 | 12000 | 3.07 | 2.33 | 24000 | 3.46 | 1.95 | 9.15 | 9.1
Live | 217652244 |  | 11.56 | 15.3 | 15000 | 9000 | 7400 | 3.07 | 2.03 | 14000 | 3.26 | 2.01 | 9.15 | 9.1
Live | 217652243 |  | 11.56 | 15.3 | 15000 | 9000 | 7400 | 3.07 | 2.03 | 14000 | 3.26 | 2.01 | 9.15 | 9.1
Live | 217652242 |  | 11.56 | 15.3 | 15000 | 9000 | 7400 | 3.07 | 2.03 | 14000 | 3.26 | 2.01 | 9.15 | 9.1
Live | 217652241 |  | 11.56 | 15.3 | 15000 | 9000 | 7400 | 3.07 | 2.03 | 14000 | 3.26 | 2.01 | 9.15 | 9.1
Live | 217652240 |  | 11.56 | 15.3 | 15000 | 9000 | 7400 | 3.07 | 2.03 | 14000 | 3.26 | 2.01 | 9.15 | 9.1
Live | 217652239 |  | 11.56 | 15.3 | 15000 | 9000 | 7400 | 3.07 | 2.03 | 14000 | 3.26 | 2.01 | 9.15 | 9.1
Live | 217652238 |  | 11.56 | 15.3 | 15000 | 9000 | 7400 | 3.07 | 2.03 | 14000 | 3.26 | 2.01 | 9.15 | 9.1
Live | 217652237 |  | 11.56 | 15.3 | 15000 | 9000 | 7400 | 3.07 | 2.03 | 14000 | 3.26 | 2.01 | 9.15 | 9.1
Live | 217652236 |  | 11.56 | 15.3 | 15000 | 9000 | 7400 | 3.07 | 2.03 | 14000 | 3.26 | 2.01 | 9.15 | 9.1
Live | 217652235 |  | 11.56 | 15.3 | 15000 | 9000 | 7400 | 3.07 | 2.03 | 14000 | 3.26 | 2.01 | 9.15 | 9.1
Live | 217652234 |  | 11.56 | 15.3 | 15000 | 9000 | 7400 | 3.07 | 2.03 | 14000 | 3.26 | 2.01 | 9.15 | 9.1
Live | 217652233 |  | 11.56 | 15.3 | 15000 | 9000 | 7400 | 3.07 | 2.03 | 14000 | 3.26 | 2.01 | 9.15 | 9.1
Live | 217652232 |  | 11.56 | 15.3 | 15000 | 9000 | 7400 | 3.07 | 2.03 | 14000 | 3.26 | 2.01 | 9.15 | 9.1
Live | 217652231 |  | 11.56 | 15.3 | 15000 | 9000 | 7400 | 3.07 | 2.03 | 14000 | 3.26 | 2.01 | 9.15 | 9.1
Live | 217652230 |  | 11.56 | 15.3 | 15000 | 9000 | 7400 | 3.07 | 2.03 | 14000 | 3.26 | 2.01 | 9.15 | 9.1
Live | 217652229 |  | 11.56 | 15.3 | 15000 | 9000 | 7400 | 3.07 | 2.03 | 14000 | 3.26 | 2.01 | 9.15 | 9.1
Live | 217652228 |  | 11.56 | 15.3 | 15000 | 9000 | 7400 | 3.07 | 2.03 | 14000 | 3.26 | 2.01 | 9.15 | 9.1
Live | 217652227 |  | 11.56 | 15.3 | 15000 | 9000 | 7400 | 3.07 | 2.03 | 14000 | 3.26 | 2.01 | 9.15 | 9.1
Live | 217652226 |  | 11.56 | 15.3 | 15000 | 9000 | 7400 | 3.07 | 2.03 | 14000 | 3.26 | 2.01 | 9.15 | 9.1
Live | 217652225 |  | 11.56 | 15.3 | 15000 | 9000 | 7400 | 3.07 | 2.03 | 14000 | 3.26 | 2.01 | 9.15 | 9.1
Live | 217652224 |  | 11.56 | 15.3 | 15000 | 9000 | 7400 | 3.07 | 2.03 | 14000 | 3.26 | 2.01 | 9.15 | 9.1
Live | 217652223 |  | 11.56 | 15.3 | 15000 | 9000 | 7400 | 3.07 | 2.03 | 14000 | 3.26 | 2.01 | 9.15 | 9.1
Live | 217652222 |  | 11.56 | 15.3 | 15000 | 9000 | 7400 | 3.07 | 2.03 | 14000 | 3.26 | 2.01 | 9.15 | 9.1
Live | 217652221 |  | 11.56 | 15.3 | 15000 | 9000 | 7400 | 3.07 | 2.03 | 14000 | 3.26 | 2.01 | 9.15 | 9.1
Live | 217652220 |  | 11.56 | 15.3 | 15000 | 9000 | 7400 | 3.07 | 2.03 | 14000 | 3.26 | 2.01 | 9.15 | 9.1
Live | 217652219 |  | 11.56 | 15.3 | 15000 | 9000 | 7400 | 3.07 | 2.03 | 14000 | 3.26 | 2.01 | 9.15 | 9.1
Live | 217652218 |  | 11.56 | 15.3 | 15000 | 9000 | 7400 | 3.07 | 2.03 | 14000 | 3.26 | 2.01 | 9.15 | 9.1
Live | 217652217 |  | 11.56 | 15.3 | 15000 | 9000 | 7400 | 3.07 | 2.03 | 14000 | 3.26 | 2.01 | 9.15 | 9.1
Live | 217652216 |  | 11.56 | 15.3 | 15000 | 9000 | 7400 | 3.07 | 2.03 | 14000 | 3.26 | 2.01 | 9.15 | 9.1
Live | 217652215 |  | 11.56 | 15.3 | 15000 | 9000 | 7400 | 3.07 | 2.03 | 14000 | 3.26 | 2.01 | 9.15 | 9.1
Live | 217652214 |  | 11.56 | 15.3 | 15000 | 9000 | 7400 | 3.07 | 2.03 | 14000 | 3.26 | 2.01 | 9.15 | 9.1
Live | 217652213 |  | 11.56 | 15.3 | 15000 | 9000 | 7400 | 3.07 | 2.03 | 14000 | 3.26 | 2.01 | 9.15 | 9.1
Live | 218000568 |  | 13 | 23.5 | 27000 | 21300 | 17800 | 3.1 | 2.42 | 32700 | 2.89 | 2.15 | 10 | 7.7
Live | 218000567 |  | 13.5 | 24 | 20000 | 15000 | 13000 | 3.45 | 2.43 | 22000 | 3.68 | 2.35 | 11.1 | 8.3
Live | 218000566 |  | 12.2 | 23.1 | 13700 | 9900 | 8600 | 3.32 | 2.57 | 14400 | 3.27 | 2.36 | 11.5 | 8.5
Live | 218000565 |  | 14.7 | 24.6 | 10900 | 10200 | 8200 | 3.9 | 2.47 | 14200 | 3.36 | 2.33 | 13 | 9.5
Live | 218000572 |  | 13 | 23.5 | 27000 | 21300 | 17800 | 3.1 | 2.42 | 32700 | 2.89 | 2.15 | 10 | 7.7
Live | 218000571 |  | 13.5 | 24 | 20000 | 15000 | 13000 | 3.45 | 2.43 | 22000 | 3.68 | 2.35 | 11.1 | 8.3
Live | 218000570 |  | 12.2 | 23.1 | 13700 | 9900 | 8600 | 3.32 | 2.57 | 14400 | 3.27 | 2.36 | 11.5 | 8.5
Live | 218000569 |  | 14.7 | 24.6 | 10900 | 10200 | 8200 | 3.9 | 2.47 | 14200 | 3.36 | 2.33 | 13 | 9.5
Live | 218001466 |  | 12 | 20 | 35500 | 27000 | 27000 | 2.58 | 1.99 | 35250 | 2.78 | 1.95 | 9.75 | 7.9
Live | 218001465 |  | 12 | 19 | 38000 | 27000 | 27000 | 2.47 | 2.1 | 38500 | 2.82 | 2 | 9.5 | 7.7
Live | 218001464 |  | 12 | 21 | 33000 | 27000 | 27000 | 2.71 | 1.9 | 32000 | 2.73 | 1.9 | 10 | 8.1
Live | 218001463 |  | 13 | 20.5 | 27600 | 20000 | 18000 | 3.47 | 2.3 | 25400 | 3.31 | 2 | 10 | 7.75
Live | 218001462 |  | 13 | 20 | 27600 | 22000 | 18000 | 3.44 | 2.5 | 25400 | 3.38 | 2 | 10 | 8
Live | 218001461 |  | 13 | 21 | 27600 | 18000 | 18000 | 3.52 | 2.1 | 25400 | 3.24 | 2 | 10 | 7.5
Live | 218001472 |  | 11.85 | 20.8 | 56000 | 44000 | 48000 | 2.9 | 2.1 | 57500 | 3.3 | 2 | 10.6 | 8.7
Live | 218001471 |  | 11.7 | 20.4 | 57000 | 46000 | 48000 | 2.93 | 2.2 | 60000 | 3.52 | 2 | 11 | 9
Live | 218001470 |  | 12 | 21.2 | 55000 | 42000 | 48000 | 2.88 | 2 | 55000 | 3.1 | 2 | 10.2 | 8.4
Live | 218001469 |  | 12.1 | 20.45 | 42000 | 38500 | 37400 | 2.99 | 2.26 | 44500 | 3.01 | 1.95 | 10.85 | 9
Live | 218001468 |  | 12 | 19.4 | 42000 | 34000 | 38000 | 2.93 | 2.2 | 45000 | 3.61 | 2 | 10.4 | 8.8
Live | 218001467 |  | 12.2 | 21.5 | 42000 | 43000 | 37000 | 3.04 | 2.3 | 44000 | 2.58 | 1.9 | 11.3 | 9.2
Live | 218001476 |  | 12 | 22 | 26800 | 20500 | 18500 | 3.06 | 2.55 | 33100 | 3.43 | 2.3 | 10.5 | 8.1
Live | 218001475 |  | 12.5 | 20.7 | 17800 | 14800 | 12800 | 3.22 | 2.36 | 21500 | 3.26 | 2.19 | 11.4 | 8.5
Live | 218001474 |  | 12.5 | 21.1 | 14100 | 9300 | 8400 | 3.56 | 2.55 | 15000 | 3.66 | 2.39 | 10.4 | 7.9
Live | 218001473 |  | 14.3 | 21.6 | 12000 | 9300 | 8300 | 3.48 | 2.55 | 13700 | 3.62 | 2.17 | 11.3 | 8.8
Live | 218002297 |  | 14 | 25 | 26000 | 21700 | 20000 | 3.63 | 2.61 | 25000 | 3.7 | 2.17 | 11 | 8.5
Live | 217992248 |  | 8.6 | 15.2 | 55000 | 35800 | 38000 | 2.51 | 1.96 | 55000 | 3.35 | 1.8 | 8.4 | 6.8
Live | 217992247 |  | 10 | 16 | 49900 | 35400 | 38000 | 2.73 | 2 | 49500 | 3.12 | 1.85 | 8.5 | 7.1
Live | 217992246 |  | 10 | 16.1 | 39000 | 26200 | 27000 | 2.73 | 2.19 | 40000 | 3.3 | 2 | 8.7 | 7
Live | 217992245 |  | 10.7 | 17 | 34000 | 20200 | 19100 | 3.08 | 2.26 | 32200 | 3.63 | 2 | 8.5 | 6.6
Live | 217992244 |  | 11 | 18.1 | 28000 | 22200 | 21600 | 2.86 | 2.24 | 30600 | 3.28 | 1.87 | 9.7 | 7.7
Live | 217992243 |  | 11 | 18.8 | 20000 | 12600 | 11200 | 3.08 | 2.2 | 19000 | 3.06 | 2 | 9.1 | 7
Live | 217994541 |  | 9.8 | 14.5 | 47000 | 53000 | 40000 | 2.7 | 2.18 | 53000 | 3 | 1.8 | 8.4 | 7.2
Live | 217996675 |  | 10 | 16 | 47400 | 47000 | 34400 | 2.42 | 1.9 | 49000 | 2.52 | 1.97 | 9.5 | 7.8
Live | 217905251 |  | 9.8 | 14.8 | 47000 | 47500 | 38000 | 2.62 | 1.99 | 51000 | 3.07 | 1.75 | 8 | 6.6
Live | 217905250 |  | 10 | 15.2 | 49000 | 37800 | 40000 | 2.83 | 2.32 | 50000 | 3.02 | 1.85 | 9 | 7
Live | 217905249 |  | 10 | 15.8 | 33700 | 25000 | 19000 | 3.05 | 2.5 | 30000 | 3.12 | 1.9 | 8.2 | 6.6
Live | 215576395 |  | 12 | 19 | 34200 | 31000 | 29400 | 3.64 | 2.48 | 49025 | 3.21 | 2.1 | 8.5 | 8
Live | 215576396 |  | 12 | 19 | 45500 | 43300 | 42000 | 3.54 | 2.51 | 64775 | 2.97 | 2.1 | 8.5 | 8.5
Live | 215576397 |  | 10.5 | 17.5 | 54500 | 53500 | 53000 | 3.16 | 2.42 | 75000 | 3.07 | 2 | 8.1 | 8
Live | 215739589 |  | 12 | 19 | 22800 | 21250 | 19500 | 3.75 | 2.41 | 35516 | 3.33 | 1.9 | 8.5 | 7.8
Live | 216050987 |  | 12 | 20 | 22800 | 21200 | 18600 | 3.73 | 2.31 | 35466 | 3.34 | 1.8 | 10 | 7.8
Live | 216050992 |  | 12 | 20 | 22800 | 21200 | 18600 | 3.73 | 2.31 | 35466 | 3.34 | 1.8 | 10 | 7.8
Live | 216050993 |  | 13 | 21 | 22800 | 21200 | 18500 | 3.73 | 2.31 | 35466 | 3.34 | 1.8 | 10 | 7.8
Live | 216050995 |  | 13 | 21 | 22800 | 21200 | 18600 | 3.73 | 2.31 | 35466 | 3.34 | 1.8 | 10 | 7.8
Live | 216050996 |  | 13 | 21 | 22800 | 21200 | 18500 | 3.73 | 2.31 | 35466 | 3.34 | 1.8 | 10 | 7.8
Live | 216051002 |  | 13 | 21 | 22800 | 21200 | 18600 | 3.73 | 2.31 | 35466 | 3.34 | 1.8 | 10 | 7.8
Live | 216051004 |  | 13 | 21 | 22800 | 21200 | 18600 | 3.73 | 2.31 | 35466 | 3.34 | 1.8 | 10 | 7.8
Live | 216051006 |  | 13 | 21 | 22800 | 21200 | 18700 | 3.73 | 2.31 | 35466 | 3.34 | 1.8 | 10 | 7.8
Live | 216051008 |  | 13 | 21 | 22800 | 21200 | 18600 | 3.73 | 2.31 | 35466 | 3.34 | 1.8 | 10 | 7.8
Live | 216051010 |  | 13 | 21 | 22800 | 21200 | 18400 | 3.73 | 2.31 | 35466 | 3.34 | 1.8 | 10 | 7.8
Live | 216051016 |  | 13 | 21 | 22800 | 21200 | 18500 | 3.73 | 2.31 | 35466 | 3.34 | 1.8 | 10 | 7.8
Live | 216051020 |  | 13 | 21 | 22800 | 21200 | 18400 | 3.73 | 2.31 | 35466 | 3.34 | 1.8 | 10 | 7.8
Live | 216051023 |  | 12 | 20 | 22800 | 21200 | 18600 | 3.73 | 2.31 | 35466 | 3.34 | 1.8 | 10 | 7.8
Live | 216051024 |  | 13 | 21 | 22800 | 21200 | 18500 | 3.73 | 2.31 | 35466 | 3.34 | 1.8 | 10 | 7.8
Live | 216051027 |  | 12 | 20 | 22800 | 21200 | 18400 | 3.73 | 2.31 | 35466 | 3.34 | 1.8 | 10 | 7.8
Live | 216051030 |  | 12 | 20 | 22800 | 21200 | 18500 | 3.73 | 2.31 | 35466 | 3.34 | 1.8 | 10 | 7.8
Live | 216051035 |  | 13 | 21 | 22800 | 21200 | 18500 | 3.73 | 2.31 | 35466 | 3.34 | 1.8 | 10 | 7.8
Live | 216051037 |  | 13 | 21 | 22800 | 21200 | 18500 | 3.73 | 2.31 | 35466 | 3.34 | 1.8 | 10 | 7.8
Live | 216051038 |  | 13 | 21 | 22800 | 21200 | 18500 | 3.73 | 2.31 | 35466 | 3.34 | 1.8 | 10 | 7.8
Live | 216051042 |  | 12 | 20 | 22800 | 21200 | 18500 | 3.73 | 2.31 | 35466 | 3.34 | 1.8 | 10 | 7.8
Live | 216051043 |  | 12 | 20 | 22800 | 21200 | 18500 | 3.73 | 2.31 | 35466 | 3.34 | 1.8 | 10 | 7.8
Live | 216051046 |  | 13 | 21 | 22800 | 21200 | 18400 | 3.73 | 2.31 | 35466 | 3.34 | 1.8 | 10 | 7.8
Live | 216051053 |  | 13 | 21 | 22800 | 21200 | 18400 | 3.73 | 2.31 | 35466 | 3.34 | 1.8 | 10 | 7.8
Live | 216051056 |  | 13 | 21 | 22800 | 21200 | 18500 | 3.73 | 2.31 | 35466 | 3.34 | 1.8 | 10 | 7.8
Live | 216051057 |  | 12 | 20 | 22800 | 21200 | 18500 | 3.73 | 2.31 | 35466 | 3.34 | 1.8 | 10 | 7.8
Live | 216051058 |  | 12 | 20 | 22800 | 21200 | 18600 | 3.73 | 2.31 | 35466 | 3.34 | 1.8 | 10 | 7.8
Live | 216051062 |  | 12 | 20 | 34200 | 31700 | 29200 | 3.49 | 2.44 | 49342 | 3.17 | 2 | 10 | 8
Live | 216051063 |  | 12 | 20 | 34200 | 31700 | 29600 | 3.49 | 2.44 | 49342 | 3.17 | 2 | 10 | 8
Live | 216051071 |  | 12 | 20 | 34200 | 31700 | 29600 | 3.49 | 2.44 | 49342 | 3.17 | 2 | 10 | 8
Live | 216051073 |  | 12 | 21 | 34200 | 31700 | 29400 | 3.49 | 2.44 | 49342 | 3.17 | 2 | 10 | 8
Live | 216051076 |  | 12 | 20 | 34200 | 31700 | 29600 | 3.49 | 2.44 | 49342 | 3.17 | 2 | 10 | 8
Live | 216051078 |  | 12 | 20 | 34200 | 31700 | 29600 | 3.49 | 2.44 | 49342 | 3.17 | 2 | 10 | 8
Live | 216051080 |  | 12 | 21 | 34200 | 31700 | 29400 | 3.49 | 2.44 | 49342 | 3.17 | 2 | 10 | 8
Live | 216051083 |  | 12 | 20 | 34200 | 31700 | 29600 | 3.49 | 2.44 | 49342 | 3.17 | 2 | 10 | 8
Live | 216051094 |  | 12 | 20 | 34200 | 31700 | 29600 | 3.49 | 2.44 | 49342 | 3.17 | 2 | 10 | 8
Live | 216051095 |  | 12 | 21 | 34200 | 31700 | 29600 | 3.49 | 2.44 | 49342 | 3.17 | 2 | 10 | 8
Live | 216051101 |  | 12 | 19 | 34200 | 31700 | 29400 | 3.49 | 2.44 | 49342 | 3.17 | 2 | 10 | 8
Live | 216051104 |  | 12 | 21 | 34200 | 31700 | 29400 | 3.49 | 2.44 | 49342 | 3.17 | 2 | 10 | 8
Live | 216051107 |  | 12 | 21 | 34200 | 31700 | 29400 | 3.49 | 2.44 | 49342 | 3.17 | 2 | 10 | 8
Live | 216051114 |  | 12 | 20 | 34200 | 31700 | 29600 | 3.49 | 2.44 | 49342 | 3.17 | 2 | 10 | 8
Live | 216051117 |  | 12 | 19 | 45500 | 43500 | 42000 | 3.4 | 2.43 | 64965 | 2.95 | 2.1 | 10 | 8.5
Live | 216051120 |  | 12 | 19 | 45500 | 43500 | 41500 | 3.38 | 2.43 | 65010 | 2.95 | 2.1 | 10 | 8.5
Live | 216051121 |  | 12 | 19 | 45500 | 43500 | 41500 | 3.38 | 2.43 | 65010 | 2.95 | 2.1 | 10 | 8.5
Live | 216051122 |  | 12 | 19 | 45500 | 43500 | 41500 | 3.4 | 2.43 | 64965 | 2.95 | 2.1 | 10 | 8.5
Live | 216051123 |  | 11.7 | 19 | 45500 | 43500 | 42000 | 3.4 | 2.43 | 64965 | 2.95 | 2.1 | 10 | 8.5
Live | 216051124 |  | 12 | 19 | 45500 | 43500 | 42000 | 3.38 | 2.43 | 65010 | 2.95 | 2.1 | 10 | 8.5
Live | 216051129 |  | 12 | 18 | 45500 | 43500 | 42000 | 3.4 | 2.43 | 64965 | 2.95 | 2.1 | 10 | 8.5
Live | 216051131 |  | 12 | 19 | 45500 | 43500 | 42000 | 3.4 | 2.43 | 64965 | 2.95 | 2.1 | 10 | 8.5
Live | 216051132 |  | 12 | 19 | 45500 | 43500 | 42000 | 3.4 | 2.43 | 64965 | 2.95 | 2.1 | 10 | 8.5
Live | 216051133 |  | 11.7 | 19 | 45500 | 43500 | 42000 | 3.4 | 2.43 | 64965 | 2.95 | 2.1 | 10 | 8.5
Live | 216051138 |  | 11.7 | 19 | 45500 | 43500 | 42000 | 3.4 | 2.43 | 64965 | 2.95 | 2.1 | 10 | 8.5
Live | 216051139 |  | 12 | 19 | 45500 | 43500 | 42000 | 3.4 | 2.43 | 64965 | 2.95 | 2.1 | 10 | 8.5
Live | 216051142 |  | 10 | 17 | 53500 | 52500 | 48500 | 3.03 | 2.32 | 76639 | 2.99 | 2 | 10 | 8
Live | 216051143 |  | 10 | 17 | 53500 | 52500 | 48500 | 3.03 | 2.32 | 76639 | 2.99 | 2 | 10 | 8
Live | 216051146 |  | 10 | 17 | 54000 | 53000 | 48500 | 3.01 | 2.32 | 76890 | 2.98 | 2 | 10 | 8
Live | 216051148 |  | 10 | 16 | 53500 | 53000 | 49000 | 2.99 | 2.32 | 76890 | 2.98 | 2 | 10 | 8
Live | 216051150 |  | 10 | 16 | 53500 | 53000 | 49000 | 2.99 | 2.32 | 76890 | 2.98 | 2 | 10 | 8
Live | 216051151 |  | 10 | 17 | 53500 | 52500 | 48500 | 3.03 | 2.32 | 76639 | 2.99 | 2 | 10 | 8
Live | 216051161 |  | 10 | 17 | 54000 | 53000 | 48000 | 3.01 | 2.32 | 76890 | 2.98 | 2 | 10 | 8
Live | 216051164 |  | 10 | 17 | 53500 | 52500 | 49000 | 3.03 | 2.32 | 76639 | 2.99 | 2 | 10 | 8
Live | 216051167 |  | 10 | 17 | 54000 | 52500 | 48500 | 3.06 | 2.32 | 76639 | 2.99 | 2 | 10 | 8
Live | 216051172 |  | 10 | 16 | 53500 | 52500 | 49000 | 3.03 | 2.32 | 76639 | 2.99 | 2 | 10 | 8
Live | 216051173 |  | 10 | 17 | 53500 | 53000 | 48500 | 2.99 | 2.32 | 76890 | 2.98 | 2 | 10 | 8
Live | 216613160 |  | 12 | 18 | 43500 | 37200 | 33200 | 3.66 | 2.48 | 54500 | 3.08 | 2.1 | 9.5 | 7.8
Live | 216613161 |  | 11.7 | 18 | 52000 | 42361 | 38000 | 3.48 | 2.49 | 66001 | 3.08 | 2 | 10 | 7.8
Live | 216613162 |  | 13 | 19 | 32800 | 30000 | 27800 | 3.83 | 2.55 | 44972 | 3.09 | 2.1 | 10 | 8.5
Live | 216613164 |  | 11.7 | 18 | 21200 | 18600 | 17000 | 3.49 | 4.54 | 28600 | 4.66 | 2 | 9.5 | 7.8
Live | 216613185 |  | 10 | 15.2 | 41500 | 37200 | 31400 | 3.29 | 2.47 | 55252 | 3.01 | 2.2 | 8.1 | 7.4
Live | 216696545 |  | 13 | 20 | 22800 | 21200 | 18400 | 3.73 | 2.31 | 35466 | 3.34 | 1.8 | 8.5 | 7.8
Live | 216819016 |  | 11 | 18 | 21000 | 18800 | 17000 | 3.26 | 2.36 | 28889 | 2.87 | 1.9 | 9.5 | 7.5
Live | 216819020 |  | 11 | 18 | 21000 | 18800 | 17000 | 3.26 | 2.36 | 28889 | 2.87 | 1.9 | 9.5 | 7.5
Live | 216819048 |  | 11 | 18 | 21000 | 18800 | 17000 | 3.26 | 2.36 | 28889 | 2.87 | 1.9 | 9.5 | 7.5
Live | 216819061 |  | 11 | 17 | 20800 | 18800 | 17200 | 3.23 | 2.36 | 28889 | 2.87 | 1.9 | 9.5 | 7.5
Live | 216819067 |  | 11 | 17 | 20800 | 18800 | 17100 | 3.23 | 2.36 | 28889 | 2.87 | 1.9 | 9.5 | 7.5
Live | 216819070 |  | 11 | 17 | 21000 | 18800 | 17000 | 3.26 | 2.36 | 28889 | 2.87 | 1.9 | 9.5 | 7.5
Live | 216819073 |  | 11 | 17 | 20800 | 18800 | 17100 | 3.23 | 2.36 | 28889 | 2.87 | 1.9 | 9.5 | 7.5
Live | 216819086 |  | 11 | 18 | 21000 | 18800 | 17000 | 3.26 | 2.36 | 28889 | 2.87 | 1.9 | 9.5 | 7.5
Live | 216819099 |  | 11 | 17 | 21000 | 18800 | 17000 | 3.26 | 2.36 | 28889 | 2.87 | 1.9 | 9.5 | 7.5
Live | 216819108 |  | 11 | 17 | 21000 | 18800 | 17100 | 3.26 | 2.36 | 28889 | 2.87 | 1.9 | 9.5 | 7.5
Live | 216819114 |  | 11 | 17 | 21000 | 18800 | 17000 | 3.26 | 2.36 | 28889 | 2.87 | 1.9 | 9.5 | 7.5
Live | 216819116 |  | 11 | 17 | 21000 | 18800 | 17100 | 3.26 | 2.36 | 28889 | 2.87 | 1.9 | 9.5 | 7.5
Live | 216819121 |  | 10 | 18 | 21000 | 18800 | 17000 | 3.26 | 2.36 | 28889 | 2.87 | 1.9 | 8.1 | 7.5
Live | 216819134 |  | 11 | 18 | 21000 | 18800 | 17000 | 3.26 | 2.36 | 28889 | 2.87 | 1.9 | 9.5 | 7.5
Live | 216819138 |  | 11 | 17 | 21000 | 18800 | 17100 | 3.26 | 2.36 | 28889 | 2.87 | 1.9 | 9.5 | 7.5
Live | 216819143 |  | 11 | 18 | 21000 | 18800 | 17000 | 3.26 | 2.36 | 28889 | 2.87 | 1.9 | 9.5 | 7.5
Live | 216819151 |  | 11 | 18 | 21000 | 18800 | 17000 | 3.26 | 2.36 | 28889 | 2.87 | 1.9 | 9.5 | 7.5
Live | 216819153 |  | 10 | 17 | 21000 | 18800 | 17000 | 3.26 | 2.36 | 28889 | 2.87 | 1.9 | 8.1 | 7.5
Live | 216819156 |  | 11 | 17 | 21000 | 18800 | 17000 | 3.26 | 2.36 | 28889 | 2.87 | 1.9 | 9.5 | 7.5
Live | 216819246 |  | 11 | 17 | 21000 | 18700 | 17000 | 3.34 | 2.36 | 28764 | 2.89 | 1.9 | 9.5 | 7.5
Live | 216819250 |  | 11 | 18 | 21000 | 18700 | 16900 | 3.34 | 2.36 | 28764 | 2.89 | 1.9 | 9.5 | 7.5
Live | 216819252 |  | 11 | 18 | 21000 | 18700 | 17000 | 3.34 | 2.36 | 28764 | 2.89 | 1.9 | 9.5 | 7.5
Live | 216819262 |  | 11 | 18 | 21000 | 18700 | 17000 | 3.34 | 2.36 | 28764 | 2.89 | 1.9 | 9.5 | 7.5
Live | 216819267 |  | 11 | 17 | 21000 | 18700 | 17100 | 3.34 | 2.36 | 28764 | 2.89 | 1.9 | 9.5 | 7.5
Live | 216819270 |  | 11 | 17 | 21000 | 18700 | 17100 | 3.34 | 2.36 | 28764 | 2.89 | 1.9 | 9.5 | 7.5
Live | 216819277 |  | 11 | 17 | 20800 | 18700 | 17200 | 3.31 | 2.36 | 28764 | 2.89 | 1.9 | 9.5 | 7.5
Live | 216819280 |  | 10 | 18 | 21000 | 18700 | 17000 | 3.34 | 2.36 | 28764 | 2.89 | 1.9 | 8.1 | 7.5
Live | 216819287 |  | 10 | 18 | 21000 | 18700 | 17000 | 3.34 | 2.36 | 28764 | 2.89 | 1.9 | 8.1 | 7.5
Live | 216819289 |  | 11 | 18 | 21000 | 18700 | 17000 | 3.34 | 2.36 | 28764 | 2.89 | 1.9 | 9.5 | 7.5
Live | 216819306 |  | 11 | 18 | 21000 | 18700 | 17000 | 3.34 | 2.36 | 28764 | 2.89 | 1.9 | 9.5 | 7.5
Live | 216819308 |  | 11 | 17 | 21000 | 18700 | 17000 | 3.34 | 2.36 | 28764 | 2.89 | 1.9 | 9.5 | 7.5
Live | 216819315 |  | 11 | 18 | 21000 | 18700 | 16900 | 3.34 | 2.36 | 28764 | 2.89 | 1.9 | 9.5 | 7.5
Live | 216819327 |  | 11 | 17 | 21000 | 18700 | 17000 | 3.34 | 2.36 | 28764 | 2.89 | 1.9 | 9.5 | 7.5
Live | 216819330 |  | 11 | 17 | 21000 | 18700 | 17100 | 3.34 | 2.36 | 28764 | 2.89 | 1.9 | 9.5 | 7.5
Live | 216819341 |  | 11 | 17 | 21000 | 18700 | 17000 | 3.34 | 2.36 | 28764 | 2.89 | 1.9 | 9.5 | 7.5
Live | 216819348 |  | 11 | 18 | 21000 | 18700 | 16900 | 3.34 | 2.36 | 28764 | 2.89 | 1.9 | 9.5 | 7.5
Live | 216819350 |  | 10 | 17 | 21000 | 18700 | 17000 | 3.34 | 2.36 | 28764 | 2.89 | 1.9 | 8.1 | 7.5
Live | 216819355 |  | 11 | 17 | 20800 | 18700 | 17100 | 3.31 | 2.36 | 28764 | 2.89 | 1.9 | 9.5 | 7.5
Live | 216819366 |  | 11 | 17 | 20800 | 18700 | 17100 | 3.31 | 2.36 | 28764 | 2.89 | 1.9 | 9.5 | 7.5
Live | 216819387 |  | 11 | 17 | 42500 | 36700 | 33400 | 3.38 | 2.43 | 55233 | 3.01 | 2 | 9.5 | 7.8
Live | 216819420 |  | 11 | 17 | 42500 | 36700 | 33600 | 3.38 | 2.43 | 55233 | 3.01 | 2 | 9.5 | 7.8
Live | 216819426 |  | 11 | 17 | 43000 | 36700 | 33400 | 3.42 | 2.43 | 55233 | 3.01 | 2 | 9.5 | 7.8
Live | 216819432 |  | 11 | 17 | 42500 | 36700 | 33400 | 3.38 | 2.43 | 55233 | 3.01 | 2 | 9.5 | 7.8
Live | 216819454 |  | 11 | 17 | 43000 | 36700 | 33400 | 3.42 | 2.43 | 55233 | 3.01 | 2 | 9.5 | 7.8
Live | 216819479 |  | 11 | 17 | 42500 | 36700 | 33400 | 3.38 | 2.43 | 55233 | 3.01 | 2 | 9.5 | 7.8
Live | 216819490 |  | 11 | 17 | 42500 | 36700 | 33400 | 3.38 | 2.43 | 55233 | 3.01 | 2 | 9.5 | 7.8
Live | 216819499 |  | 11 | 17 | 43000 | 36700 | 33400 | 3.42 | 2.43 | 55233 | 3.01 | 2 | 9.5 | 7.8
Live | 216819524 |  | 11 | 17 | 42500 | 36700 | 33400 | 3.38 | 2.43 | 55233 | 3.01 | 2 | 9.5 | 7.8
Live | 216819529 |  | 11 | 17 | 42500 | 36700 | 33600 | 3.38 | 2.43 | 55233 | 3.01 | 2 | 9.5 | 7.8
Live | 216819536 |  | 11 | 17 | 42500 | 36700 | 33400 | 3.38 | 2.43 | 55233 | 3.01 | 2 | 9.5 | 7.8
Live | 216819550 |  | 11 | 17 | 42500 | 36700 | 33600 | 3.38 | 2.43 | 55233 | 3.01 | 2 | 9.5 | 7.8
Live | 216819554 |  | 11 | 17 | 42500 | 36700 | 33400 | 3.38 | 2.43 | 55233 | 3.01 | 2 | 9.5 | 7.8
Live | 216819559 |  | 11 | 17 | 42500 | 36700 | 33600 | 3.38 | 2.43 | 55233 | 3.01 | 2 | 9.5 | 7.8
Live | 216819568 |  | 11 | 17 | 42500 | 36700 | 33400 | 3.38 | 2.43 | 55233 | 3.01 | 2 | 9.5 | 7.8
Live | 216819573 |  | 11 | 17 | 42500 | 36700 | 33400 | 3.38 | 2.43 | 55233 | 3.01 | 2 | 9.5 | 7.8
Live | 216819575 |  | 11 | 17 | 42500 | 36700 | 33400 | 3.38 | 2.43 | 55233 | 3.01 | 2 | 9.5 | 7.8
Live | 216819674 |  | 10 | 17 | 40500 | 40500 | 38000 | 3.23 | 2.43 | 61634 | 2.89 | 2.1 | 10 | 8.5
Live | 216819684 |  | 11 | 17 | 41000 | 40500 | 37800 | 3.28 | 2.43 | 61610 | 2.9 | 2.1 | 10 | 8.5
Live | 216819710 |  | 11 | 17 | 41000 | 40500 | 37800 | 3.27 | 2.43 | 61634 | 2.89 | 2.1 | 10 | 8.5
Live | 216819752 |  | 10 | 18 | 41000 | 40500 | 37600 | 3.27 | 2.43 | 61634 | 2.89 | 2.1 | 8.1 | 8.5
Live | 216819760 |  | 11 | 17 | 41000 | 40500 | 37800 | 3.27 | 2.43 | 61634 | 2.89 | 2.1 | 10 | 8.5
Live | 216819768 |  | 11 | 17 | 41000 | 40500 | 37800 | 3.27 | 2.43 | 61634 | 2.89 | 2.1 | 10 | 8.5
Live | 216819778 |  | 10 | 17 | 40500 | 40500 | 38000 | 3.24 | 2.43 | 61610 | 2.9 | 2.1 | 10 | 8.5
Live | 216819780 |  | 11 | 17 | 41000 | 40500 | 37800 | 3.28 | 2.43 | 61610 | 2.9 | 2.1 | 10 | 8.5
Live | 216819822 |  | 11 | 17 | 40500 | 40500 | 37800 | 3.23 | 2.43 | 61634 | 2.89 | 2.1 | 10 | 8.5
Live | 216819843 |  | 11 | 17 | 41000 | 40500 | 37800 | 3.27 | 2.43 | 61634 | 2.89 | 2.1 | 10 | 8.5
Live | 216819851 |  | 11 | 17 | 41000 | 40500 | 37800 | 3.27 | 2.43 | 61634 | 2.89 | 2.1 | 10 | 8.5
Live | 216819876 |  | 11 | 17 | 41000 | 40500 | 37800 | 3.28 | 2.43 | 61610 | 2.9 | 2.1 | 10 | 8.5
Live | 216819884 |  | 11 | 17 | 41000 | 40500 | 37800 | 3.28 | 2.43 | 61610 | 2.9 | 2.1 | 10 | 8.5
Live | 216819887 |  | 11 | 17 | 41000 | 40500 | 37800 | 3.28 | 2.43 | 61610 | 2.9 | 2.1 | 10 | 8.5
Live | 216819921 |  | 11 | 17 | 41000 | 40500 | 37800 | 3.28 | 2.43 | 61610 | 2.9 | 2.1 | 10 | 8.5
Live | 216819926 |  | 11 | 17 | 41000 | 40500 | 37800 | 3.28 | 2.43 | 61610 | 2.9 | 2.1 | 10 | 8.5
Live | 216819931 |  | 11 | 17 | 40500 | 40500 | 37800 | 3.24 | 2.43 | 61610 | 2.9 | 2.1 | 10 | 8.5
Live | 216819955 |  | 11 | 17 | 41000 | 40500 | 37800 | 3.27 | 2.43 | 61634 | 2.89 | 2.1 | 10 | 8.5
Live | 216819957 |  | 11 | 18 | 41000 | 40500 | 37800 | 3.27 | 2.43 | 61634 | 2.89 | 2.1 | 10 | 8.5
Live | 216819971 |  | 11 | 17 | 41000 | 40500 | 37800 | 3.27 | 2.43 | 61634 | 2.89 | 2.1 | 10 | 8.5
Live | 216819980 |  | 10 | 17 | 41000 | 40500 | 37800 | 3.28 | 2.43 | 61610 | 2.9 | 2.1 | 8.1 | 8.5
Live | 216820003 |  | 11 | 17 | 40500 | 40500 | 37800 | 3.24 | 2.43 | 61610 | 2.9 | 2.1 | 10 | 8.5
Live | 216820014 |  | 11 | 18 | 41000 | 40500 | 37600 | 3.27 | 2.43 | 61634 | 2.89 | 2.1 | 10 | 8.5
Live | 216820018 |  | 11 | 17 | 40500 | 40500 | 37800 | 3.24 | 2.43 | 61610 | 2.9 | 2.1 | 10 | 8.5
Live | 216820024 |  | 11 | 17 | 41000 | 40500 | 37800 | 3.28 | 2.43 | 61610 | 2.9 | 2.1 | 10 | 8.5
Live | 216820033 |  | 11 | 18 | 41000 | 40500 | 37600 | 3.27 | 2.43 | 61634 | 2.89 | 2.1 | 10 | 8.5
Live | 216820041 |  | 11 | 17 | 41000 | 40500 | 37800 | 3.27 | 2.43 | 61634 | 2.89 | 2.1 | 10 | 8.5
Live | 216820065 |  | 11 | 17 | 41000 | 40500 | 37800 | 3.27 | 2.43 | 61634 | 2.89 | 2.1 | 10 | 8.5
Live | 216820067 |  | 11 | 18 | 41000 | 40500 | 37800 | 3.28 | 2.43 | 61610 | 2.9 | 2.1 | 10 | 8.5
Live | 216820075 |  | 10 | 17 | 41000 | 40500 | 37800 | 3.27 | 2.43 | 61634 | 2.89 | 2.1 | 8.1 | 8.5
Live | 216820084 |  | 11 | 17 | 41000 | 40500 | 37800 | 3.28 | 2.43 | 61610 | 2.9 | 2.1 | 10 | 8.5
Live | 216820088 |  | 10 | 17 | 40500 | 40500 | 37800 | 3.23 | 2.43 | 61634 | 2.89 | 2.1 | 8.1 | 8.5
Live | 216820109 |  | 11 | 17 | 40500 | 40500 | 37800 | 3.23 | 2.43 | 61634 | 2.89 | 2.1 | 10 | 8.5
Live | 216820115 |  | 11 | 17 | 41000 | 40500 | 37800 | 3.27 | 2.43 | 61634 | 2.89 | 2.1 | 10 | 8.5
Live | 216820135 |  | 11 | 17 | 41000 | 40500 | 37800 | 3.27 | 2.43 | 61634 | 2.89 | 2.1 | 10 | 8.5
Live | 216820257 |  | 10 | 17 | 50500 | 42500 | 38500 | 3.17 | 2.33 | 66635 | 3.02 | 2 | 10 | 7.8
Live | 216820275 |  | 10 | 17 | 50500 | 42500 | 38500 | 3.17 | 2.33 | 66635 | 3.02 | 2 | 10 | 7.8
Live | 216820277 |  | 10 | 17 | 51000 | 42500 | 38000 | 3.2 | 2.33 | 66635 | 3.02 | 2 | 10 | 7.8
Live | 216820288 |  | 10 | 16 | 50500 | 42500 | 38500 | 3.17 | 2.33 | 66635 | 3.02 | 2 | 8.1 | 7.8
Live | 216820290 |  | 10 | 17 | 51000 | 42500 | 38000 | 3.2 | 2.33 | 66635 | 3.02 | 2 | 10 | 7.8
Live | 216820292 |  | 10 | 16 | 50500 | 42500 | 38500 | 3.17 | 2.33 | 66635 | 3.02 | 2 | 8.1 | 7.8
Live | 216820300 |  | 10 | 17 | 51000 | 42500 | 38000 | 3.2 | 2.33 | 66635 | 3.02 | 2 | 10 | 7.8
Live | 216820307 |  | 10 | 17 | 50500 | 42500 | 38500 | 3.17 | 2.33 | 66635 | 3.02 | 2 | 10 | 7.8
Live | 216820326 |  | 10 | 17 | 50500 | 42500 | 38500 | 3.17 | 2.33 | 66635 | 3.02 | 2 | 10 | 7.8
Live | 216820332 |  | 10 | 17 | 50500 | 42500 | 38500 | 3.17 | 2.33 | 66635 | 3.02 | 2 | 10 | 7.8
Live | 216820359 |  | 11 | 17 | 51000 | 42500 | 38000 | 3.2 | 2.33 | 66635 | 3.02 | 2 | 10 | 7.8
Live | 216820371 |  | 10 | 17 | 50500 | 42500 | 38500 | 3.17 | 2.33 | 66635 | 3.02 | 2 | 10 | 7.8
Live | 216820373 |  | 11 | 17 | 51000 | 42500 | 38000 | 3.2 | 2.33 | 66635 | 3.02 | 2 | 10 | 7.8
Live | 216820397 |  | 10 | 16 | 50500 | 42500 | 38500 | 3.17 | 2.33 | 66635 | 3.02 | 2 | 8.1 | 7.8
Live | 216820421 |  | 10 | 17 | 51000 | 42500 | 38000 | 3.2 | 2.33 | 66635 | 3.02 | 2 | 10 | 7.8
Live | 216820425 |  | 11 | 17 | 51000 | 42500 | 38000 | 3.2 | 2.33 | 66635 | 3.02 | 2 | 10 | 7.8
Live | 216820444 |  | 10 | 17 | 51000 | 42500 | 38000 | 3.2 | 2.33 | 66635 | 3.02 | 2 | 10 | 7.8
Live | 216820451 |  | 10 | 17 | 51000 | 42500 | 38000 | 3.2 | 2.33 | 66635 | 3.02 | 2 | 10 | 7.8
Live | 216820453 |  | 10 | 17 | 51000 | 42500 | 38000 | 3.2 | 2.33 | 66635 | 3.02 | 2 | 10 | 7.8
Live | 216820475 |  | 10 | 16 | 48500 | 43000 | 39500 | 3.13 | 2.43 | 68255 | 3.07 | 2 | 8.1 | 7.5
Live | 216820480 |  | 10 | 17 | 48500 | 43000 | 39000 | 3.13 | 2.43 | 68255 | 3.07 | 2 | 8.1 | 7.5
Live | 216820483 |  | 10 | 17 | 48500 | 43000 | 39000 | 3.13 | 2.43 | 68255 | 3.07 | 2 | 8.1 | 7.5
Live | 216820494 |  | 10 | 16 | 48500 | 43000 | 39500 | 3.13 | 2.43 | 68255 | 3.07 | 2 | 8.1 | 7.5
Live | 216820510 |  | 10 | 16 | 48500 | 43000 | 39000 | 3.13 | 2.43 | 68255 | 3.07 | 2 | 8.1 | 7.5
Live | 216820513 |  | 10 | 16 | 48500 | 43000 | 39500 | 3.13 | 2.43 | 68255 | 3.07 | 2 | 8.1 | 7.5
Live | 216820515 |  | 10 | 16 | 48500 | 43000 | 39000 | 3.13 | 2.43 | 68255 | 3.07 | 2 | 8.1 | 7.5
Live | 216820518 |  | 10 | 16 | 48500 | 43000 | 39500 | 3.13 | 2.43 | 68255 | 3.07 | 2 | 8.1 | 7.5
Live | 216820525 |  | 10 | 16 | 48500 | 43000 | 39500 | 3.13 | 2.43 | 68255 | 3.07 | 2 | 8.1 | 7.5
Live | 216820556 |  | 10 | 16 | 48500 | 43000 | 39500 | 3.13 | 2.43 | 68255 | 3.07 | 2 | 8.1 | 7.5
Live | 216820604 |  | 10 | 16 | 48500 | 43000 | 39500 | 3.13 | 2.43 | 68255 | 3.07 | 2 | 8.1 | 7.5
Live | 216820612 |  | 10 | 16 | 48500 | 43000 | 39000 | 3.13 | 2.43 | 68255 | 3.07 | 2 | 8.1 | 7.5
Live | 216820617 |  | 10 | 16 | 48500 | 43000 | 39500 | 3.13 | 2.43 | 68255 | 3.07 | 2 | 8.1 | 7.5
Live | 216820633 |  | 10 | 16 | 48500 | 43000 | 39500 | 3.13 | 2.43 | 68255 | 3.07 | 2 | 8.1 | 7.5
Live | 216820655 |  | 10 | 15.2 | 40500 | 40500 | 38000 | 3.24 | 2.43 | 61610 | 2.9 | 2 | 8.1 | 8
Live | 216820667 |  | 11 | 17 | 49500 | 43000 | 39000 | 3.35 | 2.43 | 66000 | 3.1 | 2.1 | 8.5 | 7.5
Live | 216891229 |  | 10 | 15.2 | 40500 | 40500 | 38000 | 3.23 | 2.43 | 61634 | 2.89 | 2 | 8.1 | 8
Live | 216891236 |  | 11.7 | 18 | 21200 | 18800 | 16900 | 3.29 | 2.36 | 28889 | 2.87 | 1.9 | 8.5 | 7.5
Live | 216891238 |  | 11.7 | 18 | 21200 | 18800 | 16900 | 3.29 | 2.36 | 28889 | 2.87 | 1.9 | 8.5 | 7.5
Live | 216891241 |  | 11.7 | 17 | 21200 | 18800 | 16900 | 3.29 | 2.36 | 28889 | 2.87 | 1.9 | 8.1 | 7.5
Live | 216891243 |  | 12 | 18 | 32200 | 30300 | 28000 | 3.55 | 2.44 | 45391 | 3.03 | 2.1 | 10 | 8.5
Live | 216891244 |  | 12 | 19 | 32600 | 30300 | 28000 | 3.59 | 2.44 | 45391 | 3.03 | 2.1 | 10 | 8.5
Live | 216891245 |  | 12 | 18 | 32200 | 30300 | 28000 | 3.55 | 2.44 | 45391 | 3.03 | 2.1 | 10 | 8.5
Live | 216891252 |  | 12 | 19 | 32600 | 30300 | 27800 | 3.59 | 2.44 | 45391 | 3.03 | 2.1 | 10 | 8.5
Live | 216891255 |  | 12 | 18 | 32400 | 30300 | 28000 | 3.57 | 2.44 | 45391 | 3.03 | 2.1 | 10 | 8.5
Live | 216891259 |  | 12 | 18 | 32400 | 30300 | 28000 | 3.57 | 2.44 | 45391 | 3.03 | 2.1 | 10 | 8.5
Live | 216891261 |  | 12 | 19 | 32600 | 30300 | 27800 | 3.59 | 2.44 | 45391 | 3.03 | 2.1 | 10 | 8.5
Live | 216891264 |  | 12 | 19 | 32400 | 30300 | 28000 | 3.57 | 2.44 | 45391 | 3.03 | 2.1 | 10 | 8.5
Live | 216891268 |  | 12 | 18 | 32400 | 30300 | 28000 | 3.57 | 2.44 | 45391 | 3.03 | 2.1 | 10 | 8.5
Live | 216891269 |  | 12 | 19 | 32600 | 30300 | 27800 | 3.59 | 2.44 | 45391 | 3.03 | 2.1 | 10 | 8.5
Live | 216891271 |  | 12 | 19 | 32600 | 30300 | 27800 | 3.59 | 2.44 | 45391 | 3.03 | 2.1 | 10 | 8.5
Live | 216891275 |  | 12 | 18 | 32200 | 30300 | 28200 | 3.55 | 2.44 | 45391 | 3.03 | 2.1 | 10 | 8.5
Live | 216891280 |  | 12 | 18 | 32400 | 30300 | 28000 | 3.57 | 2.44 | 45391 | 3.03 | 2.1 | 10 | 8.5
Live | 216891290 |  | 12 | 19 | 32800 | 30300 | 27600 | 3.61 | 2.44 | 45391 | 3.03 | 2.1 | 10 | 8.5
Live | 216891291 |  | 12 | 19 | 32400 | 30300 | 28000 | 3.57 | 2.44 | 45391 | 3.03 | 2.1 | 10 | 8.5
Live | 216891292 |  | 12 | 18 | 32400 | 30300 | 28000 | 3.57 | 2.44 | 45391 | 3.03 | 2.1 | 10 | 8.5
Live | 216891295 |  | 12 | 19 | 32200 | 30300 | 28000 | 3.55 | 2.44 | 45391 | 3.03 | 2.1 | 10 | 8.5
Live | 216891299 |  | 12 | 19 | 32600 | 30300 | 27800 | 3.59 | 2.44 | 45391 | 3.03 | 2.1 | 10 | 8.5
Live | 216891302 |  | 12 | 18 | 32200 | 30300 | 28000 | 3.55 | 2.44 | 45391 | 3.03 | 2.1 | 10 | 8.5
Live | 216891303 |  | 12 | 19 | 32600 | 30300 | 27800 | 3.59 | 2.44 | 45391 | 3.03 | 2.1 | 10 | 8.5
Live | 216891305 |  | 12 | 18 | 32400 | 30300 | 28000 | 3.57 | 2.44 | 45391 | 3.03 | 2.1 | 10 | 8.5
Live | 216891313 |  | 12 | 18 | 32400 | 30300 | 28000 | 3.57 | 2.44 | 45391 | 3.03 | 2.1 | 10 | 8.5
Live | 216891315 |  | 12 | 19 | 32400 | 30300 | 28000 | 3.57 | 2.44 | 45391 | 3.03 | 2.1 | 10 | 8.5
Live | 216891319 |  | 12 | 19 | 32400 | 30300 | 28000 | 3.57 | 2.44 | 45391 | 3.03 | 2.1 | 10 | 8.5
Live | 216891321 |  | 12 | 18 | 32400 | 30300 | 28000 | 3.57 | 2.44 | 45391 | 3.03 | 2.1 | 10 | 8.5
Live | 216891326 |  | 12 | 19 | 32600 | 30300 | 27800 | 3.59 | 2.44 | 45391 | 3.03 | 2.1 | 10 | 8.5
Live | 216891327 |  | 12 | 18 | 32200 | 30300 | 28000 | 3.55 | 2.44 | 45391 | 3.03 | 2.1 | 10 | 8.5
Live | 216891335 |  | 12 | 19 | 32400 | 30300 | 28000 | 3.57 | 2.44 | 45391 | 3.03 | 2.1 | 10 | 8.5
Live | 216891337 |  | 12 | 19 | 32600 | 30300 | 27800 | 3.59 | 2.44 | 45391 | 3.03 | 2.1 | 10 | 8.5
Live | 216891342 |  | 12 | 18 | 32400 | 30300 | 28000 | 3.57 | 2.44 | 45391 | 3.03 | 2.1 | 10 | 8.5
Live | 216891343 |  | 12 | 18 | 32400 | 30300 | 28000 | 3.57 | 2.44 | 45391 | 3.03 | 2.1 | 10 | 8.5
Live | 216891348 |  | 12 | 19 | 32200 | 30300 | 28000 | 3.55 | 2.44 | 45391 | 3.03 | 2.1 | 10 | 8.5
Live | 216891352 |  | 12 | 18 | 32400 | 30300 | 28000 | 3.57 | 2.44 | 45391 | 3.03 | 2.1 | 10 | 8.5
Live | 216891354 |  | 12 | 18 | 32200 | 30300 | 28200 | 3.55 | 2.44 | 45391 | 3.03 | 2.1 | 10 | 8.5
Live | 216891355 |  | 12 | 19 | 32400 | 30300 | 28000 | 3.57 | 2.44 | 45391 | 3.03 | 2.1 | 10 | 8.5
Live | 216891357 |  | 12 | 19 | 32600 | 30300 | 27800 | 3.59 | 2.44 | 45391 | 3.03 | 2.1 | 10 | 8.5
Live | 216891359 |  | 12 | 19 | 32600 | 30300 | 27800 | 3.59 | 2.44 | 45391 | 3.03 | 2.1 | 10 | 8.5
Live | 216891361 |  | 12 | 18 | 32400 | 30300 | 28000 | 3.57 | 2.44 | 45391 | 3.03 | 2.1 | 10 | 8.5
Live | 216891362 |  | 12 | 18 | 32200 | 30300 | 28000 | 3.55 | 2.44 | 45391 | 3.03 | 2.1 | 10 | 8.5
Live | 216891367 |  | 12 | 18 | 32200 | 30300 | 28200 | 3.55 | 2.44 | 45391 | 3.03 | 2.1 | 10 | 8.5
Live | 216891373 |  | 12 | 19 | 32600 | 30300 | 27800 | 3.59 | 2.44 | 45391 | 3.03 | 2.1 | 10 | 8.5
Live | 216891375 |  | 12 | 18 | 32200 | 30300 | 28000 | 3.55 | 2.44 | 45391 | 3.03 | 2.1 | 10 | 8.5
Live | 216891376 |  | 12 | 18 | 32400 | 30300 | 28000 | 3.57 | 2.44 | 45391 | 3.03 | 2.1 | 10 | 8.5
Live | 216891377 |  | 12 | 19 | 32600 | 30300 | 27800 | 3.59 | 2.44 | 45391 | 3.03 | 2.1 | 10 | 8.5
Live | 216891378 |  | 12 | 19 | 32600 | 30300 | 27800 | 3.59 | 2.44 | 45391 | 3.03 | 2.1 | 10 | 8.5
Live | 216891381 |  | 12 | 19 | 32600 | 30300 | 27800 | 3.59 | 2.44 | 45391 | 3.03 | 2.1 | 10 | 8.5
Live | 216891383 |  | 12 | 19 | 32600 | 30300 | 27800 | 3.59 | 2.44 | 45391 | 3.03 | 2.1 | 10 | 8.5
Live | 216891388 |  | 12 | 19 | 32600 | 30300 | 27800 | 3.59 | 2.44 | 45391 | 3.03 | 2.1 | 10 | 8.5
Live | 216891393 |  | 12 | 19 | 32400 | 30300 | 28000 | 3.57 | 2.44 | 45391 | 3.03 | 2.1 | 10 | 8.5
Live | 216891394 |  | 12 | 19 | 32800 | 30300 | 27600 | 3.61 | 2.44 | 45391 | 3.03 | 2.1 | 10 | 8.5
Live | 216891395 |  | 12 | 18 | 32200 | 30300 | 28000 | 3.55 | 2.44 | 45391 | 3.03 | 2.1 | 10 | 8.5
Live | 216891398 |  | 11.7 | 18 | 21200 | 18700 | 16900 | 3.38 | 2.36 | 28764 | 2.89 | 1.9 | 8.5 | 7.5
Live | 216891401 |  | 11.7 | 17 | 21200 | 18700 | 16900 | 3.38 | 2.36 | 28764 | 2.89 | 1.9 | 8.1 | 7.5
Live | 216891412 |  | 11.7 | 18 | 43000 | 36700 | 33200 | 3.42 | 2.43 | 55233 | 3.01 | 2.1 | 8.5 | 7.8
Live | 216891427 |  | 11.7 | 18 | 43000 | 36700 | 33200 | 3.42 | 2.43 | 55233 | 3.01 | 2.1 | 8.5 | 7.8
Live | 216891452 |  | 11.7 | 18 | 43000 | 36700 | 33200 | 3.42 | 2.43 | 55233 | 3.01 | 2.1 | 8.5 | 7.8
Live | 216891496 |  | 12 | 19 | 31400 | 31500 | 27800 | 3.51 | 2.34 | 44099 | 2.63 | 1.9 | 8.5 | 7.5
Live | 216891500 |  | 12 | 18 | 31400 | 31500 | 27800 | 3.51 | 2.34 | 44091 | 2.63 | 1.9 | 8.5 | 7.5
Live | 216891508 |  | 12 | 19 | 31400 | 31500 | 27800 | 3.51 | 2.34 | 44099 | 2.63 | 1.9 | 8.5 | 7.5
Live | 216891513 |  | 12 | 18 | 31200 | 31500 | 27800 | 3.49 | 2.34 | 44099 | 2.63 | 1.9 | 8.5 | 7.5
Live | 216891514 |  | 12 | 18 | 31400 | 31500 | 27800 | 3.51 | 2.34 | 44099 | 2.63 | 1.9 | 8.5 | 7.5
Live | 216891516 |  | 12 | 18 | 31200 | 31500 | 27800 | 3.49 | 2.34 | 44099 | 2.63 | 1.9 | 8.5 | 7.5
Live | 216891523 |  | 12 | 18 | 31200 | 31500 | 27800 | 3.49 | 2.34 | 44091 | 2.63 | 1.9 | 8.5 | 7.5
Live | 216891527 |  | 11.7 | 18 | 31200 | 31500 | 28000 | 3.49 | 2.34 | 44091 | 2.63 | 1.9 | 8.5 | 7.5
Live | 216891529 |  | 12 | 18 | 31400 | 31500 | 27600 | 3.51 | 2.34 | 44099 | 2.63 | 1.9 | 8.5 | 7.5
Live | 216891531 |  | 12 | 19 | 31200 | 31500 | 27800 | 3.49 | 2.34 | 44099 | 2.63 | 1.9 | 8.5 | 7.5
Live | 216891534 |  | 12 | 18 | 31400 | 31500 | 27800 | 3.51 | 2.34 | 44091 | 2.63 | 1.9 | 8.5 | 7.5
Live | 216891548 |  | 12 | 18 | 31400 | 31500 | 27800 | 3.51 | 2.34 | 44091 | 2.63 | 1.9 | 8.5 | 7.5
Live | 216891552 |  | 12 | 19 | 31400 | 31500 | 27800 | 3.51 | 2.34 | 44099 | 2.63 | 1.9 | 8.5 | 7.5
Live | 216891563 |  | 12 | 18 | 31400 | 31500 | 27600 | 3.51 | 2.34 | 44099 | 2.63 | 1.9 | 8.5 | 7.5
Live | 216891570 |  | 12 | 19 | 31400 | 31500 | 27800 | 3.51 | 2.34 | 44099 | 2.63 | 1.9 | 8.5 | 7.5
Live | 216891596 |  | 12 | 19 | 31400 | 31500 | 27600 | 3.51 | 2.34 | 44099 | 2.63 | 1.9 | 8.5 | 7.5
Live | 216891613 |  | 12 | 18 | 31400 | 31500 | 27800 | 3.51 | 2.34 | 44091 | 2.63 | 1.9 | 8.5 | 7.5
Live | 216891619 |  | 12 | 19 | 31400 | 31500 | 27600 | 3.51 | 2.34 | 44099 | 2.63 | 1.9 | 8.5 | 7.5
Live | 216891620 |  | 12 | 18 | 31400 | 31500 | 27800 | 3.51 | 2.34 | 44091 | 2.63 | 1.9 | 8.5 | 7.5
Live | 216891629 |  | 12 | 18 | 31200 | 31500 | 27800 | 3.49 | 2.34 | 44091 | 2.63 | 1.9 | 8.5 | 7.5
Live | 216891630 |  | 12 | 18 | 31200 | 31500 | 27800 | 3.49 | 2.34 | 44091 | 2.63 | 1.9 | 8.5 | 7.5
Live | 216891644 |  | 12 | 19 | 31400 | 31500 | 27600 | 3.51 | 2.34 | 44099 | 2.63 | 1.9 | 8.5 | 7.5
Live | 216891645 |  | 12 | 19 | 31600 | 31500 | 27600 | 3.53 | 2.34 | 44099 | 2.63 | 1.9 | 8.5 | 7.5
Live | 216891647 |  | 12 | 18 | 31200 | 31500 | 27800 | 3.49 | 2.34 | 44099 | 2.63 | 1.9 | 8.5 | 7.5
Live | 216891648 |  | 12 | 18 | 31200 | 31500 | 27800 | 3.49 | 2.34 | 44091 | 2.63 | 1.9 | 8.5 | 7.5
Live | 216891652 |  | 12 | 18 | 31400 | 31500 | 27800 | 3.51 | 2.34 | 44099 | 2.63 | 1.9 | 8.5 | 7.5
Live | 216891656 |  | 12 | 18 | 31400 | 31500 | 27800 | 3.51 | 2.34 | 44099 | 2.63 | 1.9 | 8.5 | 7.5
Live | 216891658 |  | 11.7 | 18 | 31200 | 31500 | 28000 | 3.49 | 2.34 | 44099 | 2.63 | 1.9 | 8.5 | 7.5
Live | 216891659 |  | 11.7 | 18 | 31200 | 31500 | 28000 | 3.49 | 2.34 | 44099 | 2.63 | 1.9 | 8.5 | 7.5
Live | 216891664 |  | 12 | 18 | 31200 | 31500 | 27800 | 3.49 | 2.34 | 44099 | 2.63 | 1.9 | 8.5 | 7.5
Live | 216891665 |  | 12 | 18 | 31400 | 31500 | 27800 | 3.51 | 2.34 | 44091 | 2.63 | 1.9 | 8.5 | 7.5
Live | 216891666 |  | 12 | 19 | 31200 | 31500 | 27800 | 3.49 | 2.34 | 44091 | 2.63 | 1.9 | 8.5 | 7.5
Live | 216891669 |  | 12 | 18 | 31400 | 31500 | 27800 | 3.51 | 2.34 | 44099 | 2.63 | 1.9 | 8.5 | 7.5
Live | 216891670 |  | 12 | 18 | 31400 | 31500 | 27600 | 3.51 | 2.34 | 44099 | 2.63 | 1.9 | 8.5 | 7.5
Live | 216891671 |  | 12 | 19 | 31400 | 31500 | 27600 | 3.51 | 2.34 | 44099 | 2.63 | 1.9 | 8.5 | 7.5
Live | 216891672 |  | 12 | 18 | 31200 | 31500 | 27800 | 3.49 | 2.34 | 44099 | 2.63 | 1.9 | 8.5 | 7.5
Live | 216891676 |  | 12 | 18 | 31400 | 31500 | 27800 | 3.51 | 2.34 | 44099 | 2.63 | 1.9 | 8.5 | 7.5
Live | 216891686 |  | 12 | 18 | 31200 | 31500 | 27800 | 3.49 | 2.34 | 44091 | 2.63 | 1.9 | 8.5 | 7.5
Live | 216891690 |  | 12 | 18 | 31200 | 31500 | 27800 | 3.49 | 2.34 | 44091 | 2.63 | 1.9 | 8.5 | 7.5
Live | 216891711 |  | 12 | 19 | 31400 | 31500 | 27800 | 3.51 | 2.34 | 44099 | 2.63 | 1.9 | 8.5 | 7.5
Live | 216891714 |  | 12 | 18 | 31400 | 31500 | 27800 | 3.51 | 2.34 | 44099 | 2.63 | 1.9 | 8.5 | 7.5
Live | 216891724 |  | 12 | 18 | 31400 | 31500 | 27800 | 3.51 | 2.34 | 44099 | 2.63 | 1.9 | 8.5 | 7.5
Live | 216891725 |  | 11.7 | 18 | 31200 | 31500 | 28000 | 3.49 | 2.34 | 44091 | 2.63 | 1.9 | 8.5 | 7.5
Live | 216891730 |  | 12 | 18 | 31400 | 31500 | 27800 | 3.51 | 2.34 | 44099 | 2.63 | 1.9 | 8.5 | 7.5
Live | 216891744 |  | 12 | 18 | 32400 | 29700 | 28000 | 3.8 | 2.55 | 44938 | 3.09 | 2.1 | 10 | 8.5
Live | 216891745 |  | 12 | 19 | 32800 | 29700 | 27600 | 3.85 | 2.55 | 44938 | 3.09 | 2.1 | 10 | 8.5
Live | 216891752 |  | 12 | 19 | 32400 | 29700 | 28000 | 3.8 | 2.55 | 44938 | 3.09 | 2.1 | 10 | 8.5
Live | 216891758 |  | 12 | 19 | 32600 | 29700 | 28000 | 3.82 | 2.55 | 44938 | 3.09 | 2.1 | 10 | 8.5
Live | 216891763 |  | 12 | 18 | 32400 | 29700 | 28000 | 3.8 | 2.55 | 44938 | 3.09 | 2.1 | 10 | 8.5
Live | 216891778 |  | 12 | 18 | 32400 | 29700 | 28000 | 3.8 | 2.55 | 44938 | 3.09 | 2.1 | 10 | 8.5
Live | 216891780 |  | 12 | 19 | 32400 | 29700 | 28000 | 3.8 | 2.55 | 44938 | 3.09 | 2.1 | 10 | 8.5
Live | 216891781 |  | 12 | 19 | 32600 | 29700 | 27800 | 3.82 | 2.55 | 44938 | 3.09 | 2.1 | 10 | 8.5
Live | 216891785 |  | 12 | 18 | 32400 | 29700 | 28000 | 3.8 | 2.55 | 44938 | 3.09 | 2.1 | 10 | 8.5
Live | 216891790 |  | 12 | 19 | 32400 | 29700 | 28000 | 3.8 | 2.55 | 44938 | 3.09 | 2.1 | 10 | 8.5
Live | 216891796 |  | 12 | 19 | 32400 | 29700 | 28000 | 3.8 | 2.55 | 44938 | 3.09 | 2.1 | 10 | 8.5
Live | 216891802 |  | 12 | 18 | 32400 | 29700 | 28000 | 3.8 | 2.55 | 44938 | 3.09 | 2.1 | 10 | 8.5
Live | 216891806 |  | 12 | 19 | 32600 | 29700 | 27800 | 3.82 | 2.55 | 44938 | 3.09 | 2.1 | 10 | 8.5
Live | 216891807 |  | 12 | 19 | 32600 | 29700 | 27800 | 3.82 | 2.55 | 44938 | 3.09 | 2.1 | 10 | 8.5
Live | 216891814 |  | 12 | 19 | 32600 | 29700 | 27800 | 3.82 | 2.55 | 44938 | 3.09 | 2.1 | 10 | 8.5
Live | 216891827 |  | 12 | 19 | 32600 | 29700 | 27800 | 3.82 | 2.55 | 44938 | 3.09 | 2.1 | 10 | 8.5
Live | 216891831 |  | 12 | 19 | 32800 | 29700 | 27600 | 3.85 | 2.55 | 44938 | 3.09 | 2.1 | 10 | 8.5
Live | 216891842 |  | 12 | 19 | 32600 | 29700 | 27800 | 3.82 | 2.55 | 44938 | 3.09 | 2.1 | 10 | 8.5
Live | 216891844 |  | 12 | 18 | 32400 | 29700 | 28000 | 3.8 | 2.55 | 44938 | 3.09 | 2.1 | 10 | 8.5
Live | 216891848 |  | 12 | 19 | 32800 | 29700 | 27600 | 3.85 | 2.55 | 44938 | 3.09 | 2.1 | 10 | 8.5
Live | 216891854 |  | 12 | 18 | 31400 | 31500 | 27800 | 3.51 | 2.34 | 44099 | 2.63 | 1.9 | 8.5 | 7.5
Live | 216891857 |  | 11.7 | 15.2 | 31000 | 31500 | 28000 | 3.47 | 2.34 | 44091 | 2.63 | 1.9 | 8.1 | 7.3
Live | 216891860 |  | 11.7 | 15.2 | 31000 | 31500 | 28000 | 3.47 | 2.34 | 44099 | 2.63 | 1.9 | 8.1 | 7.3
Live | 216891862 |  | 12 | 19 | 31800 | 29300 | 27400 | 3.82 | 2.34 | 43500 | 2.69 | 2 | 8.5 | 7.5
Live | 216891863 |  | 12 | 20 | 31800 | 29300 | 27400 | 3.87 | 2.34 | 43461 | 2.69 | 2 | 8.5 | 7.5
Live | 216891867 |  | 12 | 19 | 41500 | 40000 | 37200 | 3.52 | 2.43 | 61105 | 2.95 | 2.1 | 10 | 8.5
Live | 216891868 |  | 11.7 | 18 | 41500 | 40500 | 38000 | 3.48 | 2.43 | 61000 | 2.94 | 2.1 | 10 | 8.5
Live | 216980424 |  | 12 | 19 | 43500 | 36100 | 32800 | 3.66 | 2.43 | 54661 | 3.07 | 2.1 | 8.5 | 7.8
Live | 216980427 |  | 12 | 18 | 43000 | 36100 | 32800 | 3.64 | 2.43 | 54671 | 3.08 | 2.1 | 8.5 | 7.8
Live | 216980428 |  | 12 | 19 | 31800 | 29300 | 27400 | 3.87 | 2.34 | 43555 | 2.68 | 2 | 8.5 | 7.5
Live | 216980429 |  | 12 | 19 | 31600 | 29500 | 27600 | 3.76 | 2.24 | 43721 | 2.66 | 1.9 | 8.5 | 7.5
Live | 216980436 |  | 12 | 19 | 41500 | 40500 | 37600 | 3.55 | 2.53 | 61037 | 2.95 | 2.1 | 9.5 | 8.5
Live | 216980437 |  | 12 | 18 | 41500 | 40500 | 37600 | 3.49 | 2.53 | 61156 | 2.94 | 2.1 | 9.5 | 8.5
Live | 216980442 |  | 11.7 | 18 | 52000 | 42000 | 38000 | 3.48 | 2.43 | 64000 | 3.09 | 2 | 8.5 | 7.5
Live | 216980444 |  | 12 | 19 | 21200 | 18400 | 16800 | 3.51 | 2.37 | 28535 | 2.93 | 2 | 8.5 | 7.8
Live | 216980446 |  | 11.7 | 17 | 21200 | 18700 | 17000 | 3.47 | 2.36 | 28674 | 2.91 | 2 | 8.1 | 7.8
Live | 216980448 |  | 11.7 | 18 | 52000 | 41500 | 37600 | 3.46 | 2.43 | 65851 | 3.1 | 2 | 10 | 7.8
Live | 217009731 |  | 10.5 | 17 | 22800 | 16300 | 12800 | 3.05 | 2.68 | 25000 | 3.47 | 2.1 | 8.5 | 7.2
Live | 217009732 |  | 10.5 | 16 | 33000 | 23700 | 19200 | 3.2 | 2.65 | 35200 | 3.33 | 2.3 | 8.5 | 7.2
Live | 217009733 |  | 10 | 16 | 44000 | 30900 | 25200 | 3.04 | 2.44 | 45500 | 3.09 | 2 | 8.1 | 6.7
Live | 217009734 |  | 10.5 | 17 | 56000 | 37300 | 29200 | 3.16 | 2.63 | 56500 | 3.35 | 2.2 | 8.5 | 7
Live | 217176000 |  | 11.7 | 19 | 21200 | 20300 | 18100 | 3.3 | 2.36 | 30687 | 2.97 | 2 | 10 | 8
Live | 217176001 |  | 11.7 | 19 | 21200 | 20300 | 18100 | 3.3 | 2.36 | 30687 | 2.97 | 2 | 10 | 8
Live | 217176003 |  | 11 | 18 | 21000 | 20300 | 18200 | 3.27 | 2.36 | 30687 | 2.97 | 2 | 10 | 8
Live | 217176007 |  | 11 | 19 | 21000 | 20300 | 18200 | 3.27 | 2.36 | 30687 | 2.97 | 2 | 10 | 8
Live | 217176008 |  | 11 | 18 | 21000 | 20300 | 18200 | 3.27 | 2.36 | 30687 | 2.97 | 2 | 10 | 8
Live | 217176015 |  | 11 | 18 | 21000 | 20300 | 18200 | 3.27 | 2.36 | 30687 | 2.97 | 2 | 10 | 8
Live | 217176018 |  | 11 | 19 | 21000 | 20300 | 18200 | 3.27 | 2.36 | 30687 | 2.97 | 2 | 10 | 8
Live | 217176020 |  | 11.7 | 19 | 21200 | 20300 | 18200 | 3.3 | 2.36 | 30687 | 2.97 | 2 | 10 | 8
Live | 217176025 |  | 11.7 | 19 | 21200 | 20300 | 18100 | 3.3 | 2.36 | 30687 | 2.97 | 2 | 10 | 8
Live | 217176026 |  | 11 | 18 | 21000 | 20300 | 18200 | 3.27 | 2.36 | 30687 | 2.97 | 2 | 10 | 8
Live | 217176029 |  | 11.7 | 18 | 21200 | 20300 | 18100 | 3.3 | 2.36 | 30687 | 2.97 | 2 | 10 | 8
Live | 217176033 |  | 11 | 18 | 21000 | 20300 | 18300 | 3.27 | 2.36 | 30687 | 2.97 | 2 | 10 | 8
Live | 217176036 |  | 12 | 19 | 21200 | 19900 | 18000 | 3.53 | 2.46 | 30200 | 3.05 | 2 | 10 | 8
Live | 217176040 |  | 12 | 19 | 21200 | 19900 | 18000 | 3.53 | 2.46 | 30200 | 3.05 | 2 | 10 | 8
Live | 217176041 |  | 12 | 18 | 21200 | 20000 | 18000 | 3.53 | 2.46 | 30334 | 3.04 | 2 | 10 | 8
Live | 217176045 |  | 11 | 19 | 21000 | 20300 | 18200 | 3.27 | 2.36 | 30687 | 2.97 | 2 | 10 | 8
Live | 217176048 |  | 11 | 19 | 21000 | 20300 | 18200 | 3.27 | 2.36 | 30687 | 2.97 | 2 | 10 | 8
Live | 217176049 |  | 11 | 19 | 21000 | 20300 | 18200 | 3.27 | 2.36 | 30687 | 2.97 | 2 | 10 | 8
Live | 217176050 |  | 11 | 18 | 21000 | 20300 | 18200 | 3.27 | 2.36 | 30687 | 2.97 | 2 | 10 | 8
Live | 217176051 |  | 11 | 19 | 21000 | 20300 | 18200 | 3.27 | 2.36 | 30687 | 2.97 | 2 | 10 | 8
Live | 217176052 |  | 11 | 18 | 20800 | 20300 | 18400 | 3.24 | 2.36 | 30687 | 2.97 | 2 | 10 | 8
Live | 217176056 |  | 11 | 18 | 21000 | 20300 | 18300 | 3.27 | 2.36 | 30687 | 2.97 | 2 | 10 | 8
Live | 217176057 |  | 11 | 18 | 21000 | 20300 | 18200 | 3.27 | 2.36 | 30687 | 2.97 | 2 | 10 | 8
Live | 217176059 |  | 11 | 18 | 21000 | 20300 | 18200 | 3.27 | 2.36 | 30687 | 2.97 | 2 | 10 | 8
Live | 217176065 |  | 11 | 18 | 21000 | 20300 | 18300 | 3.27 | 2.36 | 30687 | 2.97 | 2 | 10 | 8
Live | 217176075 |  | 11 | 18 | 21000 | 20300 | 18300 | 3.27 | 2.36 | 30687 | 2.97 | 2 | 10 | 8
Live | 217176079 |  | 11 | 19 | 21000 | 20300 | 18200 | 3.27 | 2.36 | 30687 | 2.97 | 2 | 10 | 8
Live | 217176080 |  | 11 | 18 | 21000 | 20300 | 18300 | 3.27 | 2.36 | 30687 | 2.97 | 2 | 10 | 8
Live | 217176084 |  | 12 | 19 | 21400 | 19900 | 18000 | 3.56 | 2.46 | 30296 | 3.05 | 2 | 10 | 8
Live | 217348804 |  | 10 | 16 | 22800 | 16400 | 12600 | 3.02 | 2.69 | 25157 | 3.43 | 2.1 | 8.1 | 7.2
Live | 217348805 |  | 10 | 16 | 22800 | 16500 | 12700 | 2.97 | 2.57 | 25267 | 3.4 | 2.1 | 8.1 | 7.2
Live | 217348806 |  | 10 | 16 | 22800 | 16000 | 12500 | 3.07 | 2.58 | 24835 | 3.42 | 2.11 | 8.1 | 7.2
Live | 217348808 |  | 10 | 16 | 22800 | 16000 | 12700 | 3.07 | 2.58 | 24835 | 3.42 | 2.1 | 8.1 | 7.2
Live | 217348809 |  | 10 | 16 | 22800 | 16100 | 12700 | 3.07 | 2.59 | 24835 | 3.42 | 2.1 | 8.1 | 7.2
Live | 217348810 |  | 10 | 16 | 22800 | 16400 | 12800 | 3.02 | 2.69 | 25157 | 3.43 | 2.1 | 8.1 | 7.2
Live | 217348818 |  | 10 | 16 | 22800 | 16000 | 12600 | 3.07 | 2.58 | 24835 | 3.42 | 2.1 | 8.1 | 7.2
Live | 217348822 |  | 10 | 16 | 22800 | 16400 | 12700 | 3.02 | 2.69 | 25157 | 3.43 | 2.1 | 8.1 | 7.2
Live | 217348830 |  | 10 | 16 | 22800 | 16400 | 12600 | 3.02 | 2.69 | 25157 | 3.43 | 2.1 | 8.1 | 7.2
Live | 217348833 |  | 10 | 16 | 22800 | 16000 | 12700 | 3.07 | 2.58 | 24835 | 3.42 | 2.1 | 8.1 | 7.2
Live | 217348836 |  | 10 | 16 | 22800 | 16400 | 12700 | 3.02 | 2.69 | 25157 | 3.43 | 2.1 | 8.1 | 7.2
Live | 217348837 |  | 10 | 16 | 22800 | 16400 | 12600 | 3.02 | 2.69 | 25157 | 3.43 | 2.1 | 8.1 | 7.2
Live | 217348838 |  | 10 | 16 | 22800 | 16400 | 12600 | 3.02 | 2.69 | 25157 | 3.43 | 2.1 | 8.1 | 7.2
Live | 217348839 |  | 10 | 16 | 22800 | 16400 | 12700 | 3.02 | 2.69 | 25157 | 3.43 | 2.1 | 8.1 | 7.2
Live | 217348840 |  | 10 | 16 | 22800 | 16000 | 12500 | 3.07 | 2.58 | 24835 | 3.42 | 2.11 | 8.1 | 7.2
Live | 217348841 |  | 10 | 16 | 22800 | 16000 | 12600 | 3.07 | 2.58 | 24835 | 3.42 | 2.1 | 8.1 | 7.2
Live | 217348842 |  | 10 | 16 | 22800 | 16000 | 12600 | 3.07 | 2.58 | 24835 | 3.42 | 2.1 | 8.1 | 7.2
Live | 217348843 |  | 10 | 16 | 22800 | 16400 | 12600 | 3.02 | 2.69 | 25157 | 3.43 | 2.1 | 8.1 | 7.2
Live | 217348849 |  | 10 | 16 | 22800 | 16500 | 12600 | 2.97 | 2.57 | 25267 | 3.4 | 2.1 | 8.1 | 7.2
Live | 217348850 |  | 10 | 16 | 22800 | 16100 | 12800 | 3.07 | 2.59 | 24835 | 3.42 | 2.1 | 8.1 | 7.2
Live | 217348860 |  | 10 | 16 | 22800 | 16400 | 12500 | 3.02 | 2.69 | 25157 | 3.43 | 2.11 | 8.1 | 7.2
Live | 217348865 |  | 10 | 16 | 22800 | 16400 | 12600 | 3.02 | 2.69 | 25157 | 3.43 | 2.1 | 8.1 | 7.2
Live | 217348866 |  | 10 | 16 | 32600 | 24300 | 19600 | 3.02 | 2.55 | 35621 | 3.22 | 2.2 | 8.1 | 7.2
Live | 217348879 |  | 10 | 16 | 32400 | 24300 | 19700 | 2.98 | 2.55 | 35701 | 3.2 | 2.2 | 8.1 | 7.3
Live | 217348885 |  | 10 | 16 | 32600 | 24300 | 19700 | 3 | 2.55 | 35701 | 3.2 | 2.2 | 8.1 | 7.2
Live | 217348886 |  | 10 | 16 | 32600 | 24300 | 19700 | 3 | 2.55 | 35701 | 3.2 | 2.2 | 8.1 | 7.2
Live | 217348888 |  | 10 | 16 | 32600 | 24300 | 19600 | 2.99 | 2.55 | 35756 | 3.19 | 2.2 | 8.1 | 7.2
Live | 217348892 |  | 10 | 16 | 32400 | 23900 | 19700 | 3.08 | 2.65 | 35350 | 3.28 | 2.2 | 8.1 | 7.2
Live | 217348897 |  | 10 | 16 | 32400 | 24300 | 19700 | 2.98 | 2.55 | 35701 | 3.2 | 2.2 | 8.1 | 7.3
Live | 217348899 |  | 10 | 16 | 32600 | 24300 | 19700 | 3 | 2.55 | 35701 | 3.2 | 2.2 | 8.1 | 7.2
Live | 217348900 |  | 10 | 16 | 32600 | 24300 | 19600 | 2.97 | 2.55 | 35809 | 3.18 | 2.2 | 8.1 | 7.2
Live | 217348902 |  | 10 | 16 | 32600 | 24300 | 19600 | 3 | 2.55 | 35701 | 3.2 | 2.2 | 8.1 | 7.2
Live | 217348903 |  | 10 | 16 | 32600 | 24300 | 19500 | 2.99 | 2.55 | 35756 | 3.19 | 2.2 | 8.1 | 7.3
Live | 217348904 |  | 10 | 16 | 32600 | 23900 | 19700 | 3.1 | 2.65 | 35350 | 3.28 | 2.2 | 8.1 | 7.2
Live | 217348906 |  | 10 | 16 | 32600 | 24300 | 19600 | 2.99 | 2.55 | 35756 | 3.19 | 2.2 | 8.1 | 7.2
Live | 217348911 |  | 10 | 16 | 32400 | 24300 | 19800 | 2.97 | 2.55 | 35756 | 3.19 | 2.2 | 8.1 | 7.2
Live | 217348913 |  | 10 | 16 | 32800 | 24300 | 19400 | 3 | 2.55 | 35756 | 3.19 | 2.2 | 8.1 | 7.3
Live | 217348918 |  | 10 | 16 | 32800 | 24300 | 19400 | 3.04 | 2.55 | 35621 | 3.22 | 2.2 | 8.1 | 7.3
Live | 217348919 |  | 10 | 16 | 32600 | 24300 | 19600 | 3.02 | 2.55 | 35621 | 3.22 | 2.2 | 8.1 | 7.2
Live | 217348921 |  | 10 | 16 | 32400 | 24300 | 19700 | 2.98 | 2.55 | 35701 | 3.2 | 2.2 | 8.1 | 7.3
Live | 217348923 |  | 10 | 16 | 32600 | 24300 | 19600 | 3.02 | 2.55 | 35621 | 3.22 | 2.2 | 8.1 | 7.2
Live | 217348929 |  | 10 | 16 | 32400 | 24100 | 19800 | 3 | 2.55 | 35618 | 3.22 | 2.2 | 8.1 | 7.2
Live | 217348930 |  | 10 | 16 | 32800 | 24300 | 19400 | 3.01 | 2.55 | 35701 | 3.2 | 2.2 | 8.1 | 7.2
Live | 217348931 |  | 10 | 16 | 32400 | 24300 | 19700 | 3 | 2.55 | 35621 | 3.22 | 2.2 | 8.1 | 7.3
Live | 217348932 |  | 10 | 16 | 32400 | 23900 | 19700 | 3.08 | 2.65 | 35350 | 3.28 | 2.2 | 8.1 | 7.3
Live | 217348935 |  | 10 | 16 | 32400 | 24300 | 19800 | 3 | 2.55 | 35621 | 3.22 | 2.2 | 8.1 | 7.2
Live | 217348936 |  | 10 | 16 | 32600 | 24300 | 19600 | 2.97 | 2.55 | 35809 | 3.18 | 2.2 | 8.1 | 7.2
Live | 217348940 |  | 10 | 16 | 32600 | 23900 | 19500 | 3.1 | 2.65 | 35350 | 3.28 | 2.2 | 8.1 | 7.3
Live | 217348941 |  | 10 | 16 | 32600 | 24300 | 19600 | 3 | 2.55 | 35701 | 3.2 | 2.2 | 8.1 | 7.2
Live | 217348943 |  | 10 | 16 | 32600 | 24300 | 19600 | 3.02 | 2.55 | 35621 | 3.22 | 2.2 | 8.1 | 7.2
Live | 217348947 |  | 10 | 16 | 32400 | 24300 | 19800 | 3 | 2.55 | 35621 | 3.22 | 2.2 | 8.1 | 7.3
Live | 217348955 |  | 10 | 16 | 32600 | 24300 | 19600 | 3.02 | 2.55 | 35621 | 3.22 | 2.2 | 8.1 | 7.2
Live | 217348956 |  | 10 | 16 | 32800 | 24100 | 19400 | 3.04 | 2.55 | 35618 | 3.22 | 2.2 | 8.1 | 7.3
Live | 217348959 |  | 10 | 16 | 55000 | 38300 | 30000 | 2.9 | 2.53 | 57707 | 3.2 | 2.1 | 8.1 | 7
Live | 217348960 |  | 10 | 16 | 55500 | 38300 | 29800 | 2.93 | 2.53 | 57707 | 3.2 | 2.2 | 8.1 | 7
Live | 217348961 |  | 10 | 16 | 55500 | 38300 | 29600 | 2.93 | 2.53 | 57707 | 3.2 | 2.2 | 8.1 | 7
Live | 217348965 |  | 10 | 16 | 55000 | 38300 | 30000 | 2.9 | 2.53 | 57707 | 3.2 | 2.1 | 8.1 | 7
Live | 217348966 |  | 10 | 16 | 55500 | 38300 | 29800 | 2.93 | 2.53 | 57707 | 3.2 | 2.2 | 8.1 | 7
Live | 217348967 |  | 9 | 16 | 55000 | 38300 | 30200 | 2.9 | 2.53 | 57707 | 3.2 | 2.1 | 8.1 | 7
Live | 217348972 |  | 10 | 16 | 55000 | 38300 | 30000 | 2.9 | 2.53 | 57707 | 3.2 | 2.1 | 8.1 | 7
Live | 217348974 |  | 9 | 16 | 55000 | 38300 | 30200 | 2.9 | 2.53 | 57707 | 3.2 | 2.1 | 8.1 | 7
Live | 217348975 |  | 9 | 16 | 55000 | 38300 | 30200 | 2.9 | 2.53 | 57707 | 3.2 | 2.1 | 8.1 | 7
Live | 217348977 |  | 10 | 16 | 55500 | 38300 | 29800 | 2.93 | 2.53 | 57707 | 3.2 | 2.2 | 8.1 | 7
Live | 217348979 |  | 10 | 16 | 55000 | 38300 | 30000 | 2.9 | 2.53 | 57707 | 3.2 | 2.1 | 8.1 | 7
Live | 217348982 |  | 10 | 16 | 55500 | 38300 | 29600 | 2.93 | 2.53 | 57707 | 3.2 | 2.2 | 8.1 | 7
Live | 217348985 |  | 10 | 16 | 55000 | 38300 | 30000 | 2.9 | 2.53 | 57707 | 3.2 | 2.1 | 8.1 | 7
Live | 217348988 |  | 10 | 16 | 55500 | 38300 | 29600 | 2.93 | 2.53 | 57707 | 3.2 | 2.2 | 8.1 | 7
Live | 217348990 |  | 10 | 16 | 55000 | 38300 | 30000 | 2.9 | 2.53 | 57707 | 3.2 | 2.1 | 8.1 | 7
Live | 217348997 |  | 10 | 16 | 55000 | 38300 | 30000 | 2.9 | 2.53 | 57707 | 3.2 | 2.1 | 8.1 | 7
Live | 217348998 |  | 10 | 16 | 55000 | 38300 | 30000 | 2.9 | 2.53 | 57707 | 3.2 | 2.1 | 8.1 | 7
Live | 217349001 |  | 10 | 16 | 55000 | 38300 | 30200 | 2.9 | 2.53 | 57707 | 3.2 | 2.1 | 8.1 | 7
Live | 217349002 |  | 10 | 16 | 55500 | 38300 | 29800 | 2.93 | 2.53 | 57707 | 3.2 | 2.2 | 8.1 | 7
Live | 217349005 |  | 10 | 16 | 55000 | 38300 | 30200 | 2.9 | 2.53 | 57707 | 3.2 | 2.1 | 8.1 | 7
Live | 217349009 |  | 10 | 16 | 55500 | 38300 | 29800 | 2.93 | 2.53 | 57707 | 3.2 | 2.2 | 8.1 | 7
Live | 217349018 |  | 10 | 16 | 55000 | 38300 | 30200 | 2.9 | 2.53 | 57707 | 3.2 | 2.1 | 8.1 | 7
Live | 217349023 |  | 10 | 16 | 55500 | 38300 | 29600 | 2.93 | 2.53 | 57707 | 3.2 | 2.2 | 8.1 | 7
Live | 217349024 |  | 10 | 16 | 55500 | 38300 | 29800 | 2.93 | 2.53 | 57707 | 3.2 | 2.2 | 8.1 | 7
Live | 217349029 |  | 10 | 16 | 55500 | 38300 | 29600 | 2.93 | 2.53 | 57707 | 3.2 | 2.2 | 8.1 | 7
Live | 217349032 |  | 10 | 16 | 55500 | 38300 | 29800 | 2.93 | 2.53 | 57707 | 3.2 | 2.2 | 8.1 | 7
Live | 217349034 |  | 10 | 16 | 55500 | 38300 | 29800 | 2.93 | 2.53 | 57707 | 3.2 | 2.2 | 8.1 | 7
Live | 217349036 |  | 10 | 16 | 55500 | 38300 | 29800 | 2.93 | 2.53 | 57707 | 3.2 | 2.2 | 8.1 | 7
Live | 217349038 |  | 10 | 16 | 55000 | 38300 | 30000 | 2.9 | 2.53 | 57707 | 3.2 | 2.1 | 8.1 | 7
Live | 217349051 |  | 9 | 15 | 42500 | 31100 | 25600 | 2.78 | 2.34 | 46159 | 3 | 2 | 8.1 | 6.7
Live | 217349053 |  | 9 | 15.2 | 43000 | 30700 | 25200 | 2.92 | 2.44 | 45702 | 3.06 | 2 | 8.1 | 6.7
Live | 217349054 |  | 9 | 14.3 | 43000 | 31000 | 25600 | 2.92 | 2.46 | 45634 | 3.07 | 2 | 8.1 | 6.7
Live | 217349055 |  | 10 | 16 | 43500 | 31100 | 24800 | 2.85 | 2.34 | 46159 | 3 | 2 | 8.1 | 6.7
Live | 217349056 |  | 9 | 16 | 43500 | 30700 | 25200 | 2.95 | 2.44 | 45634 | 3.07 | 2 | 8.1 | 6.7
Live | 217349058 |  | 9 | 15.2 | 43500 | 31100 | 25200 | 2.85 | 2.34 | 46159 | 3 | 2 | 8.1 | 6.7
Live | 217349059 |  | 9 | 15.2 | 43000 | 30700 | 25400 | 2.92 | 2.44 | 45702 | 3.06 | 2 | 8.1 | 6.7
Live | 217349061 |  | 9 | 15.2 | 43500 | 30700 | 25200 | 2.96 | 2.44 | 45702 | 3.06 | 2 | 8.1 | 6.7
Live | 217349063 |  | 9 | 15 | 42500 | 31000 | 25600 | 2.88 | 2.46 | 45634 | 3.07 | 2 | 8.1 | 6.7
Live | 217349064 |  | 9 | 15.2 | 43000 | 30900 | 25200 | 2.86 | 2.34 | 45954 | 3.03 | 2 | 8.1 | 6.7
Live | 217349065 |  | 9 | 15.2 | 43000 | 30700 | 25200 | 2.92 | 2.44 | 45702 | 3.06 | 2 | 8.1 | 6.7
Live | 217349067 |  | 10 | 16 | 43500 | 31100 | 25000 | 2.85 | 2.34 | 46159 | 3 | 2 | 8.1 | 6.7
Live | 217349070 |  | 9 | 15.2 | 43000 | 30900 | 25400 | 2.86 | 2.34 | 45954 | 3.03 | 2 | 8.1 | 6.7
Live | 217349071 |  | 9 | 16 | 43000 | 31100 | 25200 | 2.81 | 2.34 | 46159 | 3 | 2 | 8.1 | 6.7
Live | 217349073 |  | 10 | 16 | 43500 | 31100 | 24800 | 2.85 | 2.34 | 46159 | 3 | 2 | 8.1 | 6.7
Live | 217349075 |  | 9 | 16 | 43500 | 30700 | 25000 | 2.95 | 2.44 | 45634 | 3.07 | 2 | 8.1 | 6.7
Live | 217349077 |  | 10 | 16 | 43500 | 31100 | 25000 | 2.85 | 2.34 | 46159 | 3 | 2 | 8.1 | 6.7
Live | 217349079 |  | 9 | 16 | 43000 | 30900 | 25200 | 2.86 | 2.34 | 45954 | 3.03 | 2 | 8.1 | 6.7
Live | 217349082 |  | 9 | 15.2 | 43500 | 31100 | 25000 | 2.85 | 2.34 | 46159 | 3 | 2 | 8.1 | 6.7
Live | 217349083 |  | 10 | 16 | 43500 | 31100 | 24800 | 2.85 | 2.34 | 46159 | 3 | 2 | 8.1 | 6.7
Live | 217349084 |  | 10 | 16 | 43500 | 30700 | 24800 | 2.95 | 2.44 | 45634 | 3.07 | 2 | 8.1 | 6.7
Live | 217349085 |  | 9 | 15.2 | 43500 | 30700 | 25000 | 2.95 | 2.44 | 45634 | 3.07 | 2 | 8.1 | 6.7
Live | 217349088 |  | 9 | 15 | 42500 | 31000 | 25600 | 2.89 | 2.46 | 45702 | 3.06 | 2 | 8.1 | 6.7
Live | 217349090 |  | 10 | 16 | 43500 | 30700 | 24800 | 2.96 | 2.44 | 45702 | 3.06 | 2 | 8.1 | 6.7
Live | 217349091 |  | 9 | 15.2 | 43000 | 31100 | 25200 | 2.81 | 2.34 | 46159 | 3 | 2 | 8.1 | 6.7
Live | 217349094 |  | 9 | 15.2 | 43000 | 31100 | 25400 | 2.81 | 2.34 | 46159 | 3 | 2 | 8.1 | 6.7
Live | 217349096 |  | 9 | 16 | 43000 | 31100 | 25200 | 2.81 | 2.34 | 46159 | 3 | 2 | 8.1 | 6.7
Live | 217349097 |  | 10 | 16 | 43500 | 31100 | 25000 | 2.85 | 2.34 | 46159 | 3 | 2 | 8.1 | 6.7
Live | 217349098 |  | 10 | 16 | 43500 | 31100 | 24800 | 2.85 | 2.34 | 46159 | 3 | 2 | 8.1 | 6.7
Live | 217349101 |  | 10 | 16 | 43500 | 31100 | 25000 | 2.86 | 2.34 | 46072 | 3.01 | 2 | 8.1 | 6.7
Live | 217349106 |  | 10 | 16 | 43500 | 31100 | 25000 | 2.85 | 2.34 | 46159 | 3 | 2 | 8.1 | 6.7
Live | 217349107 |  | 9 | 15.2 | 43500 | 30700 | 25000 | 2.96 | 2.44 | 45702 | 3.06 | 2 | 8.1 | 6.7
Live | 217349110 |  | 9 | 16 | 43500 | 31100 | 25000 | 2.85 | 2.34 | 46159 | 3 | 2 | 8.1 | 6.7
Live | 217349112 |  | 9 | 16 | 43500 | 30700 | 25000 | 2.95 | 2.44 | 45634 | 3.07 | 2 | 8.1 | 6.7
Live | 217349114 |  | 9 | 16 | 43500 | 31100 | 25200 | 2.85 | 2.34 | 46159 | 3 | 2 | 8.1 | 6.7
Live | 217349115 |  | 10 | 16 | 43500 | 31100 | 24800 | 2.85 | 2.34 | 46159 | 3 | 2 | 8.1 | 6.7
Live | 217349117 |  | 9 | 15.2 | 40000 | 30100 | 25000 | 2.8 | 2.34 | 43812 | 3 | 2 | 8.1 | 7.5
Live | 217349119 |  | 9 | 16 | 40000 | 30100 | 24800 | 2.8 | 2.34 | 43812 | 3 | 2 | 8.1 | 7.5
Live | 217349123 |  | 9 | 16 | 40500 | 30100 | 24400 | 2.84 | 2.34 | 43812 | 3 | 2 | 8.1 | 7.5
Live | 217349124 |  | 9 | 16 | 40500 | 30100 | 24400 | 2.84 | 2.34 | 43812 | 3 | 2 | 8.1 | 7.5
Live | 217349126 |  | 9 | 16 | 40500 | 30100 | 24400 | 2.84 | 2.34 | 43812 | 3 | 2 | 8.1 | 7.5
Live | 217349130 |  | 9 | 16 | 40500 | 30100 | 24400 | 2.84 | 2.34 | 43812 | 3 | 2 | 8.1 | 7.5
Live | 217349132 |  | 10 | 16 | 40500 | 30100 | 24400 | 2.84 | 2.34 | 43812 | 3 | 2 | 8.1 | 7.4
Live | 217349133 |  | 9 | 16 | 40000 | 30100 | 24600 | 2.8 | 2.34 | 43812 | 3 | 2 | 8.1 | 7.5
Live | 217349134 |  | 9 | 16 | 40500 | 30100 | 24600 | 2.84 | 2.34 | 43812 | 3 | 2 | 8.1 | 7.5
Live | 217349136 |  | 10 | 16 | 40500 | 30100 | 24400 | 2.84 | 2.34 | 43812 | 3 | 2 | 8.1 | 7.4
Live | 217349140 |  | 9 | 15.2 | 40000 | 30100 | 25000 | 2.8 | 2.34 | 43812 | 3 | 2 | 8.1 | 7.5
Live | 217349143 |  | 9 | 16 | 40500 | 30100 | 24600 | 2.84 | 2.34 | 43812 | 3 | 2 | 8.1 | 7.5
Live | 217349144 |  | 9 | 15.2 | 40000 | 30100 | 25000 | 2.8 | 2.34 | 43812 | 3 | 2 | 8.1 | 7.5
Live | 217349145 |  | 9 | 16 | 40500 | 30100 | 24600 | 2.84 | 2.34 | 43812 | 3 | 2 | 8.1 | 7.5
Live | 217349147 |  | 9 | 16 | 40500 | 30100 | 24600 | 2.84 | 2.34 | 43812 | 3 | 2 | 8.1 | 7.5
Live | 217349148 |  | 9 | 16 | 40500 | 30100 | 24400 | 2.84 | 2.34 | 43812 | 3 | 2 | 8.1 | 7.5
Live | 217349151 |  | 9 | 16 | 40500 | 30100 | 24600 | 2.84 | 2.34 | 43812 | 3 | 2 | 8.1 | 7.5
Live | 217349156 |  | 9 | 16 | 51500 | 37100 | 28000 | 2.85 | 2.53 | 59686 | 3.31 | 2 | 8.1 | 6.9
Live | 217349160 |  | 9 | 15.2 | 51000 | 37100 | 28200 | 2.82 | 2.53 | 59686 | 3.31 | 2 | 8.1 | 6.9
Live | 217349163 |  | 9 | 16 | 51500 | 37100 | 28000 | 2.85 | 2.53 | 59686 | 3.31 | 2 | 8.1 | 6.9
Live | 217349164 |  | 9 | 16 | 51500 | 37100 | 28000 | 2.85 | 2.53 | 59686 | 3.31 | 2 | 8.1 | 6.9
Live | 217349168 |  | 9 | 15.2 | 51000 | 37100 | 28200 | 2.82 | 2.53 | 59686 | 3.31 | 2 | 8.1 | 6.9
Live | 217349172 |  | 9 | 16 | 51500 | 37100 | 27800 | 2.85 | 2.53 | 59686 | 3.31 | 2 | 8.1 | 6.9
Live | 217349173 |  | 9 | 16 | 51500 | 37100 | 28000 | 2.85 | 2.53 | 59686 | 3.31 | 2 | 8.1 | 6.9
Live | 217349175 |  | 9 | 16 | 51500 | 37100 | 28000 | 2.85 | 2.53 | 59686 | 3.31 | 2 | 8.1 | 6.9
Live | 217349176 |  | 9 | 16 | 51500 | 37100 | 28200 | 2.85 | 2.53 | 59686 | 3.31 | 2 | 8.1 | 6.9
Live | 217349179 |  | 9 | 16 | 40000 | 30100 | 24600 | 2.8 | 2.34 | 43812 | 3 | 2 | 8.1 | 7.5
Live | 217349182 |  | 9 | 16 | 40000 | 30100 | 24600 | 2.8 | 2.34 | 43812 | 3 | 2 | 8.1 | 7.5
Live | 217349186 |  | 9 | 15.2 | 40000 | 30100 | 24800 | 2.8 | 2.34 | 43812 | 3 | 2 | 8.1 | 7.5
Live | 217349187 |  | 9 | 15.2 | 40000 | 30100 | 24800 | 2.8 | 2.34 | 43812 | 3 | 2 | 8.1 | 7.5
Live | 217349189 |  | 9 | 16 | 40000 | 30100 | 24800 | 2.8 | 2.34 | 43812 | 3 | 2 | 8.1 | 7.5
Live | 217349190 |  | 9 | 16 | 40000 | 30100 | 24800 | 2.8 | 2.34 | 43812 | 3 | 2 | 8.1 | 7.5
Live | 217349192 |  | 9 | 16 | 40000 | 30100 | 24600 | 2.8 | 2.34 | 43812 | 3 | 2 | 8.1 | 7.5
Live | 217349194 |  | 9 | 15.2 | 51000 | 37100 | 28400 | 2.82 | 2.53 | 59686 | 3.31 | 2 | 8.1 | 6.9
Live | 217349200 |  | 9 | 15.2 | 51000 | 37100 | 28400 | 2.82 | 2.53 | 59686 | 3.31 | 2 | 8.1 | 6.9
Live | 217349201 |  | 9 | 15.2 | 51000 | 37100 | 28400 | 2.82 | 2.53 | 59686 | 3.31 | 2 | 8.1 | 6.9
Live | 217349202 |  | 9 | 15.2 | 51000 | 37100 | 28200 | 2.82 | 2.53 | 59686 | 3.31 | 2 | 8.1 | 6.9
Live | 217349203 |  | 9 | 15.2 | 51000 | 37100 | 28200 | 2.82 | 2.53 | 59686 | 3.31 | 2 | 8.1 | 6.9
Live | 217349209 |  | 9 | 15.2 | 51000 | 37100 | 28400 | 2.82 | 2.53 | 59686 | 3.31 | 2 | 8.1 | 6.9
Live | 217349211 |  | 9 | 15.2 | 40000 | 30100 | 24800 | 2.8 | 2.34 | 43812 | 3 | 2 | 8.1 | 7.5
Live | 217349212 |  | 9 | 16 | 40000 | 30100 | 24800 | 2.8 | 2.34 | 43812 | 3 | 2 | 8.1 | 7.5
Live | 217349214 |  | 9 | 15.2 | 40000 | 30100 | 24400 | 2.8 | 2.34 | 43812 | 3 | 2 | 8.1 | 7.4
Live | 217349216 |  | 9 | 15.2 | 39500 | 30100 | 24200 | 2.77 | 2.34 | 43812 | 3 | 2 | 8.1 | 7.4
Live | 217349217 |  | 9 | 16 | 40000 | 30100 | 24800 | 2.8 | 2.34 | 43812 | 3 | 2 | 8.1 | 7.5
Live | 217349220 |  | 9 | 16 | 40000 | 30100 | 24800 | 2.8 | 2.34 | 43812 | 3 | 2 | 8.1 | 7.5
Live | 217349224 |  | 9 | 15.2 | 40000 | 30100 | 24800 | 2.8 | 2.34 | 43812 | 3 | 2 | 8.1 | 7.5
Live | 217349227 |  | 9 | 16 | 40000 | 30100 | 24600 | 2.8 | 2.34 | 43812 | 3 | 2 | 8.1 | 7.5
Live | 217349228 |  | 9 | 16 | 40000 | 30100 | 24800 | 2.8 | 2.34 | 43812 | 3 | 2 | 8.1 | 7.5
Live | 217349229 |  | 9 | 16 | 40000 | 30100 | 24800 | 2.8 | 2.34 | 43812 | 3 | 2 | 8.1 | 7.5
Live | 217349232 |  | 9 | 15.2 | 51000 | 37100 | 28200 | 2.82 | 2.53 | 59686 | 3.31 | 2 | 8.1 | 6.9
Live | 217349235 |  | 9 | 15.2 | 51000 | 37100 | 28200 | 2.82 | 2.53 | 59686 | 3.31 | 2 | 8.1 | 6.9
Live | 217349237 |  | 9 | 15.2 | 51000 | 37100 | 28200 | 2.82 | 2.53 | 59686 | 3.31 | 2 | 8.1 | 6.9
Live | 217349246 |  | 9 | 15.2 | 51000 | 37100 | 28400 | 2.82 | 2.53 | 59686 | 3.31 | 2 | 8.1 | 6.9
Live | 217349249 |  | 9 | 15.2 | 51000 | 37100 | 28400 | 2.82 | 2.53 | 59686 | 3.31 | 2 | 8.1 | 6.9
Live | 217349252 |  | 9 | 15.2 | 51000 | 37100 | 28400 | 2.82 | 2.53 | 59686 | 3.31 | 2 | 8.1 | 6.9
Live | 217349253 |  | 9 | 15.2 | 51000 | 37100 | 28400 | 2.82 | 2.53 | 59686 | 3.31 | 2 | 8.1 | 6.9
Live | 217349254 |  | 9 | 15.2 | 51000 | 37100 | 28400 | 2.82 | 2.53 | 59686 | 3.31 | 2 | 8.1 | 6.9
Live | 217349257 |  | 10 | 16 | 32600 | 24300 | 19700 | 3.02 | 2.55 | 35631 | 3.21 | 2.2 | 8.1 | 7.2
Live | 217349258 |  | 10 | 16 | 32800 | 24300 | 19400 | 3.04 | 2.55 | 35631 | 3.21 | 2.2 | 8.1 | 7.3
Live | 217349262 |  | 10 | 16 | 32600 | 24300 | 19600 | 3.02 | 2.55 | 35631 | 3.21 | 2.2 | 8.1 | 7.3
Live | 217349263 |  | 10 | 16 | 33000 | 24300 | 19300 | 3.06 | 2.55 | 35631 | 3.21 | 2.2 | 8.1 | 7.2
Live | 217349264 |  | 10 | 16 | 32600 | 24300 | 19700 | 3.02 | 2.55 | 35631 | 3.21 | 2.2 | 8.1 | 7.2
Live | 217349270 |  | 10 | 16 | 32600 | 24300 | 19600 | 3.02 | 2.55 | 35631 | 3.21 | 2.2 | 8.1 | 7.3
Live | 217349272 |  | 10 | 16 | 33000 | 24300 | 19400 | 3.06 | 2.55 | 35631 | 3.21 | 2.2 | 8.1 | 7.2
Live | 217349278 |  | 10 | 16 | 33000 | 24300 | 19300 | 3.06 | 2.55 | 35631 | 3.21 | 2.2 | 8.1 | 7.2
Live | 217349285 |  | 10 | 16 | 32600 | 24300 | 19700 | 3.02 | 2.55 | 35631 | 3.21 | 2.2 | 8.1 | 7.2
Live | 217349288 |  | 10 | 16 | 32800 | 24300 | 19400 | 3.04 | 2.55 | 35631 | 3.21 | 2.2 | 8.1 | 7.3
Live | 217349290 |  | 10 | 16 | 33000 | 24300 | 19200 | 3.06 | 2.55 | 35631 | 3.21 | 2.2 | 8.1 | 7.2
Live | 217349295 |  | 10 | 16 | 33000 | 24300 | 19400 | 3.06 | 2.55 | 35631 | 3.21 | 2.2 | 8.1 | 7.2
Live | 217349298 |  | 10 | 16 | 33000 | 24300 | 19300 | 3.06 | 2.55 | 35631 | 3.21 | 2.2 | 8.1 | 7.2
Live | 217349300 |  | 10 | 16 | 32800 | 24300 | 19500 | 3.04 | 2.55 | 35631 | 3.21 | 2.2 | 8.1 | 7.2
Live | 217349301 |  | 10 | 16 | 33000 | 24300 | 19300 | 3.06 | 2.55 | 35631 | 3.21 | 2.2 | 8.1 | 7.2
Live | 217349302 |  | 10 | 16 | 33000 | 24300 | 19400 | 3.06 | 2.55 | 35631 | 3.21 | 2.2 | 8.1 | 7.2
Live | 217349306 |  | 10 | 16 | 32800 | 24300 | 19400 | 3.04 | 2.55 | 35631 | 3.21 | 2.2 | 8.1 | 7.3
Live | 217349308 |  | 10 | 16 | 32600 | 24300 | 19700 | 3.02 | 2.55 | 35631 | 3.21 | 2.2 | 8.1 | 7.2
Live | 217349311 |  | 10 | 16 | 32400 | 24300 | 19800 | 3 | 2.55 | 35631 | 3.21 | 2.2 | 8.1 | 7.2
Live | 217349316 |  | 10 | 16 | 33000 | 24300 | 19200 | 3.06 | 2.55 | 35631 | 3.21 | 2.2 | 8.1 | 7.2
Live | 217349317 |  | 10 | 16 | 33000 | 24300 | 19300 | 3.06 | 2.55 | 35631 | 3.21 | 2.2 | 8.1 | 7.2
Live | 217349318 |  | 10 | 16 | 32600 | 24300 | 19600 | 3.02 | 2.55 | 35631 | 3.21 | 2.2 | 8.1 | 7.2
Live | 217349321 |  | 10 | 16 | 32800 | 24300 | 19500 | 3.04 | 2.55 | 35631 | 3.21 | 2.2 | 8.1 | 7.2
Live | 217349322 |  | 10 | 16 | 32400 | 24300 | 19800 | 3 | 2.55 | 35631 | 3.21 | 2.2 | 8.1 | 7.2
Live | 217349329 |  | 10 | 16 | 32800 | 24300 | 19500 | 3 | 2.55 | 35764 | 3.19 | 2.2 | 8.1 | 7.2
Live | 217349332 |  | 10 | 16 | 32800 | 24300 | 19500 | 3.04 | 2.55 | 35631 | 3.21 | 2.2 | 8.1 | 7.2
Live | 217349334 |  | 10 | 16 | 32600 | 24300 | 19600 | 3.02 | 2.55 | 35631 | 3.21 | 2.2 | 8.1 | 7.2
Live | 217349335 |  | 10 | 16 | 32800 | 24300 | 19500 | 3.04 | 2.55 | 35631 | 3.21 | 2.2 | 8.1 | 7.2
Live | 217349336 |  | 10 | 16 | 32400 | 24300 | 19800 | 3 | 2.55 | 35631 | 3.21 | 2.2 | 8.1 | 7.2
Live | 217349337 |  | 10 | 16 | 32800 | 24300 | 19500 | 3.04 | 2.55 | 35631 | 3.21 | 2.2 | 8.1 | 7.2
Live | 217349340 |  | 10 | 16 | 32600 | 24300 | 19600 | 3.02 | 2.55 | 35631 | 3.21 | 2.2 | 8.1 | 7.2
Live | 217349341 |  | 10 | 16 | 32800 | 24300 | 19500 | 3.04 | 2.55 | 35631 | 3.21 | 2.2 | 8.1 | 7.2
Live | 217349342 |  | 10 | 16 | 32600 | 24300 | 19700 | 3.02 | 2.55 | 35631 | 3.21 | 2.2 | 8.1 | 7.2
Live | 217349345 |  | 10 | 16 | 33000 | 24300 | 19500 | 3.02 | 2.55 | 35764 | 3.19 | 2.2 | 8.1 | 7.2
Live | 217349348 |  | 10 | 16 | 32600 | 24300 | 19700 | 3.02 | 2.55 | 35631 | 3.21 | 2.2 | 8.1 | 7.2
Live | 217349349 |  | 10 | 16 | 32800 | 24300 | 19500 | 3.04 | 2.55 | 35631 | 3.21 | 2.2 | 8.1 | 7.2
Live | 217349356 |  | 10 | 16 | 32600 | 24300 | 19600 | 3.02 | 2.55 | 35631 | 3.21 | 2.2 | 8.1 | 7.2
Live | 217349368 |  | 10 | 16 | 43500 | 30900 | 24800 | 2.9 | 2.34 | 45919 | 3.03 | 2 | 8.1 | 6.7
Live | 217349369 |  | 10 | 16 | 43500 | 30900 | 24800 | 2.9 | 2.34 | 45919 | 3.03 | 2 | 8.1 | 6.7
Live | 217349371 |  | 10 | 16 | 43500 | 30900 | 24800 | 2.9 | 2.34 | 45919 | 3.03 | 2 | 8.1 | 6.7
Live | 217349374 |  | 10 | 16 | 43500 | 30900 | 24800 | 2.9 | 2.34 | 45919 | 3.03 | 2 | 8.1 | 6.7
Live | 217349376 |  | 10 | 16 | 43500 | 30900 | 25000 | 2.9 | 2.34 | 45919 | 3.03 | 2 | 8.1 | 6.7
Live | 217349380 |  | 10 | 16 | 43500 | 30900 | 24800 | 2.9 | 2.34 | 45919 | 3.03 | 2 | 8.1 | 6.7
Live | 217349382 |  | 10 | 16 | 43500 | 30900 | 24800 | 2.9 | 2.34 | 45919 | 3.03 | 2 | 8.1 | 6.7
Live | 217349383 |  | 10 | 16 | 43500 | 30900 | 25000 | 2.9 | 2.34 | 45919 | 3.03 | 2 | 8.1 | 6.7
Live | 217349384 |  | 10 | 16 | 43500 | 30900 | 24800 | 2.9 | 2.34 | 45919 | 3.03 | 2 | 8.1 | 6.7
Live | 217349387 |  | 10 | 16 | 43500 | 30900 | 24800 | 2.9 | 2.34 | 45919 | 3.03 | 2 | 8.1 | 6.7
Live | 217349388 |  | 10 | 16 | 43500 | 30900 | 24800 | 2.9 | 2.34 | 45919 | 3.03 | 2 | 8.1 | 6.7
Live | 217349390 |  | 10 | 16 | 43500 | 30900 | 25000 | 2.9 | 2.34 | 45919 | 3.03 | 2 | 8.1 | 6.7
Live | 217349391 |  | 10 | 16 | 43500 | 30900 | 24800 | 2.9 | 2.34 | 45919 | 3.03 | 2 | 8.1 | 6.7
Live | 217349394 |  | 10 | 16 | 43500 | 30900 | 24800 | 2.9 | 2.34 | 45919 | 3.03 | 2 | 8.1 | 6.7
Live | 217349395 |  | 10 | 16 | 43500 | 30900 | 24800 | 2.9 | 2.34 | 45919 | 3.03 | 2 | 8.1 | 6.7
Live | 217349397 |  | 10 | 16 | 43500 | 30900 | 24800 | 2.9 | 2.34 | 45919 | 3.03 | 2 | 8.1 | 6.7
Live | 217349404 |  | 10 | 16 | 32600 | 24300 | 19700 | 3.02 | 2.55 | 35631 | 3.21 | 2.2 | 8.1 | 7.2
Live | 217349407 |  | 10 | 16 | 32400 | 24300 | 19800 | 3 | 2.55 | 35631 | 3.21 | 2.2 | 8.1 | 7.3
Live | 217349408 |  | 10 | 16 | 32600 | 24300 | 19600 | 3.02 | 2.55 | 35631 | 3.21 | 2.2 | 8.1 | 7.2
Live | 217349409 |  | 10 | 16 | 32800 | 24300 | 19500 | 3.04 | 2.55 | 35631 | 3.21 | 2.2 | 8.1 | 7.2
Live | 217349410 |  | 10 | 16 | 32600 | 24300 | 19700 | 3.02 | 2.55 | 35631 | 3.21 | 2.2 | 8.1 | 7.2
Live | 217349411 |  | 10 | 16 | 32800 | 24300 | 19500 | 3.04 | 2.55 | 35631 | 3.21 | 2.2 | 8.1 | 7.3
Live | 217349413 |  | 10 | 16 | 32600 | 24300 | 19700 | 3.02 | 2.55 | 35631 | 3.21 | 2.2 | 8.1 | 7.2
Live | 217349416 |  | 10 | 16 | 32400 | 24300 | 19700 | 2.97 | 2.55 | 35764 | 3.19 | 2.2 | 8.1 | 7.2
Live | 217349417 |  | 10 | 16 | 32800 | 24300 | 19500 | 3.04 | 2.55 | 35631 | 3.21 | 2.2 | 8.1 | 7.3
Live | 217349426 |  | 10 | 16 | 32800 | 24300 | 19500 | 3.04 | 2.55 | 35631 | 3.21 | 2.2 | 8.1 | 7.3
Live | 217349429 |  | 10 | 16 | 32400 | 24300 | 19700 | 3 | 2.55 | 35631 | 3.21 | 2.2 | 8.1 | 7.3
Live | 217349430 |  | 10 | 16 | 32800 | 24300 | 19500 | 3 | 2.55 | 35764 | 3.19 | 2.2 | 8.1 | 7.2
Live | 217349436 |  | 10 | 16 | 32600 | 24300 | 19600 | 3.02 | 2.55 | 35631 | 3.21 | 2.2 | 8.1 | 7.3
Live | 217349439 |  | 10 | 16 | 32800 | 24300 | 19500 | 3.04 | 2.55 | 35631 | 3.21 | 2.2 | 8.1 | 7.2
Live | 217349442 |  | 10 | 15.2 | 43000 | 30900 | 25000 | 2.86 | 2.34 | 45919 | 3.03 | 2.1 | 8.1 | 6.8
Live | 217349443 |  | 10 | 16 | 43500 | 30900 | 24800 | 2.9 | 2.34 | 45919 | 3.03 | 2 | 8.1 | 6.7
Live | 217349444 |  | 9 | 15.2 | 43500 | 30900 | 25200 | 2.9 | 2.34 | 45919 | 3.03 | 2 | 8.1 | 6.7
Live | 217349445 |  | 10 | 15.2 | 43000 | 30900 | 24600 | 2.86 | 2.34 | 45919 | 3.03 | 2 | 8.1 | 6.6
Live | 217349446 |  | 9 | 15.2 | 43000 | 30900 | 25200 | 2.86 | 2.34 | 45919 | 3.03 | 2 | 8.1 | 6.7
Live | 217349449 |  | 9 | 15.2 | 43000 | 30900 | 25200 | 2.86 | 2.34 | 45919 | 3.03 | 2 | 8.1 | 6.7
Live | 217349451 |  | 9 | 15.2 | 43500 | 30900 | 25200 | 2.9 | 2.34 | 45919 | 3.03 | 2 | 8.1 | 6.7
Live | 217349453 |  | 9 | 15.2 | 43500 | 30900 | 25000 | 2.9 | 2.34 | 45919 | 3.03 | 2 | 8.1 | 6.7
Live | 217349454 |  | 9 | 16 | 43000 | 30900 | 25200 | 2.86 | 2.34 | 45919 | 3.03 | 2 | 8.1 | 6.7
Live | 217349455 |  | 9 | 16 | 43500 | 30900 | 25000 | 2.9 | 2.34 | 45919 | 3.03 | 2 | 8.1 | 6.7
Live | 217349462 |  | 10 | 16 | 43500 | 30900 | 24800 | 2.9 | 2.34 | 45919 | 3.03 | 2 | 8.1 | 6.7
Live | 217349463 |  | 10 | 15.2 | 43500 | 30900 | 24800 | 2.9 | 2.34 | 45919 | 3.03 | 2 | 8.1 | 6.6
Live | 217349464 |  | 9 | 16 | 43000 | 30900 | 25200 | 2.86 | 2.34 | 45919 | 3.03 | 2 | 8.1 | 6.7
Live | 217349466 |  | 9 | 15.2 | 43000 | 30900 | 25200 | 2.86 | 2.34 | 45919 | 3.03 | 2 | 8.1 | 6.7
Live | 217349468 |  | 9 | 16 | 43500 | 30900 | 25200 | 2.9 | 2.34 | 45919 | 3.03 | 2 | 8.1 | 6.7
Live | 217349471 |  | 9 | 16 | 43500 | 30900 | 25200 | 2.9 | 2.34 | 45919 | 3.03 | 2 | 8.1 | 6.7
Live | 217349472 |  | 9 | 16 | 43000 | 30900 | 25200 | 2.86 | 2.34 | 45919 | 3.03 | 2 | 8.1 | 6.7
Live | 217349475 |  | 9 | 15.2 | 43000 | 30900 | 25200 | 2.86 | 2.34 | 45919 | 3.03 | 2 | 8.1 | 6.7
Live | 217349476 |  | 10 | 16 | 43500 | 30900 | 24800 | 2.9 | 2.34 | 45919 | 3.03 | 2 | 8.1 | 6.7
Live | 217349477 |  | 9 | 16 | 43500 | 30900 | 25000 | 2.9 | 2.34 | 45919 | 3.03 | 2 | 8.1 | 6.7
Live | 217349478 |  | 9 | 16 | 43500 | 30900 | 25000 | 2.9 | 2.34 | 45919 | 3.03 | 2 | 8.1 | 6.7
Live | 217349479 |  | 9 | 16 | 43500 | 30900 | 25000 | 2.9 | 2.34 | 45919 | 3.03 | 2 | 8.1 | 6.7
Live | 217349484 |  | 9 | 15.2 | 43500 | 30900 | 25000 | 2.9 | 2.34 | 45919 | 3.03 | 2 | 8.1 | 6.7
Live | 217349488 |  | 10 | 16 | 55500 | 38300 | 29800 | 2.93 | 2.53 | 57707 | 3.2 | 2.2 | 8.1 | 7
Live | 217349490 |  | 10 | 16 | 55000 | 38300 | 30200 | 2.9 | 2.53 | 57707 | 3.2 | 2.1 | 8.1 | 7
Live | 217349495 |  | 10 | 16 | 55000 | 38300 | 30000 | 2.9 | 2.53 | 57707 | 3.2 | 2.1 | 8.1 | 7
Live | 217349498 |  | 10 | 16 | 55000 | 38300 | 30000 | 2.9 | 2.53 | 57707 | 3.2 | 2.1 | 8.1 | 7
Live | 217349499 |  | 10 | 16 | 55500 | 38300 | 29600 | 2.93 | 2.53 | 57707 | 3.2 | 2.2 | 8.1 | 7
Live | 217349500 |  | 10 | 16 | 55500 | 38300 | 29800 | 2.93 | 2.53 | 57707 | 3.2 | 2.2 | 8.1 | 7
Live | 217349504 |  | 10 | 16 | 22800 | 16700 | 13400 | 2.89 | 2.67 | 24678 | 3.38 | 2.19 | 8.1 | 7.2
Live | 217349505 |  | 10 | 16 | 22800 | 16700 | 13500 | 2.89 | 2.67 | 24678 | 3.38 | 2.2 | 8.1 | 7.2
Live | 217349508 |  | 10 | 16 | 22800 | 16900 | 13400 | 2.84 | 2.58 | 24790 | 3.35 | 2.19 | 8.1 | 7.2
Live | 217349509 |  | 10 | 16 | 22800 | 16900 | 13400 | 2.84 | 2.58 | 24790 | 3.35 | 2.19 | 8.1 | 7.2
Live | 217349511 |  | 10 | 16 | 22800 | 16700 | 13600 | 2.89 | 2.67 | 24678 | 3.38 | 2.2 | 8.1 | 7.2
Live | 217349514 |  | 9 | 16 | 22800 | 16800 | 13600 | 2.87 | 2.58 | 24735 | 3.37 | 2.1 | 8.1 | 7.2
Live | 217349515 |  | 10 | 16 | 22800 | 16900 | 13500 | 2.84 | 2.58 | 24790 | 3.35 | 2.2 | 8.1 | 7.2
Live | 217349519 |  | 10 | 16 | 22800 | 16800 | 13500 | 2.87 | 2.58 | 24735 | 3.37 | 2.2 | 8.1 | 7.2
Live | 217349521 |  | 10 | 16 | 22800 | 16700 | 13500 | 2.89 | 2.67 | 24678 | 3.38 | 2.2 | 8.1 | 7.2
Live | 217349526 |  | 10 | 16 | 22800 | 16800 | 13600 | 2.87 | 2.58 | 24735 | 3.37 | 2.2 | 8.1 | 7.2
Live | 217349535 |  | 10 | 16 | 22800 | 16800 | 13600 | 2.87 | 2.58 | 24735 | 3.37 | 2.2 | 8.1 | 7.2
Live | 217349538 |  | 10 | 16 | 22800 | 16700 | 13500 | 2.89 | 2.67 | 24678 | 3.38 | 2.2 | 8.1 | 7.2
Live | 217349540 |  | 10 | 16 | 22800 | 16800 | 13600 | 2.87 | 2.58 | 24735 | 3.37 | 2.2 | 8.1 | 7.2
Live | 217349544 |  | 9 | 16 | 22800 | 16900 | 13600 | 2.84 | 2.58 | 24790 | 3.35 | 2.2 | 8.1 | 7.2
Live | 217349547 |  | 10 | 16 | 22800 | 16900 | 13500 | 2.84 | 2.58 | 24790 | 3.35 | 2.2 | 8.1 | 7.2
Live | 217349548 |  | 10 | 16 | 22800 | 16800 | 13600 | 2.87 | 2.58 | 24735 | 3.37 | 2.2 | 8.1 | 7.2
Live | 217349552 |  | 9 | 16 | 22800 | 16700 | 13600 | 2.89 | 2.67 | 24678 | 3.38 | 2.2 | 8.1 | 7.2
Live | 217349557 |  | 10 | 16 | 22800 | 16700 | 13500 | 2.89 | 2.67 | 24678 | 3.38 | 2.2 | 8.1 | 7.2
Live | 217349558 |  | 10 | 16 | 22800 | 16700 | 13600 | 2.89 | 2.67 | 24678 | 3.38 | 2.2 | 8.1 | 7.2
Live | 217349560 |  | 10 | 16 | 22800 | 16700 | 13400 | 2.92 | 2.67 | 24585 | 3.41 | 2.19 | 8.1 | 7.2
Live | 217349562 |  | 10 | 16 | 22800 | 16700 | 13400 | 2.92 | 2.67 | 24585 | 3.41 | 2.19 | 8.1 | 7.2
Live | 217349564 |  | 10 | 16 | 22800 | 16700 | 13400 | 2.92 | 2.67 | 24585 | 3.41 | 2.19 | 8.1 | 7.2
Live | 217349568 |  | 10 | 16 | 22800 | 16700 | 13500 | 2.92 | 2.67 | 24585 | 3.41 | 2.2 | 8.1 | 7.2
Live | 217349569 |  | 10 | 16 | 22800 | 16700 | 13400 | 2.92 | 2.67 | 24585 | 3.41 | 2.19 | 8.1 | 7.2
Live | 217349574 |  | 9 | 16 | 22800 | 16700 | 13600 | 2.92 | 2.67 | 24585 | 3.41 | 2.1 | 8.1 | 7.2
Live | 217349580 |  | 10 | 15.2 | 22800 | 16700 | 13500 | 2.92 | 2.67 | 24585 | 3.41 | 2.2 | 8.1 | 7.1
Live | 217349582 |  | 9 | 16 | 22800 | 16700 | 13700 | 2.92 | 2.67 | 24585 | 3.41 | 2.1 | 8.1 | 7.2
Live | 217349587 |  | 9 | 16 | 22800 | 16700 | 13600 | 2.92 | 2.67 | 24585 | 3.41 | 2.2 | 8.1 | 7.2
Live | 217349590 |  | 10 | 16 | 22800 | 16700 | 13500 | 2.92 | 2.67 | 24585 | 3.41 | 2.2 | 8.1 | 7.2
Live | 217349591 |  | 9 | 15 | 22800 | 16700 | 13600 | 2.92 | 2.67 | 24585 | 3.41 | 2.2 | 8.1 | 7.1
Live | 217349595 |  | 10 | 16 | 22800 | 16700 | 13500 | 2.92 | 2.67 | 24585 | 3.41 | 2.2 | 8.1 | 7.2
Live | 217349597 |  | 10 | 16 | 22800 | 16700 | 13500 | 2.92 | 2.67 | 24585 | 3.41 | 2.2 | 8.1 | 7.2
Live | 217349600 |  | 9 | 16 | 22800 | 16700 | 13700 | 2.92 | 2.67 | 24585 | 3.41 | 2.1 | 8.1 | 7.2
Live | 217349603 |  | 10 | 16 | 22800 | 16700 | 13500 | 2.92 | 2.67 | 24585 | 3.41 | 2.2 | 8.1 | 7.2
Live | 217349604 |  | 9 | 16 | 22800 | 16700 | 13600 | 2.92 | 2.67 | 24585 | 3.41 | 2.2 | 8.1 | 7.2
Live | 217349611 |  | 10 | 16 | 22800 | 16700 | 13500 | 2.92 | 2.67 | 24585 | 3.41 | 2.2 | 8.1 | 7.2
Live | 217349612 |  | 10 | 16 | 22800 | 16700 | 13500 | 2.92 | 2.67 | 24585 | 3.41 | 2.2 | 8.1 | 7.2
Live | 217349615 |  | 10 | 16 | 22800 | 16700 | 13600 | 2.92 | 2.67 | 24585 | 3.41 | 2.2 | 8.1 | 7.2
Live | 217349619 |  | 10 | 16 | 22800 | 16700 | 13500 | 2.92 | 2.67 | 24585 | 3.41 | 2.2 | 8.1 | 7.2
Live | 217349621 |  | 10 | 16 | 22800 | 16700 | 13600 | 2.92 | 2.67 | 24585 | 3.41 | 2.2 | 8.1 | 7.2
Live | 217349624 |  | 10 | 16 | 22800 | 16700 | 13500 | 2.92 | 2.67 | 24585 | 3.41 | 2.2 | 8.1 | 7.2
Live | 217349627 |  | 10 | 16 | 22800 | 16700 | 13500 | 2.92 | 2.67 | 24585 | 3.41 | 2.2 | 8.1 | 7.2
Live | 217349628 |  | 9 | 16 | 22800 | 16700 | 13600 | 2.92 | 2.67 | 24585 | 3.41 | 2.2 | 8.1 | 7.2
Live | 217349630 |  | 10 | 16 | 22800 | 16700 | 13500 | 2.92 | 2.67 | 24585 | 3.41 | 2.2 | 8.1 | 7.2
Live | 217349634 |  | 10 | 16 | 22800 | 16700 | 13500 | 2.92 | 2.67 | 24585 | 3.41 | 2.2 | 8.1 | 7.2
Live | 217349636 |  | 10 | 16 | 22800 | 16700 | 13600 | 2.92 | 2.67 | 24585 | 3.41 | 2.2 | 8.1 | 7.2
Live | 217349642 |  | 9.8 | 16 | 40500 | 29900 | 24600 | 2.91 | 2.34 | 43714 | 3.01 | 2 | 8.5 | 7.5
Live | 217349650 |  | 10 | 16 | 40500 | 29700 | 24400 | 2.94 | 2.44 | 43500 | 3.04 | 2 | 8.5 | 7
Live | 217349651 |  | 9.8 | 16 | 40500 | 29900 | 24600 | 2.91 | 2.34 | 43714 | 3.01 | 2 | 8.5 | 7.5
Live | 217349652 |  | 10 | 16 | 40000 | 29500 | 24000 | 2.93 | 2.34 | 43452 | 3.05 | 2 | 8.5 | 7.4
Live | 217349657 |  | 9.8 | 16 | 40500 | 29700 | 24400 | 2.91 | 2.44 | 43553 | 3.04 | 2 | 8.5 | 7.4
Live | 217349662 |  | 9 | 15.2 | 51500 | 37700 | 28600 | 2.84 | 2.53 | 60000 | 3.31 | 2 | 8.5 | 7
Live | 217349666 |  | 10 | 16 | 44000 | 30100 | 24400 | 3.08 | 2.44 | 45005 | 3.09 | 2 | 8.1 | 6.6
Live | 217349671 |  | 10 | 16 | 44000 | 30300 | 24400 | 3.05 | 2.44 | 45399 | 3.1 | 2 | 8.1 | 6.6
Live | 217349672 |  | 10 | 16 | 44000 | 30100 | 24400 | 3.08 | 2.44 | 45005 | 3.09 | 2 | 8.1 | 6.6
Live | 217349673 |  | 10 | 16 | 44000 | 30300 | 24600 | 3.07 | 2.44 | 45382 | 3.11 | 2 | 8.1 | 6.7
Live | 217349674 |  | 10 | 16 | 44000 | 30300 | 24400 | 3.05 | 2.44 | 45399 | 3.1 | 2 | 8.1 | 6.6
Live | 217349677 |  | 11 | 17 | 34200 | 23900 | 19600 | 3.3 | 2.76 | 34900 | 3.48 | 2.3 | 8.5 | 7.3
Live | 217349687 |  | 11 | 17 | 34200 | 23900 | 19600 | 3.29 | 2.76 | 34900 | 3.48 | 2.3 | 8.5 | 7.3
Live | 217349690 |  | 11 | 17 | 34200 | 23900 | 19600 | 3.3 | 2.76 | 34900 | 3.48 | 2.3 | 8.5 | 7.3
Live | 217349691 |  | 11 | 17 | 34200 | 23900 | 19600 | 3.32 | 2.76 | 34800 | 3.47 | 2.3 | 8.5 | 7.3
Live | 217349693 |  | 11 | 17 | 34200 | 24100 | 19800 | 3.26 | 2.76 | 34968 | 3.46 | 2.3 | 8.5 | 7.3
Live | 217349695 |  | 10 | 15.2 | 34200 | 24100 | 19700 | 3.26 | 2.76 | 34968 | 3.46 | 2.3 | 8.5 | 7.3
Live | 217349696 |  | 10.5 | 17 | 34200 | 24100 | 20000 | 3.26 | 2.76 | 34968 | 3.46 | 2.3 | 8.5 | 7.3
Live | 217349698 |  | 10 | 16 | 34200 | 24100 | 20000 | 3.26 | 2.76 | 34968 | 3.46 | 2.3 | 8.5 | 7.3
Live | 217349700 |  | 11 | 17 | 34200 | 24100 | 19700 | 3.26 | 2.76 | 34968 | 3.46 | 2.3 | 8.5 | 7.3
Live | 217349702 |  | 11 | 17 | 34200 | 24100 | 19700 | 3.26 | 2.76 | 34968 | 3.46 | 2.3 | 8.5 | 7.3
Live | 217349703 |  | 10.5 | 17 | 34200 | 24100 | 20000 | 3.26 | 2.76 | 34968 | 3.46 | 2.3 | 8.5 | 7.3
Live | 217349705 |  | 10 | 16 | 34200 | 24100 | 20000 | 3.26 | 2.76 | 34968 | 3.46 | 2.3 | 8.5 | 7.3
Live | 217349708 |  | 10.5 | 17 | 34200 | 24100 | 20000 | 3.26 | 2.76 | 34968 | 3.46 | 2.3 | 8.5 | 7.3
Live | 217349713 |  | 11 | 17 | 34200 | 24100 | 19700 | 3.26 | 2.76 | 34968 | 3.46 | 2.3 | 8.5 | 7.3
Live | 217349715 |  | 11 | 17 | 34200 | 24100 | 19600 | 3.26 | 2.76 | 34968 | 3.46 | 2.3 | 8.5 | 7.3
Live | 217349716 |  | 11 | 17 | 34200 | 24100 | 19700 | 3.26 | 2.76 | 34968 | 3.46 | 2.3 | 8.5 | 7.3
Live | 217349721 |  | 10.5 | 17 | 34200 | 24100 | 19900 | 3.26 | 2.76 | 34968 | 3.46 | 2.3 | 8.5 | 7.3
Live | 217349723 |  | 10.5 | 17 | 34200 | 24100 | 20000 | 3.26 | 2.76 | 34968 | 3.46 | 2.3 | 8.5 | 7.3
Live | 217349724 |  | 11 | 17 | 34200 | 24100 | 19800 | 3.26 | 2.76 | 34968 | 3.46 | 2.3 | 8.5 | 7.3
Live | 217349725 |  | 11 | 17 | 34200 | 24100 | 19800 | 3.26 | 2.76 | 34968 | 3.46 | 2.3 | 8.5 | 7.3
Live | 217349726 |  | 11 | 17 | 34200 | 24100 | 19800 | 3.26 | 2.76 | 34968 | 3.46 | 2.3 | 8.5 | 7.3
Live | 217349729 |  | 11 | 17 | 34200 | 24100 | 19800 | 3.26 | 2.76 | 34968 | 3.46 | 2.3 | 8.5 | 7.3
Live | 217349733 |  | 10 | 16 | 34000 | 24100 | 20000 | 3.25 | 2.76 | 34968 | 3.46 | 2.3 | 8.5 | 7.3
Live | 217349734 |  | 11 | 17 | 34200 | 24100 | 19700 | 3.26 | 2.76 | 34968 | 3.46 | 2.3 | 8.5 | 7.3
Live | 217349735 |  | 10.5 | 17 | 34200 | 24100 | 20000 | 3.26 | 2.76 | 34968 | 3.46 | 2.3 | 8.5 | 7.3
Live | 217349742 |  | 11 | 17 | 34200 | 24100 | 19800 | 3.26 | 2.76 | 34968 | 3.46 | 2.3 | 8.5 | 7.3
Live | 217349748 |  | 11 | 17 | 34200 | 24100 | 19600 | 3.26 | 2.76 | 34968 | 3.46 | 2.3 | 8.5 | 7.3
Live | 217349751 |  | 11 | 17 | 34200 | 24100 | 19900 | 3.26 | 2.76 | 34968 | 3.46 | 2.3 | 8.5 | 7.3
Live | 217349755 |  | 11 | 17 | 34200 | 24100 | 19800 | 3.26 | 2.76 | 34968 | 3.46 | 2.3 | 8.5 | 7.3
Live | 217349756 |  | 11 | 17 | 34200 | 24100 | 19800 | 3.26 | 2.76 | 34968 | 3.46 | 2.3 | 8.5 | 7.3
Live | 217349759 |  | 10.5 | 17 | 34200 | 24100 | 19900 | 3.26 | 2.76 | 34968 | 3.46 | 2.3 | 8.5 | 7.3
Live | 217349760 |  | 10.5 | 17 | 34200 | 24100 | 20000 | 3.26 | 2.76 | 34968 | 3.46 | 2.3 | 8.5 | 7.3
Live | 217349765 |  | 10 | 16 | 34200 | 24100 | 20000 | 3.26 | 2.76 | 34968 | 3.46 | 2.3 | 8.5 | 7.3
Live | 217349767 |  | 11 | 17 | 34200 | 24100 | 19700 | 3.26 | 2.76 | 34968 | 3.46 | 2.3 | 8.5 | 7.3
Live | 217349768 |  | 10 | 16 | 34200 | 24100 | 20000 | 3.26 | 2.76 | 34968 | 3.46 | 2.3 | 8.5 | 7.3
Live | 217349776 |  | 10.5 | 17 | 34200 | 24100 | 19900 | 3.26 | 2.76 | 34968 | 3.46 | 2.3 | 8.5 | 7.3
Live | 217349778 |  | 10 | 16 | 34200 | 24100 | 20000 | 3.26 | 2.76 | 34968 | 3.46 | 2.3 | 8.5 | 7.3
Live | 217349781 |  | 11 | 17 | 34200 | 24100 | 19700 | 3.26 | 2.76 | 34968 | 3.46 | 2.3 | 8.5 | 7.3
Live | 217349786 |  | 11 | 17 | 34200 | 24100 | 19800 | 3.26 | 2.76 | 34968 | 3.46 | 2.3 | 8.5 | 7.3
Live | 217349787 |  | 10.5 | 17 | 34200 | 24100 | 20000 | 3.26 | 2.76 | 34968 | 3.46 | 2.3 | 8.5 | 7.3
Live | 217349791 |  | 11 | 17 | 34200 | 24100 | 19800 | 3.26 | 2.76 | 34968 | 3.46 | 2.3 | 8.5 | 7.3
Live | 217349793 |  | 11 | 17 | 34200 | 24100 | 19900 | 3.26 | 2.76 | 34968 | 3.46 | 2.3 | 8.5 | 7.3
Live | 217349795 |  | 11 | 17 | 34200 | 24100 | 19900 | 3.26 | 2.76 | 34968 | 3.46 | 2.3 | 8.5 | 7.3
Live | 217349796 |  | 11 | 17 | 34200 | 24100 | 19800 | 3.26 | 2.76 | 34968 | 3.46 | 2.3 | 8.5 | 7.3
Live | 217349797 |  | 10.5 | 17 | 34200 | 24100 | 19900 | 3.26 | 2.76 | 34968 | 3.46 | 2.3 | 8.5 | 7.3
Live | 217349806 |  | 10 | 16 | 34200 | 24100 | 20000 | 3.26 | 2.76 | 34968 | 3.46 | 2.3 | 8.5 | 7.3
Live | 217349808 |  | 10 | 16 | 34000 | 24100 | 20200 | 3.25 | 2.76 | 34968 | 3.46 | 2.2 | 8.5 | 7.3
Live | 217349809 |  | 11 | 17 | 34200 | 24100 | 19700 | 3.26 | 2.76 | 34968 | 3.46 | 2.3 | 8.5 | 7.3
Live | 217349818 |  | 10.5 | 17 | 34200 | 24100 | 19900 | 3.26 | 2.76 | 34968 | 3.46 | 2.3 | 8.5 | 7.3
Live | 217349819 |  | 10.5 | 17 | 34200 | 24100 | 19900 | 3.26 | 2.76 | 34968 | 3.46 | 2.3 | 8.5 | 7.3
Live | 217349823 |  | 11 | 17 | 34200 | 24100 | 19700 | 3.26 | 2.76 | 34968 | 3.46 | 2.3 | 8.5 | 7.3
Live | 217349828 |  | 10 | 16 | 34200 | 24100 | 20000 | 3.26 | 2.76 | 34968 | 3.46 | 2.3 | 8.5 | 7.3
Live | 217349830 |  | 11 | 17 | 34200 | 24100 | 19800 | 3.26 | 2.76 | 34968 | 3.46 | 2.3 | 8.5 | 7.3
Live | 217349839 |  | 11 | 17 | 34200 | 24100 | 19800 | 3.26 | 2.76 | 34968 | 3.46 | 2.3 | 8.5 | 7.3
Live | 217349842 |  | 10 | 16 | 34200 | 24100 | 20000 | 3.26 | 2.76 | 34968 | 3.46 | 2.3 | 8.5 | 7.3
Live | 217349844 |  | 10.5 | 17 | 22800 | 16300 | 12500 | 3.05 | 2.68 | 25103 | 3.45 | 2.11 | 8.5 | 7.2
Live | 217349851 |  | 10 | 15.2 | 22800 | 16700 | 13500 | 2.87 | 2.67 | 24631 | 3.41 | 2.2 | 8.5 | 7.2
Live | 217349862 |  | 10 | 15.2 | 22800 | 16600 | 13400 | 2.92 | 2.69 | 24515 | 3.44 | 2.19 | 8.5 | 7.2
Live | 217349867 |  | 11 | 17 | 33200 | 23700 | 19100 | 3.28 | 2.65 | 35030 | 3.34 | 2.3 | 8.5 | 7.2
Live | 217349868 |  | 10 | 16 | 33000 | 23700 | 19200 | 3.2 | 2.65 | 35195 | 3.31 | 2.2 | 8.5 | 7.2
Live | 217349871 |  | 11 | 17 | 33200 | 23700 | 19100 | 3.28 | 2.65 | 35030 | 3.34 | 2.3 | 8.5 | 7.2
Live | 217349875 |  | 10 | 16 | 33000 | 23700 | 19200 | 3.2 | 2.65 | 35195 | 3.31 | 2.2 | 8.5 | 7.2
Live | 217349878 |  | 11 | 17 | 33200 | 23700 | 19100 | 3.25 | 2.65 | 35055 | 3.34 | 2.3 | 8.5 | 7.3
Live | 217349882 |  | 11 | 17 | 34200 | 24100 | 19800 | 3.25 | 2.76 | 35000 | 3.45 | 2.3 | 8.5 | 7.3
Live | 217349883 |  | 11 | 17 | 34200 | 24100 | 19900 | 3.21 | 2.76 | 35125 | 3.42 | 2.3 | 8.5 | 7.3
Live | 217349884 |  | 11 | 17 | 34200 | 24100 | 19600 | 3.21 | 2.76 | 35125 | 3.42 | 2.3 | 8.5 | 7.3
Live | 217349885 |  | 11 | 17 | 34200 | 24100 | 19700 | 3.21 | 2.76 | 35125 | 3.42 | 2.3 | 8.5 | 7.3
Live | 217349886 |  | 11 | 17 | 34200 | 23900 | 19800 | 3.3 | 2.76 | 34907 | 3.48 | 2.3 | 8.5 | 7.3
Live | 217349888 |  | 11 | 17 | 34200 | 24100 | 19600 | 3.21 | 2.76 | 35125 | 3.42 | 2.3 | 8.5 | 7.3
Live | 217349890 |  | 11 | 17 | 34200 | 24100 | 19800 | 3.25 | 2.76 | 35000 | 3.45 | 2.3 | 8.5 | 7.3
Live | 217349891 |  | 11 | 17 | 34200 | 24100 | 19900 | 3.25 | 2.76 | 35000 | 3.45 | 2.3 | 8.5 | 7.3
Live | 217349893 |  | 11 | 17 | 34200 | 24100 | 19800 | 3.21 | 2.76 | 35125 | 3.42 | 2.3 | 8.5 | 7.3
Live | 217349895 |  | 11 | 17 | 34200 | 24100 | 19800 | 3.21 | 2.76 | 35125 | 3.42 | 2.3 | 8.5 | 7.3
Live | 217349905 |  | 11 | 17 | 34200 | 24300 | 19700 | 3.21 | 2.76 | 35162 | 3.41 | 2.3 | 8.5 | 7.3
Live | 217349908 |  | 11 | 17 | 34200 | 24300 | 19700 | 3.21 | 2.76 | 35162 | 3.41 | 2.3 | 8.5 | 7.3
Live | 217349909 |  | 11 | 17 | 34200 | 24100 | 19600 | 3.21 | 2.76 | 35125 | 3.42 | 2.3 | 8.5 | 7.3
Live | 217349913 |  | 11 | 17 | 34200 | 24100 | 19800 | 3.21 | 2.76 | 35125 | 3.42 | 2.3 | 8.5 | 7.3
Live | 217349914 |  | 11 | 17 | 34200 | 24100 | 19600 | 3.21 | 2.76 | 35125 | 3.42 | 2.3 | 8.5 | 7.3
Live | 217349915 |  | 11 | 17 | 34200 | 24100 | 19700 | 3.21 | 2.76 | 35125 | 3.42 | 2.3 | 8.5 | 7.3
Live | 217349917 |  | 10.5 | 17 | 34200 | 24100 | 19900 | 3.25 | 2.76 | 35000 | 3.45 | 2.3 | 8.5 | 7.3
Live | 217349920 |  | 11 | 17 | 34200 | 24100 | 19600 | 3.25 | 2.76 | 35000 | 3.45 | 2.3 | 8.5 | 7.3
Live | 217349921 |  | 11 | 17 | 34200 | 24100 | 19800 | 3.21 | 2.76 | 35125 | 3.42 | 2.3 | 8.5 | 7.3
Live | 217349924 |  | 11 | 17 | 34200 | 23900 | 19700 | 3.3 | 2.76 | 34907 | 3.48 | 2.3 | 8.5 | 7.3
Live | 217349932 |  | 11 | 17 | 34200 | 23900 | 19900 | 3.3 | 2.76 | 34907 | 3.48 | 2.3 | 8.5 | 7.3
Live | 217349934 |  | 11 | 17 | 34200 | 24100 | 19700 | 3.21 | 2.76 | 35125 | 3.42 | 2.3 | 8.5 | 7.3
Live | 217349937 |  | 11 | 17 | 34200 | 24100 | 19800 | 3.25 | 2.76 | 35000 | 3.45 | 2.3 | 8.5 | 7.3
Live | 217349939 |  | 11 | 17 | 34200 | 24300 | 19700 | 3.21 | 2.76 | 35162 | 3.41 | 2.3 | 8.5 | 7.3
Live | 217349940 |  | 11 | 17 | 34200 | 24300 | 19800 | 3.21 | 2.78 | 35125 | 3.42 | 2.3 | 8.5 | 7.3
Live | 217349941 |  | 11 | 17 | 34200 | 24100 | 19600 | 3.21 | 2.76 | 35125 | 3.42 | 2.3 | 8.5 | 7.3
Live | 217349947 |  | 11 | 17 | 34200 | 24300 | 19800 | 3.21 | 2.76 | 35162 | 3.41 | 2.3 | 8.5 | 7.3
Live | 217349948 |  | 11 | 17 | 34200 | 24100 | 19800 | 3.21 | 2.76 | 35125 | 3.42 | 2.3 | 8.5 | 7.3
Live | 217349957 |  | 11 | 17 | 34200 | 23900 | 19600 | 3.3 | 2.76 | 34907 | 3.48 | 2.3 | 8.5 | 7.3
Live | 217349967 |  | 11 | 17 | 34200 | 24100 | 19700 | 3.3 | 2.78 | 34907 | 3.48 | 2.3 | 8.5 | 7.3
Live | 217349976 |  | 11 | 17 | 34200 | 24300 | 19700 | 3.21 | 2.76 | 35162 | 3.41 | 2.3 | 8.5 | 7.3
Live | 217349977 |  | 11 | 17 | 34200 | 24100 | 19800 | 3.21 | 2.76 | 35125 | 3.42 | 2.3 | 8.5 | 7.3
Live | 217349978 |  | 11 | 17 | 34200 | 24100 | 19800 | 3.3 | 2.78 | 34907 | 3.48 | 2.3 | 8.5 | 7.3
Live | 217349979 |  | 11 | 17 | 34200 | 24300 | 19700 | 3.21 | 2.76 | 35162 | 3.41 | 2.3 | 8.5 | 7.3
Live | 217349980 |  | 11 | 17 | 34200 | 24300 | 19600 | 3.21 | 2.76 | 35162 | 3.41 | 2.3 | 8.5 | 7.3
Live | 217349983 |  | 11 | 17 | 34200 | 24100 | 19600 | 3.21 | 2.76 | 35125 | 3.42 | 2.3 | 8.5 | 7.3
Live | 217495912 |  | 11 | 17 | 49500 | 43000 | 39000 | 3.35 | 2.43 | 66000 | 3.11 | 2.1 | 8.5 | 8
Live | 217495917 |  | 10.5 | 17 | 55500 | 37500 | 29800 | 3.13 | 2.53 | 55500 | 3.3 | 2.2 | 8.5 | 6.9
Live | 217495918 |  | 9 | 15.2 | 51500 | 37700 | 28600 | 2.84 | 4.42 | 60000 | 3.82 | 2 | 8.5 | 6.9
Live | 217495927 |  | 10 | 16 | 56000 | 37300 | 29200 | 3.17 | 2.63 | 56557 | 3.35 | 2.2 | 8.1 | 7
Live | 217495928 |  | 10 | 16 | 40500 | 29700 | 24400 | 2.92 | 2.44 | 43512 | 3.04 | 2 | 8.1 | 7.4
Live | 217495929 |  | 10 | 16 | 22800 | 16300 | 12400 | 3.07 | 2.68 | 25043 | 3.48 | 2.1 | 8.1 | 7.2
Live | 217495930 |  | 10 | 16 | 22800 | 16500 | 13300 | 3 | 2.69 | 24393 | 3.49 | 2.2 | 8.1 | 7.2
Live | 217495947 |  | 9 | 16 | 51500 | 37100 | 27800 | 2.86 | 2.53 | 59664 | 3.31 | 2 | 8.1 | 6.9
Live | 217550336 |  | 11 | 18 | 21000 | 20300 | 18200 | 3.27 | 2.36 | 30687 | 2.97 | 2 | 10 | 8
Live | 217733378 |  | 12 | 19 | 45500 | 43500 | 42000 | 3.38 | 2.43 | 65010 | 2.95 | 2.1 | 8.5 | 8.5
Live | 217733379 |  | 12 | 18 | 45500 | 43500 | 42000 | 3.38 | 2.43 | 65010 | 2.95 | 2.1 | 8.5 | 8.5
Live | 217733380 |  | 12 | 19 | 45500 | 43500 | 42000 | 3.4 | 2.43 | 64965 | 2.95 | 2.1 | 8.5 | 8.5
Live | 217733381 |  | 12 | 18 | 45500 | 43500 | 42000 | 3.4 | 2.43 | 64965 | 2.95 | 2.1 | 8.5 | 8.5
Live | 217733382 |  | 12 | 18 | 45500 | 43500 | 42000 | 3.4 | 2.43 | 64965 | 2.95 | 2.1 | 8.5 | 8.5
Live | 217733383 |  | 12 | 19 | 45500 | 43500 | 42000 | 3.4 | 2.43 | 64965 | 2.95 | 2.1 | 8.5 | 8.5
Live | 217733384 |  | 12 | 19 | 45500 | 43500 | 42000 | 3.38 | 2.43 | 65010 | 2.95 | 2.1 | 8.5 | 8.5
Live | 217733385 |  | 12 | 18 | 45500 | 43500 | 42000 | 3.4 | 2.43 | 64965 | 2.95 | 2.1 | 8.5 | 8.5
Live | 217733386 |  | 12 | 19 | 45500 | 43500 | 42000 | 3.4 | 2.43 | 64965 | 2.95 | 2.1 | 8.5 | 8.5
Live | 217733387 |  | 12 | 19 | 45500 | 43500 | 42000 | 3.4 | 2.43 | 64965 | 2.95 | 2.1 | 8.5 | 8.5
Live | 217733388 |  | 12 | 18 | 45500 | 43500 | 42000 | 3.4 | 2.43 | 64965 | 2.95 | 2.1 | 8.5 | 8.5
Live | 217734469 |  | 11 | 17 | 20800 | 18800 | 17200 | 3.23 | 2.36 | 28889 | 2.87 | 1.9 | 9.5 | 7.5
Live | 217734470 |  | 11 | 17 | 20800 | 18800 | 17200 | 3.31 | 2.37 | 28764 | 2.89 | 1.9 | 9.5 | 7.5
Live | 217734471 |  | 11 | 17 | 20800 | 18800 | 17100 | 3.23 | 2.36 | 28889 | 2.87 | 1.9 | 9.5 | 7.5
Live | 217734472 |  | 11 | 17 | 20800 | 18800 | 17100 | 3.31 | 2.37 | 28764 | 2.89 | 1.9 | 9.5 | 7.5
Live | 217734473 |  | 11 | 17 | 21000 | 18700 | 17000 | 3.34 | 2.36 | 28764 | 2.89 | 1.9 | 9.5 | 7.5
Live | 217734474 |  | 11 | 18 | 20800 | 20300 | 18400 | 3.24 | 2.36 | 30687 | 2.97 | 2 | 10 | 8
Live | 217734475 |  | 11 | 18 | 21000 | 20300 | 18300 | 3.27 | 2.36 | 30687 | 2.97 | 2 | 10 | 8
Live | 217734476 |  | 12 | 18 | 32200 | 30300 | 28200 | 3.55 | 2.44 | 45391 | 3.03 | 2.1 | 10 | 8.5
Live | 217734477 |  | 12 | 18 | 32200 | 30300 | 28200 | 3.55 | 2.44 | 45391 | 3.03 | 2.1 | 10 | 8.5
Live | 217734478 |  | 11.7 | 18 | 31200 | 31500 | 29600 | 3.49 | 2.34 | 44091 | 2.63 | 2 | 8.5 | 7.8
Live | 217734479 |  | 11.7 | 18 | 31200 | 31500 | 29600 | 3.49 | 2.34 | 44099 | 2.63 | 2 | 8.5 | 7.8
Live | 217734480 |  | 11.7 | 18 | 31200 | 31500 | 29600 | 3.49 | 2.34 | 44091 | 2.63 | 2 | 8.5 | 7.8
Live | 217734481 |  | 11.7 | 18 | 31200 | 31500 | 29600 | 3.49 | 2.34 | 44099 | 2.63 | 2 | 8.5 | 7.8
Live | 217734482 |  | 10 | 17 | 40500 | 41000 | 38000 | 3.24 | 2.46 | 61610 | 2.9 | 2.1 | 10 | 8.5
Live | 217734483 |  | 11 | 17 | 41000 | 40500 | 37800 | 3.28 | 2.43 | 61610 | 2.9 | 2.1 | 10 | 8.5
Live | 217734484 |  | 11 | 17 | 41000 | 40500 | 37800 | 3.27 | 2.43 | 61634 | 2.89 | 2.1 | 10 | 8.5
Live | 217734485 |  | 11 | 17 | 41000 | 40500 | 37800 | 3.28 | 2.43 | 61610 | 2.9 | 2.1 | 10 | 8.5
Live | 217734486 |  | 11 | 17 | 41000 | 40500 | 37800 | 3.27 | 2.43 | 61634 | 2.89 | 2.1 | 10 | 8.5
Live | 217734487 |  | 11 | 17 | 42500 | 36700 | 33400 | 3.38 | 2.43 | 55233 | 3.01 | 2 | 9.5 | 7.8
Live | 217734488 |  | 11 | 17 | 42500 | 36700 | 33400 | 3.38 | 2.43 | 55233 | 3.01 | 2 | 9.5 | 7.8
Live | 217734489 |  | 10 | 17 | 51000 | 42500 | 38000 | 3.2 | 2.33 | 66635 | 3.02 | 2 | 10 | 7.8
Live | 217734490 |  | 10 | 17 | 51000 | 42500 | 38000 | 3.2 | 2.33 | 66635 | 3.02 | 2 | 10 | 7.8
Live | 217734491 |  | 10 | 17 | 48500 | 43000 | 39000 | 3.13 | 2.43 | 68255 | 3.07 | 2 | 8.1 | 7.5
Live | 217734492 |  | 10 | 16 | 48500 | 43000 | 39000 | 3.13 | 2.43 | 68255 | 3.07 | 2 | 8.1 | 7.5
Live | 217734493 |  | 10 | 17 | 49000 | 42500 | 39000 | 3.28 | 2.43 | 67869 | 3.11 | 2 | 8.1 | 7.5
Live | 217747170 |  | 9 | 14.3 | 54500 | 38300 | 30000 | 2.87 | 2.53 | 57707 | 3.2 | 2.1 | 8.1 | 6.8
Live | 217753694 |  | 12.55 | 24 | 17700 | 17000 | 15800 | 2.88 | 2.26 | 19000 | 3.29 | 2.02 | 10.95 | 8.6
Live | 217753693 |  | 13.5 | 25 | 14300 | 16400 | 15500 | 3.35 | 2.09 | 18000 | 3.24 | 1.94 | 11.2 | 8.8
Live | 217753692 |  | 15.25 | 26 | 13000 | 10800 | 10100 | 3.31 | 1.98 | 16000 | 2.68 | 1.95 | 11.3 | 9
Live | 217175208 |  | 14 | 19.5 | 35800 | 25000 | 20000 | 2.74 | 2.5 | 36600 | 3.44 | 2.12 | 9.2 | 6.9
Live | 217456795 |  | 8.2 | 14.3 | 50000 | 40500 | 38000 | 2.4 | 1.88 | 50000 | 2.82 | 1.8 | 8.2 | 6.8
Live | 217456793 |  | 9.8 | 14.8 | 47000 | 47500 | 38000 | 2.62 | 1.99 | 51000 | 3.07 | 1.75 | 8 | 6.6
Live | 217456792 |  | 10 | 15.2 | 49000 | 37800 | 40000 | 2.83 | 2.32 | 50000 | 3.02 | 1.85 | 9 | 7
Live | 217456794 |  | 8.5 | 14.9 | 51500 | 43000 | 37800 | 2.52 | 1.99 | 50000 | 2.89 | 1.78 | 8.1 | 6.6
Live | 217456791 |  | 9.6 | 14.7 | 38600 | 29600 | 27200 | 2.76 | 2.1 | 41000 | 3.2 | 2 | 9 | 6.5
Live | 217456790 |  | 9.6 | 14.7 | 38600 | 29600 | 27200 | 2.76 | 2.1 | 41000 | 3.2 | 2 | 9 | 6.5
Live | 217456787 |  | 10 | 16 | 27600 | 19700 | 19000 | 2.8 | 2.66 | 27000 | 3.03 | 1.8 | 9 | 7
Live | 217456786 |  | 10 | 16 | 27600 | 19700 | 19000 | 2.8 | 2.66 | 27000 | 2.73 | 1.8 | 9 | 7
Live | 217456785 |  | 10.2 | 16 | 21600 | 13400 | 10800 | 3.17 | 2.65 | 22000 | 3.58 | 1.8 | 8.6 | 6.9
Live | 217456789 |  | 10 | 15.8 | 33700 | 25000 | 19000 | 3.05 | 2.5 | 30000 | 3.12 | 1.9 | 8.2 | 6.6
Live | 217456788 |  | 10 | 15.8 | 33700 | 25000 | 19000 | 3.05 | 2.5 | 30000 | 3.12 | 1.9 | 8.2 | 6.6
Live | 217456784 |  | 10.2 | 16 | 21600 | 13400 | 10800 | 3.17 | 2.65 | 22000 | 3.58 | 1.8 | 8.6 | 6.9
Live | 217456781 |  | 9.8 | 14.5 | 47000 | 53000 | 40000 | 2.7 | 2.18 | 53000 | 3 | 1.8 | 8.4 | 7.2
Live | 217456780 |  | 10 | 15.2 | 48000 | 36000 | 42000 | 2.49 | 2.29 | 50000 | 2.76 | 1.85 | 8.8 | 7.4
Live | 217456782 |  | 10 | 16 | 55000 | 50000 | 45000 | 2.55 | 2.02 | 57000 | 2.55 | 1.8 | 8.5 | 6.9
Live | 217456783 |  | 10 | 15.2 | 53400 | 48000 | 43000 | 2.59 | 2 | 59000 | 2.56 | 1.83 | 8.1 | 6.8
Live | 217456777 |  | 11 | 16 | 36000 | 38000 | 32000 | 2.82 | 2.24 | 39000 | 3.28 | 1.85 | 9.6 | 8.2
Live | 217456776 |  | 11 | 16 | 36000 | 38000 | 32000 | 2.82 | 2.24 | 39000 | 3.28 | 1.85 | 9.6 | 8.2
Live | 217456779 |  | 10.7 | 15.8 | 41000 | 39000 | 36000 | 2.66 | 2.18 | 46000 | 2.97 | 1.9 | 9.4 | 7.9
Live | 217456778 |  | 10.7 | 15.8 | 41000 | 39000 | 36000 | 2.66 | 2.18 | 46000 | 2.97 | 1.9 | 9.4 | 7.9
Live | 217456775 |  | 10 | 16 | 27600 | 22000 | 21000 | 2.8 | 2 | 30000 | 3.03 | 1.8 | 9.5 | 7
Live | 217456774 |  | 10 | 16 | 27600 | 22000 | 21000 | 2.8 | 2 | 30000 | 3.03 | 1.8 | 9.5 | 7
Live | 217456773 |  | 11.7 | 16.1 | 22800 | 21000 | 18000 | 3.15 | 2 | 22800 | 3.28 | 2.06 | 9.5 | 7.8
Live | 217456772 |  | 11.7 | 16.1 | 22800 | 21000 | 18000 | 3.15 | 2 | 22800 | 3.28 | 2.06 | 9.5 | 7.8
Live | 217221822 |  | 10 | 15.3 | 34800 | 31700 | 30400 | 2.77 | 2 | 35900 | 2.93 | 1.8 | 9.3 | 7.7
Live | 217178780 |  | 8.7 | 15.2 | 55000 | 35800 | 38000 | 2.51 | 1.96 | 55000 | 3.35 | 1.8 | 8.4 | 6.8
Live | 217178779 |  | 10 | 16 | 49900 | 35400 | 38000 | 2.73 | 2 | 49500 | 3.12 | 1.85 | 8.5 | 7.2
Live | 217178778 |  | 10 | 16.2 | 39000 | 26200 | 27000 | 2.73 | 2.19 | 40000 | 3.3 | 2 | 8.7 | 7
Live | 217178777 |  | 10.8 | 17 | 34000 | 20200 | 19100 | 3.08 | 2.26 | 32200 | 3.63 | 2 | 8.5 | 6.6
Live | 217178776 |  | 11 | 18.2 | 28000 | 22200 | 21600 | 2.86 | 2.24 | 30600 | 3.28 | 1.87 | 9.7 | 7.7
Live | 217178775 |  | 11 | 18.8 | 20000 | 12600 | 11200 | 3.08 | 2.2 | 19000 | 3.06 | 2 | 9.2 | 7
Live | 217178774 |  | 12 | 17.5 | 52000 | 48000 | 48000 | 3.13 | 2.13 | 52000 | 3.19 | 2 | 9.5 | 7.8
Live | 217178773 |  | 12.1 | 17.2 | 40000 | 24600 | 33200 | 3.02 | 1.94 | 35800 | 3.46 | 1.97 | 10.8 | 8.8
Live | 217178772 |  | 12.5 | 19 | 23200 | 19000 | 18600 | 3.37 | 2.37 | 23200 | 3.58 | 2.12 | 10.2 | 8.5
Live | 217178771 |  | 12 | 17.5 | 60000 | 54000 | 54000 | 2.62 | 2.29 | 60000 | 3.08 | 1.9 | 9.5 | 7.8
Live | 217178770 |  | 10 | 16 | 56300 | 50400 | 52000 | 2.57 | 2.3 | 64500 | 3.17 | 1.8 | 9 | 8
Live | 217178768 |  | 12 | 18 | 43000 | 41500 | 37400 | 2.88 | 2.21 | 47000 | 3.27 | 1.9 | 10 | 8.3
Live | 217178769 |  | 10.5 | 16.5 | 51000 | 38300 | 46000 | 2.89 | 2.02 | 57300 | 3.23 | 1.9 | 9.5 | 8
Live | 217178767 |  | 11.7 | 17.4 | 42000 | 41000 | 39000 | 2.77 | 2.03 | 48000 | 3.22 | 1.9 | 10.3 | 8.6
Live | 217178766 |  | 11.7 | 16.9 | 39000 | 37800 | 32600 | 3.16 | 2.39 | 38500 | 3.74 | 1.96 | 10 | 8.3
Live | 217178762 |  | 10 | 15.4 | 58500 | 51500 | 53000 | 2.57 | 2.2 | 66500 | 3.45 | 2 | 9.2 | 7.7
Live | 217178765 |  | 12 | 18.7 | 28800 | 20200 | 20600 | 2.96 | 2.24 | 29200 | 3.49 | 2.14 | 10 | 8.1
Live | 217178764 |  | 11.7 | 18.4 | 27000 | 22200 | 21600 | 2.76 | 2.24 | 30000 | 3.22 | 1.87 | 10 | 8
Live | 217178763 |  | 12.5 | 19 | 22000 | 21600 | 18000 | 3.31 | 2.3 | 22000 | 3.31 | 2 | 9.8 | 8
Live | 217178760 |  | 11.7 | 17.3 | 36400 | 38000 | 38000 | 2.81 | 2.11 | 45000 | 3.17 | 2.06 | 9.5 | 8
Live | 217178759 |  | 8.6 | 16 | 37600 | 22400 | 23000 | 2.27 | 2.04 | 38800 | 3.07 | 2 | 7.7 | 6
Live | 217178758 |  | 11 | 17 | 34000 | 23600 | 20400 | 2.93 | 2.23 | 33000 | 3.58 | 2.1 | 8.8 | 7
Live | 217178761 |  | 10.1 | 17 | 55500 | 42000 | 46000 | 2.6 | 2.16 | 60000 | 3.2 | 2 | 10.2 | 8.1
Live | 217178757 |  | 11.7 | 16.7 | 39000 | 33400 | 34000 | 2.98 | 2.62 | 41500 | 3.24 | 2 | 10 | 8.4
Live | 217178756 |  | 12 | 18.8 | 27000 | 24000 | 23600 | 3.04 | 2.39 | 29000 | 3.27 | 2.16 | 10 | 8
Live | 217178755 |  | 12 | 18.2 | 20400 | 19800 | 18000 | 3.15 | 2.38 | 21600 | 3.3 | 2.2 | 10.1 | 8.3
Live | 217178834 |  | 11.85 | 21.25 | 59500 | 49500 | 47500 | 2.98 | 2.39 | 60000 | 3.45 | 2.05 | 10.6 | 8.65
Live | 217178833 |  | 11.7 | 20.2 | 60000 | 52000 | 48000 | 2.88 | 2.3 | 61000 | 3.51 | 2.1 | 10.7 | 8.8
Live | 217178832 |  | 12 | 22.3 | 59000 | 47000 | 47000 | 3.09 | 2.5 | 59000 | 3.39 | 2 | 10.5 | 8.5
Live | 217178831 |  | 11.85 | 21.75 | 57000 | 45500 | 47500 | 3.01 | 2.1 | 58500 | 3.36 | 2 | 11.15 | 9.05
Live | 217178830 |  | 11.7 | 20.5 | 57000 | 46000 | 48000 | 2.93 | 2.2 | 60000 | 3.52 | 2 | 11 | 9
Live | 217178829 |  | 12 | 23 | 57000 | 45000 | 47000 | 3.09 | 2 | 57000 | 3.21 | 2 | 11.3 | 9.1
Live | 217178828 |  | 12.55 | 21.3 | 42500 | 38000 | 37000 | 3.04 | 2.41 | 44500 | 3.52 | 2 | 10.6 | 8.65
Live | 217178827 |  | 12 | 19.5 | 42000 | 34000 | 38000 | 2.93 | 2.2 | 45000 | 3.61 | 2 | 10.5 | 8.8
Live | 217178826 |  | 13.1 | 23.1 | 43000 | 42000 | 36000 | 3.15 | 2.6 | 44000 | 3.44 | 2 | 10.7 | 8.5
Live | 217178825 |  | 12.85 | 21.75 | 42500 | 38000 | 36000 | 3.04 | 2.41 | 44500 | 3.52 | 1.98 | 10.6 | 8.65
Live | 217178822 |  | 13 | 22 | 37500 | 27500 | 25000 | 2.79 | 2.1 | 38500 | 3.13 | 1.95 | 9.75 | 8
Live | 217178824 |  | 12.5 | 19.5 | 42000 | 34000 | 36000 | 2.93 | 2.2 | 45000 | 3.61 | 1.95 | 10.5 | 8.8
Live | 217178823 |  | 13.2 | 24 | 43000 | 42000 | 36000 | 3.15 | 2.6 | 44000 | 3.44 | 2 | 10.7 | 8.5
Live | 217178821 |  | 13 | 20 | 38000 | 27000 | 25000 | 2.62 | 2.1 | 41000 | 3.16 | 1.9 | 9.5 | 8
Live | 217178820 |  | 13 | 24 | 37000 | 28000 | 25000 | 3 | 2.1 | 36000 | 3.1 | 2 | 10 | 8
Live | 217178819 |  | 14 | 22.5 | 27800 | 20500 | 18500 | 3.54 | 2.36 | 26200 | 3.41 | 2 | 10.25 | 8.25
Live | 217178818 |  | 13 | 20 | 27600 | 22000 | 18000 | 3.44 | 2.5 | 25400 | 3.38 | 2 | 10 | 8
Live | 217178817 |  | 15 | 25 | 28000 | 19000 | 19000 | 3.65 | 2.2 | 27000 | 3.44 | 2 | 10.5 | 8.5
Live | 217178815 |  | 9 | 18.1 | 54500 | 58000 | 54000 | 2.62 | 2.17 | 65500 | 3.2 | 1.91 | 10.7 | 8.5
Live | 217178816 |  | 10.2 | 15.9 | 60000 | 52000 | 53500 | 2.87 | 2.41 | 66000 | 3.76 | 2.1 | 10.4 | 8.7
Live | 217178814 |  | 10.4 | 16.8 | 56500 | 45500 | 47500 | 2.74 | 2.4 | 60000 | 3.27 | 2 | 10.8 | 8.8
Live | 217178813 |  | 9.4 | 18.7 | 53500 | 44500 | 47000 | 2.72 | 2.23 | 58700 | 2.92 | 1.83 | 10.1 | 8
Live | 217178812 |  | 10 | 18.2 | 52700 | 48000 | 47500 | 2.69 | 2.17 | 57400 | 2.97 | 1.96 | 11 | 8.8
Live | 217178810 |  | 12 | 20.2 | 38300 | 42400 | 39500 | 3.11 | 2.16 | 45400 | 3.27 | 2.02 | 10.8 | 8.9
Live | 217178811 |  | 12 | 17.8 | 37000 | 40000 | 37600 | 2.95 | 2.29 | 45500 | 3.46 | 2.1 | 11.1 | 9.2
Live | 217178808 |  | 8.7 | 19 | 36800 | 25600 | 22000 | 2.45 | 2.27 | 44000 | 2.69 | 1.9 | 8.5 | 6.6
Live | 217178809 |  | 12 | 21.3 | 38000 | 46200 | 37000 | 3.2 | 2.17 | 44600 | 3.14 | 1.95 | 10.6 | 8.8
Live | 217178807 |  | 12 | 20.5 | 32800 | 21000 | 20000 | 3 | 2.08 | 31400 | 3.08 | 2.03 | 9.5 | 7.2
Live | 217178806 |  | 12 | 19.6 | 37000 | 30200 | 35000 | 3.14 | 2.02 | 37800 | 2.79 | 1.98 | 10.5 | 8.6
Live | 217178804 |  | 12 | 20.5 | 25600 | 23300 | 24200 | 3.26 | 2.38 | 29500 | 3.36 | 2.16 | 12.1 | 9.8
Live | 217178803 |  | 12 | 20.8 | 26200 | 23900 | 23800 | 3.34 | 2.48 | 30700 | 3.61 | 2.23 | 11.6 | 9.2
Live | 217178805 |  | 12 | 19.2 | 28000 | 23600 | 24000 | 3.4 | 2.48 | 31400 | 3.71 | 2.18 | 11.7 | 9.3
Live | 217178802 |  | 13 | 21.2 | 27900 | 23200 | 24200 | 3.59 | 2.35 | 29700 | 3.39 | 2.34 | 13.5 | 9.8
Live | 217178801 |  | 12.1 | 18.5 | 20600 | 20000 | 18000 | 3.37 | 2.5 | 23000 | 3.85 | 2.1 | 11.1 | 9
Live | 217178799 |  | 12.6 | 20.5 | 19200 | 20200 | 17000 | 3.37 | 2.24 | 20700 | 3.32 | 1.86 | 10.3 | 8.2
Live | 217178800 |  | 12 | 18 | 18800 | 19000 | 18000 | 3.15 | 2.23 | 22000 | 2.87 | 2 | 10.8 | 9
Live | 217178798 |  | 12.5 | 20.2 | 17200 | 18800 | 17500 | 3.15 | 2.13 | 20000 | 3.12 | 1.95 | 10.3 | 8.7
Live | 217178797 |  | 12.5 | 20 | 18500 | 18000 | 17000 | 3.31 | 2.1 | 20000 | 3.01 | 1.9 | 12.4 | 9.5
Live | 217178796 |  | 12.5 | 20.7 | 19000 | 18800 | 17500 | 3.28 | 2.05 | 22200 | 3.27 | 1.89 | 12.2 | 9.2
Live | 217178795 |  | 12.5 | 21.5 | 19400 | 19200 | 18000 | 3.38 | 2 | 19500 | 2.79 | 1.92 | 11 | 8.5
Live | 217178794 |  | 12 | 20.2 | 13300 | 14000 | 12000 | 3.09 | 2.31 | 16500 | 3.41 | 1.95 | 10.6 | 8.5
Live | 217178793 |  | 12 | 20 | 13500 | 13100 | 11800 | 3.3 | 1.99 | 16200 | 3.27 | 1.9 | 10.2 | 8.2
Live | 217178792 |  | 12.7 | 25 | 14000 | 12400 | 11300 | 3.57 | 2.14 | 16100 | 3.5 | 1.88 | 10.6 | 8.3
Live | 217178791 |  | 12.7 | 22.3 | 15100 | 12900 | 11500 | 3.51 | 2.14 | 16300 | 3.59 | 1.99 | 11.6 | 8.9
Live | 217178788 |  | 14 | 20.6 | 13100 | 12600 | 11900 | 3.05 | 1.94 | 16500 | 3.41 | 1.85 | 13.8 | 10.8
Live | 217178787 |  | 13.5 | 21.5 | 13500 | 12600 | 11200 | 3.3 | 1.99 | 16000 | 3.23 | 1.89 | 12.5 | 9.7
Live | 217178790 |  | 13 | 23 | 13900 | 11900 | 11500 | 3.31 | 1.95 | 15200 | 3.23 | 1.99 | 10.2 | 8.2
Live | 217178789 |  | 13.5 | 25.5 | 13500 | 12800 | 11500 | 3.35 | 1.75 | 16000 | 3.35 | 1.8 | 10.5 | 8
Live | 217178786 |  | 15.2 | 27.3 | 13700 | 12200 | 11300 | 3.49 | 2.17 | 16100 | 3.5 | 1.84 | 10.9 | 8.9
Live | 217178785 |  | 14 | 22.7 | 13600 | 12600 | 11000 | 3.47 | 2.1 | 15700 | 3.46 | 1.84 | 12.2 | 9.3
Live | 217178784 |  | 14.7 | 24 | 12900 | 11900 | 10600 | 3.29 | 2 | 13900 | 3.02 | 1.83 | 12.2 | 9.5
Live | 217178783 |  | 15.5 | 27.5 | 13500 | 12800 | 11500 | 3.35 | 1.75 | 16000 | 3.35 | 1.8 | 12.5 | 9.5
Live | 217178782 |  | 15.2 | 22 | 12700 | 9500 | 8100 | 3.88 | 2.53 | 11500 | 3.55 | 2.4 | 12 | 10.3
Live | 217178781 |  | 18 | 25.7 | 12600 | 8600 | 7700 | 3.89 | 2.38 | 11000 | 2.96 | 2.4 | 14.8 | 11.5
Live | 215569860 |  | 12.5 | 19.8 | 17500 | 18800 | 16700 | 2.73 | 2.04 | 21500 | 2.84 | 1.93 | 11.2 | 8.5
Live | 215569859 |  | 14.5 | 22 | 11200 | 10000 | 8000 | 3.35 | 2.4 | 12500 | 3.33 | 2 | 10.8 | 9
Live | 215569861 |  | 13 | 23 | 14100 | 11500 | 11000 | 3.28 | 2.07 | 15000 | 2.93 | 1.8 | 10 | 7.8
Live | 215569858 |  | 13 | 24 | 12200 | 11400 | 10500 | 3.11 | 1.83 | 14000 | 2.93 | 1.8 | 12.4 | 9.5
Live | 215569862 |  | 12.1 | 18 | 18700 | 20000 | 18000 | 3.19 | 2.34 | 23000 | 3.55 | 2.2 | 10.8 | 8.7
Live | 215569868 |  | 12 | 19.2 | 27800 | 24000 | 24000 | 3.11 | 2.3 | 32200 | 3.5 | 2 | 11.1 | 8.9
Live | 215569864 |  | 12 | 20 | 14000 | 12200 | 12000 | 3.13 | 2.22 | 15000 | 3.26 | 1.85 | 9.5 | 8
Live | 215569863 |  | 13.6 | 20.5 | 13000 | 12000 | 10800 | 3.17 | 2.24 | 14000 | 3.16 | 1.9 | 10 | 8
Live | 215569867 |  | 8.8 | 15.2 | 48500 | 40000 | 35600 | 2.37 | 2.14 | 55500 | 3.13 | 1.93 | 9.7 | 7.5
Live | 215569865 |  | 9.2 | 16 | 37000 | 26400 | 24400 | 2.38 | 2.24 | 42000 | 3.42 | 2.08 | 10.2 | 8
Live | 215569856 |  | 12.5 | 19.8 | 17500 | 18800 | 16700 | 2.73 | 2.04 | 21500 | 2.84 | 1.93 | 11.2 | 8.5
Live | 215569855 |  | 13 | 24 | 12200 | 11400 | 10500 | 3.11 | 1.83 | 14000 | 2.93 | 1.8 | 12.4 | 9.5
Live | 215569857 |  | 13.3 | 24.2 | 14400 | 12800 | 11900 | 3.43 | 2.33 | 16000 | 3.45 | 1.99 | 10.7 | 8.7
Live | 215569866 |  | 10.3 | 17 | 62000 | 36000 | 30200 | 2.87 | 2.29 | 60500 | 3.51 | 2 | 8.4 | 6.5
Live | 215569836 |  | 10.3 | 17 | 62000 | 36000 | 30200 | 2.87 | 2.29 | 60500 | 3.51 | 2 | 8.4 | 6.5
Live | 215569837 |  | 9.8 | 19.8 | 54200 | 35200 | 34400 | 2.76 | 1.98 | 60500 | 3.06 | 2.02 | 9 | 7
Live | 215569843 |  | 11.5 | 20.1 | 33500 | 21100 | 18600 | 3.17 | 1.68 | 30200 | 2.47 | 1.92 | 9 | 6.9
Live | 215569851 |  | 12.2 | 21 | 32000 | 23000 | 20000 | 3.03 | 2.1 | 30800 | 2.78 | 1.85 | 8.7 | 6.6
Live | 215569838 |  | 12.2 | 21 | 32000 | 23000 | 20000 | 3.03 | 2.1 | 30800 | 2.78 | 1.85 | 8.7 | 6.6
Live | 215569884 |  | 10.9 | 20.8 | 50000 | 37000 | 33000 | 2.99 | 2.17 | 52000 | 3.17 | 1.75 | 9.6 | 7.2
Live | 215569821 |  | 10.6 | 23.1 | 40000 | 29600 | 25600 | 2.79 | 2.09 | 44000 | 3.15 | 1.92 | 9.6 | 7.2
Live | 215569882 |  | 11.35 | 21.05 | 48500 | 45000 | 43500 | 3.02 | 2.2 | 58000 | 3.09 | 2 | 9.4 | 7.7
Live | 215569823 |  | 11.7 | 20.9 | 48500 | 45000 | 42500 | 3.02 | 2.2 | 58000 | 3.09 | 2 | 9 | 7.4
Live | 215569883 |  | 12.1 | 19.5 | 44000 | 35200 | 34400 | 2.8 | 1.88 | 44000 | 2.87 | 1.8 | 9.85 | 8
Live | 215569813 |  | 12.25 | 20 | 21600 | 16000 | 12900 | 3.17 | 2.23 | 24000 | 3.52 | 2 | 10 | 7.65
Live | 215569812 |  | 12 | 19 | 21600 | 16000 | 13300 | 3.17 | 2.23 | 24000 | 3.52 | 2 | 9.8 | 7.6
Live | 215569822 |  | 11 | 21.2 | 48500 | 45000 | 45000 | 3.02 | 2.2 | 58000 | 3.09 | 2 | 10 | 8
Live | 215569824 |  | 12.5 | 20 | 44000 | 35200 | 36000 | 2.8 | 1.88 | 44000 | 2.87 | 1.9 | 9.7 | 7.9
Live | 215569826 |  | 11 | 21.1 | 50000 | 37000 | 33000 | 2.99 | 2.17 | 52000 | 3.17 | 1.8 | 9.5 | 7.2
Live | 215569811 |  | 12.5 | 21 | 21600 | 16000 | 12600 | 3.17 | 2.23 | 24000 | 3.52 | 2 | 10.2 | 7.7
Live | 215569835 |  | 15.3 | 26.3 | 26934 | 24485 | 24000 | 3.29 | 1.98 | 30995 | 3.36 | 2.89 | 15.5 | 11.6
Live | 215569833 |  | 11 | 20.5 | 25000 | 24000 | 25800 | 2.86 | 2.17 | 27000 | 2.82 | 2 | 11.5 | 9.2
Live | 215569831 |  | 8.5 | 15.1 | 48000 | 41000 | 34000 | 2.49 | 2.32 | 63000 | 3.08 | 1.91 | 9.3 | 7.3
Live | 215569885 |  | 9.5 | 18.5 | 50800 | 39000 | 34600 | 2.64 | 2.05 | 55000 | 2.91 | 1.92 | 9.8 | 7.5
Live | 215569832 |  | 9.3 | 18.9 | 49000 | 36000 | 35000 | 2.55 | 2.26 | 50000 | 2.5 | 1.85 | 10 | 7.5
Live | 215569829 |  | 8.8 | 15.8 | 36000 | 26000 | 22000 | 2.47 | 2.22 | 40000 | 3.3 | 1.91 | 8.8 | 7
Live | 215569828 |  | 9.4 | 19.2 | 36400 | 26000 | 22000 | 2.67 | 2.13 | 44000 | 2.9 | 2 | 8.8 | 7
Live | 215569830 |  | 8.5 | 19 | 36400 | 25000 | 22000 | 2.45 | 2.11 | 46500 | 2.75 | 1.8 | 9 | 7
Live | 215569806 |  | 15 | 23.5 | 11500 | 10000 | 7100 | 3.4 | 2.38 | 11400 | 2.86 | 1.84 | 12 | 10
Live | 215569846 |  | 15.8 | 26.5 | 12402 | 10041 | 7500 | 3.75 | 2.45 | 13241 | 3.73 | 2.09 | 13.6 | 10
Live | 215569854 |  | 9.5 | 18.5 | 26183 | 19257 | 14800 | 2.56 | 2.11 | 26811 | 2.71 | 1.83 | 8.6 | 6.6
Live | 215569850 |  | 11 | 19.5 | 18900 | 14370 | 11700 | 3.04 | 2.49 | 20570 | 3.21 | 2.07 | 8.7 | 6.8
Live | 215569852 |  | 10.8 | 21.4 | 13350 | 9300 | 8000 | 2.56 | 2 | 13900 | 2.93 | 1.79 | 9.2 | 6.9
Live | 215569853 |  | 12.6 | 21.7 | 10710 | 8065 | 7000 | 3.34 | 2.17 | 10747 | 2.72 | 1.99 | 9.4 | 7.2
Live | 215569847 |  | 10.3 | 20.8 | 12850 | 8200 | 6300 | 2.83 | 1.35 | 12500 | 2.64 | 1.78 | 8.7 | 6.5
Live | 215569848 |  | 12.5 | 21.5 | 10532 | 7973 | 7000 | 3.25 | 1.88 | 10652 | 2.62 | 2.16 | 9.1 | 7
Live | 215569796 |  | 12.5 | 22.7 | 12304 | 9018 | 6700 | 3.57 | 2.4 | 12570 | 3.04 | 2.07 | 10.4 | 7.6
Live | 215569800 |  | 12.5 | 22.3 | 26610 | 23737 | 23000 | 3.18 | 1.82 | 27412 | 2.59 | 1.8 | 10.3 | 7.7
Live | 215569799 |  | 13 | 22 | 20226 | 21447 | 17200 | 3.17 | 1.98 | 23068 | 3.1 | 1.89 | 10.6 | 7.9
Live | 215569798 |  | 13 | 23.1 | 14231 | 12477 | 11000 | 3.34 | 2.01 | 13598 | 2.57 | 1.89 | 10.5 | 8
Live | 215569797 |  | 15.8 | 26.4 | 13428 | 12235 | 11300 | 3.45 | 1.98 | 12880 | 2.9 | 1.9 | 11.6 | 8.5
Live | 215569794 |  | 12 | 19.2 | 27800 | 24000 | 27000 | 3.39 | 2.4 | 30400 | 3.18 | 2 | 10.5 | 8.8
Live | 215569795 |  | 11.7 | 20.5 | 26800 | 28000 | 25000 | 3.27 | 2.1 | 30500 | 3.58 | 2.1 | 11 | 9
Live | 215569790 |  | 12.5 | 20 | 17000 | 20000 | 16000 | 2.77 | 1.78 | 21000 | 2.56 | 1.75 | 9.5 | 7.8
Live | 215569792 |  | 12.5 | 20.5 | 19900 | 17000 | 16800 | 3.01 | 1.9 | 21500 | 2.86 | 1.86 | 9.8 | 7.5
Live | 215569791 |  | 11.7 | 18 | 18800 | 19000 | 17700 | 2.9 | 2.02 | 22000 | 2.87 | 1.85 | 9.5 | 7.5
Live | 215569789 |  | 13 | 23.6 | 13000 | 12900 | 12000 | 2.91 | 2.2 | 15000 | 3.14 | 1.89 | 10 | 8.1
Live | 215569788 |  | 11.7 | 19.5 | 14400 | 12600 | 12100 | 3.13 | 1.95 | 16300 | 3.18 | 1.96 | 10 | 8.2
Live | 215569787 |  | 12.7 | 22.3 | 13700 | 14000 | 11300 | 2.97 | 2.29 | 15300 | 3.32 | 1.89 | 10.2 | 8
Live | 215569786 |  | 13.2 | 20.2 | 12500 | 11600 | 10800 | 3.19 | 1.9 | 15600 | 3.07 | 1.9 | 12 | 9.5
Live | 215569785 |  | 13 | 20.5 | 11000 | 11000 | 10000 | 2.8 | 1.69 | 13000 | 2.78 | 1.8 | 10.3 | 7.8
Live | 215569840 |  | 13 | 21.5 | 26934 | 24485 | 25000 | 3.29 | 1.98 | 30995 | 3.36 | 2.21 | 11.4 | 9.2
Live | 215569844 |  | 12.5 | 21.5 | 19127 | 19200 | 18000 | 3.11 | 1.99 | 23211 | 3.01 | 1.8 | 11.3 | 7.9
Live | 215569839 |  | 14 | 25.5 | 14146 | 13112 | 12000 | 3.32 | 2.11 | 15613 | 2.95 | 1.8 | 10.4 | 8
Live | 215569842 |  | 16.2 | 28.1 | 14398 | 12371 | 10600 | 3.58 | 2.04 | 15296 | 2.99 | 2 | 11.5 | 9
Live | 215569845 |  | 13 | 23.5 | 12700 | 9250 | 6800 | 3.38 | 2.56 | 13630 | 3.57 | 2.17 | 10 | 7.4
Live | 215569765 |  | 10.7 | 16.1 | 27000 | 25000 | 20000 | 2.93 | 2.24 | 34000 | 3.06 | 2 | 9.8 | 7.8
Live | 215569768 |  | 10 | 15.5 | 40000 | 38000 | 31600 | 2.34 | 1.9 | 45000 | 2.64 | 1.85 | 8.6 | 7
Live | 215569771 |  | 8.6 | 14.5 | 54000 | 38000 | 46500 | 2.57 | 2.26 | 60000 | 2.76 | 1.8 | 8.6 | 7.1
Live | 215569763 |  | 8.8 | 15.3 | 56000 | 52500 | 48500 | 2.54 | 2.3 | 69000 | 2.8 | 1.91 | 9.4 | 7.6
Live | 215569751 |  | 8.2 | 15.4 | 41000 | 27200 | 24000 | 2.4 | 2.53 | 43000 | 2.93 | 2.06 | 9 | 7
Live | 215569770 |  | 8.6 | 14.3 | 47000 | 45000 | 40000 | 2.41 | 2.11 | 59000 | 2.79 | 1.8 | 9 | 7.5
Live | 215569769 |  | 10 | 15.2 | 40000 | 38000 | 32000 | 2.34 | 1.9 | 45000 | 2.64 | 2 | 10 | 8
Live | 215569767 |  | 10.5 | 15.5 | 35000 | 26000 | 27000 | 2.76 | 2.28 | 37000 | 3.29 | 1.85 | 9.7 | 7.7
Live | 215569766 |  | 10.7 | 16.5 | 28400 | 23000 | 20000 | 3.2 | 2.28 | 28000 | 2.6 | 1.95 | 9.5 | 7.7
Live | 215569764 |  | 11.7 | 16.1 | 22000 | 17400 | 15000 | 3.07 | 2.42 | 23600 | 3.14 | 2.2 | 9.5 | 7.8
Live | 215569756 |  | 8.8 | 14.9 | 60200 | 39000 | 34600 | 2.58 | 2.2 | 63100 | 3.04 | 1.9 | 8.5 | 6.7
Live | 215569753 |  | 8.8 | 15.8 | 48000 | 39000 | 36000 | 2.56 | 2.2 | 57000 | 3.04 | 1.95 | 9.4 | 7.5
Live | 215569760 |  | 10.1 | 16.9 | 38900 | 22700 | 21000 | 2.83 | 2.1 | 36400 | 3.06 | 1.9 | 8.5 | 6.1
Live | 215569752 |  | 10.5 | 17 | 26000 | 22000 | 19400 | 2.21 | 2.8 | 30000 | 3.26 | 2.1 | 9.2 | 7.6
Live | 215569758 |  | 10.9 | 17 | 18700 | 12000 | 11000 | 3.04 | 2.71 | 18700 | 3.51 | 2 | 8.8 | 6.9
Live | 215569772 |  | 11.7 | 17.6 | 20000 | 18200 | 17000 | 3.08 | 2.14 | 21000 | 3.48 | 2 | 9.6 | 8.1
Live | 215569749 |  | 9.6 | 16 | 60000 | 37800 | 34600 | 2.81 | 2.48 | 60400 | 2.83 | 1.9 | 8.5 | 6.7
Live | 215569748 |  | 8.2 | 15.3 | 51900 | 39000 | 34400 | 2.38 | 2.1 | 58000 | 2.86 | 1.87 | 9.2 | 7.2
Live | 215569750 |  | 8.2 | 15.4 | 41000 | 27200 | 24000 | 2.4 | 2.53 | 43000 | 2.93 | 2.06 | 9 | 7
Live | 215569773 |  | 11.7 | 18.4 | 26000 | 25000 | 21200 | 2.93 | 2.22 | 29000 | 3.27 | 1.9 | 9.3 | 7.5
Live | 215569757 |  | 8.2 | 15.6 | 48000 | 48000 | 46000 | 2.4 | 2.05 | 55000 | 2.83 | 1.9 | 9.4 | 7.7
Live | 215569761 |  | 10 | 16 | 47400 | 47000 | 34400 | 2.42 | 1.9 | 49000 | 2.52 | 1.97 | 9.5 | 7.8
Live | 215569762 |  | 10 | 16.2 | 33600 | 28600 | 24000 | 2.77 | 2.1 | 34000 | 2.81 | 1.8 | 8.9 | 7
Live | 215569755 |  | 11.7 | 17.4 | 27000 | 26400 | 22600 | 3.23 | 2.14 | 31000 | 3.13 | 1.91 | 10 | 8
Live | 215569754 |  | 12.4 | 18 | 21000 | 21000 | 16500 | 3.26 | 2.21 | 21000 | 3.21 | 2.04 | 9.3 | 7.6
Live | 217902684 |  | 10 | 15 | 34000 | 32000 | 30400 | 2.62 | 2.29 | 37000 | 2.71 | 2.02 | 8.3 | 7
Live | 217902683 |  | 10 | 15 | 34000 | 32000 | 30400 | 2.62 | 2.29 | 37000 | 2.71 | 2.02 | 8.3 | 7
Live | 217902682 |  | 10 | 15 | 34000 | 32000 | 30400 | 2.62 | 2.29 | 37000 | 2.71 | 2.02 | 8.3 | 7
Live | 217902681 |  | 9.5 | 15 | 34000 | 32000 | 30400 | 2.62 | 2.29 | 37000 | 2.71 | 2.02 | 8.25 | 6.95
Live | 217902680 |  | 9.5 | 15 | 34000 | 32000 | 30400 | 2.62 | 2.29 | 37000 | 2.71 | 2.02 | 8.25 | 6.95
Live | 217902679 |  | 9.5 | 15 | 34000 | 32000 | 30400 | 2.62 | 2.29 | 37000 | 2.71 | 2.02 | 8.1 | 6.85
Live | 217902678 |  | 9.5 | 15 | 34000 | 32000 | 30400 | 2.62 | 2.29 | 37000 | 2.71 | 2.02 | 8.1 | 6.85
Live | 217902677 |  | 9.5 | 15 | 34000 | 32000 | 30400 | 2.62 | 2.29 | 37000 | 2.71 | 2.02 | 8 | 6.8
Live | 217902676 |  | 9.5 | 14.5 | 34000 | 32000 | 30400 | 2.62 | 2.29 | 37000 | 2.71 | 2.02 | 8.25 | 6.95
Live | 217901668 |  | 11 | 15.2 | 60500 | 53000 | 45000 | 2.59 | 2.25 | 61000 | 2.7 | 1.85 | 8.55 | 6.95
Live | 217901667 |  | 10 | 15 | 53000 | 43000 | 38500 | 2.59 | 2.15 | 54000 | 2.94 | 1.8 | 8.15 | 6.95
Live | 217901666 |  | 10.5 | 14.5 | 28000 | 26000 | 24000 | 2.65 | 2.38 | 30000 | 2.84 | 2.12 | 8.25 | 7
Live | 217901665 |  | 10.5 | 15.2 | 55000 | 54000 | 46000 | 2.81 | 2.4 | 63000 | 2.93 | 2 | 8.7 | 7.75
Live | 217901664 |  | 10.5 | 14.5 | 22000 | 22200 | 20000 | 2.3 | 2.3 | 24000 | 2.77 | 1.94 | 7.9 | 6.85
Live | 217901631 |  | 11.5 | 15.2 | 60500 | 53000 | 45000 | 2.59 | 2.25 | 61000 | 2.7 | 1.85 | 8.9 | 7.2
Live | 217901630 |  | 11.5 | 15.2 | 60500 | 53000 | 45000 | 2.59 | 2.25 | 61000 | 2.7 | 1.85 | 8.8 | 7.15
Live | 217901629 |  | 10.5 | 15.2 | 53000 | 43000 | 38500 | 2.59 | 2.15 | 54000 | 2.94 | 1.8 | 8.45 | 7.15
Live | 217901628 |  | 10.5 | 15.2 | 53000 | 43000 | 38500 | 2.59 | 2.15 | 54000 | 2.94 | 1.8 | 8.35 | 7.1
Live | 217901627 |  | 11.5 | 15.2 | 48000 | 42000 | 38500 | 2.65 | 2.07 | 51800 | 2.94 | 1.8 | 8.4 | 7.15
Live | 217901626 |  | 11 | 15 | 48000 | 42000 | 38500 | 2.65 | 2.07 | 51800 | 2.94 | 1.8 | 8.3 | 7.05
Live | 217901625 |  | 11.5 | 15.2 | 41400 | 38000 | 34600 | 3.03 | 2.03 | 42200 | 2.94 | 1.9 | 8.5 | 7.2
Live | 217901624 |  | 11 | 15.2 | 41400 | 38000 | 34600 | 3.03 | 2.03 | 42200 | 2.94 | 1.9 | 8.45 | 7.15
Live | 217901623 |  | 11 | 15.2 | 41400 | 38000 | 34600 | 3.03 | 2.03 | 42200 | 2.94 | 1.9 | 8.3 | 7.05
Live | 217901622 |  | 9.5 | 14.5 | 34000 | 32000 | 30400 | 2.62 | 2.29 | 37000 | 2.71 | 2.02 | 8.3 | 7
Live | 217901621 |  | 9.5 | 14.5 | 34000 | 32000 | 30400 | 2.62 | 2.29 | 37000 | 2.71 | 2.02 | 8.2 | 6.95
Live | 217901620 |  | 9 | 14.5 | 34000 | 32000 | 30400 | 2.62 | 2.29 | 37000 | 2.71 | 2.02 | 8.1 | 6.85
Live | 217901619 |  | 11 | 15.2 | 28000 | 26000 | 24000 | 2.65 | 2.38 | 30000 | 2.84 | 2.12 | 8.5 | 7.2
Live | 217901618 |  | 11 | 15 | 28000 | 26000 | 24000 | 2.65 | 2.38 | 30000 | 2.84 | 2.12 | 8.4 | 7.1
Live | 217901617 |  | 11 | 15.2 | 22000 | 20800 | 19000 | 2.58 | 2.3 | 24000 | 2.93 | 1.82 | 8.1 | 6.8
Live | 217901616 |  | 11 | 15 | 22000 | 20800 | 19000 | 2.58 | 2.3 | 24000 | 2.93 | 1.82 | 8.05 | 6.75
Live | 217901615 |  | 11 | 15 | 22000 | 20800 | 19000 | 2.58 | 2.3 | 24000 | 2.93 | 1.82 | 8 | 6.7
Live | 217901614 |  | 11.5 | 16 | 55000 | 54000 | 46000 | 2.81 | 2.4 | 63000 | 2.93 | 2 | 9.05 | 8.05
Live | 217901613 |  | 11 | 16 | 55000 | 54000 | 46000 | 2.81 | 2.4 | 63000 | 2.93 | 2 | 8.95 | 8
Live | 217901612 |  | 11.7 | 16 | 50000 | 52000 | 46000 | 2.75 | 2.38 | 60000 | 3.03 | 2 | 8.8 | 7.95
Live | 217901611 |  | 11.5 | 15.2 | 50000 | 52000 | 46000 | 2.75 | 2.38 | 60000 | 3.03 | 2 | 8.7 | 7.85
Live | 217901610 |  | 11.5 | 16 | 44000 | 41700 | 36000 | 2.34 | 2.26 | 46000 | 2.87 | 1.9 | 8.9 | 7.3
Live | 217901609 |  | 11 | 15.2 | 44000 | 41700 | 36000 | 2.34 | 2.26 | 46000 | 2.87 | 1.9 | 8.85 | 7.25
Live | 217901608 |  | 10.5 | 15 | 29500 | 29700 | 28000 | 2.88 | 2.05 | 33000 | 2.93 | 1.86 | 8.6 | 7.4
Live | 217901607 |  | 11 | 15.2 | 22000 | 22200 | 20000 | 2.3 | 2.3 | 24000 | 2.77 | 1.94 | 8.1 | 7
Live | 217901606 |  | 11 | 15 | 22000 | 22200 | 20000 | 2.3 | 2.3 | 24000 | 2.77 | 1.94 | 8.1 | 7
Live | 217901605 |  | 11 | 15 | 22000 | 22200 | 20000 | 2.3 | 2.3 | 24000 | 2.77 | 1.94 | 8.05 | 6.95
Live | 217655793 |  | 11 | 15.2 | 28000 | 26000 | 24000 | 2.65 | 2.38 | 30000 | 2.84 | 2.12 | 8.5 | 7.2
Live | 217606203 |  | 11.7 | 15.2 | 41400 | 38000 | 34600 | 3.03 | 2.03 | 42200 | 2.94 | 1.9 | 8.5 | 7.2
Live | 217606202 |  | 10 | 15 | 34000 | 32000 | 30400 | 2.62 | 2.29 | 37000 | 2.71 | 2.02 | 8.3 | 7
Live | 217606201 |  | 11.7 | 16 | 44000 | 41700 | 36000 | 2.34 | 2.26 | 46000 | 2.87 | 1.9 | 8.9 | 7.3
Live | 217542737 |  | 11.5 | 15.2 | 60500 | 53000 | 45000 | 2.59 | 2.25 | 61000 | 2.7 | 1.85 | 8.9 | 7.2
Live | 217542736 |  | 10.5 | 15.2 | 53000 | 43000 | 38500 | 2.59 | 2.15 | 54000 | 2.94 | 1.8 | 8.45 | 7.15
Live | 217542735 |  | 11.5 | 15.2 | 48000 | 42000 | 38500 | 2.65 | 2.07 | 51800 | 2.94 | 1.8 | 8.5 | 7.2
Live | 217542734 |  | 11.5 | 15.2 | 41400 | 38000 | 34600 | 3.03 | 2.03 | 42200 | 2.94 | 1.9 | 8.5 | 7.2
Live | 217542733 |  | 9.5 | 15 | 34000 | 32000 | 30400 | 2.62 | 2.29 | 37000 | 2.71 | 2.02 | 8.3 | 7
Live | 217542732 |  | 11.7 | 15.2 | 28000 | 26000 | 24000 | 2.65 | 2.38 | 30000 | 2.84 | 2.12 | 8.5 | 7.2
Live | 217542731 |  | 11 | 15.2 | 28000 | 26000 | 24000 | 2.65 | 2.38 | 30000 | 2.84 | 2.12 | 8.5 | 7.2
Live | 217542730 |  | 11.7 | 15.2 | 22000 | 20800 | 19000 | 2.58 | 2.3 | 24000 | 2.93 | 1.82 | 8.1 | 6.8
Live | 217542729 |  | 11 | 15.2 | 22000 | 20800 | 19000 | 2.58 | 2.3 | 24000 | 2.93 | 1.82 | 8.1 | 6.8
Live | 217542728 |  | 11.5 | 16 | 55000 | 54000 | 46000 | 2.81 | 2.4 | 63000 | 2.93 | 2 | 9.05 | 8.05
Live | 217542727 |  | 11 | 16 | 55000 | 54000 | 46000 | 2.81 | 2.4 | 63000 | 2.93 | 2 | 8.95 | 8
Live | 217542726 |  | 11.7 | 16 | 50000 | 52000 | 46000 | 2.75 | 2.38 | 60000 | 3.03 | 2 | 8.9 | 8
Live | 217542725 |  | 11 | 15 | 29500 | 29700 | 28000 | 2.88 | 2.05 | 33000 | 2.93 | 1.86 | 8.6 | 7.4
Live | 217542724 |  | 11 | 15.2 | 22000 | 22200 | 20000 | 2.3 | 2.3 | 24000 | 2.77 | 1.94 | 8.1 | 7
Live | 217542723 |  | 11 | 15.2 | 22000 | 22200 | 20000 | 2.3 | 2.3 | 24000 | 2.77 | 1.94 | 8.1 | 7
Live | 217454892 |  | 11.7 | 16 | 50000 | 52000 | 46000 | 2.75 | 2.38 | 60000 | 3.03 | 2 | 8.8 | 7.95
Live | 217454891 |  | 11.7 | 16 | 50000 | 52000 | 46000 | 2.75 | 2.38 | 60000 | 3.03 | 2 | 8.8 | 7.95
Live | 217454890 |  | 11.5 | 16 | 44000 | 41700 | 36000 | 2.34 | 2.26 | 46000 | 2.87 | 1.9 | 8.9 | 7.3
Live | 217454258 |  | 11.7 | 15.2 | 28000 | 26000 | 24000 | 2.65 | 2.38 | 30000 | 2.84 | 2.12 | 8.5 | 7.2
Live | 217454257 |  | 11.7 | 15.2 | 28000 | 26000 | 24000 | 2.65 | 2.38 | 30000 | 2.84 | 2.12 | 8.5 | 7.2
Live | 217454256 |  | 11.5 | 15.2 | 22000 | 20800 | 19000 | 2.58 | 2.3 | 24000 | 2.93 | 1.82 | 7.8 | 6.55
Live | 217454255 |  | 11.5 | 15.2 | 22000 | 20800 | 19000 | 2.58 | 2.3 | 24000 | 2.93 | 1.82 | 7.75 | 6.55
Live | 217454254 |  | 11 | 15 | 29500 | 29700 | 28000 | 2.88 | 2.05 | 33000 | 2.93 | 1.86 | 8.6 | 7.4
Live | 217454253 |  | 11 | 15 | 29500 | 29700 | 28000 | 2.88 | 2.05 | 33000 | 2.93 | 1.86 | 8.6 | 7.4
Live | 217454252 |  | 11.5 | 15.2 | 22000 | 22200 | 20000 | 2.3 | 2.3 | 24000 | 2.77 | 1.94 | 8.1 | 7
Live | 217454251 |  | 11.5 | 15.2 | 22000 | 22200 | 20000 | 2.3 | 2.3 | 24000 | 2.77 | 1.94 | 8.1 | 7
Live | 217375067 |  | 11.5 | 15.2 | 60500 | 53000 | 45000 | 2.59 | 2.25 | 61000 | 2.7 | 1.85 | 8.9 | 7.2
Live | 217375066 |  | 10.5 | 15.2 | 53000 | 43000 | 38500 | 2.59 | 2.15 | 54000 | 2.94 | 1.8 | 8.45 | 7.15
Live | 217375065 |  | 11.5 | 16 | 55000 | 54000 | 46000 | 2.81 | 2.4 | 63000 | 2.93 | 2 | 9.05 | 8.05
Live | 217375064 |  | 11.5 | 15.2 | 60500 | 53000 | 45000 | 2.59 | 2.25 | 61000 | 2.7 | 1.85 | 8.8 | 7.15
Live | 217375063 |  | 10.5 | 15.2 | 53000 | 43000 | 38500 | 2.59 | 2.15 | 54000 | 2.94 | 1.8 | 8.35 | 7.1
Live | 217375062 |  | 11 | 16 | 55000 | 54000 | 46000 | 2.81 | 2.4 | 63000 | 2.93 | 2 | 8.95 | 8
Live | 217375061 |  | 11.5 | 15.2 | 48000 | 42000 | 38500 | 2.65 | 2.07 | 51800 | 2.94 | 1.8 | 8.4 | 7.15
Live | 217375060 |  | 11.7 | 16 | 50000 | 52000 | 46000 | 2.75 | 2.38 | 60000 | 3.03 | 2 | 8.8 | 7.95
Live | 217375059 |  | 11 | 15 | 48000 | 42000 | 38500 | 2.65 | 2.07 | 51800 | 2.94 | 1.8 | 8.3 | 7.05
Live | 217375058 |  | 11.5 | 15.2 | 50000 | 52000 | 46000 | 2.75 | 2.38 | 60000 | 3.03 | 2 | 8.7 | 7.85
Live | 217375057 |  | 11.5 | 15.2 | 41400 | 38000 | 34600 | 3.03 | 2.03 | 42200 | 2.94 | 1.9 | 8.5 | 7.2
Live | 217375056 |  | 11.5 | 16 | 44000 | 41700 | 36000 | 2.34 | 2.26 | 46000 | 2.87 | 1.9 | 8.9 | 7.3
Live | 217375055 |  | 11 | 15.2 | 41400 | 38000 | 34600 | 3.03 | 2.03 | 42200 | 2.94 | 1.9 | 8.45 | 7.15
Live | 217375054 |  | 9.5 | 15 | 34000 | 32000 | 30400 | 2.62 | 2.29 | 37000 | 2.71 | 2.02 | 8.3 | 7
Live | 217375053 |  | 9.5 | 14.5 | 34000 | 32000 | 30400 | 2.62 | 2.29 | 37000 | 2.71 | 2.02 | 8.3 | 7
Live | 217375052 |  | 11.5 | 15.2 | 28000 | 26000 | 24000 | 2.65 | 2.38 | 30000 | 2.84 | 2.12 | 8.5 | 7.2
Live | 217375051 |  | 10.5 | 15 | 29500 | 29700 | 28000 | 2.88 | 2.05 | 33000 | 2.93 | 1.86 | 8.6 | 7.4
Live | 217375050 |  | 11 | 15 | 28000 | 26000 | 24000 | 2.65 | 2.38 | 30000 | 2.84 | 2.12 | 8.45 | 7.15
Live | 217375049 |  | 11.5 | 15.2 | 22000 | 20800 | 19000 | 2.58 | 2.3 | 24000 | 2.93 | 1.82 | 8.1 | 6.8
Live | 217375048 |  | 11 | 15.2 | 22000 | 22200 | 20000 | 2.3 | 2.3 | 24000 | 2.77 | 1.94 | 8.1 | 7
Live | 217375047 |  | 11 | 15 | 22000 | 20800 | 19000 | 2.58 | 2.3 | 24000 | 2.93 | 1.82 | 8.05 | 6.75
Live | 217374116 |  | 11.7 | 15.2 | 36000 | 36000 | 34000 | 3.01 | 2.46 | 40000 | 2.87 | 1.86 | 8.8 | 7.5
Live | 217351061 |  | 10.5 | 15.2 | 53000 | 43000 | 38500 | 2.59 | 2.15 | 54000 | 2.94 | 1.8 | 8.35 | 7.1
Live | 217351060 |  | 11.5 | 15.2 | 48000 | 42000 | 38500 | 2.65 | 2.07 | 51800 | 2.94 | 1.8 | 8.4 | 7.15
Live | 217351059 |  | 11 | 15.2 | 41400 | 38000 | 34600 | 3.03 | 2.03 | 42200 | 2.94 | 1.9 | 8.45 | 7.15
Live | 217351058 |  | 11 | 15.2 | 41400 | 38000 | 34600 | 3.03 | 2.03 | 42200 | 2.94 | 1.9 | 8.3 | 7.05
Live | 217351057 |  | 9.5 | 14.5 | 34000 | 32000 | 30400 | 2.62 | 2.29 | 37000 | 2.71 | 2.02 | 8.3 | 7
Live | 217351056 |  | 9.5 | 14.5 | 34000 | 32000 | 30400 | 2.62 | 2.29 | 37000 | 2.71 | 2.02 | 8.2 | 6.95
Live | 217351055 |  | 11.5 | 15.2 | 28000 | 26000 | 24000 | 2.65 | 2.38 | 30000 | 2.84 | 2.12 | 8.5 | 7.2
Live | 217351054 |  | 11 | 14.5 | 28000 | 26000 | 24000 | 2.65 | 2.38 | 30000 | 2.84 | 2.12 | 8.35 | 7.05
Live | 217351053 |  | 11.5 | 15.2 | 22000 | 20800 | 19000 | 2.58 | 2.3 | 24000 | 2.93 | 1.82 | 8.1 | 6.8
Live | 217351052 |  | 11 | 14.5 | 22000 | 20800 | 19000 | 2.58 | 2.3 | 24000 | 2.93 | 1.82 | 7.95 | 6.7
Live | 217351051 |  | 11.7 | 15.2 | 60500 | 53000 | 45000 | 2.59 | 2.25 | 61000 | 2.7 | 1.85 | 8.9 | 7.2
Live | 217351050 |  | 11.5 | 15.2 | 60500 | 53000 | 45000 | 2.59 | 2.25 | 61000 | 2.7 | 1.85 | 8.9 | 7.2
Live | 217351049 |  | 11.7 | 15.2 | 60500 | 53000 | 45000 | 2.59 | 2.25 | 61000 | 2.7 | 1.85 | 8.9 | 7.2
Live | 217351048 |  | 11 | 15.2 | 53000 | 43000 | 38500 | 2.59 | 2.15 | 54000 | 2.94 | 1.8 | 8.5 | 7.2
Live | 217351047 |  | 10.5 | 15.2 | 53000 | 43000 | 38500 | 2.59 | 2.15 | 54000 | 2.94 | 1.8 | 8.5 | 7.2
Live | 217351046 |  | 10.5 | 15.2 | 53000 | 43000 | 38500 | 2.59 | 2.15 | 54000 | 2.94 | 1.8 | 8.4 | 7.15
Live | 217351044 |  | 11.7 | 15.2 | 48000 | 42000 | 38500 | 2.65 | 2.07 | 51800 | 2.94 | 1.8 | 8.5 | 7.2
Live | 217351042 |  | 11.5 | 15.2 | 48000 | 42000 | 38500 | 2.65 | 2.07 | 51800 | 2.94 | 1.8 | 8.45 | 7.15
Live | 217351040 |  | 11 | 15.2 | 41400 | 38000 | 34600 | 3.03 | 2.03 | 42200 | 2.94 | 1.9 | 8.5 | 7.2
Live | 217351039 |  | 11.7 | 15.2 | 41400 | 38000 | 34600 | 3.03 | 2.03 | 42200 | 2.94 | 1.9 | 8.5 | 7.2
Live | 217351038 |  | 11.5 | 15.2 | 41400 | 38000 | 34600 | 3.03 | 2.03 | 42200 | 2.94 | 1.9 | 8.5 | 7.2
Live | 217351037 |  | 11 | 15.2 | 41400 | 38000 | 34600 | 3.03 | 2.03 | 42200 | 2.94 | 1.9 | 8.35 | 7.05
Live | 217351036 |  | 11 | 15.2 | 41400 | 38000 | 34600 | 3.03 | 2.03 | 42200 | 2.94 | 1.9 | 8.35 | 7.1
Live | 217351035 |  | 9.5 | 15 | 34000 | 32000 | 30400 | 2.62 | 2.29 | 37000 | 2.71 | 2.02 | 8.3 | 7
Live | 217351034 |  | 10 | 15 | 34000 | 32000 | 30400 | 2.62 | 2.29 | 37000 | 2.71 | 2.02 | 8.3 | 7
Live | 217351033 |  | 9.5 | 15 | 34000 | 32000 | 30400 | 2.62 | 2.29 | 37000 | 2.71 | 2.02 | 8.3 | 7
Live | 217351032 |  | 9.5 | 14.5 | 34000 | 32000 | 30400 | 2.62 | 2.29 | 37000 | 2.71 | 2.02 | 8.25 | 6.95
Live | 217351031 |  | 9.5 | 14.5 | 34000 | 32000 | 30400 | 2.62 | 2.29 | 37000 | 2.71 | 2.02 | 8.25 | 7
Live | 217351030 |  | 11.7 | 15.2 | 28000 | 26000 | 24000 | 2.65 | 2.38 | 30000 | 2.84 | 2.12 | 8.5 | 7.2
Live | 217351029 |  | 11.7 | 15.2 | 28000 | 26000 | 24000 | 2.65 | 2.38 | 30000 | 2.84 | 2.12 | 8.5 | 7.2
Live | 217351028 |  | 11 | 15.2 | 28000 | 26000 | 24000 | 2.65 | 2.38 | 30000 | 2.84 | 2.12 | 8.5 | 7.2
Live | 217351027 |  | 11.5 | 15.2 | 28000 | 26000 | 24000 | 2.65 | 2.38 | 30000 | 2.84 | 2.12 | 8.5 | 7.2
Live | 217351026 |  | 11.5 | 15.2 | 22000 | 20800 | 19000 | 2.58 | 2.3 | 24000 | 2.93 | 1.82 | 8.1 | 6.8
Live | 217351025 |  | 11.7 | 15.2 | 22000 | 20800 | 19000 | 2.58 | 2.3 | 24000 | 2.93 | 1.82 | 8.1 | 6.8
Live | 217351023 |  | 11.5 | 15.2 | 22000 | 20800 | 19000 | 2.58 | 2.3 | 24000 | 2.93 | 1.82 | 8.1 | 6.8
Live | 217351022 |  | 11.7 | 16 | 55000 | 54000 | 46000 | 2.81 | 2.4 | 63000 | 2.93 | 2 | 9.1 | 8.1
Live | 217351021 |  | 11.5 | 16 | 55000 | 54000 | 46000 | 2.81 | 2.4 | 63000 | 2.93 | 2 | 9.1 | 8.1
Live | 217351020 |  | 11.5 | 16 | 55000 | 54000 | 46000 | 2.81 | 2.4 | 63000 | 2.93 | 2 | 9 | 8.05
Live | 217351018 |  | 11.7 | 16 | 50000 | 52000 | 46000 | 2.75 | 2.38 | 60000 | 3.03 | 2 | 8.9 | 8
Live | 217351016 |  | 11.7 | 16 | 50000 | 52000 | 46000 | 2.75 | 2.38 | 60000 | 3.03 | 2 | 8.85 | 7.95
Live | 217351013 |  | 11.7 | 16 | 44000 | 41700 | 36000 | 2.34 | 2.26 | 46000 | 2.87 | 1.9 | 8.9 | 7.3
Live | 217351009 |  | 11.7 | 15.2 | 36000 | 36000 | 34000 | 3.01 | 2.46 | 40000 | 2.87 | 1.86 | 8.8 | 7.5
Live | 217351008 |  | 11.7 | 15.2 | 36000 | 36000 | 34000 | 3.01 | 2.46 | 40000 | 2.87 | 1.86 | 8.8 | 7.5
Live | 217351006 |  | 11 | 15 | 29500 | 29700 | 28000 | 2.88 | 2.05 | 33000 | 2.93 | 1.86 | 8.6 | 7.4
Live | 217351005 |  | 11 | 15 | 29500 | 29700 | 28000 | 2.88 | 2.05 | 33000 | 2.93 | 1.86 | 8.6 | 7.4
Live | 217351003 |  | 10.5 | 15 | 29500 | 29700 | 28000 | 2.88 | 2.05 | 33000 | 2.93 | 1.86 | 8.6 | 7.4
Live | 217351002 |  | 11 | 15.2 | 22000 | 22200 | 20000 | 2.3 | 2.3 | 24000 | 2.77 | 1.94 | 8.1 | 7
Live | 217351001 |  | 11.5 | 15.2 | 22000 | 22200 | 20000 | 2.3 | 2.3 | 24000 | 2.77 | 1.94 | 8.1 | 7
Live | 217350999 |  | 11 | 15.2 | 22000 | 22200 | 20000 | 2.3 | 2.3 | 24000 | 2.77 | 1.94 | 8.1 | 7
Live | 217350998 |  | 11.5 | 15.2 | 60500 | 53000 | 45000 | 2.59 | 2.25 | 61000 | 2.7 | 1.85 | 8.9 | 7.2
Live | 217350997 |  | 11 | 15.2 | 60500 | 53000 | 45000 | 2.59 | 2.25 | 61000 | 2.7 | 1.85 | 8.65 | 7
Live | 217350996 |  | 10.5 | 15.2 | 53000 | 43000 | 38500 | 2.59 | 2.15 | 54000 | 2.94 | 1.8 | 8.5 | 7.2
Live | 217350995 |  | 10.5 | 15.2 | 53000 | 43000 | 38500 | 2.59 | 2.15 | 54000 | 2.94 | 1.8 | 8.4 | 7.15
Live | 217350994 |  | 10.5 | 15.2 | 53000 | 43000 | 38500 | 2.59 | 2.15 | 54000 | 2.94 | 1.8 | 8.3 | 7.05
Live | 217350993 |  | 10.5 | 15.2 | 53000 | 43000 | 38500 | 2.59 | 2.15 | 54000 | 2.94 | 1.8 | 8.2 | 7
Live | 217350992 |  | 10.5 | 15.2 | 53000 | 43000 | 38500 | 2.59 | 2.15 | 54000 | 2.94 | 1.8 | 8.2 | 7
Live | 217350991 |  | 11.5 | 15.2 | 48000 | 42000 | 38500 | 2.65 | 2.07 | 51800 | 2.94 | 1.8 | 8.45 | 7.15
Live | 217350990 |  | 11 | 15 | 48000 | 42000 | 38500 | 2.65 | 2.07 | 51800 | 2.94 | 1.8 | 8.3 | 7.05
Live | 217350989 |  | 11 | 15 | 48000 | 42000 | 38500 | 2.65 | 2.07 | 51800 | 2.94 | 1.8 | 8.25 | 7
Live | 217350988 |  | 11 | 15 | 48000 | 42000 | 38500 | 2.65 | 2.07 | 51800 | 2.94 | 1.8 | 8.25 | 7
Live | 217350987 |  | 11 | 15.2 | 41400 | 38000 | 34600 | 3.03 | 2.03 | 42200 | 2.94 | 1.9 | 8.5 | 7.2
Live | 217350986 |  | 11.5 | 15.2 | 41400 | 38000 | 34600 | 3.03 | 2.03 | 42200 | 2.94 | 1.9 | 8.5 | 7.2
Live | 217350985 |  | 11 | 15.2 | 41400 | 38000 | 34600 | 3.03 | 2.03 | 42200 | 2.94 | 1.9 | 8.35 | 7.05
Live | 217350984 |  | 11 | 15.2 | 41400 | 38000 | 34600 | 3.03 | 2.03 | 42200 | 2.94 | 1.9 | 8.35 | 7.1
Live | 217350983 |  | 9.5 | 15 | 34000 | 32000 | 30400 | 2.62 | 2.29 | 37000 | 2.71 | 2.02 | 8.3 | 7
Live | 217350982 |  | 9.5 | 15 | 34000 | 32000 | 30400 | 2.62 | 2.29 | 37000 | 2.71 | 2.02 | 8.3 | 7
Live | 217350981 |  | 9.5 | 14.5 | 34000 | 32000 | 30400 | 2.62 | 2.29 | 37000 | 2.71 | 2.02 | 8.25 | 6.95
Live | 217350980 |  | 9.5 | 14.5 | 34000 | 32000 | 30400 | 2.62 | 2.29 | 37000 | 2.71 | 2.02 | 8.25 | 6.95
Live | 217350979 |  | 11 | 15.2 | 28000 | 26000 | 24000 | 2.65 | 2.38 | 30000 | 2.84 | 2.12 | 8.5 | 7.2
Live | 217350978 |  | 11 | 15 | 28000 | 26000 | 24000 | 2.65 | 2.38 | 30000 | 2.84 | 2.12 | 8.45 | 7.2
Live | 217350977 |  | 11 | 15.2 | 22000 | 20800 | 19000 | 2.58 | 2.3 | 24000 | 2.93 | 1.82 | 8.1 | 6.8
Live | 217350976 |  | 11 | 15 | 22000 | 20800 | 19000 | 2.58 | 2.3 | 24000 | 2.93 | 1.82 | 8.05 | 6.8
Live | 217350975 |  | 11 | 14.5 | 22000 | 20800 | 19000 | 2.58 | 2.3 | 24000 | 2.93 | 1.82 | 7.9 | 6.65
Live | 217350974 |  | 11.5 | 16 | 55000 | 54000 | 46000 | 2.81 | 2.4 | 63000 | 2.93 | 2 | 9.1 | 8.1
Live | 217350973 |  | 11.5 | 16 | 55000 | 54000 | 46000 | 2.81 | 2.4 | 63000 | 2.93 | 2 | 9 | 8.05
Live | 217350972 |  | 11 | 15.2 | 55000 | 54000 | 46000 | 2.81 | 2.4 | 63000 | 2.93 | 2 | 8.85 | 7.9
Live | 217350971 |  | 11 | 15.2 | 55000 | 54000 | 46000 | 2.81 | 2.4 | 63000 | 2.93 | 2 | 8.8 | 7.85
Live | 217350970 |  | 11 | 15.2 | 55000 | 54000 | 46000 | 2.81 | 2.4 | 63000 | 2.93 | 2 | 8.8 | 7.85
Live | 217350969 |  | 11.7 | 16 | 50000 | 52000 | 46000 | 2.75 | 2.38 | 60000 | 3.03 | 2 | 8.85 | 7.95
Live | 217350968 |  | 11.5 | 15.2 | 50000 | 52000 | 46000 | 2.75 | 2.38 | 60000 | 3.03 | 2 | 8.7 | 7.85
Live | 217350967 |  | 11.5 | 15.2 | 50000 | 52000 | 46000 | 2.75 | 2.38 | 60000 | 3.03 | 2 | 8.65 | 7.8
Live | 217350966 |  | 11.5 | 15.2 | 50000 | 52000 | 46000 | 2.75 | 2.38 | 60000 | 3.03 | 2 | 8.65 | 7.8
Live | 217350965 |  | 11 | 16 | 44000 | 41700 | 36000 | 2.34 | 2.26 | 46000 | 2.87 | 1.9 | 8.9 | 7.3
Live | 217350964 |  | 11.5 | 16 | 44000 | 41700 | 36000 | 2.34 | 2.26 | 46000 | 2.87 | 1.9 | 8.9 | 7.3
Live | 217350962 |  | 11 | 15.2 | 44000 | 41700 | 36000 | 2.34 | 2.26 | 46000 | 2.87 | 1.9 | 8.75 | 7.2
Live | 217350961 |  | 11.7 | 15.2 | 36000 | 36000 | 34000 | 3.01 | 2.46 | 40000 | 2.87 | 1.86 | 8.8 | 7.5
Live | 217350960 |  | 11.7 | 15.2 | 36000 | 36000 | 34000 | 3.01 | 2.46 | 40000 | 2.87 | 1.86 | 8.8 | 7.5
Live | 217350959 |  | 11.5 | 15.2 | 36000 | 36000 | 34000 | 3.01 | 2.46 | 40000 | 2.87 | 1.86 | 8.8 | 7.5
Live | 217350958 |  | 11.5 | 15.2 | 36000 | 36000 | 34000 | 3.01 | 2.46 | 40000 | 2.87 | 1.86 | 8.8 | 7.5
Live | 217350957 |  | 11 | 15.2 | 36000 | 36000 | 34000 | 3.01 | 2.46 | 40000 | 2.87 | 1.86 | 8.7 | 7.4
Live | 217350956 |  | 10.5 | 15 | 29500 | 29700 | 28000 | 2.88 | 2.05 | 33000 | 2.93 | 1.86 | 8.6 | 7.4
Live | 217350955 |  | 10.5 | 14.5 | 29500 | 29700 | 28000 | 2.88 | 2.05 | 33000 | 2.93 | 1.86 | 8.55 | 7.35
Live | 217350954 |  | 11 | 15.2 | 22000 | 22200 | 20000 | 2.3 | 2.3 | 24000 | 2.77 | 1.94 | 8.1 | 7
Live | 217350953 |  | 11 | 15 | 22000 | 22200 | 20000 | 2.3 | 2.3 | 24000 | 2.77 | 1.94 | 8.1 | 7
Live | 217350952 |  | 10.5 | 14.5 | 22000 | 22200 | 20000 | 2.3 | 2.3 | 24000 | 2.77 | 1.94 | 7.95 | 6.9
Live | 217350951 |  | 11.7 | 15.2 | 60500 | 53000 | 45000 | 2.59 | 2.25 | 61000 | 2.7 | 1.85 | 8.9 | 7.2
Live | 217350950 |  | 11.5 | 15.2 | 60500 | 53000 | 45000 | 2.59 | 2.25 | 61000 | 2.7 | 1.85 | 8.9 | 7.2
Live | 217350949 |  | 11.5 | 15.2 | 60500 | 53000 | 45000 | 2.59 | 2.25 | 61000 | 2.7 | 1.85 | 8.9 | 7.2
Live | 217350948 |  | 11 | 15.2 | 53000 | 43000 | 38500 | 2.59 | 2.15 | 54000 | 2.94 | 1.8 | 8.5 | 7.2
Live | 217350947 |  | 10.5 | 15.2 | 53000 | 43000 | 38500 | 2.59 | 2.15 | 54000 | 2.94 | 1.8 | 8.4 | 7.15
Live | 217350946 |  | 10.5 | 15.2 | 53000 | 43000 | 38500 | 2.59 | 2.15 | 54000 | 2.94 | 1.8 | 8.4 | 7.15
Live | 217350945 |  | 10.5 | 15.2 | 53000 | 43000 | 38500 | 2.59 | 2.15 | 54000 | 2.94 | 1.8 | 8.3 | 7.05
Live | 217350944 |  | 10.5 | 15.2 | 53000 | 43000 | 38500 | 2.59 | 2.15 | 54000 | 2.94 | 1.8 | 8.3 | 7.05
Live | 217350943 |  | 11.7 | 15.2 | 48000 | 42000 | 38500 | 2.65 | 2.07 | 51800 | 2.94 | 1.8 | 8.5 | 7.2
Live | 217350942 |  | 11.5 | 15.2 | 48000 | 42000 | 38500 | 2.65 | 2.07 | 51800 | 2.94 | 1.8 | 8.45 | 7.15
Live | 217350941 |  | 11.5 | 15.2 | 48000 | 42000 | 38500 | 2.65 | 2.07 | 51800 | 2.94 | 1.8 | 8.45 | 7.15
Live | 217350940 |  | 11 | 15 | 48000 | 42000 | 38500 | 2.65 | 2.07 | 51800 | 2.94 | 1.8 | 8.3 | 7.05
Live | 217350939 |  | 11 | 15 | 48000 | 42000 | 38500 | 2.65 | 2.07 | 51800 | 2.94 | 1.8 | 8.3 | 7.05
Live | 217350938 |  | 11 | 15.2 | 41400 | 38000 | 34600 | 3.03 | 2.03 | 42200 | 2.94 | 1.9 | 8.5 | 7.2
Live | 217350937 |  | 11 | 15.2 | 41400 | 38000 | 34600 | 3.03 | 2.03 | 42200 | 2.94 | 1.9 | 8.5 | 7.2
Live | 217350936 |  | 11.7 | 15.2 | 41400 | 38000 | 34600 | 3.03 | 2.03 | 42200 | 2.94 | 1.9 | 8.5 | 7.2
Live | 217350935 |  | 11.5 | 15.2 | 41400 | 38000 | 34600 | 3.03 | 2.03 | 42200 | 2.94 | 1.9 | 8.5 | 7.2
Live | 217350934 |  | 11.5 | 15.2 | 41400 | 38000 | 34600 | 3.03 | 2.03 | 42200 | 2.94 | 1.9 | 8.5 | 7.2
Live | 217350933 |  | 11 | 15.2 | 41400 | 38000 | 34600 | 3.03 | 2.03 | 42200 | 2.94 | 1.9 | 8.35 | 7.05
Live | 217350932 |  | 11 | 15.2 | 41400 | 38000 | 34600 | 3.03 | 2.03 | 42200 | 2.94 | 1.9 | 8.35 | 7.05
Live | 217350931 |  | 9.5 | 15 | 34000 | 32000 | 30400 | 2.62 | 2.29 | 37000 | 2.71 | 2.02 | 8.3 | 7
Live | 217350930 |  | 9.5 | 15 | 34000 | 32000 | 30400 | 2.62 | 2.29 | 37000 | 2.71 | 2.02 | 8.3 | 7
Live | 217350929 |  | 10 | 15 | 34000 | 32000 | 30400 | 2.62 | 2.29 | 37000 | 2.71 | 2.02 | 8.3 | 7
Live | 217350928 |  | 9.5 | 15 | 34000 | 32000 | 30400 | 2.62 | 2.29 | 37000 | 2.71 | 2.02 | 8.3 | 7
Live | 217350927 |  | 9.5 | 15 | 34000 | 32000 | 30400 | 2.62 | 2.29 | 37000 | 2.71 | 2.02 | 8.3 | 7
Live | 217350926 |  | 9.5 | 14.5 | 34000 | 32000 | 30400 | 2.62 | 2.29 | 37000 | 2.71 | 2.02 | 8.25 | 6.95
Live | 217350925 |  | 9.5 | 14.5 | 34000 | 32000 | 30400 | 2.62 | 2.29 | 37000 | 2.71 | 2.02 | 8.25 | 6.95
Live | 217350924 |  | 11 | 15.2 | 28000 | 26000 | 24000 | 2.65 | 2.38 | 30000 | 2.84 | 2.12 | 8.5 | 7.2
Live | 217350923 |  | 11 | 15.2 | 28000 | 26000 | 24000 | 2.65 | 2.38 | 30000 | 2.84 | 2.12 | 8.5 | 7.2
Live | 217350922 |  | 11 | 15.2 | 22000 | 20800 | 19000 | 2.58 | 2.3 | 24000 | 2.93 | 1.82 | 8.1 | 6.8
Live | 217350920 |  | 11.7 | 16 | 55000 | 54000 | 46000 | 2.81 | 2.4 | 63000 | 2.93 | 2 | 9.1 | 8.1
Live | 217350919 |  | 11.5 | 16 | 55000 | 54000 | 46000 | 2.81 | 2.4 | 63000 | 2.93 | 2 | 9 | 8.05
Live | 217350918 |  | 11.5 | 16 | 55000 | 54000 | 46000 | 2.81 | 2.4 | 63000 | 2.93 | 2 | 9 | 8.05
Live | 217350917 |  | 11 | 15.2 | 55000 | 54000 | 46000 | 2.81 | 2.4 | 63000 | 2.93 | 2 | 8.85 | 7.9
Live | 217350916 |  | 11 | 15.2 | 55000 | 54000 | 46000 | 2.81 | 2.4 | 63000 | 2.93 | 2 | 8.85 | 7.9
Live | 217350915 |  | 11.7 | 16 | 50000 | 52000 | 46000 | 2.75 | 2.38 | 60000 | 3.03 | 2 | 8.9 | 8
Live | 217350914 |  | 11.7 | 16 | 50000 | 52000 | 46000 | 2.75 | 2.38 | 60000 | 3.03 | 2 | 8.85 | 7.95
Live | 217350913 |  | 11.7 | 16 | 50000 | 52000 | 46000 | 2.75 | 2.38 | 60000 | 3.03 | 2 | 8.85 | 7.95
Live | 217350912 |  | 11.5 | 15.2 | 50000 | 52000 | 46000 | 2.75 | 2.38 | 60000 | 3.03 | 2 | 8.7 | 7.85
Live | 217350911 |  | 11.5 | 15.2 | 50000 | 52000 | 46000 | 2.75 | 2.38 | 60000 | 3.03 | 2 | 8.7 | 7.85
Live | 217350909 |  | 11.7 | 16 | 44000 | 41700 | 36000 | 2.34 | 2.26 | 46000 | 2.87 | 1.9 | 8.9 | 7.3
Live | 217350905 |  | 11.7 | 15.2 | 36000 | 36000 | 34000 | 3.01 | 2.46 | 40000 | 2.87 | 1.86 | 8.8 | 7.5
Live | 217350904 |  | 11.7 | 15.2 | 36000 | 36000 | 34000 | 3.01 | 2.46 | 40000 | 2.87 | 1.86 | 8.8 | 7.5
Live | 217350903 |  | 11.5 | 15.2 | 36000 | 36000 | 34000 | 3.01 | 2.46 | 40000 | 2.87 | 1.86 | 8.8 | 7.5
Live | 217350902 |  | 10.5 | 15 | 29500 | 29700 | 28000 | 2.88 | 2.05 | 33000 | 2.93 | 1.86 | 8.6 | 7.4
Live | 217350900 |  | 11 | 15.2 | 22000 | 22200 | 20000 | 2.3 | 2.3 | 24000 | 2.77 | 1.94 | 8.1 | 7
Live | 217291663 |  | 11.7 | 15.2 | 41400 | 38000 | 34600 | 3.03 | 2.03 | 42200 | 2.94 | 1.9 | 8.5 | 7.2
Live | 217291662 |  | 10 | 15 | 34000 | 32000 | 30400 | 2.62 | 2.29 | 37000 | 2.71 | 2.02 | 8.3 | 7
Live | 217291661 |  | 11.7 | 16 | 44000 | 41700 | 36000 | 2.34 | 2.26 | 46000 | 2.87 | 1.9 | 8.9 | 7.3
Live | 217291660 |  | 11.7 | 15.2 | 36000 | 36000 | 34000 | 3.01 | 2.46 | 40000 | 2.87 | 1.86 | 8.8 | 7.3
Live | 217291659 |  | 11.7 | 15.2 | 36000 | 36000 | 34000 | 3.01 | 2.46 | 40000 | 2.87 | 1.86 | 8.8 | 7.3
Live | 217291658 |  | 11.7 | 15.2 | 36000 | 36000 | 34000 | 3.01 | 2.46 | 40000 | 2.87 | 1.86 | 8.8 | 7.3
Live | 217198736 |  | 11.7 | 15.2 | 60500 | 53000 | 45000 | 2.59 | 2.25 | 61000 | 2.7 | 1.85 | 8.9 | 7.2
Live | 217198735 |  | 10.5 | 15.2 | 53000 | 43000 | 38500 | 2.59 | 2.15 | 54000 | 2.94 | 1.8 | 8.5 | 7.2
Live | 217198734 |  | 11.7 | 15.2 | 48000 | 42000 | 38500 | 2.65 | 2.07 | 51800 | 2.94 | 1.8 | 8.5 | 7.2
Live | 217198733 |  | 11.5 | 16 | 55000 | 54000 | 46000 | 2.81 | 2.4 | 63000 | 2.93 | 2 | 9.1 | 8.1
Live | 217198732 |  | 11.7 | 16 | 50000 | 52000 | 46000 | 2.75 | 2.38 | 60000 | 3.03 | 2 | 8.9 | 8
Live | 217198731 |  | 11.7 | 15.2 | 60500 | 53000 | 45000 | 2.59 | 2.25 | 61000 | 2.7 | 1.85 | 8.9 | 7.2
Live | 217198730 |  | 11.7 | 15.2 | 60500 | 53000 | 45000 | 2.59 | 2.25 | 61000 | 2.7 | 1.85 | 8.9 | 7.2
Live | 217198729 |  | 11 | 15.2 | 53000 | 43000 | 38500 | 2.59 | 2.15 | 54000 | 2.94 | 1.8 | 8.5 | 7.2
Live | 217198728 |  | 11 | 15.2 | 53000 | 43000 | 38500 | 2.59 | 2.15 | 54000 | 2.94 | 1.8 | 8.5 | 7.2
Live | 217198727 |  | 11.7 | 15.2 | 48000 | 42000 | 38500 | 2.65 | 2.07 | 51800 | 2.94 | 1.8 | 8.5 | 7.2
Live | 217198726 |  | 11.7 | 15.2 | 48000 | 42000 | 38500 | 2.65 | 2.07 | 51800 | 2.94 | 1.8 | 8.5 | 7.2
Live | 217198725 |  | 11.7 | 15.2 | 41400 | 38000 | 34600 | 3.03 | 2.03 | 42200 | 2.94 | 1.9 | 8.5 | 7.2
Live | 217198724 |  | 11.5 | 15.2 | 41400 | 38000 | 34600 | 3.03 | 2.03 | 42200 | 2.94 | 1.9 | 8.5 | 7.2
Live | 217198723 |  | 11.7 | 15.2 | 41400 | 38000 | 34600 | 3.03 | 2.03 | 42200 | 2.94 | 1.9 | 8.5 | 7.2
Live | 217198722 |  | 9.5 | 15 | 34000 | 32000 | 30400 | 2.62 | 2.29 | 37000 | 2.71 | 2.02 | 8.3 | 7
Live | 217198721 |  | 10 | 15 | 34000 | 32000 | 30400 | 2.62 | 2.29 | 37000 | 2.71 | 2.02 | 8.3 | 7
Live | 217198720 |  | 9.5 | 15 | 34000 | 32000 | 30400 | 2.62 | 2.29 | 37000 | 2.71 | 2.02 | 8.3 | 7
Live | 217198719 |  | 11.7 | 15.2 | 28000 | 26000 | 24000 | 2.65 | 2.38 | 30000 | 2.84 | 2.12 | 8.5 | 7.2
Live | 217198718 |  | 11.7 | 15.2 | 28000 | 22000 | 24000 | 2.65 | 2.01 | 30000 | 2.84 | 2.12 | 8.5 | 7.2
Live | 217198717 |  | 11.7 | 15.2 | 28000 | 22000 | 24000 | 2.65 | 2.01 | 30000 | 2.84 | 2.12 | 8.5 | 7.2
Live | 217198716 |  | 11.7 | 15.2 | 28000 | 22000 | 24000 | 2.65 | 2.01 | 30000 | 2.84 | 2.12 | 8.5 | 7.2
Live | 217198715 |  | 11.7 | 15.2 | 22000 | 17600 | 19000 | 2.58 | 1.95 | 24000 | 2.93 | 1.82 | 8.1 | 6.8
Live | 217198714 |  | 11.7 | 15.2 | 22000 | 17600 | 19000 | 2.58 | 1.95 | 24000 | 2.93 | 1.82 | 8.1 | 6.8
Live | 217198713 |  | 11.7 | 15.2 | 22000 | 17600 | 19000 | 2.58 | 1.95 | 24000 | 2.93 | 1.82 | 8.1 | 6.8
Live | 217198712 |  | 11.5 | 15.2 | 22000 | 17600 | 19000 | 2.58 | 1.95 | 24000 | 2.93 | 1.82 | 8.1 | 6.8
Live | 217198711 |  | 11.7 | 16 | 55000 | 46000 | 46000 | 2.81 | 2.04 | 63000 | 2.93 | 2 | 9.1 | 8.1
Live | 217198710 |  | 11.7 | 16 | 55000 | 46000 | 46000 | 2.81 | 2.04 | 63000 | 2.93 | 2 | 9.1 | 8.1
Live | 217198709 |  | 11.7 | 16 | 50000 | 43000 | 46000 | 2.75 | 1.97 | 60000 | 3.03 | 2 | 8.9 | 8
Live | 217198708 |  | 11.7 | 16 | 50000 | 43000 | 46000 | 2.75 | 1.97 | 60000 | 3.03 | 2 | 8.9 | 8
Live | 217198707 |  | 11.7 | 16 | 44000 | 37000 | 36000 | 2.34 | 2.01 | 46000 | 2.87 | 1.9 | 8.9 | 7.3
Live | 217198706 |  | 11.5 | 16 | 44000 | 37000 | 36000 | 2.34 | 2.01 | 46000 | 2.87 | 1.9 | 8.9 | 7.3
Live | 217198705 |  | 11.7 | 16 | 44000 | 37000 | 36000 | 2.34 | 2.01 | 46000 | 2.87 | 1.9 | 8.9 | 7.3
Live | 217198704 |  | 11.5 | 16 | 44000 | 37000 | 36000 | 2.34 | 2.01 | 46000 | 2.87 | 1.9 | 8.9 | 7.3
Live | 217198703 |  | 11.7 | 15.2 | 36000 | 33700 | 34000 | 3.01 | 2.3 | 40000 | 2.87 | 1.86 | 8.8 | 7.5
Live | 217198702 |  | 11.7 | 15.2 | 36000 | 33700 | 34000 | 3.01 | 2.3 | 40000 | 2.87 | 1.86 | 8.8 | 7.5
Live | 217198701 |  | 11.7 | 15.2 | 36000 | 33700 | 34000 | 3.01 | 2.3 | 40000 | 2.87 | 1.86 | 8.8 | 7.5
Live | 217198700 |  | 11.7 | 15.2 | 36000 | 33700 | 34000 | 3.01 | 2.3 | 40000 | 2.87 | 1.86 | 8.8 | 7.5
Live | 217198699 |  | 11.7 | 15.2 | 36000 | 33700 | 34000 | 3.01 | 2.3 | 40000 | 2.87 | 1.86 | 8.8 | 7.5
Live | 217198698 |  | 11 | 15 | 29500 | 24200 | 28000 | 2.88 | 1.67 | 33000 | 2.93 | 1.86 | 8.6 | 7.4
Live | 217198697 |  | 11 | 15 | 29500 | 24200 | 28000 | 2.88 | 1.67 | 33000 | 2.93 | 1.86 | 8.6 | 7.4
Live | 217198696 |  | 11 | 15 | 29500 | 29700 | 28000 | 2.88 | 2.05 | 33000 | 2.93 | 1.86 | 8.6 | 7.4
Live | 217198695 |  | 11 | 15 | 29500 | 29700 | 28000 | 2.88 | 2.05 | 33000 | 2.93 | 1.86 | 8.6 | 7.4
Live | 217198694 |  | 11.5 | 15.2 | 22000 | 19800 | 20000 | 2.3 | 2.05 | 24000 | 2.77 | 1.94 | 8.1 | 7
Live | 217198693 |  | 11 | 15.2 | 22000 | 19800 | 20000 | 2.3 | 2.05 | 24000 | 2.77 | 1.94 | 8.1 | 7
Live | 217198692 |  | 11.5 | 15.2 | 22000 | 19800 | 20000 | 2.3 | 2.05 | 24000 | 2.77 | 1.94 | 8.1 | 7
Live | 217198691 |  | 11 | 15.2 | 22000 | 19800 | 20000 | 2.3 | 2.05 | 24000 | 2.77 | 1.94 | 8.1 | 7
Live | 217456752 |  | 10.7 | 15.8 | 41000 | 39000 | 36000 | 2.66 | 2.18 | 46000 | 2.97 | 1.9 | 9.4 | 7.9
Live | 217456743 |  | 8.2 | 14.3 | 50000 | 40500 | 38000 | 2.4 | 1.88 | 50000 | 2.82 | 1.8 | 8.2 | 6.8
Live | 217456742 |  | 8.5 | 14.9 | 51500 | 43000 | 37800 | 2.52 | 1.99 | 50000 | 2.89 | 1.78 | 8.1 | 6.6
Live | 217456741 |  | 9.8 | 14.8 | 47000 | 47500 | 38000 | 2.62 | 1.99 | 51000 | 3.07 | 1.75 | 8 | 6.6
Live | 217456740 |  | 10 | 15.2 | 49000 | 37800 | 40000 | 2.83 | 2.32 | 50000 | 3.02 | 1.85 | 9 | 7
Live | 217456729 |  | 10 | 15.2 | 53400 | 48000 | 43000 | 2.59 | 2 | 59000 | 2.56 | 1.83 | 8.1 | 6.8
Live | 217456727 |  | 9.8 | 14.5 | 47000 | 53000 | 40000 | 2.7 | 2.18 | 53000 | 3 | 1.8 | 8.4 | 7.2
Live | 217456726 |  | 10 | 15.2 | 48000 | 36000 | 42000 | 2.49 | 2.29 | 50000 | 2.76 | 1.85 | 8.8 | 7.4
Live | 217456728 |  | 10 | 16 | 55000 | 50000 | 45000 | 2.55 | 2.02 | 57000 | 2.55 | 1.8 | 8.5 | 6.9
Live | 217456722 |  | 11 | 16 | 36000 | 38000 | 32000 | 2.82 | 2.24 | 39000 | 3.28 | 1.85 | 9.6 | 8.2
Live | 217456721 |  | 11 | 16 | 36000 | 38000 | 32000 | 2.82 | 2.24 | 39000 | 3.28 | 1.85 | 9.6 | 8.2
Live | 217456725 |  | 10.7 | 15.8 | 41000 | 39000 | 36000 | 2.66 | 2.18 | 46000 | 2.97 | 1.9 | 9.4 | 7.9
Live | 217456724 |  | 10.7 | 15.8 | 41000 | 39000 | 36000 | 2.66 | 2.18 | 46000 | 2.97 | 1.9 | 9.4 | 7.9
Live | 217456715 |  | 8.2 | 14.3 | 50000 | 40500 | 38000 | 2.4 | 1.88 | 50000 | 2.82 | 1.8 | 8.2 | 6.8
Live | 217456713 |  | 9.8 | 14.8 | 47000 | 47500 | 38000 | 2.62 | 1.99 | 51000 | 3.07 | 1.75 | 8 | 6.6
Live | 217456712 |  | 10 | 15.2 | 49000 | 37800 | 40000 | 2.83 | 2.32 | 50000 | 3.02 | 1.85 | 9 | 7
Live | 217456714 |  | 8.5 | 14.9 | 51500 | 43000 | 37800 | 2.52 | 1.99 | 50000 | 2.89 | 1.78 | 8.1 | 6.6
Live | 217456701 |  | 10 | 15.2 | 53400 | 48000 | 43000 | 2.59 | 2 | 59000 | 2.56 | 1.83 | 8.1 | 6.8
Live | 217456699 |  | 9.8 | 14.5 | 47000 | 53000 | 40000 | 2.7 | 2.18 | 53000 | 3 | 1.8 | 8.4 | 7.2
Live | 217456700 |  | 10 | 16 | 55000 | 50000 | 45000 | 2.55 | 2.02 | 57000 | 2.55 | 1.8 | 8.5 | 6.9
Live | 217456694 |  | 11 | 16 | 36000 | 38000 | 32000 | 2.82 | 2.24 | 39000 | 3.28 | 1.85 | 9.6 | 8.2
Live | 217456697 |  | 10.7 | 15.8 | 41000 | 39000 | 36000 | 2.66 | 2.18 | 46000 | 2.97 | 1.9 | 9.4 | 7.9
Live | 217456696 |  | 10.7 | 15.8 | 41000 | 39000 | 36000 | 2.66 | 2.18 | 46000 | 2.97 | 1.9 | 9.4 | 7.9
Live | 217456698 |  | 10 | 15.2 | 48000 | 36000 | 42000 | 2.49 | 2.29 | 50000 | 2.76 | 1.85 | 8.8 | 7.4
Live | 217456693 |  | 11 | 16 | 36000 | 38000 | 32000 | 2.82 | 2.24 | 39000 | 3.28 | 1.85 | 9.6 | 8.2
Live | 217456685 |  | 9.8 | 14.8 | 47000 | 47500 | 38000 | 2.62 | 1.99 | 51000 | 3.07 | 1.75 | 8 | 6.6
Live | 217456684 |  | 10 | 15.2 | 49000 | 37800 | 40000 | 2.83 | 2.32 | 50000 | 3.02 | 1.85 | 9 | 7
Live | 217456687 |  | 8.2 | 14.3 | 50000 | 40500 | 38000 | 2.4 | 1.88 | 50000 | 2.82 | 1.8 | 8.2 | 6.8
Live | 217456686 |  | 8.5 | 14.9 | 51500 | 43000 | 37800 | 2.52 | 1.99 | 50000 | 2.89 | 1.78 | 8.1 | 6.6
Live | 217456673 |  | 10 | 15.2 | 53400 | 48000 | 43000 | 2.59 | 2 | 59000 | 2.56 | 1.83 | 8.1 | 6.8
Live | 217456672 |  | 10 | 16 | 55000 | 50000 | 45000 | 2.55 | 2.02 | 57000 | 2.55 | 1.8 | 8.5 | 6.9
Live | 217456669 |  | 10.7 | 15.8 | 41000 | 39000 | 36000 | 2.66 | 2.18 | 46000 | 2.97 | 1.9 | 9.4 | 7.9
Live | 217456668 |  | 10.7 | 15.8 | 41000 | 39000 | 36000 | 2.66 | 2.18 | 46000 | 2.97 | 1.9 | 9.4 | 7.9
Live | 217456671 |  | 9.8 | 14.5 | 47000 | 53000 | 40000 | 2.7 | 2.18 | 53000 | 3 | 1.8 | 8.4 | 7.2
Live | 217456670 |  | 10 | 15.2 | 48000 | 36000 | 42000 | 2.49 | 2.29 | 50000 | 2.76 | 1.85 | 8.8 | 7.4
Live | 217456666 |  | 11 | 16 | 36000 | 38000 | 32000 | 2.82 | 2.24 | 39000 | 3.28 | 1.85 | 9.6 | 8.2
Live | 217456665 |  | 11 | 16 | 36000 | 38000 | 32000 | 2.82 | 2.24 | 39000 | 3.28 | 1.85 | 9.6 | 8.2
Live | 217456657 |  | 9.8 | 14.8 | 47000 | 47500 | 38000 | 2.62 | 1.99 | 51000 | 3.07 | 1.75 | 8 | 6.6
Live | 217456656 |  | 10 | 15.2 | 49000 | 37800 | 40000 | 2.83 | 2.32 | 50000 | 3.02 | 1.85 | 9 | 7
Live | 217456659 |  | 8.2 | 14.3 | 50000 | 40500 | 38000 | 2.4 | 1.88 | 50000 | 2.82 | 1.8 | 8.2 | 6.8
Live | 217456658 |  | 8.5 | 14.9 | 51500 | 43000 | 37800 | 2.52 | 1.99 | 50000 | 2.89 | 1.78 | 8.1 | 6.6
Live | 217456645 |  | 10 | 15.2 | 53400 | 48000 | 43000 | 2.59 | 2 | 59000 | 2.56 | 1.83 | 8.1 | 6.8
Live | 217456641 |  | 10.7 | 15.8 | 41000 | 39000 | 36000 | 2.66 | 2.18 | 46000 | 2.97 | 1.9 | 9.4 | 7.9
Live | 217456640 |  | 10.7 | 15.8 | 41000 | 39000 | 36000 | 2.66 | 2.18 | 46000 | 2.97 | 1.9 | 9.4 | 7.9
Live | 217456643 |  | 9.8 | 14.5 | 47000 | 53000 | 40000 | 2.7 | 2.18 | 53000 | 3 | 1.8 | 8.4 | 7.2
Live | 217456642 |  | 10 | 15.2 | 48000 | 36000 | 42000 | 2.49 | 2.29 | 50000 | 2.76 | 1.85 | 8.8 | 7.4
Live | 217456644 |  | 10 | 16 | 55000 | 50000 | 45000 | 2.55 | 2.02 | 57000 | 2.55 | 1.8 | 8.5 | 6.9
Live | 217456638 |  | 11 | 16 | 36000 | 38000 | 32000 | 2.82 | 2.24 | 39000 | 3.28 | 1.85 | 9.6 | 8.2
Live | 217456637 |  | 11 | 16 | 36000 | 38000 | 32000 | 2.82 | 2.24 | 39000 | 3.28 | 1.85 | 9.6 | 8.2
Live | 217456629 |  | 9.8 | 14.8 | 47000 | 47500 | 38000 | 2.62 | 1.99 | 51000 | 3.07 | 1.75 | 8 | 6.6
Live | 217456631 |  | 8.2 | 14.3 | 50000 | 40500 | 38000 | 2.4 | 1.88 | 50000 | 2.82 | 1.8 | 8.2 | 6.8
Live | 217456630 |  | 8.5 | 14.9 | 51500 | 43000 | 37800 | 2.52 | 1.99 | 50000 | 2.89 | 1.78 | 8.1 | 6.6
Live | 217456628 |  | 10 | 15.2 | 49000 | 37800 | 40000 | 2.83 | 2.32 | 50000 | 3.02 | 1.85 | 9 | 7
Live | 217456617 |  | 10 | 15.2 | 53400 | 48000 | 43000 | 2.59 | 2 | 59000 | 2.56 | 1.83 | 8.1 | 6.8
Live | 217456613 |  | 10.7 | 15.8 | 41000 | 39000 | 36000 | 2.66 | 2.18 | 46000 | 2.97 | 1.9 | 9.4 | 7.9
Live | 217456612 |  | 10.7 | 15.8 | 41000 | 39000 | 36000 | 2.66 | 2.18 | 46000 | 2.97 | 1.9 | 9.4 | 7.9
Live | 217456615 |  | 9.8 | 14.5 | 47000 | 53000 | 40000 | 2.7 | 2.18 | 53000 | 3 | 1.8 | 8.4 | 7.2
Live | 217456614 |  | 10 | 15.2 | 48000 | 36000 | 42000 | 2.49 | 2.29 | 50000 | 2.76 | 1.85 | 8.8 | 7.4
Live | 217456616 |  | 10 | 16 | 55000 | 50000 | 45000 | 2.55 | 2.02 | 57000 | 2.55 | 1.8 | 8.5 | 6.9
Live | 217456610 |  | 11 | 16 | 36000 | 38000 | 32000 | 2.82 | 2.24 | 39000 | 3.28 | 1.85 | 9.6 | 8.2
Live | 217456609 |  | 11 | 16 | 36000 | 38000 | 32000 | 2.82 | 2.24 | 39000 | 3.28 | 1.85 | 9.6 | 8.2
Live | 217456601 |  | 9.8 | 14.8 | 47000 | 47500 | 38000 | 2.62 | 1.99 | 51000 | 3.07 | 1.75 | 8 | 6.6
Live | 217456603 |  | 8.2 | 14.3 | 50000 | 40500 | 38000 | 2.4 | 1.88 | 50000 | 2.82 | 1.8 | 8.2 | 6.8
Live | 217456602 |  | 8.5 | 14.9 | 51500 | 43000 | 37800 | 2.52 | 1.99 | 50000 | 2.89 | 1.78 | 8.1 | 6.6
Live | 217456600 |  | 10 | 15.2 | 49000 | 37800 | 40000 | 2.83 | 2.32 | 50000 | 3.02 | 1.85 | 9 | 7
Live | 217456589 |  | 10 | 15.2 | 53400 | 48000 | 43000 | 2.59 | 2 | 59000 | 2.56 | 1.83 | 8.1 | 6.8
Live | 217456585 |  | 10.7 | 15.8 | 41000 | 39000 | 36000 | 2.66 | 2.18 | 46000 | 2.97 | 1.9 | 9.4 | 7.9
Live | 217456587 |  | 9.8 | 14.5 | 47000 | 53000 | 40000 | 2.7 | 2.18 | 53000 | 3 | 1.8 | 8.4 | 7.2
Live | 217456586 |  | 10 | 15.2 | 48000 | 36000 | 42000 | 2.49 | 2.29 | 50000 | 2.76 | 1.85 | 8.8 | 7.4
Live | 217456588 |  | 10 | 16 | 55000 | 50000 | 45000 | 2.55 | 2.02 | 57000 | 2.55 | 1.8 | 8.5 | 6.9
Live | 217456582 |  | 11 | 16 | 36000 | 38000 | 32000 | 2.82 | 2.24 | 39000 | 3.28 | 1.85 | 9.6 | 8.2
Live | 217456581 |  | 11 | 16 | 36000 | 38000 | 32000 | 2.82 | 2.24 | 39000 | 3.28 | 1.85 | 9.6 | 8.2
Live | 217456584 |  | 10.7 | 15.8 | 41000 | 39000 | 36000 | 2.66 | 2.18 | 46000 | 2.97 | 1.9 | 9.4 | 7.9
Live | 217456575 |  | 8.2 | 14.3 | 50000 | 40500 | 38000 | 2.4 | 1.88 | 50000 | 2.82 | 1.8 | 8.2 | 6.8
Live | 217456574 |  | 8.5 | 14.9 | 51500 | 43000 | 37800 | 2.52 | 1.99 | 50000 | 2.89 | 1.78 | 8.1 | 6.6
Live | 217456573 |  | 9.8 | 14.8 | 47000 | 47500 | 38000 | 2.62 | 1.99 | 51000 | 3.07 | 1.75 | 8 | 6.6
Live | 217456572 |  | 10 | 15.2 | 49000 | 37800 | 40000 | 2.83 | 2.32 | 50000 | 3.02 | 1.85 | 9 | 7
Live | 217456561 |  | 10 | 15.2 | 53400 | 48000 | 43000 | 2.59 | 2 | 59000 | 2.56 | 1.83 | 8.1 | 6.8
Live | 217456559 |  | 9.8 | 14.5 | 47000 | 53000 | 40000 | 2.7 | 2.18 | 53000 | 3 | 1.8 | 8.4 | 7.2
Live | 217456558 |  | 10 | 15.2 | 48000 | 36000 | 42000 | 2.49 | 2.29 | 50000 | 2.76 | 1.85 | 8.8 | 7.4
Live | 217456560 |  | 10 | 16 | 55000 | 50000 | 45000 | 2.55 | 2.02 | 57000 | 2.55 | 1.8 | 8.5 | 6.9
Live | 217456554 |  | 11 | 16 | 36000 | 38000 | 32000 | 2.82 | 2.24 | 39000 | 3.28 | 1.85 | 9.6 | 8.2
Live | 217456553 |  | 11 | 16 | 36000 | 38000 | 32000 | 2.82 | 2.24 | 39000 | 3.28 | 1.85 | 9.6 | 8.2
Live | 217456557 |  | 10.7 | 15.8 | 41000 | 39000 | 36000 | 2.66 | 2.18 | 46000 | 2.97 | 1.9 | 9.4 | 7.9
Live | 217456556 |  | 10.7 | 15.8 | 41000 | 39000 | 36000 | 2.66 | 2.18 | 46000 | 2.97 | 1.9 | 9.4 | 7.9
Live | 217456547 |  | 8.2 | 14.3 | 50000 | 40500 | 38000 | 2.4 | 1.88 | 50000 | 2.82 | 1.8 | 8.2 | 6.8
Live | 217456545 |  | 9.8 | 14.8 | 47000 | 47500 | 38000 | 2.62 | 1.99 | 51000 | 3.07 | 1.75 | 8 | 6.6
Live | 217456544 |  | 10 | 15.2 | 49000 | 37800 | 40000 | 2.83 | 2.32 | 50000 | 3.02 | 1.85 | 9 | 7
Live | 217456546 |  | 8.5 | 14.9 | 51500 | 43000 | 37800 | 2.52 | 1.99 | 50000 | 2.89 | 1.78 | 8.1 | 6.6
Live | 217456533 |  | 10 | 15.2 | 53400 | 48000 | 43000 | 2.59 | 2 | 59000 | 2.56 | 1.83 | 8.1 | 6.8
Live | 217456531 |  | 9.8 | 14.5 | 47000 | 53000 | 40000 | 2.7 | 2.18 | 53000 | 3 | 1.8 | 8.4 | 7.2
Live | 217456532 |  | 10 | 16 | 55000 | 50000 | 45000 | 2.55 | 2.02 | 57000 | 2.55 | 1.8 | 8.5 | 6.9
Live | 217456526 |  | 11 | 16 | 36000 | 38000 | 32000 | 2.82 | 2.24 | 39000 | 3.28 | 1.85 | 9.6 | 8.2
Live | 217456529 |  | 10.7 | 15.8 | 41000 | 39000 | 36000 | 2.66 | 2.18 | 46000 | 2.97 | 1.9 | 9.4 | 7.9
Live | 217456528 |  | 10.7 | 15.8 | 41000 | 39000 | 36000 | 2.66 | 2.18 | 46000 | 2.97 | 1.9 | 9.4 | 7.9
Live | 217456530 |  | 10 | 15.2 | 48000 | 36000 | 42000 | 2.49 | 2.29 | 50000 | 2.76 | 1.85 | 8.8 | 7.4
Live | 217456525 |  | 11 | 16 | 36000 | 38000 | 32000 | 2.82 | 2.24 | 39000 | 3.28 | 1.85 | 9.6 | 8.2
Live | 217456517 |  | 9.8 | 14.8 | 47000 | 47500 | 38000 | 2.62 | 1.99 | 51000 | 3.07 | 1.75 | 8 | 6.6
Live | 217456516 |  | 10 | 15.2 | 49000 | 37800 | 40000 | 2.83 | 2.32 | 50000 | 3.02 | 1.85 | 9 | 7
Live | 217456519 |  | 8.2 | 14.3 | 50000 | 40500 | 38000 | 2.4 | 1.88 | 50000 | 2.82 | 1.8 | 8.2 | 6.8
Live | 217456518 |  | 8.5 | 14.9 | 51500 | 43000 | 37800 | 2.52 | 1.99 | 50000 | 2.89 | 1.78 | 8.1 | 6.6
Live | 217456505 |  | 10 | 15.2 | 53400 | 48000 | 43000 | 2.59 | 2 | 59000 | 2.56 | 1.83 | 8.1 | 6.8
Live | 217456504 |  | 10 | 16 | 55000 | 50000 | 45000 | 2.55 | 2.02 | 57000 | 2.55 | 1.8 | 8.5 | 6.9
Live | 217456501 |  | 10.7 | 15.8 | 41000 | 39000 | 36000 | 2.66 | 2.18 | 46000 | 2.97 | 1.9 | 9.4 | 7.9
Live | 217456500 |  | 10.7 | 15.8 | 41000 | 39000 | 36000 | 2.66 | 2.18 | 46000 | 2.97 | 1.9 | 9.4 | 7.9
Live | 217456503 |  | 9.8 | 14.5 | 47000 | 53000 | 40000 | 2.7 | 2.18 | 53000 | 3 | 1.8 | 8.4 | 7.2
Live | 217456502 |  | 10 | 15.2 | 48000 | 36000 | 42000 | 2.49 | 2.29 | 50000 | 2.76 | 1.85 | 8.8 | 7.4
Live | 217456498 |  | 11 | 16 | 36000 | 38000 | 32000 | 2.82 | 2.24 | 39000 | 3.28 | 1.85 | 9.6 | 8.2
Live | 217456497 |  | 11 | 16 | 36000 | 38000 | 32000 | 2.82 | 2.24 | 39000 | 3.28 | 1.85 | 9.6 | 8.2
Live | 217456489 |  | 9.8 | 14.8 | 47000 | 47500 | 38000 | 2.62 | 1.99 | 51000 | 3.07 | 1.75 | 8 | 6.6
Live | 217456488 |  | 10 | 15.2 | 49000 | 37800 | 40000 | 2.83 | 2.32 | 50000 | 3.02 | 1.85 | 9 | 7
Live | 217456491 |  | 8.2 | 14.3 | 50000 | 40500 | 38000 | 2.4 | 1.88 | 50000 | 2.82 | 1.8 | 8.2 | 6.8
Live | 217456490 |  | 8.5 | 14.9 | 51500 | 43000 | 37800 | 2.52 | 1.99 | 50000 | 2.89 | 1.78 | 8.1 | 6.6
Live | 217456477 |  | 10 | 15.2 | 53400 | 48000 | 43000 | 2.59 | 2 | 59000 | 2.56 | 1.83 | 8.1 | 6.8
Live | 217456473 |  | 10.7 | 15.8 | 41000 | 39000 | 36000 | 2.66 | 2.18 | 46000 | 2.97 | 1.9 | 9.4 | 7.9
Live | 217456472 |  | 10.7 | 15.8 | 41000 | 39000 | 36000 | 2.66 | 2.18 | 46000 | 2.97 | 1.9 | 9.4 | 7.9
Live | 217456475 |  | 9.8 | 14.5 | 47000 | 53000 | 40000 | 2.7 | 2.18 | 53000 | 3 | 1.8 | 8.4 | 7.2
Live | 217456474 |  | 10 | 15.2 | 48000 | 36000 | 42000 | 2.49 | 2.29 | 50000 | 2.76 | 1.85 | 8.8 | 7.4
Live | 217456476 |  | 10 | 16 | 55000 | 50000 | 45000 | 2.55 | 2.02 | 57000 | 2.55 | 1.8 | 8.5 | 6.9
Live | 217456470 |  | 11 | 16 | 36000 | 38000 | 32000 | 2.82 | 2.24 | 39000 | 3.28 | 1.85 | 9.6 | 8.2
Live | 217456469 |  | 11 | 16 | 36000 | 38000 | 32000 | 2.82 | 2.24 | 39000 | 3.28 | 1.85 | 9.6 | 8.2
Live | 217456461 |  | 9.8 | 14.8 | 47000 | 47500 | 38000 | 2.62 | 1.99 | 51000 | 3.07 | 1.75 | 8 | 6.6
Live | 217456463 |  | 8.2 | 14.3 | 50000 | 40500 | 38000 | 2.4 | 1.88 | 50000 | 2.82 | 1.8 | 8.2 | 6.8
Live | 217456462 |  | 8.5 | 14.9 | 51500 | 43000 | 37800 | 2.52 | 1.99 | 50000 | 2.89 | 1.78 | 8.1 | 6.6
Live | 217456460 |  | 10 | 15.2 | 49000 | 37800 | 40000 | 2.83 | 2.32 | 50000 | 3.02 | 1.85 | 9 | 7
Live | 217456449 |  | 10 | 15.2 | 53400 | 48000 | 43000 | 2.59 | 2 | 59000 | 2.56 | 1.83 | 8.1 | 6.8
Live | 217456445 |  | 10.7 | 15.8 | 41000 | 39000 | 36000 | 2.66 | 2.18 | 46000 | 2.97 | 1.9 | 9.4 | 7.9
Live | 217456447 |  | 9.8 | 14.5 | 47000 | 53000 | 40000 | 2.7 | 2.18 | 53000 | 3 | 1.8 | 8.4 | 7.2
Live | 217456446 |  | 10 | 15.2 | 48000 | 36000 | 42000 | 2.49 | 2.29 | 50000 | 2.76 | 1.85 | 8.8 | 7.4
Live | 217456448 |  | 10 | 16 | 55000 | 50000 | 45000 | 2.55 | 2.02 | 57000 | 2.55 | 1.8 | 8.5 | 6.9
Live | 217456442 |  | 11 | 16 | 36000 | 38000 | 32000 | 2.82 | 2.24 | 39000 | 3.28 | 1.85 | 9.6 | 8.2
Live | 217456441 |  | 11 | 16 | 36000 | 38000 | 32000 | 2.82 | 2.24 | 39000 | 3.28 | 1.85 | 9.6 | 8.2
Live | 217456444 |  | 10.7 | 15.8 | 41000 | 39000 | 36000 | 2.66 | 2.18 | 46000 | 2.97 | 1.9 | 9.4 | 7.9
Live | 217456435 |  | 8.2 | 14.3 | 50000 | 40500 | 38000 | 2.4 | 1.88 | 50000 | 2.82 | 1.8 | 8.2 | 6.8
Live | 217456433 |  | 9.8 | 14.8 | 47000 | 47500 | 38000 | 2.62 | 1.99 | 51000 | 3.07 | 1.75 | 8 | 6.6
Live | 217456432 |  | 10 | 15.2 | 49000 | 37800 | 40000 | 2.83 | 2.32 | 50000 | 3.02 | 1.85 | 9 | 7
Live | 217456434 |  | 8.5 | 14.9 | 51500 | 43000 | 37800 | 2.52 | 1.99 | 50000 | 2.89 | 1.78 | 8.1 | 6.6
Live | 217456421 |  | 10 | 15.2 | 53400 | 48000 | 43000 | 2.59 | 2 | 59000 | 2.56 | 1.83 | 8.1 | 6.8
Live | 217456419 |  | 9.8 | 14.5 | 47000 | 53000 | 40000 | 2.7 | 2.18 | 53000 | 3 | 1.8 | 8.4 | 7.2
Live | 217456418 |  | 10 | 15.2 | 48000 | 36000 | 42000 | 2.49 | 2.29 | 50000 | 2.76 | 1.85 | 8.8 | 7.4
Live | 217456420 |  | 10 | 16 | 55000 | 50000 | 45000 | 2.55 | 2.02 | 57000 | 2.55 | 1.8 | 8.5 | 6.9
Live | 217456414 |  | 11 | 16 | 36000 | 38000 | 32000 | 2.82 | 2.24 | 39000 | 3.28 | 1.85 | 9.6 | 8.2
Live | 217456413 |  | 11 | 16 | 36000 | 38000 | 32000 | 2.82 | 2.24 | 39000 | 3.28 | 1.85 | 9.6 | 8.2
Live | 217456417 |  | 10.7 | 15.8 | 41000 | 39000 | 36000 | 2.66 | 2.18 | 46000 | 2.97 | 1.9 | 9.4 | 7.9
Live | 217456416 |  | 10.7 | 15.8 | 41000 | 39000 | 36000 | 2.66 | 2.18 | 46000 | 2.97 | 1.9 | 9.4 | 7.9
Live | 217456405 |  | 9.8 | 14.8 | 47000 | 47500 | 38000 | 2.62 | 1.99 | 51000 | 3.07 | 1.75 | 8 | 6.6
Live | 217456404 |  | 10 | 15.2 | 49000 | 37800 | 40000 | 2.83 | 2.32 | 50000 | 3.02 | 1.85 | 9 | 7
Live | 217456407 |  | 8.2 | 14.3 | 50000 | 40500 | 38000 | 2.4 | 1.88 | 50000 | 2.82 | 1.8 | 8.2 | 6.8
Live | 217456406 |  | 8.5 | 14.9 | 51500 | 43000 | 37800 | 2.52 | 1.99 | 50000 | 2.89 | 1.78 | 8.1 | 6.6
Live | 217456391 |  | 9.8 | 14.5 | 47000 | 53000 | 40000 | 2.7 | 2.18 | 53000 | 3 | 1.8 | 8.4 | 7.2
Live | 217456392 |  | 10 | 16 | 55000 | 50000 | 45000 | 2.55 | 2.02 | 57000 | 2.55 | 1.8 | 8.5 | 6.9
Live | 217456393 |  | 10 | 15.2 | 53400 | 48000 | 43000 | 2.59 | 2 | 59000 | 2.56 | 1.83 | 8.1 | 6.8
Live | 217456390 |  | 10 | 15.2 | 48000 | 36000 | 42000 | 2.49 | 2.29 | 50000 | 2.76 | 1.85 | 8.8 | 7.4
Live | 217456386 |  | 11 | 16 | 36000 | 38000 | 32000 | 2.82 | 2.24 | 39000 | 3.28 | 1.85 | 9.6 | 8.2
Live | 217456389 |  | 10.7 | 15.8 | 41000 | 39000 | 36000 | 2.66 | 2.18 | 46000 | 2.97 | 1.9 | 9.4 | 7.9
Live | 217456388 |  | 10.7 | 15.8 | 41000 | 39000 | 36000 | 2.66 | 2.18 | 46000 | 2.97 | 1.9 | 9.4 | 7.9
Live | 217456385 |  | 11 | 16 | 36000 | 38000 | 32000 | 2.82 | 2.24 | 39000 | 3.28 | 1.85 | 9.6 | 8.2
Live | 217456377 |  | 9.8 | 14.8 | 47000 | 47500 | 38000 | 2.62 | 1.99 | 51000 | 3.07 | 1.75 | 8 | 6.6
Live | 217456376 |  | 10 | 15.2 | 49000 | 37800 | 40000 | 2.83 | 2.32 | 50000 | 3.02 | 1.85 | 9 | 7
Live | 217456379 |  | 8.2 | 14.3 | 50000 | 40500 | 38000 | 2.4 | 1.88 | 50000 | 2.82 | 1.8 | 8.2 | 6.8
Live | 217456378 |  | 8.5 | 14.9 | 51500 | 43000 | 37800 | 2.52 | 1.99 | 50000 | 2.89 | 1.78 | 8.1 | 6.6
Live | 217456364 |  | 10 | 16 | 55000 | 50000 | 45000 | 2.55 | 2.02 | 57000 | 2.55 | 1.8 | 8.5 | 6.9
Live | 217456365 |  | 10 | 15.2 | 53400 | 48000 | 43000 | 2.59 | 2 | 59000 | 2.56 | 1.83 | 8.1 | 6.8
Live | 217456363 |  | 9.8 | 14.5 | 47000 | 53000 | 40000 | 2.7 | 2.18 | 53000 | 3 | 1.8 | 8.4 | 7.2
Live | 217456362 |  | 10 | 15.2 | 48000 | 36000 | 42000 | 2.49 | 2.29 | 50000 | 2.76 | 1.85 | 8.8 | 7.4
Live | 217456358 |  | 11 | 16 | 36000 | 38000 | 32000 | 2.82 | 2.24 | 39000 | 3.28 | 1.85 | 9.6 | 8.2
Live | 217456361 |  | 10.7 | 15.8 | 41000 | 39000 | 36000 | 2.66 | 2.18 | 46000 | 2.97 | 1.9 | 9.4 | 7.9
Live | 217456360 |  | 10.7 | 15.8 | 41000 | 39000 | 36000 | 2.66 | 2.18 | 46000 | 2.97 | 1.9 | 9.4 | 7.9
Live | 217456357 |  | 11 | 16 | 36000 | 38000 | 32000 | 2.82 | 2.24 | 39000 | 3.28 | 1.85 | 9.6 | 8.2
Live | 217456349 |  | 9.8 | 14.8 | 47000 | 47500 | 38000 | 2.62 | 1.99 | 51000 | 3.07 | 1.75 | 8 | 6.6
Live | 217456348 |  | 10 | 15.2 | 49000 | 37800 | 40000 | 2.83 | 2.32 | 50000 | 3.02 | 1.85 | 9 | 7
Live | 217456351 |  | 8.2 | 14.3 | 50000 | 40500 | 38000 | 2.4 | 1.88 | 50000 | 2.82 | 1.8 | 8.2 | 6.8
Live | 217456350 |  | 8.5 | 14.9 | 51500 | 43000 | 37800 | 2.52 | 1.99 | 50000 | 2.89 | 1.78 | 8.1 | 6.6
Live | 217456337 |  | 10 | 15.2 | 53400 | 48000 | 43000 | 2.59 | 2 | 59000 | 2.56 | 1.83 | 8.1 | 6.8
Live | 217456335 |  | 9.8 | 14.5 | 47000 | 53000 | 40000 | 2.7 | 2.18 | 53000 | 3 | 1.8 | 8.4 | 7.2
Live | 217456334 |  | 10 | 15.2 | 48000 | 36000 | 42000 | 2.49 | 2.29 | 50000 | 2.76 | 1.85 | 8.8 | 7.4
Live | 217456336 |  | 10 | 16 | 55000 | 50000 | 45000 | 2.55 | 2.02 | 57000 | 2.55 | 1.8 | 8.5 | 6.9
Live | 217456333 |  | 10.7 | 15.8 | 41000 | 39000 | 36000 | 2.66 | 2.18 | 46000 | 2.97 | 1.9 | 9.4 | 7.9
Live | 217456332 |  | 10.7 | 15.8 | 41000 | 39000 | 36000 | 2.66 | 2.18 | 46000 | 2.97 | 1.9 | 9.4 | 7.9
Live | 217456330 |  | 11 | 16 | 36000 | 38000 | 32000 | 2.82 | 2.24 | 39000 | 3.28 | 1.85 | 9.6 | 8.2
Live | 217456329 |  | 11 | 16 | 36000 | 38000 | 32000 | 2.82 | 2.24 | 39000 | 3.28 | 1.85 | 9.6 | 8.2
Live | 217456321 |  | 9.8 | 14.8 | 47000 | 47500 | 38000 | 2.62 | 1.99 | 51000 | 3.07 | 1.75 | 8 | 6.6
Live | 217456323 |  | 8.2 | 14.3 | 50000 | 40500 | 38000 | 2.4 | 1.88 | 50000 | 2.82 | 1.8 | 8.2 | 6.8
Live | 217456322 |  | 8.5 | 14.9 | 51500 | 43000 | 37800 | 2.52 | 1.99 | 50000 | 2.89 | 1.78 | 8.1 | 6.6
Live | 217456320 |  | 10 | 15.2 | 49000 | 37800 | 40000 | 2.83 | 2.32 | 50000 | 3.02 | 1.85 | 9 | 7
Live | 217456308 |  | 10 | 16 | 55000 | 50000 | 45000 | 2.55 | 2.02 | 57000 | 2.55 | 1.8 | 8.5 | 6.9
Live | 217456309 |  | 10 | 15.2 | 53400 | 48000 | 43000 | 2.59 | 2 | 59000 | 2.56 | 1.83 | 8.1 | 6.8
Live | 217456307 |  | 9.8 | 14.5 | 47000 | 53000 | 40000 | 2.7 | 2.18 | 53000 | 3 | 1.8 | 8.4 | 7.2
Live | 217456306 |  | 10 | 15.2 | 48000 | 36000 | 42000 | 2.49 | 2.29 | 50000 | 2.76 | 1.85 | 8.8 | 7.4
Live | 217456305 |  | 10.7 | 15.8 | 41000 | 39000 | 36000 | 2.66 | 2.18 | 46000 | 2.97 | 1.9 | 9.4 | 7.9
Live | 217456304 |  | 10.7 | 15.8 | 41000 | 39000 | 36000 | 2.66 | 2.18 | 46000 | 2.97 | 1.9 | 9.4 | 7.9
Live | 217456302 |  | 11 | 16 | 36000 | 38000 | 32000 | 2.82 | 2.24 | 39000 | 3.28 | 1.85 | 9.6 | 8.2
Live | 217456301 |  | 11 | 16 | 36000 | 38000 | 32000 | 2.82 | 2.24 | 39000 | 3.28 | 1.85 | 9.6 | 8.2
Live | 217903143 |  | 11.7 | 17.5 | 40000 | 35000 | 33200 | 3.33 | 2.31 | 37000 | 3.5 | 2 | 9 | 7.5
Live | 217903142 |  | 11.7 | 18 | 39200 | 34600 | 33000 | 3.32 | 2.3 | 37000 | 3.48 | 2 | 9 | 7.5
Live | 217903141 |  | 11 | 16 | 37000 | 35000 | 33200 | 3.1 | 2.31 | 39000 | 3.63 | 2 | 9.5 | 8
Live | 217903140 |  | 11.2 | 17.5 | 37000 | 34800 | 32800 | 3.13 | 2.3 | 39000 | 3.63 | 1.9 | 9 | 7.5
Live | 217903139 |  | 11.2 | 17.5 | 36800 | 34800 | 32800 | 3.14 | 2.3 | 38500 | 3.57 | 1.9 | 9 | 7.5
Live | 217903138 |  | 11.2 | 17.5 | 36800 | 34800 | 32800 | 3.13 | 2.3 | 38500 | 3.57 | 1.9 | 9 | 7.5
Live | 217903137 |  | 11 | 17 | 36600 | 34600 | 32800 | 3.09 | 2.3 | 38500 | 3.55 | 2 | 9 | 7.5
Live | 217903136 |  | 11 | 17 | 36600 | 34600 | 32800 | 3.1 | 2.3 | 38500 | 3.55 | 2 | 9 | 7.5
Live | 217903135 |  | 11.7 | 17.5 | 40000 | 35000 | 33200 | 3.33 | 2.31 | 37000 | 3.5 | 2 | 9 | 7.5
Live | 217903134 |  | 11.7 | 18 | 39200 | 34600 | 33000 | 3.32 | 2.3 | 37000 | 3.48 | 2 | 9 | 7.5
Live | 217903133 |  | 11 | 16 | 37000 | 35000 | 33200 | 3.1 | 2.31 | 39000 | 3.63 | 2 | 9.5 | 8
Live | 217903132 |  | 11.2 | 17.5 | 37000 | 34800 | 32800 | 3.13 | 2.3 | 39000 | 3.63 | 1.9 | 9 | 7.5
Live | 217903131 |  | 11.2 | 17.5 | 36800 | 34800 | 32800 | 3.14 | 2.3 | 38500 | 3.57 | 1.9 | 9 | 7.5
Live | 217903130 |  | 11.2 | 17.5 | 36800 | 34800 | 32800 | 3.13 | 2.3 | 38500 | 3.57 | 1.9 | 9 | 7.5
Live | 217903129 |  | 11 | 17 | 36600 | 34600 | 32800 | 3.09 | 2.3 | 38500 | 3.55 | 2 | 9 | 7.5
Live | 217903128 |  | 11 | 17 | 36600 | 34600 | 32800 | 3.1 | 2.3 | 38500 | 3.55 | 2 | 9 | 7.5
Live | 217903127 |  | 11.2 | 16 | 40000 | 34800 | 32800 | 3.23 | 2.3 | 37000 | 3.44 | 1.9 | 9 | 7.5
Live | 217903126 |  | 11.2 | 16 | 38800 | 34800 | 32800 | 3.19 | 2.3 | 37000 | 3.44 | 1.9 | 9 | 7.5
Live | 217903125 |  | 11.2 | 16 | 38800 | 34600 | 32800 | 3.19 | 2.3 | 38000 | 3.54 | 1.9 | 9 | 7.5
Live | 217903124 |  | 11 | 15.2 | 36600 | 34600 | 32400 | 3.03 | 2.2 | 39000 | 3.52 | 1.85 | 9 | 7.5
Live | 217903123 |  | 11 | 15.2 | 36200 | 34600 | 32400 | 3.02 | 2.2 | 38500 | 3.46 | 1.85 | 9 | 7.5
Live | 217903122 |  | 10.6 | 15.2 | 35600 | 34600 | 32200 | 3.02 | 2.2 | 38000 | 3.4 | 1.8 | 9 | 7.5
Live | 217903121 |  | 12 | 19 | 40600 | 36600 | 36600 | 3.37 | 2.41 | 39000 | 3.57 | 2.1 | 10 | 8.5
Live | 217508870 |  | 11 | 19 | 61500 | 46000 | 55000 | 2.75 | 2.25 | 65000 | 2.54 | 2 | 9 | 7.5
Live | 217508869 |  | 11.7 | 19 | 61500 | 46000 | 48000 | 2.75 | 2.25 | 65000 | 2.54 | 2.1 | 10 | 7.5
Live | 217463863 |  | 11.7 | 19 | 45000 | 29600 | 36000 | 2.2 | 2.57 | 45000 | 2.94 | 2 | 9 | 8.6
Live | 217464061 |  | 11.7 | 19 | 30700 | 19200 | 24300 | 2.69 | 2.27 | 32000 | 2.82 | 1.91 | 10 | 7.5
Live | 214091821 |  | 12.25 | 22.5 | 25000 | 24000 | 19800 | 3.3 | 1.85 | 25000 | 2.82 | 1.84 | 9.5 | 7.7
Live | 214097915 |  | 12.95 | 21 | 19000 | 18500 | 18000 | 2.92 | 1.95 | 19500 | 3.32 | 1.9 | 10 | 7.67
Live | 214232473 |  | 12.25 | 23 | 13000 | 12000 | 11000 | 3.15 | 2.51 | 13000 | 3.17 | 2 | 10 | 9.17
Live | 214229585 |  | 13.65 | 25 | 10000 | 9200 | 9000 | 3.62 | 2.07 | 10500 | 3.24 | 2.09 | 11 | 9.05
Live | 217966389 |  | 12.5 | 19 | 23200 | 19000 | 18600 | 3.37 | 2.37 | 23200 | 3.58 | 2.12 | 10.1 | 8.5
Live | 217966392 |  | 12 | 18 | 43000 | 41500 | 37400 | 2.88 | 2.21 | 47000 | 3.27 | 1.9 | 10 | 8.2
Live | 217966394 |  | 12 | 17.5 | 60000 | 54000 | 54000 | 2.62 | 2.29 | 60000 | 3.08 | 1.9 | 9.5 | 7.7
Live | 217966393 |  | 12 | 17.5 | 52000 | 48000 | 48000 | 3.13 | 2.13 | 52000 | 3.19 | 2 | 9.5 | 7.7
Live | 217966391 |  | 12 | 17.2 | 40000 | 24600 | 33200 | 3.02 | 1.94 | 35800 | 3.46 | 1.97 | 10.8 | 8.8
Live | 217966390 |  | 12 | 18.6 | 28800 | 20200 | 20600 | 2.96 | 2.24 | 29200 | 3.49 | 2.14 | 10 | 8.1
Live | 217970413 |  | 12 | 17.5 | 60000 | 54000 | 54000 | 2.62 | 2.29 | 60000 | 3.08 | 1.9 | 9.5 | 7.7
Live | 217970412 |  | 12 | 17.5 | 52000 | 48000 | 48000 | 3.13 | 2.13 | 52000 | 3.19 | 2 | 9.5 | 7.7
Live | 217970411 |  | 12 | 17.7 | 41700 | 33000 | 32600 | 3.11 | 2.26 | 38400 | 3.62 | 2.06 | 10 | 8
Live | 217970410 |  | 12 | 17.2 | 40000 | 24600 | 33200 | 3.02 | 1.94 | 35800 | 3.46 | 1.97 | 10.8 | 8.8
Live | 217970409 |  | 12 | 18.6 | 28800 | 20200 | 20600 | 2.96 | 2.24 | 29200 | 3.49 | 2.14 | 10 | 8.1
Live | 217970408 |  | 12.5 | 19 | 23200 | 19000 | 18600 | 3.37 | 2.37 | 23200 | 3.58 | 2.12 | 10.1 | 8.5
Live | 217747240 |  | 12 | 20 | 40500 | 43000 | 33200 | 3.27 | 2.52 | 54500 | 3.34 | 1.8 | 9.5 | 7.3
Live | 217730709 |  | 12 | 17.5 | 52000 | 48000 | 48000 | 3.13 | 2.13 | 52000 | 3.19 | 2 | 9.5 | 7.8
Live | 217730710 |  | 12 | 17.5 | 60000 | 54000 | 54000 | 2.62 | 2.29 | 60000 | 3.08 | 1.9 | 9.5 | 7.8
Live | 217730708 |  | 12 | 18 | 43000 | 41500 | 37400 | 2.88 | 2.21 | 47000 | 3.27 | 1.9 | 10 | 8.3
Live | 217730703 |  | 12 | 17.5 | 52000 | 48000 | 48000 | 3.13 | 2.13 | 52000 | 3.19 | 2 | 9.5 | 7.8
Live | 217730707 |  | 12.1 | 17.2 | 40000 | 24600 | 33200 | 3.02 | 1.94 | 35800 | 3.46 | 1.97 | 10.8 | 8.8
Live | 217730705 |  | 12.5 | 19 | 23200 | 19000 | 18600 | 3.37 | 2.37 | 23200 | 3.58 | 2.12 | 10.2 | 8.5
Live | 217730704 |  | 12 | 17.5 | 60000 | 54000 | 54000 | 2.62 | 2.29 | 60000 | 3.08 | 1.9 | 9.5 | 7.8
Live | 217730706 |  | 12 | 18.7 | 28800 | 20200 | 20600 | 2.96 | 2.24 | 29200 | 3.49 | 2.14 | 10 | 8.1
Live | 217730702 |  | 12 | 18 | 43000 | 41500 | 37400 | 2.88 | 2.21 | 47000 | 3.27 | 1.9 | 10 | 8.3
Live | 217730701 |  | 12.1 | 17.2 | 40000 | 24600 | 33200 | 3.02 | 1.94 | 35800 | 3.46 | 1.97 | 10.8 | 8.8
Live | 217730699 |  | 12.5 | 19 | 23200 | 19000 | 18600 | 3.37 | 2.37 | 23200 | 3.58 | 2.12 | 10.2 | 8.5
Live | 217730698 |  | 12 | 17.5 | 60000 | 54000 | 54000 | 2.62 | 2.29 | 60000 | 3.08 | 1.9 | 9.5 | 7.8
Live | 217730700 |  | 12 | 18.7 | 28800 | 20200 | 20600 | 2.96 | 2.24 | 29200 | 3.49 | 2.14 | 10 | 8.1
Live | 217730696 |  | 12 | 18 | 43000 | 41500 | 37400 | 2.88 | 2.21 | 47000 | 3.27 | 1.9 | 10 | 8.3
Live | 217730697 |  | 12 | 17.5 | 52000 | 48000 | 48000 | 3.13 | 2.13 | 52000 | 3.19 | 2 | 9.5 | 7.8
Live | 217730695 |  | 12.1 | 17.2 | 40000 | 24600 | 33200 | 3.02 | 1.94 | 35800 | 3.46 | 1.97 | 10.8 | 8.8
Live | 217730694 |  | 12 | 18.7 | 28800 | 20200 | 20600 | 2.96 | 2.24 | 29200 | 3.49 | 2.14 | 10 | 8.1
Live | 217730693 |  | 12.5 | 19 | 23200 | 19000 | 18600 | 3.37 | 2.37 | 23200 | 3.58 | 2.12 | 10.2 | 8.5
Live | 215413051 |  | 8.6 | 16 | 37600 | 22400 | 23000 | 2.27 | 2.04 | 38800 | 3.07 | 2 | 7.7 | 6
Live | 215413053 |  | 8.6 | 16 | 37600 | 22400 | 23000 | 2.27 | 2.04 | 38800 | 3.07 | 2 | 7.7 | 6
Live | 215413055 |  | 8.6 | 16 | 37600 | 22400 | 23000 | 2.27 | 2.04 | 38800 | 3.07 | 2 | 7.7 | 6
Live | 215413054 |  | 11 | 17 | 34000 | 23600 | 20400 | 2.93 | 2.23 | 33000 | 3.58 | 2.1 | 8.8 | 7
Live | 215413052 |  | 11 | 17 | 34000 | 23600 | 20400 | 2.93 | 2.23 | 33000 | 3.58 | 2.1 | 8.8 | 7
Live | 215413050 |  | 11 | 17 | 34000 | 23600 | 20400 | 2.93 | 2.23 | 33000 | 3.58 | 2.1 | 8.8 | 7
Live | 215413043 |  | 8.6 | 16 | 37600 | 22400 | 23000 | 2.27 | 2.04 | 38800 | 3.07 | 2 | 7.7 | 6
Live | 215413045 |  | 8.6 | 16 | 37600 | 22400 | 23000 | 2.27 | 2.04 | 38800 | 3.07 | 2 | 7.7 | 6
Live | 215413047 |  | 8.6 | 16 | 37600 | 22400 | 23000 | 2.27 | 2.04 | 38800 | 3.07 | 2 | 7.7 | 6
Live | 215413049 |  | 8.6 | 16 | 37600 | 22400 | 23000 | 2.27 | 2.04 | 38800 | 3.07 | 2 | 7.7 | 6
Live | 215413048 |  | 11 | 17 | 34000 | 23600 | 20400 | 2.93 | 2.23 | 33000 | 3.58 | 2.1 | 8.8 | 7
Live | 215413046 |  | 11 | 17 | 34000 | 23600 | 20400 | 2.93 | 2.23 | 33000 | 3.58 | 2.1 | 8.8 | 7
Live | 215413044 |  | 11 | 17 | 34000 | 23600 | 20400 | 2.93 | 2.23 | 33000 | 3.58 | 2.1 | 8.8 | 7
Live | 215413037 |  | 8.6 | 16 | 37600 | 22400 | 23000 | 2.27 | 2.04 | 38800 | 3.07 | 2 | 7.7 | 6
Live | 215413039 |  | 8.6 | 16 | 37600 | 22400 | 23000 | 2.27 | 2.04 | 38800 | 3.07 | 2 | 7.7 | 6
Live | 215413041 |  | 8.6 | 16 | 37600 | 22400 | 23000 | 2.27 | 2.04 | 38800 | 3.07 | 2 | 7.7 | 6
Live | 215413042 |  | 11 | 17 | 34000 | 23600 | 20400 | 2.93 | 2.23 | 33000 | 3.58 | 2.1 | 8.8 | 7
Live | 215413040 |  | 11 | 17 | 34000 | 23600 | 20400 | 2.93 | 2.23 | 33000 | 3.58 | 2.1 | 8.8 | 7
Live | 215413038 |  | 11 | 17 | 34000 | 23600 | 20400 | 2.93 | 2.23 | 33000 | 3.58 | 2.1 | 8.8 | 7
Live | 215413031 |  | 8.6 | 16 | 37600 | 22400 | 23000 | 2.27 | 2.04 | 38800 | 3.07 | 2 | 7.7 | 6
Live | 215413033 |  | 8.6 | 16 | 37600 | 22400 | 23000 | 2.27 | 2.04 | 38800 | 3.07 | 2 | 7.7 | 6
Live | 215413035 |  | 8.6 | 16 | 37600 | 22400 | 23000 | 2.27 | 2.04 | 38800 | 3.07 | 2 | 7.7 | 6
Live | 215413036 |  | 11 | 17 | 34000 | 23600 | 20400 | 2.93 | 2.23 | 33000 | 3.58 | 2.1 | 8.8 | 7
Live | 215413034 |  | 11 | 17 | 34000 | 23600 | 20400 | 2.93 | 2.23 | 33000 | 3.58 | 2.1 | 8.8 | 7
Live | 215413032 |  | 11 | 17 | 34000 | 23600 | 20400 | 2.93 | 2.23 | 33000 | 3.58 | 2.1 | 8.8 | 7
Live | 215413025 |  | 8.6 | 16 | 37600 | 22400 | 23000 | 2.27 | 2.04 | 38800 | 3.07 | 2 | 7.7 | 6
Live | 215413027 |  | 8.6 | 16 | 37600 | 22400 | 23000 | 2.27 | 2.04 | 38800 | 3.07 | 2 | 7.7 | 6
Live | 215413029 |  | 8.6 | 16 | 37600 | 22400 | 23000 | 2.27 | 2.04 | 38800 | 3.07 | 2 | 7.7 | 6
Live | 215413030 |  | 11 | 17 | 34000 | 23600 | 20400 | 2.93 | 2.23 | 33000 | 3.58 | 2.1 | 8.8 | 7
Live | 215413028 |  | 11 | 17 | 34000 | 23600 | 20400 | 2.93 | 2.23 | 33000 | 3.58 | 2.1 | 8.8 | 7
Live | 215413026 |  | 11 | 17 | 34000 | 23600 | 20400 | 2.93 | 2.23 | 33000 | 3.58 | 2.1 | 8.8 | 7
Live | 215413023 |  | 8.6 | 16 | 37600 | 22400 | 23000 | 2.27 | 2.04 | 38800 | 3.07 | 2 | 7.7 | 6
Live | 215413024 |  | 11 | 17 | 34000 | 23600 | 20400 | 2.93 | 2.23 | 33000 | 3.58 | 2.1 | 8.8 | 7
Live | 215413022 |  | 11 | 17 | 34000 | 23600 | 20400 | 2.93 | 2.23 | 33000 | 3.58 | 2.1 | 8.8 | 7
Live | 215323736 |  | 12 | 18 | 43000 | 41500 | 37400 | 2.88 | 2.21 | 47000 | 3.27 | 1.9 | 10 | 8.3
Live | 215323735 |  | 12 | 18 | 43000 | 41500 | 37400 | 2.88 | 2.21 | 47000 | 3.27 | 1.9 | 10 | 8.3
Live | 215323734 |  | 12 | 18 | 43000 | 41500 | 37400 | 2.88 | 2.21 | 47000 | 3.27 | 1.9 | 10 | 8.3
Live | 215323733 |  | 12 | 18 | 43000 | 41500 | 37400 | 2.88 | 2.21 | 47000 | 3.27 | 1.9 | 10 | 8.3
Live | 215323732 |  | 12 | 18 | 43000 | 41500 | 37400 | 2.88 | 2.21 | 47000 | 3.27 | 1.9 | 10 | 8.3
Live | 215323731 |  | 12 | 18 | 43000 | 41500 | 37400 | 2.88 | 2.21 | 47000 | 3.27 | 1.9 | 10 | 8.3
Live | 215323730 |  | 12 | 18 | 43000 | 41500 | 37400 | 2.88 | 2.21 | 47000 | 3.27 | 1.9 | 10 | 8.3
Live | 215323729 |  | 12 | 18 | 43000 | 41500 | 37400 | 2.88 | 2.21 | 47000 | 3.27 | 1.9 | 10 | 8.3
Live | 215323728 |  | 12 | 18 | 43000 | 41500 | 37400 | 2.88 | 2.21 | 47000 | 3.27 | 1.9 | 10 | 8.3
Live | 215323727 |  | 12 | 18 | 43000 | 41500 | 37400 | 2.88 | 2.21 | 47000 | 3.27 | 1.9 | 10 | 8.3
Live | 215323726 |  | 12 | 18 | 43000 | 41500 | 37400 | 2.88 | 2.21 | 47000 | 3.27 | 1.9 | 10 | 8.3
Live | 215323725 |  | 12 | 18 | 43000 | 41500 | 37400 | 2.88 | 2.21 | 47000 | 3.27 | 1.9 | 10 | 8.3
Live | 215323724 |  | 12 | 18 | 43000 | 41500 | 37400 | 2.88 | 2.21 | 47000 | 3.27 | 1.9 | 10 | 8.3
Live | 215323723 |  | 12 | 18 | 43000 | 41500 | 37400 | 2.88 | 2.21 | 47000 | 3.27 | 1.9 | 10 | 8.3
Live | 215323722 |  | 12 | 18 | 43000 | 41500 | 37400 | 2.88 | 2.21 | 47000 | 3.27 | 1.9 | 10 | 8.3
Live | 215323721 |  | 12 | 18 | 43000 | 41500 | 37400 | 2.88 | 2.21 | 47000 | 3.27 | 1.9 | 10 | 8.3
Live | 215323720 |  | 12 | 18 | 43000 | 41500 | 37400 | 2.88 | 2.21 | 47000 | 3.27 | 1.9 | 10 | 8.3
Live | 215319222 |  | 9.5 | 16 | 57500 | 41500 | 35400 | 2.68 | 2.2 | 60500 | 3.35 | 1.9 | 9.2 | 7.2
Live | 215319219 |  | 10 | 15.4 | 58500 | 51500 | 53000 | 2.57 | 2.2 | 66500 | 3.45 | 2 | 9.2 | 7.7
Live | 215319217 |  | 11.7 | 17.3 | 36400 | 38000 | 38000 | 2.81 | 2.11 | 45000 | 3.17 | 2.06 | 9.5 | 8
Live | 215319216 |  | 11.7 | 19.8 | 29600 | 23200 | 18000 | 3.05 | 2.55 | 33800 | 3.36 | 2.2 | 9 | 7.3
Live | 215319221 |  | 10 | 17.8 | 56000 | 41000 | 35200 | 2.71 | 2.28 | 60000 | 3.21 | 1.9 | 10 | 7.7
Live | 215319220 |  | 9 | 15.9 | 38000 | 27000 | 24200 | 2.58 | 2.15 | 42500 | 3.3 | 1.91 | 9.3 | 7.3
Live | 215319218 |  | 10.1 | 17 | 55500 | 42000 | 46000 | 2.6 | 2.16 | 60000 | 3.2 | 2 | 10.2 | 8.1
Live | 215319211 |  | 12 | 17.5 | 52000 | 48000 | 48000 | 3.13 | 2.13 | 52000 | 3.19 | 2 | 9.5 | 7.8
Live | 215319210 |  | 12.1 | 17.2 | 40000 | 24600 | 33200 | 3.02 | 1.94 | 35800 | 3.46 | 1.97 | 10.8 | 8.8
Live | 215319215 |  | 12.2 | 18.5 | 20400 | 14800 | 13000 | 3.23 | 2.48 | 21800 | 3.55 | 2.3 | 9.8 | 7.7
Live | 215319214 |  | 11.7 | 16.7 | 39000 | 33400 | 34000 | 2.98 | 2.62 | 41500 | 3.24 | 2 | 10 | 8.4
Live | 215319213 |  | 12 | 18.8 | 27000 | 24000 | 23600 | 3.04 | 2.39 | 29000 | 3.27 | 2.16 | 10 | 8
Live | 215319212 |  | 12 | 18.2 | 20400 | 19800 | 18000 | 3.15 | 2.38 | 21600 | 3.3 | 2.2 | 10.1 | 8.3
Live | 215319209 |  | 12.5 | 19 | 23200 | 19000 | 18600 | 3.37 | 2.37 | 23200 | 3.58 | 2.12 | 10.2 | 8.5
Live | 215319208 |  | 8.7 | 15.2 | 55000 | 35800 | 38000 | 2.51 | 1.96 | 55000 | 3.35 | 1.8 | 8.4 | 6.8
Live | 215319207 |  | 10 | 16 | 49900 | 35400 | 38000 | 2.73 | 2 | 49500 | 3.12 | 1.85 | 8.5 | 7.2
Live | 215319206 |  | 10 | 16.2 | 39000 | 26200 | 27000 | 2.73 | 2.19 | 40000 | 3.3 | 2 | 8.7 | 7
Live | 215319205 |  | 10.8 | 17 | 34000 | 20200 | 19100 | 3.08 | 2.26 | 32200 | 3.63 | 2 | 8.5 | 6.6
Live | 215319204 |  | 11 | 18.2 | 28000 | 22200 | 21600 | 2.86 | 2.24 | 30600 | 3.28 | 1.87 | 9.7 | 7.7
Live | 215319203 |  | 11 | 18.8 | 20000 | 12600 | 11200 | 3.08 | 2.2 | 19000 | 3.06 | 2 | 9.2 | 7
Live | 215319202 |  | 12 | 17.5 | 60000 | 54000 | 54000 | 2.62 | 2.29 | 60000 | 3.08 | 1.9 | 9.5 | 7.8
Live | 215319201 |  | 10 | 16 | 56300 | 50400 | 52000 | 2.57 | 2.3 | 64500 | 3.17 | 1.8 | 9 | 8
Live | 215319200 |  | 10.5 | 16.5 | 51000 | 38300 | 46000 | 2.89 | 2.02 | 57300 | 3.23 | 1.9 | 9.5 | 8
Live | 215319199 |  | 11.7 | 17.4 | 42000 | 41000 | 39000 | 2.77 | 2.03 | 48000 | 3.22 | 1.9 | 10.3 | 8.6
Live | 215319198 |  | 11.7 | 16.9 | 39000 | 37800 | 32600 | 3.16 | 2.39 | 38500 | 3.74 | 1.96 | 10 | 8.3
Live | 215319197 |  | 12 | 18.7 | 28800 | 20200 | 20600 | 2.96 | 2.24 | 29200 | 3.49 | 2.14 | 10 | 8.1
Live | 215319196 |  | 11.7 | 18.4 | 27000 | 22200 | 21600 | 2.76 | 2.24 | 30000 | 3.22 | 1.87 | 10 | 8
Live | 215319195 |  | 12.5 | 19 | 22000 | 21600 | 18000 | 3.31 | 2.3 | 22000 | 3.31 | 2 | 9.8 | 8
Live | 215319194 |  | 9.5 | 16 | 57500 | 41500 | 35400 | 2.68 | 2.2 | 60500 | 3.35 | 1.9 | 9.2 | 7.2
Live | 215319193 |  | 10 | 17.8 | 56000 | 41000 | 35200 | 2.71 | 2.28 | 60000 | 3.21 | 1.9 | 10 | 7.7
Live | 215319191 |  | 10 | 15.4 | 58500 | 51500 | 53000 | 2.57 | 2.2 | 66500 | 3.45 | 2 | 9.2 | 7.7
Live | 215319192 |  | 9 | 15.9 | 38000 | 27000 | 24200 | 2.58 | 2.15 | 42500 | 3.3 | 1.91 | 9.3 | 7.3
Live | 215319190 |  | 10.1 | 17 | 55500 | 42000 | 46000 | 2.6 | 2.16 | 60000 | 3.2 | 2 | 10.2 | 8.1
Live | 215319189 |  | 11.7 | 17.3 | 36400 | 38000 | 38000 | 2.81 | 2.11 | 45000 | 3.17 | 2.06 | 9.5 | 8
Live | 215319188 |  | 11.7 | 19.8 | 29600 | 23200 | 18000 | 3.05 | 2.55 | 33800 | 3.36 | 2.2 | 9 | 7.3
Live | 215319187 |  | 12.2 | 18.5 | 20400 | 14800 | 13000 | 3.23 | 2.48 | 21800 | 3.55 | 2.3 | 9.8 | 7.7
Live | 215319186 |  | 11.7 | 16.7 | 39000 | 33400 | 34000 | 2.98 | 2.62 | 41500 | 3.24 | 2 | 10 | 8.4
Live | 215319185 |  | 12 | 18.8 | 27000 | 24000 | 23600 | 3.04 | 2.39 | 29000 | 3.27 | 2.16 | 10 | 8
Live | 215319184 |  | 12 | 18.2 | 20400 | 19800 | 18000 | 3.15 | 2.38 | 21600 | 3.3 | 2.2 | 10.1 | 8.3
Live | 215319183 |  | 12 | 17.5 | 52000 | 48000 | 48000 | 3.13 | 2.13 | 52000 | 3.19 | 2 | 9.5 | 7.8
Live | 215319182 |  | 12.1 | 17.2 | 40000 | 24600 | 33200 | 3.02 | 1.94 | 35800 | 3.46 | 1.97 | 10.8 | 8.8
Live | 215319181 |  | 12.5 | 19 | 23200 | 19000 | 18600 | 3.37 | 2.37 | 23200 | 3.58 | 2.12 | 10.2 | 8.5
Live | 215319180 |  | 8.7 | 15.2 | 55000 | 35800 | 38000 | 2.51 | 1.96 | 55000 | 3.35 | 1.8 | 8.4 | 6.8
Live | 215319179 |  | 10 | 16 | 49900 | 35400 | 38000 | 2.73 | 2 | 49500 | 3.12 | 1.85 | 8.5 | 7.2
Live | 215319178 |  | 10 | 16.2 | 39000 | 26200 | 27000 | 2.73 | 2.19 | 40000 | 3.3 | 2 | 8.7 | 7
Live | 215319177 |  | 10.8 | 17 | 34000 | 20200 | 19100 | 3.08 | 2.26 | 32200 | 3.63 | 2 | 8.5 | 6.6
Live | 215319176 |  | 11 | 18.2 | 28000 | 22200 | 21600 | 2.86 | 2.24 | 30600 | 3.28 | 1.87 | 9.7 | 7.7
Live | 215319175 |  | 11 | 18.8 | 20000 | 12600 | 11200 | 3.08 | 2.2 | 19000 | 3.06 | 2 | 9.2 | 7
Live | 215319174 |  | 12 | 17.5 | 60000 | 54000 | 54000 | 2.62 | 2.29 | 60000 | 3.08 | 1.9 | 9.5 | 7.8
Live | 215319173 |  | 10 | 16 | 56300 | 50400 | 52000 | 2.57 | 2.3 | 64500 | 3.17 | 1.8 | 9 | 8
Live | 215319172 |  | 10.5 | 16.5 | 51000 | 38300 | 46000 | 2.89 | 2.02 | 57300 | 3.23 | 1.9 | 9.5 | 8
Live | 215319171 |  | 11.7 | 17.4 | 42000 | 41000 | 39000 | 2.77 | 2.03 | 48000 | 3.22 | 1.9 | 10.3 | 8.6
Live | 215319170 |  | 11.7 | 16.9 | 39000 | 37800 | 32600 | 3.16 | 2.39 | 38500 | 3.74 | 1.96 | 10 | 8.3
Live | 215319169 |  | 12 | 18.7 | 28800 | 20200 | 20600 | 2.96 | 2.24 | 29200 | 3.49 | 2.14 | 10 | 8.1
Live | 215319168 |  | 11.7 | 18.4 | 27000 | 22200 | 21600 | 2.76 | 2.24 | 30000 | 3.22 | 1.87 | 10 | 8
Live | 215319167 |  | 12.5 | 19 | 22000 | 21600 | 18000 | 3.31 | 2.3 | 22000 | 3.31 | 2 | 9.8 | 8
Live | 215319163 |  | 10 | 15.4 | 58500 | 51500 | 53000 | 2.57 | 2.2 | 66500 | 3.45 | 2 | 9.2 | 7.7
Live | 215319166 |  | 9.5 | 16 | 57500 | 41500 | 35400 | 2.68 | 2.2 | 60500 | 3.35 | 1.9 | 9.2 | 7.2
Live | 215319165 |  | 10 | 17.8 | 56000 | 41000 | 35200 | 2.71 | 2.28 | 60000 | 3.21 | 1.9 | 10 | 7.7
Live | 215319164 |  | 9 | 15.9 | 38000 | 27000 | 24200 | 2.58 | 2.15 | 42500 | 3.3 | 1.91 | 9.3 | 7.3
Live | 215319161 |  | 11.7 | 17.3 | 36400 | 38000 | 38000 | 2.81 | 2.11 | 45000 | 3.17 | 2.06 | 9.5 | 8
Live | 215319160 |  | 11.7 | 19.8 | 29600 | 23200 | 18000 | 3.05 | 2.55 | 33800 | 3.36 | 2.2 | 9 | 7.3
Live | 215319159 |  | 12.2 | 18.5 | 20400 | 14800 | 13000 | 3.23 | 2.48 | 21800 | 3.55 | 2.3 | 9.8 | 7.7
Live | 215319162 |  | 10.1 | 17 | 55500 | 42000 | 46000 | 2.6 | 2.16 | 60000 | 3.2 | 2 | 10.2 | 8.1
Live | 215319155 |  | 12 | 17.5 | 52000 | 48000 | 48000 | 3.13 | 2.13 | 52000 | 3.19 | 2 | 9.5 | 7.8
Live | 215319154 |  | 12.1 | 17.2 | 40000 | 24600 | 33200 | 3.02 | 1.94 | 35800 | 3.46 | 1.97 | 10.8 | 8.8
Live | 215319158 |  | 11.7 | 16.7 | 39000 | 33400 | 34000 | 2.98 | 2.62 | 41500 | 3.24 | 2 | 10 | 8.4
Live | 215319157 |  | 12 | 18.8 | 27000 | 24000 | 23600 | 3.04 | 2.39 | 29000 | 3.27 | 2.16 | 10 | 8
Live | 215319156 |  | 12 | 18.2 | 20400 | 19800 | 18000 | 3.15 | 2.38 | 21600 | 3.3 | 2.2 | 10.1 | 8.3
Live | 215319153 |  | 12.5 | 19 | 23200 | 19000 | 18600 | 3.37 | 2.37 | 23200 | 3.58 | 2.12 | 10.2 | 8.5
Live | 215319152 |  | 8.7 | 15.2 | 55000 | 35800 | 38000 | 2.51 | 1.96 | 55000 | 3.35 | 1.8 | 8.4 | 6.8
Live | 215319151 |  | 10 | 16 | 49900 | 35400 | 38000 | 2.73 | 2 | 49500 | 3.12 | 1.85 | 8.5 | 7.2
Live | 215319150 |  | 10 | 16.2 | 39000 | 26200 | 27000 | 2.73 | 2.19 | 40000 | 3.3 | 2 | 8.7 | 7
Live | 215319149 |  | 10.8 | 17 | 34000 | 20200 | 19100 | 3.08 | 2.26 | 32200 | 3.63 | 2 | 8.5 | 6.6
Live | 215319148 |  | 11 | 18.2 | 28000 | 22200 | 21600 | 2.86 | 2.24 | 30600 | 3.28 | 1.87 | 9.7 | 7.7
Live | 215319147 |  | 11 | 18.8 | 20000 | 12600 | 11200 | 3.08 | 2.2 | 19000 | 3.06 | 2 | 9.2 | 7
Live | 215319146 |  | 12 | 17.5 | 60000 | 54000 | 54000 | 2.62 | 2.29 | 60000 | 3.08 | 1.9 | 9.5 | 7.8
Live | 215319145 |  | 10 | 16 | 56300 | 50400 | 52000 | 2.57 | 2.3 | 64500 | 3.17 | 1.8 | 9 | 8
Live | 215319144 |  | 10.5 | 16.5 | 51000 | 38300 | 46000 | 2.89 | 2.02 | 57300 | 3.23 | 1.9 | 9.5 | 8
Live | 215319143 |  | 11.7 | 17.4 | 42000 | 41000 | 39000 | 2.77 | 2.03 | 48000 | 3.22 | 1.9 | 10.3 | 8.6
Live | 215319142 |  | 11.7 | 16.9 | 39000 | 37800 | 32600 | 3.16 | 2.39 | 38500 | 3.74 | 1.96 | 10 | 8.3
Live | 215319141 |  | 12 | 18.7 | 28800 | 20200 | 20600 | 2.96 | 2.24 | 29200 | 3.49 | 2.14 | 10 | 8.1
Live | 215319140 |  | 11.7 | 18.4 | 27000 | 22200 | 21600 | 2.76 | 2.24 | 30000 | 3.22 | 1.87 | 10 | 8
Live | 215319139 |  | 12.5 | 19 | 22000 | 21600 | 18000 | 3.31 | 2.3 | 22000 | 3.31 | 2 | 9.8 | 8
Live | 215319138 |  | 9.5 | 16 | 57500 | 41500 | 35400 | 2.68 | 2.2 | 60500 | 3.35 | 1.9 | 9.2 | 7.2
Live | 215319137 |  | 10 | 17.8 | 56000 | 41000 | 35200 | 2.71 | 2.28 | 60000 | 3.21 | 1.9 | 10 | 7.7
Live | 215319136 |  | 9 | 15.9 | 38000 | 27000 | 24200 | 2.58 | 2.15 | 42500 | 3.3 | 1.91 | 9.3 | 7.3
Live | 215319135 |  | 10 | 15.4 | 58500 | 51500 | 53000 | 2.57 | 2.2 | 66500 | 3.45 | 2 | 9.2 | 7.7
Live | 215319133 |  | 11.7 | 17.3 | 36400 | 38000 | 38000 | 2.81 | 2.11 | 45000 | 3.17 | 2.06 | 9.5 | 8
Live | 215319132 |  | 11.7 | 19.8 | 29600 | 23200 | 18000 | 3.05 | 2.55 | 33800 | 3.36 | 2.2 | 9 | 7.3
Live | 215319131 |  | 12.2 | 18.5 | 20400 | 14800 | 13000 | 3.23 | 2.48 | 21800 | 3.55 | 2.3 | 9.8 | 7.7
Live | 215319134 |  | 10.1 | 17 | 55500 | 42000 | 46000 | 2.6 | 2.16 | 60000 | 3.2 | 2 | 10.2 | 8.1
Live | 215319130 |  | 11.7 | 16.7 | 39000 | 33400 | 34000 | 2.98 | 2.62 | 41500 | 3.24 | 2 | 10 | 8.4
Live | 215319129 |  | 12 | 18.8 | 27000 | 24000 | 23600 | 3.04 | 2.39 | 29000 | 3.27 | 2.16 | 10 | 8
Live | 215319127 |  | 12 | 17.5 | 52000 | 48000 | 48000 | 3.13 | 2.13 | 52000 | 3.19 | 2 | 9.5 | 7.8
Live | 215319126 |  | 12.1 | 17.2 | 40000 | 24600 | 33200 | 3.02 | 1.94 | 35800 | 3.46 | 1.97 | 10.8 | 8.8
Live | 215319125 |  | 12.5 | 19 | 23200 | 19000 | 18600 | 3.37 | 2.37 | 23200 | 3.58 | 2.12 | 10.2 | 8.5
Live | 215319124 |  | 8.7 | 15.2 | 55000 | 35800 | 38000 | 2.51 | 1.96 | 55000 | 3.35 | 1.8 | 8.4 | 6.8
Live | 215319128 |  | 12 | 18.2 | 20400 | 19800 | 18000 | 3.15 | 2.38 | 21600 | 3.3 | 2.2 | 10.1 | 8.3
Live | 215319123 |  | 10 | 16 | 49900 | 35400 | 38000 | 2.73 | 2 | 49500 | 3.12 | 1.85 | 8.5 | 7.2
Live | 215319122 |  | 10 | 16.2 | 39000 | 26200 | 27000 | 2.73 | 2.19 | 40000 | 3.3 | 2 | 8.7 | 7
Live | 215319121 |  | 10.8 | 17 | 34000 | 20200 | 19100 | 3.08 | 2.26 | 32200 | 3.63 | 2 | 8.5 | 6.6
Live | 215319120 |  | 11 | 18.2 | 28000 | 22200 | 21600 | 2.86 | 2.24 | 30600 | 3.28 | 1.87 | 9.7 | 7.7
Live | 215319119 |  | 11 | 18.8 | 20000 | 12600 | 11200 | 3.08 | 2.2 | 19000 | 3.06 | 2 | 9.2 | 7
Live | 215319118 |  | 12 | 17.5 | 60000 | 54000 | 54000 | 2.62 | 2.29 | 60000 | 3.08 | 1.9 | 9.5 | 7.8
Live | 215319117 |  | 10 | 16 | 56300 | 50400 | 52000 | 2.57 | 2.3 | 64500 | 3.17 | 1.8 | 9 | 8
Live | 215319116 |  | 10.5 | 16.5 | 51000 | 38300 | 46000 | 2.89 | 2.02 | 57300 | 3.23 | 1.9 | 9.5 | 8
Live | 215319115 |  | 11.7 | 17.4 | 42000 | 41000 | 39000 | 2.77 | 2.03 | 48000 | 3.22 | 1.9 | 10.3 | 8.6
Live | 215319114 |  | 11.7 | 16.9 | 39000 | 37800 | 32600 | 3.16 | 2.39 | 38500 | 3.74 | 1.96 | 10 | 8.3
Live | 215319113 |  | 12 | 18.7 | 28800 | 20200 | 20600 | 2.96 | 2.24 | 29200 | 3.49 | 2.14 | 10 | 8.1
Live | 215319112 |  | 11.7 | 18.4 | 27000 | 22200 | 21600 | 2.76 | 2.24 | 30000 | 3.22 | 1.87 | 10 | 8
Live | 215319111 |  | 12.5 | 19 | 22000 | 21600 | 18000 | 3.31 | 2.3 | 22000 | 3.31 | 2 | 9.8 | 8
Live | 215319107 |  | 10 | 15.4 | 58500 | 51500 | 53000 | 2.57 | 2.2 | 66500 | 3.45 | 2 | 9.2 | 7.7
Live | 215319105 |  | 11.7 | 17.3 | 36400 | 38000 | 38000 | 2.81 | 2.11 | 45000 | 3.17 | 2.06 | 9.5 | 8
Live | 215319110 |  | 9.5 | 16 | 57500 | 41500 | 35400 | 2.68 | 2.2 | 60500 | 3.35 | 1.9 | 9.2 | 7.2
Live | 215319109 |  | 10 | 17.8 | 56000 | 41000 | 35200 | 2.71 | 2.28 | 60000 | 3.21 | 1.9 | 10 | 7.7
Live | 215319108 |  | 9 | 15.9 | 38000 | 27000 | 24200 | 2.58 | 2.15 | 42500 | 3.3 | 1.91 | 9.3 | 7.3
Live | 215319106 |  | 10.1 | 17 | 55500 | 42000 | 46000 | 2.6 | 2.16 | 60000 | 3.2 | 2 | 10.2 | 8.1
Live | 215319099 |  | 12 | 17.5 | 52000 | 48000 | 48000 | 3.13 | 2.13 | 52000 | 3.19 | 2 | 9.5 | 7.8
Live | 215319104 |  | 11.7 | 19.8 | 29600 | 23200 | 18000 | 3.05 | 2.55 | 33800 | 3.36 | 2.2 | 9 | 7.3
Live | 215319103 |  | 12.2 | 18.5 | 20400 | 14800 | 13000 | 3.23 | 2.48 | 21800 | 3.55 | 2.3 | 9.8 | 7.7
Live | 215319102 |  | 11.7 | 16.7 | 39000 | 33400 | 34000 | 2.98 | 2.62 | 41500 | 3.24 | 2 | 10 | 8.4
Live | 215319101 |  | 12 | 18.8 | 27000 | 24000 | 23600 | 3.04 | 2.39 | 29000 | 3.27 | 2.16 | 10 | 8
Live | 215319100 |  | 12 | 18.2 | 20400 | 19800 | 18000 | 3.15 | 2.38 | 21600 | 3.3 | 2.2 | 10.1 | 8.3
Live | 215319098 |  | 12.1 | 17.2 | 40000 | 24600 | 33200 | 3.02 | 1.94 | 35800 | 3.46 | 1.97 | 10.8 | 8.8
Live | 215319097 |  | 12.5 | 19 | 23200 | 19000 | 18600 | 3.37 | 2.37 | 23200 | 3.58 | 2.12 | 10.2 | 8.5
Live | 215319096 |  | 8.7 | 15.2 | 55000 | 35800 | 38000 | 2.51 | 1.96 | 55000 | 3.35 | 1.8 | 8.4 | 6.8
Live | 215319095 |  | 10 | 16 | 49900 | 35400 | 38000 | 2.73 | 2 | 49500 | 3.12 | 1.85 | 8.5 | 7.2
Live | 215319094 |  | 10 | 16.2 | 39000 | 26200 | 27000 | 2.73 | 2.19 | 40000 | 3.3 | 2 | 8.7 | 7
Live | 215319093 |  | 10.8 | 17 | 34000 | 20200 | 19100 | 3.08 | 2.26 | 32200 | 3.63 | 2 | 8.5 | 6.6
Live | 215319092 |  | 11 | 18.2 | 28000 | 22200 | 21600 | 2.86 | 2.24 | 30600 | 3.28 | 1.87 | 9.7 | 7.7
Live | 215319091 |  | 11 | 18.8 | 20000 | 12600 | 11200 | 3.08 | 2.2 | 19000 | 3.06 | 2 | 9.2 | 7
Live | 215319090 |  | 12 | 17.5 | 60000 | 54000 | 54000 | 2.62 | 2.29 | 60000 | 3.08 | 1.9 | 9.5 | 7.8
Live | 215319089 |  | 10 | 16 | 56300 | 50400 | 52000 | 2.57 | 2.3 | 64500 | 3.17 | 1.8 | 9 | 8
Live | 215319088 |  | 10.5 | 16.5 | 51000 | 38300 | 46000 | 2.89 | 2.02 | 57300 | 3.23 | 1.9 | 9.5 | 8
Live | 215319087 |  | 11.7 | 17.4 | 42000 | 41000 | 39000 | 2.77 | 2.03 | 48000 | 3.22 | 1.9 | 10.3 | 8.6
Live | 215319086 |  | 11.7 | 16.9 | 39000 | 37800 | 32600 | 3.16 | 2.39 | 38500 | 3.74 | 1.96 | 10 | 8.3
Live | 215319085 |  | 12 | 18.7 | 28800 | 20200 | 20600 | 2.96 | 2.24 | 29200 | 3.49 | 2.14 | 10 | 8.1
Live | 215319084 |  | 11.7 | 18.4 | 27000 | 22200 | 21600 | 2.76 | 2.24 | 30000 | 3.22 | 1.87 | 10 | 8
Live | 215319083 |  | 12.5 | 19 | 22000 | 21600 | 18000 | 3.31 | 2.3 | 22000 | 3.31 | 2 | 9.8 | 8
Live | 215319082 |  | 9.5 | 16 | 57500 | 41500 | 35400 | 2.68 | 2.2 | 60500 | 3.35 | 1.9 | 9.2 | 7.2
Live | 215319079 |  | 10 | 15.4 | 58500 | 51500 | 53000 | 2.57 | 2.2 | 66500 | 3.45 | 2 | 9.2 | 7.7
Live | 215319077 |  | 11.7 | 17.3 | 36400 | 38000 | 38000 | 2.81 | 2.11 | 45000 | 3.17 | 2.06 | 9.5 | 8
Live | 215319076 |  | 11.7 | 19.8 | 29600 | 23200 | 18000 | 3.05 | 2.55 | 33800 | 3.36 | 2.2 | 9 | 7.3
Live | 215319081 |  | 10 | 17.8 | 56000 | 41000 | 35200 | 2.71 | 2.28 | 60000 | 3.21 | 1.9 | 10 | 7.7
Live | 215319080 |  | 9 | 15.9 | 38000 | 27000 | 24200 | 2.58 | 2.15 | 42500 | 3.3 | 1.91 | 9.3 | 7.3
Live | 215319078 |  | 10.1 | 17 | 55500 | 42000 | 46000 | 2.6 | 2.16 | 60000 | 3.2 | 2 | 10.2 | 8.1
Live | 215319071 |  | 12 | 17.5 | 52000 | 48000 | 48000 | 3.13 | 2.13 | 52000 | 3.19 | 2 | 9.5 | 7.8
Live | 215319070 |  | 12.1 | 17.2 | 40000 | 24600 | 33200 | 3.02 | 1.94 | 35800 | 3.46 | 1.97 | 10.8 | 8.8
Live | 215319075 |  | 12.2 | 18.5 | 20400 | 14800 | 13000 | 3.23 | 2.48 | 21800 | 3.55 | 2.3 | 9.8 | 7.7
Live | 215319074 |  | 11.7 | 16.7 | 39000 | 33400 | 34000 | 2.98 | 2.62 | 41500 | 3.24 | 2 | 10 | 8.4
Live | 215319073 |  | 12 | 18.8 | 27000 | 24000 | 23600 | 3.04 | 2.39 | 29000 | 3.27 | 2.16 | 10 | 8
Live | 215319072 |  | 12 | 18.2 | 20400 | 19800 | 18000 | 3.15 | 2.38 | 21600 | 3.3 | 2.2 | 10.1 | 8.3
Live | 215319069 |  | 12.5 | 19 | 23200 | 19000 | 18600 | 3.37 | 2.37 | 23200 | 3.58 | 2.12 | 10.2 | 8.5
Live | 215319068 |  | 8.7 | 15.2 | 55000 | 35800 | 38000 | 2.51 | 1.96 | 55000 | 3.35 | 1.8 | 8.4 | 6.8
Live | 215319067 |  | 10 | 16 | 49900 | 35400 | 38000 | 2.73 | 2 | 49500 | 3.12 | 1.85 | 8.5 | 7.2
Live | 215319066 |  | 10 | 16.2 | 39000 | 26200 | 27000 | 2.73 | 2.19 | 40000 | 3.3 | 2 | 8.7 | 7
Live | 215319065 |  | 10.8 | 17 | 34000 | 20200 | 19100 | 3.08 | 2.26 | 32200 | 3.63 | 2 | 8.5 | 6.6
Live | 215319064 |  | 11 | 18.2 | 28000 | 22200 | 21600 | 2.86 | 2.24 | 30600 | 3.28 | 1.87 | 9.7 | 7.7
Live | 215319063 |  | 11 | 18.8 | 20000 | 12600 | 11200 | 3.08 | 2.2 | 19000 | 3.06 | 2 | 9.2 | 7
Live | 215319062 |  | 12 | 17.5 | 60000 | 54000 | 54000 | 2.62 | 2.29 | 60000 | 3.08 | 1.9 | 9.5 | 7.8
Live | 215319061 |  | 10 | 16 | 56300 | 50400 | 52000 | 2.57 | 2.3 | 64500 | 3.17 | 1.8 | 9 | 8
Live | 215319060 |  | 10.5 | 16.5 | 51000 | 38300 | 46000 | 2.89 | 2.02 | 57300 | 3.23 | 1.9 | 9.5 | 8
Live | 215319059 |  | 11.7 | 17.4 | 42000 | 41000 | 39000 | 2.77 | 2.03 | 48000 | 3.22 | 1.9 | 10.3 | 8.6
Live | 215319058 |  | 11.7 | 16.9 | 39000 | 37800 | 32600 | 3.16 | 2.39 | 38500 | 3.74 | 1.96 | 10 | 8.3
Live | 215319057 |  | 12 | 18.7 | 28800 | 20200 | 20600 | 2.96 | 2.24 | 29200 | 3.49 | 2.14 | 10 | 8.1
Live | 215319056 |  | 11.7 | 18.4 | 27000 | 22200 | 21600 | 2.76 | 2.24 | 30000 | 3.22 | 1.87 | 10 | 8
Live | 215319055 |  | 12.5 | 19 | 22000 | 21600 | 18000 | 3.31 | 2.3 | 22000 | 3.31 | 2 | 9.8 | 8
Live | 215319054 |  | 9.5 | 16 | 57500 | 41500 | 35400 | 2.68 | 2.2 | 60500 | 3.35 | 1.9 | 9.2 | 7.2
Live | 215319053 |  | 10 | 17.8 | 56000 | 41000 | 35200 | 2.71 | 2.28 | 60000 | 3.21 | 1.9 | 10 | 7.7
Live | 215319052 |  | 9 | 15.9 | 38000 | 27000 | 24200 | 2.58 | 2.15 | 42500 | 3.3 | 1.91 | 9.3 | 7.3
Live | 215319051 |  | 10 | 15.4 | 58500 | 51500 | 53000 | 2.57 | 2.2 | 66500 | 3.45 | 2 | 9.2 | 7.7
Live | 215319049 |  | 11.7 | 17.3 | 36400 | 38000 | 38000 | 2.81 | 2.11 | 45000 | 3.17 | 2.06 | 9.5 | 8
Live | 215319048 |  | 11.7 | 19.8 | 29600 | 23200 | 18000 | 3.05 | 2.55 | 33800 | 3.36 | 2.2 | 9 | 7.3
Live | 215319047 |  | 12.2 | 18.5 | 20400 | 14800 | 13000 | 3.23 | 2.48 | 21800 | 3.55 | 2.3 | 9.8 | 7.7
Live | 215319050 |  | 10.1 | 17 | 55500 | 42000 | 46000 | 2.6 | 2.16 | 60000 | 3.2 | 2 | 10.2 | 8.1
Live | 215319046 |  | 11.7 | 16.7 | 39000 | 33400 | 34000 | 2.98 | 2.62 | 41500 | 3.24 | 2 | 10 | 8.4
Live | 215319043 |  | 12 | 17.5 | 52000 | 48000 | 48000 | 3.13 | 2.13 | 52000 | 3.19 | 2 | 9.5 | 7.8
Live | 215319042 |  | 12.1 | 17.2 | 40000 | 24600 | 33200 | 3.02 | 1.94 | 35800 | 3.46 | 1.97 | 10.8 | 8.8
Live | 215319041 |  | 12.5 | 19 | 23200 | 19000 | 18600 | 3.37 | 2.37 | 23200 | 3.58 | 2.12 | 10.2 | 8.5
Live | 215319045 |  | 12 | 18.8 | 27000 | 24000 | 23600 | 3.04 | 2.39 | 29000 | 3.27 | 2.16 | 10 | 8
Live | 215319044 |  | 12 | 18.2 | 20400 | 19800 | 18000 | 3.15 | 2.38 | 21600 | 3.3 | 2.2 | 10.1 | 8.3
Live | 215319040 |  | 8.7 | 15.2 | 55000 | 35800 | 38000 | 2.51 | 1.96 | 55000 | 3.35 | 1.8 | 8.4 | 6.8
Live | 215319039 |  | 10 | 16 | 49900 | 35400 | 38000 | 2.73 | 2 | 49500 | 3.12 | 1.85 | 8.5 | 7.2
Live | 215319038 |  | 10 | 16.2 | 39000 | 26200 | 27000 | 2.73 | 2.19 | 40000 | 3.3 | 2 | 8.7 | 7
Live | 215319037 |  | 10.8 | 17 | 34000 | 20200 | 19100 | 3.08 | 2.26 | 32200 | 3.63 | 2 | 8.5 | 6.6
Live | 215319036 |  | 11 | 18.2 | 28000 | 22200 | 21600 | 2.86 | 2.24 | 30600 | 3.28 | 1.87 | 9.7 | 7.7
Live | 215319035 |  | 11 | 18.8 | 20000 | 12600 | 11200 | 3.08 | 2.2 | 19000 | 3.06 | 2 | 9.2 | 7
Live | 215319034 |  | 12 | 17.5 | 60000 | 54000 | 54000 | 2.62 | 2.29 | 60000 | 3.08 | 1.9 | 9.5 | 7.8
Live | 215319033 |  | 10 | 16 | 56300 | 50400 | 52000 | 2.57 | 2.3 | 64500 | 3.17 | 1.8 | 9 | 8
Live | 215319032 |  | 10.5 | 16.5 | 51000 | 38300 | 46000 | 2.89 | 2.02 | 57300 | 3.23 | 1.9 | 9.5 | 8
Live | 215319031 |  | 11.7 | 17.4 | 42000 | 41000 | 39000 | 2.77 | 2.03 | 48000 | 3.22 | 1.9 | 10.3 | 8.6
Live | 215319030 |  | 11.7 | 16.9 | 39000 | 37800 | 32600 | 3.16 | 2.39 | 38500 | 3.74 | 1.96 | 10 | 8.3
Live | 215319029 |  | 12 | 18.7 | 28800 | 20200 | 20600 | 2.96 | 2.24 | 29200 | 3.49 | 2.14 | 10 | 8.1
Live | 215319028 |  | 11.7 | 18.4 | 27000 | 22200 | 21600 | 2.76 | 2.24 | 30000 | 3.22 | 1.87 | 10 | 8
Live | 215319027 |  | 12.5 | 19 | 22000 | 21600 | 18000 | 3.31 | 2.3 | 22000 | 3.31 | 2 | 9.8 | 8
Live | 215319026 |  | 9.5 | 16 | 57500 | 41500 | 35400 | 2.68 | 2.2 | 60500 | 3.35 | 1.9 | 9.2 | 7.2
Live | 215319023 |  | 10 | 15.4 | 58500 | 51500 | 53000 | 2.57 | 2.2 | 66500 | 3.45 | 2 | 9.2 | 7.7
Live | 215319021 |  | 11.7 | 17.3 | 36400 | 38000 | 38000 | 2.81 | 2.11 | 45000 | 3.17 | 2.06 | 9.5 | 8
Live | 215319020 |  | 11.7 | 19.8 | 29600 | 23200 | 18000 | 3.05 | 2.55 | 33800 | 3.36 | 2.2 | 9 | 7.3
Live | 215319025 |  | 10 | 17.8 | 56000 | 41000 | 35200 | 2.71 | 2.28 | 60000 | 3.21 | 1.9 | 10 | 7.7
Live | 215319024 |  | 9 | 15.9 | 38000 | 27000 | 24200 | 2.58 | 2.15 | 42500 | 3.3 | 1.91 | 9.3 | 7.3
Live | 215319022 |  | 10.1 | 17 | 55500 | 42000 | 46000 | 2.6 | 2.16 | 60000 | 3.2 | 2 | 10.2 | 8.1
Live | 215319015 |  | 12 | 17.5 | 52000 | 48000 | 48000 | 3.13 | 2.13 | 52000 | 3.19 | 2 | 9.5 | 7.8
Live | 215319014 |  | 12.1 | 17.2 | 40000 | 24600 | 33200 | 3.02 | 1.94 | 35800 | 3.46 | 1.97 | 10.8 | 8.8
Live | 215319019 |  | 12.2 | 18.5 | 20400 | 14800 | 13000 | 3.23 | 2.48 | 21800 | 3.55 | 2.3 | 9.8 | 7.7
Live | 215319018 |  | 11.7 | 16.7 | 39000 | 33400 | 34000 | 2.98 | 2.62 | 41500 | 3.24 | 2 | 10 | 8.4
Live | 215319017 |  | 12 | 18.8 | 27000 | 24000 | 23600 | 3.04 | 2.39 | 29000 | 3.27 | 2.16 | 10 | 8
Live | 215319016 |  | 12 | 18.2 | 20400 | 19800 | 18000 | 3.15 | 2.38 | 21600 | 3.3 | 2.2 | 10.1 | 8.3
Live | 215319013 |  | 12.5 | 19 | 23200 | 19000 | 18600 | 3.37 | 2.37 | 23200 | 3.58 | 2.12 | 10.2 | 8.5
Live | 215319012 |  | 8.7 | 15.2 | 55000 | 35800 | 38000 | 2.51 | 1.96 | 55000 | 3.35 | 1.8 | 8.4 | 6.8
Live | 215319011 |  | 10 | 16 | 49900 | 35400 | 38000 | 2.73 | 2 | 49500 | 3.12 | 1.85 | 8.5 | 7.2
Live | 215319010 |  | 10 | 16.2 | 39000 | 26200 | 27000 | 2.73 | 2.19 | 40000 | 3.3 | 2 | 8.7 | 7
Live | 215319009 |  | 10.8 | 17 | 34000 | 20200 | 19100 | 3.08 | 2.26 | 32200 | 3.63 | 2 | 8.5 | 6.6
Live | 215319008 |  | 11 | 18.2 | 28000 | 22200 | 21600 | 2.86 | 2.24 | 30600 | 3.28 | 1.87 | 9.7 | 7.7
Live | 215319007 |  | 11 | 18.8 | 20000 | 12600 | 11200 | 3.08 | 2.2 | 19000 | 3.06 | 2 | 9.2 | 7
Live | 215319006 |  | 12 | 17.5 | 60000 | 54000 | 54000 | 2.62 | 2.29 | 60000 | 3.08 | 1.9 | 9.5 | 7.8
Live | 215319005 |  | 10 | 16 | 56300 | 50400 | 52000 | 2.57 | 2.3 | 64500 | 3.17 | 1.8 | 9 | 8
Live | 215319004 |  | 10.5 | 16.5 | 51000 | 38300 | 46000 | 2.89 | 2.02 | 57300 | 3.23 | 1.9 | 9.5 | 8
Live | 215319003 |  | 11.7 | 17.4 | 42000 | 41000 | 39000 | 2.77 | 2.03 | 48000 | 3.22 | 1.9 | 10.3 | 8.6
Live | 215319002 |  | 11.7 | 16.9 | 39000 | 37800 | 32600 | 3.16 | 2.39 | 38500 | 3.74 | 1.96 | 10 | 8.3
Live | 215319001 |  | 12 | 18.7 | 28800 | 20200 | 20600 | 2.96 | 2.24 | 29200 | 3.49 | 2.14 | 10 | 8.1
Live | 215319000 |  | 11.7 | 18.4 | 27000 | 22200 | 21600 | 2.76 | 2.24 | 30000 | 3.22 | 1.87 | 10 | 8
Live | 215318999 |  | 12.5 | 19 | 22000 | 21600 | 18000 | 3.31 | 2.3 | 22000 | 3.31 | 2 | 9.8 | 8
Live | 215318998 |  | 9.5 | 16 | 57500 | 41500 | 35400 | 2.68 | 2.2 | 60500 | 3.35 | 1.9 | 9.2 | 7.2
Live | 215318997 |  | 10 | 17.8 | 56000 | 41000 | 35200 | 2.71 | 2.28 | 60000 | 3.21 | 1.9 | 10 | 7.7
Live | 215318996 |  | 9 | 15.9 | 38000 | 27000 | 24200 | 2.58 | 2.15 | 42500 | 3.3 | 1.91 | 9.3 | 7.3
Live | 215318995 |  | 10 | 15.4 | 58500 | 51500 | 53000 | 2.57 | 2.2 | 66500 | 3.45 | 2 | 9.2 | 7.7
Live | 215318993 |  | 11.7 | 17.3 | 36400 | 38000 | 38000 | 2.81 | 2.11 | 45000 | 3.17 | 2.06 | 9.5 | 8
Live | 215318992 |  | 11.7 | 19.8 | 29600 | 23200 | 18000 | 3.05 | 2.55 | 33800 | 3.36 | 2.2 | 9 | 7.3
Live | 215318991 |  | 12.2 | 18.5 | 20400 | 14800 | 13000 | 3.23 | 2.48 | 21800 | 3.55 | 2.3 | 9.8 | 7.7
Live | 215318994 |  | 10.1 | 17 | 55500 | 42000 | 46000 | 2.6 | 2.16 | 60000 | 3.2 | 2 | 10.2 | 8.1
Live | 215318990 |  | 11.7 | 16.7 | 39000 | 33400 | 34000 | 2.98 | 2.62 | 41500 | 3.24 | 2 | 10 | 8.4
Live | 215318987 |  | 12 | 17.5 | 52000 | 48000 | 48000 | 3.13 | 2.13 | 52000 | 3.19 | 2 | 9.5 | 7.8
Live | 215318986 |  | 12.1 | 17.2 | 40000 | 24600 | 33200 | 3.02 | 1.94 | 35800 | 3.46 | 1.97 | 10.8 | 8.8
Live | 215318989 |  | 12 | 18.8 | 27000 | 24000 | 23600 | 3.04 | 2.39 | 29000 | 3.27 | 2.16 | 10 | 8
Live | 215318988 |  | 12 | 18.2 | 20400 | 19800 | 18000 | 3.15 | 2.38 | 21600 | 3.3 | 2.2 | 10.1 | 8.3
Live | 215318985 |  | 12.5 | 19 | 23200 | 19000 | 18600 | 3.37 | 2.37 | 23200 | 3.58 | 2.12 | 10.2 | 8.5
Live | 215318984 |  | 8.7 | 15.2 | 55000 | 35800 | 38000 | 2.51 | 1.96 | 55000 | 3.35 | 1.8 | 8.4 | 6.8
Live | 215318983 |  | 10 | 16 | 49900 | 35400 | 38000 | 2.73 | 2 | 49500 | 3.12 | 1.85 | 8.5 | 7.2
Live | 215318982 |  | 10 | 16.2 | 39000 | 26200 | 27000 | 2.73 | 2.19 | 40000 | 3.3 | 2 | 8.7 | 7
Live | 215318981 |  | 10.8 | 17 | 34000 | 20200 | 19100 | 3.08 | 2.26 | 32200 | 3.63 | 2 | 8.5 | 6.6
Live | 215318980 |  | 11 | 18.2 | 28000 | 22200 | 21600 | 2.86 | 2.24 | 30600 | 3.28 | 1.87 | 9.7 | 7.7
Live | 215318979 |  | 11 | 18.8 | 20000 | 12600 | 11200 | 3.08 | 2.2 | 19000 | 3.06 | 2 | 9.2 | 7
Live | 215318978 |  | 12 | 17.5 | 60000 | 54000 | 54000 | 2.62 | 2.29 | 60000 | 3.08 | 1.9 | 9.5 | 7.8
Live | 215318977 |  | 10 | 16 | 56300 | 50400 | 52000 | 2.57 | 2.3 | 64500 | 3.17 | 1.8 | 9 | 8
Live | 215318976 |  | 10.5 | 16.5 | 51000 | 38300 | 46000 | 2.89 | 2.02 | 57300 | 3.23 | 1.9 | 9.5 | 8
Live | 215318975 |  | 11.7 | 17.4 | 42000 | 41000 | 39000 | 2.77 | 2.03 | 48000 | 3.22 | 1.9 | 10.3 | 8.6
Live | 215318974 |  | 11.7 | 16.9 | 39000 | 37800 | 32600 | 3.16 | 2.39 | 38500 | 3.74 | 1.96 | 10 | 8.3
Live | 215318973 |  | 12 | 18.7 | 28800 | 20200 | 20600 | 2.96 | 2.24 | 29200 | 3.49 | 2.14 | 10 | 8.1
Live | 215318972 |  | 11.7 | 18.4 | 27000 | 22200 | 21600 | 2.76 | 2.24 | 30000 | 3.22 | 1.87 | 10 | 8
Live | 215318971 |  | 12.5 | 19 | 22000 | 21600 | 18000 | 3.31 | 2.3 | 22000 | 3.31 | 2 | 9.8 | 8
Live | 215318970 |  | 9.5 | 16 | 57500 | 41500 | 35400 | 2.68 | 2.2 | 60500 | 3.35 | 1.9 | 9.2 | 7.2
Live | 215318969 |  | 10 | 17.8 | 56000 | 41000 | 35200 | 2.71 | 2.28 | 60000 | 3.21 | 1.9 | 10 | 7.7
Live | 215318967 |  | 10 | 15.4 | 58500 | 51500 | 53000 | 2.57 | 2.2 | 66500 | 3.45 | 2 | 9.2 | 7.7
Live | 215318965 |  | 11.7 | 17.3 | 36400 | 38000 | 38000 | 2.81 | 2.11 | 45000 | 3.17 | 2.06 | 9.5 | 8
Live | 215318964 |  | 11.7 | 19.8 | 29600 | 23200 | 18000 | 3.05 | 2.55 | 33800 | 3.36 | 2.2 | 9 | 7.3
Live | 215318963 |  | 12.2 | 18.5 | 20400 | 14800 | 13000 | 3.23 | 2.48 | 21800 | 3.55 | 2.3 | 9.8 | 7.7
Live | 215318968 |  | 9 | 15.9 | 38000 | 27000 | 24200 | 2.58 | 2.15 | 42500 | 3.3 | 1.91 | 9.3 | 7.3
Live | 215318966 |  | 10.1 | 17 | 55500 | 42000 | 46000 | 2.6 | 2.16 | 60000 | 3.2 | 2 | 10.2 | 8.1
Live | 215318959 |  | 12 | 17.5 | 52000 | 48000 | 48000 | 3.13 | 2.13 | 52000 | 3.19 | 2 | 9.5 | 7.8
Live | 215318958 |  | 12.1 | 17.2 | 40000 | 24600 | 33200 | 3.02 | 1.94 | 35800 | 3.46 | 1.97 | 10.8 | 8.8
Live | 215318962 |  | 11.7 | 16.7 | 39000 | 33400 | 34000 | 2.98 | 2.62 | 41500 | 3.24 | 2 | 10 | 8.4
Live | 215318961 |  | 12 | 18.8 | 27000 | 24000 | 23600 | 3.04 | 2.39 | 29000 | 3.27 | 2.16 | 10 | 8
Live | 215318960 |  | 12 | 18.2 | 20400 | 19800 | 18000 | 3.15 | 2.38 | 21600 | 3.3 | 2.2 | 10.1 | 8.3
Live | 215318957 |  | 12.5 | 19 | 23200 | 19000 | 18600 | 3.37 | 2.37 | 23200 | 3.58 | 2.12 | 10.2 | 8.5
Live | 215318956 |  | 8.7 | 15.2 | 55000 | 35800 | 38000 | 2.51 | 1.96 | 55000 | 3.35 | 1.8 | 8.4 | 6.8
Live | 215318955 |  | 10 | 16 | 49900 | 35400 | 38000 | 2.73 | 2 | 49500 | 3.12 | 1.85 | 8.5 | 7.2
Live | 215318954 |  | 10 | 16.2 | 39000 | 26200 | 27000 | 2.73 | 2.19 | 40000 | 3.3 | 2 | 8.7 | 7
Live | 215318953 |  | 10.8 | 17 | 34000 | 20200 | 19100 | 3.08 | 2.26 | 32200 | 3.63 | 2 | 8.5 | 6.6
Live | 215318952 |  | 11 | 18.2 | 28000 | 22200 | 21600 | 2.86 | 2.24 | 30600 | 3.28 | 1.87 | 9.7 | 7.7
Live | 215318951 |  | 11 | 18.8 | 20000 | 12600 | 11200 | 3.08 | 2.2 | 19000 | 3.06 | 2 | 9.2 | 7
Live | 215318950 |  | 12 | 17.5 | 60000 | 54000 | 54000 | 2.62 | 2.29 | 60000 | 3.08 | 1.9 | 9.5 | 7.8
Live | 215318949 |  | 10 | 16 | 56300 | 50400 | 52000 | 2.57 | 2.3 | 64500 | 3.17 | 1.8 | 9 | 8
Live | 215318948 |  | 10.5 | 16.5 | 51000 | 38300 | 46000 | 2.89 | 2.02 | 57300 | 3.23 | 1.9 | 9.5 | 8
Live | 215318947 |  | 11.7 | 17.4 | 42000 | 41000 | 39000 | 2.77 | 2.03 | 48000 | 3.22 | 1.9 | 10.3 | 8.6
Live | 215318946 |  | 11.7 | 16.9 | 39000 | 37800 | 32600 | 3.16 | 2.39 | 38500 | 3.74 | 1.96 | 10 | 8.3
Live | 215318945 |  | 12 | 18.7 | 28800 | 20200 | 20600 | 2.96 | 2.24 | 29200 | 3.49 | 2.14 | 10 | 8.1
Live | 215318944 |  | 11.7 | 18.4 | 27000 | 22200 | 21600 | 2.76 | 2.24 | 30000 | 3.22 | 1.87 | 10 | 8
Live | 215318943 |  | 12.5 | 19 | 22000 | 21600 | 18000 | 3.31 | 2.3 | 22000 | 3.31 | 2 | 9.8 | 8
Live | 215318942 |  | 9.5 | 16 | 57500 | 41500 | 35400 | 2.68 | 2.2 | 60500 | 3.35 | 1.9 | 9.2 | 7.2
Live | 215318941 |  | 10 | 17.8 | 56000 | 41000 | 35200 | 2.71 | 2.28 | 60000 | 3.21 | 1.9 | 10 | 7.7
Live | 215318937 |  | 11.7 | 17.3 | 36400 | 38000 | 38000 | 2.81 | 2.11 | 45000 | 3.17 | 2.06 | 9.5 | 8
Live | 215318936 |  | 11.7 | 19.8 | 29600 | 23200 | 18000 | 3.05 | 2.55 | 33800 | 3.36 | 2.2 | 9 | 7.3
Live | 215318935 |  | 12.2 | 18.5 | 20400 | 14800 | 13000 | 3.23 | 2.48 | 21800 | 3.55 | 2.3 | 9.8 | 7.7
Live | 215318939 |  | 10 | 15.4 | 58500 | 51500 | 53000 | 2.57 | 2.2 | 66500 | 3.45 | 2 | 9.2 | 7.7
Live | 215318940 |  | 9 | 15.9 | 38000 | 27000 | 24200 | 2.58 | 2.15 | 42500 | 3.3 | 1.91 | 9.3 | 7.3
Live | 215318938 |  | 10.1 | 17 | 55500 | 42000 | 46000 | 2.6 | 2.16 | 60000 | 3.2 | 2 | 10.2 | 8.1
Live | 215318931 |  | 12 | 17.5 | 52000 | 48000 | 48000 | 3.13 | 2.13 | 52000 | 3.19 | 2 | 9.5 | 7.8
Live | 215318930 |  | 12.1 | 17.2 | 40000 | 24600 | 33200 | 3.02 | 1.94 | 35800 | 3.46 | 1.97 | 10.8 | 8.8
Live | 215318929 |  | 12.5 | 19 | 23200 | 19000 | 18600 | 3.37 | 2.37 | 23200 | 3.58 | 2.12 | 10.2 | 8.5
Live | 215318934 |  | 11.7 | 16.7 | 39000 | 33400 | 34000 | 2.98 | 2.62 | 41500 | 3.24 | 2 | 10 | 8.4
Live | 215318933 |  | 12 | 18.8 | 27000 | 24000 | 23600 | 3.04 | 2.39 | 29000 | 3.27 | 2.16 | 10 | 8
Live | 215318932 |  | 12 | 18.2 | 20400 | 19800 | 18000 | 3.15 | 2.38 | 21600 | 3.3 | 2.2 | 10.1 | 8.3
Live | 215318928 |  | 8.7 | 15.2 | 55000 | 35800 | 38000 | 2.51 | 1.96 | 55000 | 3.35 | 1.8 | 8.4 | 6.8
Live | 215318927 |  | 10 | 16 | 49900 | 35400 | 38000 | 2.73 | 2 | 49500 | 3.12 | 1.85 | 8.5 | 7.2
Live | 215318926 |  | 10 | 16.2 | 39000 | 26200 | 27000 | 2.73 | 2.19 | 40000 | 3.3 | 2 | 8.7 | 7
Live | 215318925 |  | 10.8 | 17 | 34000 | 20200 | 19100 | 3.08 | 2.26 | 32200 | 3.63 | 2 | 8.5 | 6.6
Live | 215318924 |  | 11 | 18.2 | 28000 | 22200 | 21600 | 2.86 | 2.24 | 30600 | 3.28 | 1.87 | 9.7 | 7.7
Live | 215318923 |  | 11 | 18.8 | 20000 | 12600 | 11200 | 3.08 | 2.2 | 19000 | 3.06 | 2 | 9.2 | 7
Live | 215318922 |  | 12 | 17.5 | 60000 | 54000 | 54000 | 2.62 | 2.29 | 60000 | 3.08 | 1.9 | 9.5 | 7.8
Live | 215318921 |  | 10 | 16 | 56300 | 50400 | 52000 | 2.57 | 2.3 | 64500 | 3.17 | 1.8 | 9 | 8
Live | 215318920 |  | 10.5 | 16.5 | 51000 | 38300 | 46000 | 2.89 | 2.02 | 57300 | 3.23 | 1.9 | 9.5 | 8
Live | 215318919 |  | 11.7 | 17.4 | 42000 | 41000 | 39000 | 2.77 | 2.03 | 48000 | 3.22 | 1.9 | 10.3 | 8.6
Live | 215318918 |  | 11.7 | 16.9 | 39000 | 37800 | 32600 | 3.16 | 2.39 | 38500 | 3.74 | 1.96 | 10 | 8.3
Live | 215318917 |  | 12 | 18.7 | 28800 | 20200 | 20600 | 2.96 | 2.24 | 29200 | 3.49 | 2.14 | 10 | 8.1
Live | 215318916 |  | 11.7 | 18.4 | 27000 | 22200 | 21600 | 2.76 | 2.24 | 30000 | 3.22 | 1.87 | 10 | 8
Live | 215318915 |  | 12.5 | 19 | 22000 | 21600 | 18000 | 3.31 | 2.3 | 22000 | 3.31 | 2 | 9.8 | 8
Live | 215318914 |  | 9.5 | 16 | 57500 | 41500 | 35400 | 2.68 | 2.2 | 60500 | 3.35 | 1.9 | 9.2 | 7.2
Live | 215318913 |  | 10 | 17.8 | 56000 | 41000 | 35200 | 2.71 | 2.28 | 60000 | 3.21 | 1.9 | 10 | 7.7
Live | 215318912 |  | 9 | 15.9 | 38000 | 27000 | 24200 | 2.58 | 2.15 | 42500 | 3.3 | 1.91 | 9.3 | 7.3
Live | 215318911 |  | 10 | 15.4 | 58500 | 51500 | 53000 | 2.57 | 2.2 | 66500 | 3.45 | 2 | 9.2 | 7.7
Live | 215318909 |  | 11.7 | 17.3 | 36400 | 38000 | 38000 | 2.81 | 2.11 | 45000 | 3.17 | 2.06 | 9.5 | 8
Live | 215318908 |  | 11.7 | 19.8 | 29600 | 23200 | 18000 | 3.05 | 2.55 | 33800 | 3.36 | 2.2 | 9 | 7.3
Live | 215318907 |  | 12.2 | 18.5 | 20400 | 14800 | 13000 | 3.23 | 2.48 | 21800 | 3.55 | 2.3 | 9.8 | 7.7
Live | 215318910 |  | 10.1 | 17 | 55500 | 42000 | 46000 | 2.6 | 2.16 | 60000 | 3.2 | 2 | 10.2 | 8.1
Live | 215318906 |  | 11.7 | 16.7 | 39000 | 33400 | 34000 | 2.98 | 2.62 | 41500 | 3.24 | 2 | 10 | 8.4
Live | 215318903 |  | 12 | 17.5 | 52000 | 48000 | 48000 | 3.13 | 2.13 | 52000 | 3.19 | 2 | 9.5 | 7.8
Live | 215318902 |  | 12.1 | 17.2 | 40000 | 24600 | 33200 | 3.02 | 1.94 | 35800 | 3.46 | 1.97 | 10.8 | 8.8
Live | 215318905 |  | 12 | 18.8 | 27000 | 24000 | 23600 | 3.04 | 2.39 | 29000 | 3.27 | 2.16 | 10 | 8
Live | 215318904 |  | 12 | 18.2 | 20400 | 19800 | 18000 | 3.15 | 2.38 | 21600 | 3.3 | 2.2 | 10.1 | 8.3
Live | 215318901 |  | 12.5 | 19 | 23200 | 19000 | 18600 | 3.37 | 2.37 | 23200 | 3.58 | 2.12 | 10.2 | 8.5
Live | 215318900 |  | 8.7 | 15.2 | 55000 | 35800 | 38000 | 2.51 | 1.96 | 55000 | 3.35 | 1.8 | 8.4 | 6.8
Live | 215318899 |  | 10 | 16 | 49900 | 35400 | 38000 | 2.73 | 2 | 49500 | 3.12 | 1.85 | 8.5 | 7.2
Live | 215318898 |  | 10 | 16.2 | 39000 | 26200 | 27000 | 2.73 | 2.19 | 40000 | 3.3 | 2 | 8.7 | 7
Live | 215318897 |  | 10.8 | 17 | 34000 | 20200 | 19100 | 3.08 | 2.26 | 32200 | 3.63 | 2 | 8.5 | 6.6
Live | 215318896 |  | 11 | 18.2 | 28000 | 22200 | 21600 | 2.86 | 2.24 | 30600 | 3.28 | 1.87 | 9.7 | 7.7
Live | 215318895 |  | 11 | 18.8 | 20000 | 12600 | 11200 | 3.08 | 2.2 | 19000 | 3.06 | 2 | 9.2 | 7
Live | 215318894 |  | 12 | 17.5 | 60000 | 54000 | 54000 | 2.62 | 2.29 | 60000 | 3.08 | 1.9 | 9.5 | 7.8
Live | 215318893 |  | 10 | 16 | 56300 | 50400 | 52000 | 2.57 | 2.3 | 64500 | 3.17 | 1.8 | 9 | 8
Live | 215318892 |  | 10.5 | 16.5 | 51000 | 38300 | 46000 | 2.89 | 2.02 | 57300 | 3.23 | 1.9 | 9.5 | 8
Live | 215318891 |  | 11.7 | 17.4 | 42000 | 41000 | 39000 | 2.77 | 2.03 | 48000 | 3.22 | 1.9 | 10.3 | 8.6
Live | 215318890 |  | 11.7 | 16.9 | 39000 | 37800 | 32600 | 3.16 | 2.39 | 38500 | 3.74 | 1.96 | 10 | 8.3
Live | 215318889 |  | 12 | 18.7 | 28800 | 20200 | 20600 | 2.96 | 2.24 | 29200 | 3.49 | 2.14 | 10 | 8.1
Live | 215318888 |  | 11.7 | 18.4 | 27000 | 22200 | 21600 | 2.76 | 2.24 | 30000 | 3.22 | 1.87 | 10 | 8
Live | 215318887 |  | 12.5 | 19 | 22000 | 21600 | 18000 | 3.31 | 2.3 | 22000 | 3.31 | 2 | 9.8 | 8
Live | 215318886 |  | 9.5 | 16 | 57500 | 41500 | 35400 | 2.68 | 2.2 | 60500 | 3.35 | 1.9 | 9.2 | 7.2
Live | 215318885 |  | 10 | 17.8 | 56000 | 41000 | 35200 | 2.71 | 2.28 | 60000 | 3.21 | 1.9 | 10 | 7.7
Live | 215318884 |  | 9 | 15.9 | 38000 | 27000 | 24200 | 2.58 | 2.15 | 42500 | 3.3 | 1.91 | 9.3 | 7.3
Live | 215318883 |  | 10 | 15.4 | 58500 | 51500 | 53000 | 2.57 | 2.2 | 66500 | 3.45 | 2 | 9.2 | 7.7
Live | 215318881 |  | 11.7 | 17.3 | 36400 | 38000 | 38000 | 2.81 | 2.11 | 45000 | 3.17 | 2.06 | 9.5 | 8
Live | 215318880 |  | 11.7 | 19.8 | 29600 | 23200 | 18000 | 3.05 | 2.55 | 33800 | 3.36 | 2.2 | 9 | 7.3
Live | 215318879 |  | 12.2 | 18.5 | 20400 | 14800 | 13000 | 3.23 | 2.48 | 21800 | 3.55 | 2.3 | 9.8 | 7.7
Live | 215318882 |  | 10.1 | 17 | 55500 | 42000 | 46000 | 2.6 | 2.16 | 60000 | 3.2 | 2 | 10.2 | 8.1
Live | 215318878 |  | 11.7 | 16.7 | 39000 | 33400 | 34000 | 2.98 | 2.62 | 41500 | 3.24 | 2 | 10 | 8.4
Live | 215318875 |  | 12 | 17.5 | 52000 | 48000 | 48000 | 3.13 | 2.13 | 52000 | 3.19 | 2 | 9.5 | 7.8
Live | 215318877 |  | 12 | 18.8 | 27000 | 24000 | 23600 | 3.04 | 2.39 | 29000 | 3.27 | 2.16 | 10 | 8
Live | 215318876 |  | 12 | 18.2 | 20400 | 19800 | 18000 | 3.15 | 2.38 | 21600 | 3.3 | 2.2 | 10.1 | 8.3
Live | 215318874 |  | 12.1 | 17.2 | 40000 | 24600 | 33200 | 3.02 | 1.94 | 35800 | 3.46 | 1.97 | 10.8 | 8.8
Live | 215318873 |  | 12.5 | 19 | 23200 | 19000 | 18600 | 3.37 | 2.37 | 23200 | 3.58 | 2.12 | 10.2 | 8.5
Live | 215318872 |  | 8.7 | 15.2 | 55000 | 35800 | 38000 | 2.51 | 1.96 | 55000 | 3.35 | 1.8 | 8.4 | 6.8
Live | 215318871 |  | 10 | 16 | 49900 | 35400 | 38000 | 2.73 | 2 | 49500 | 3.12 | 1.85 | 8.5 | 7.2
Live | 215318870 |  | 10 | 16.2 | 39000 | 26200 | 27000 | 2.73 | 2.19 | 40000 | 3.3 | 2 | 8.7 | 7
Live | 215318869 |  | 10.8 | 17 | 34000 | 20200 | 19100 | 3.08 | 2.26 | 32200 | 3.63 | 2 | 8.5 | 6.6
Live | 215318868 |  | 11 | 18.2 | 28000 | 22200 | 21600 | 2.86 | 2.24 | 30600 | 3.28 | 1.87 | 9.7 | 7.7
Live | 215318867 |  | 11 | 18.8 | 20000 | 12600 | 11200 | 3.08 | 2.2 | 19000 | 3.06 | 2 | 9.2 | 7
Live | 215318866 |  | 12 | 17.5 | 60000 | 54000 | 54000 | 2.62 | 2.29 | 60000 | 3.08 | 1.9 | 9.5 | 7.8
Live | 215318865 |  | 10 | 16 | 56300 | 50400 | 52000 | 2.57 | 2.3 | 64500 | 3.17 | 1.8 | 9 | 8
Live | 215318864 |  | 10.5 | 16.5 | 51000 | 38300 | 46000 | 2.89 | 2.02 | 57300 | 3.23 | 1.9 | 9.5 | 8
Live | 215318863 |  | 11.7 | 17.4 | 42000 | 41000 | 39000 | 2.77 | 2.03 | 48000 | 3.22 | 1.9 | 10.3 | 8.6
Live | 215318862 |  | 11.7 | 16.9 | 39000 | 37800 | 32600 | 3.16 | 2.39 | 38500 | 3.74 | 1.96 | 10 | 8.3
Live | 215318861 |  | 12 | 18.7 | 28800 | 20200 | 20600 | 2.96 | 2.24 | 29200 | 3.49 | 2.14 | 10 | 8.1
Live | 215318860 |  | 11.7 | 18.4 | 27000 | 22200 | 21600 | 2.76 | 2.24 | 30000 | 3.22 | 1.87 | 10 | 8
Live | 215318859 |  | 12.5 | 19 | 22000 | 21600 | 18000 | 3.31 | 2.3 | 22000 | 3.31 | 2 | 9.8 | 8
Live | 215318855 |  | 10 | 15.4 | 58500 | 51500 | 53000 | 2.57 | 2.2 | 66500 | 3.45 | 2 | 9.2 | 7.7
Live | 215318853 |  | 11.7 | 17.3 | 36400 | 38000 | 38000 | 2.81 | 2.11 | 45000 | 3.17 | 2.06 | 9.5 | 8
Live | 215318858 |  | 9.5 | 16 | 57500 | 41500 | 35400 | 2.68 | 2.2 | 60500 | 3.35 | 1.9 | 9.2 | 7.2
Live | 215318857 |  | 10 | 17.8 | 56000 | 41000 | 35200 | 2.71 | 2.28 | 60000 | 3.21 | 1.9 | 10 | 7.7
Live | 215318856 |  | 9 | 15.9 | 38000 | 27000 | 24200 | 2.58 | 2.15 | 42500 | 3.3 | 1.91 | 9.3 | 7.3
Live | 215318854 |  | 10.1 | 17 | 55500 | 42000 | 46000 | 2.6 | 2.16 | 60000 | 3.2 | 2 | 10.2 | 8.1
Live | 215318847 |  | 12 | 17.5 | 52000 | 48000 | 48000 | 3.13 | 2.13 | 52000 | 3.19 | 2 | 9.5 | 7.8
Live | 215318852 |  | 11.7 | 19.8 | 29600 | 23200 | 18000 | 3.05 | 2.55 | 33800 | 3.36 | 2.2 | 9 | 7.3
Live | 215318851 |  | 12.2 | 18.5 | 20400 | 14800 | 13000 | 3.23 | 2.48 | 21800 | 3.55 | 2.3 | 9.8 | 7.7
Live | 215318850 |  | 11.7 | 16.7 | 39000 | 33400 | 34000 | 2.98 | 2.62 | 41500 | 3.24 | 2 | 10 | 8.4
Live | 215318849 |  | 12 | 18.8 | 27000 | 24000 | 23600 | 3.04 | 2.39 | 29000 | 3.27 | 2.16 | 10 | 8
Live | 215318848 |  | 12 | 18.2 | 20400 | 19800 | 18000 | 3.15 | 2.38 | 21600 | 3.3 | 2.2 | 10.1 | 8.3
Live | 215318846 |  | 12.1 | 17.2 | 40000 | 24600 | 33200 | 3.02 | 1.94 | 35800 | 3.46 | 1.97 | 10.8 | 8.8
Live | 215318845 |  | 12.5 | 19 | 23200 | 19000 | 18600 | 3.37 | 2.37 | 23200 | 3.58 | 2.12 | 10.2 | 8.5
Live | 215318844 |  | 8.7 | 15.2 | 55000 | 35800 | 38000 | 2.51 | 1.96 | 55000 | 3.35 | 1.8 | 8.4 | 6.8
Live | 215318843 |  | 10 | 16 | 49900 | 35400 | 38000 | 2.73 | 2 | 49500 | 3.12 | 1.85 | 8.5 | 7.2
Live | 215318842 |  | 10 | 16.2 | 39000 | 26200 | 27000 | 2.73 | 2.19 | 40000 | 3.3 | 2 | 8.7 | 7
Live | 215318841 |  | 10.8 | 17 | 34000 | 20200 | 19100 | 3.08 | 2.26 | 32200 | 3.63 | 2 | 8.5 | 6.6
Live | 215318840 |  | 11 | 18.2 | 28000 | 22200 | 21600 | 2.86 | 2.24 | 30600 | 3.28 | 1.87 | 9.7 | 7.7
Live | 215318839 |  | 11 | 18.8 | 20000 | 12600 | 11200 | 3.08 | 2.2 | 19000 | 3.06 | 2 | 9.2 | 7
Live | 215318838 |  | 12 | 17.5 | 60000 | 54000 | 54000 | 2.62 | 2.29 | 60000 | 3.08 | 1.9 | 9.5 | 7.8
Live | 215318837 |  | 10 | 16 | 56300 | 50400 | 52000 | 2.57 | 2.3 | 64500 | 3.17 | 1.8 | 9 | 8
Live | 215318836 |  | 10.5 | 16.5 | 51000 | 38300 | 46000 | 2.89 | 2.02 | 57300 | 3.23 | 1.9 | 9.5 | 8
Live | 215318835 |  | 11.7 | 17.4 | 42000 | 41000 | 39000 | 2.77 | 2.03 | 48000 | 3.22 | 1.9 | 10.3 | 8.6
Live | 215318834 |  | 11.7 | 16.9 | 39000 | 37800 | 32600 | 3.16 | 2.39 | 38500 | 3.74 | 1.96 | 10 | 8.3
Live | 215318833 |  | 12 | 18.7 | 28800 | 20200 | 20600 | 2.96 | 2.24 | 29200 | 3.49 | 2.14 | 10 | 8.1
Live | 215318832 |  | 11.7 | 18.4 | 27000 | 22200 | 21600 | 2.76 | 2.24 | 30000 | 3.22 | 1.87 | 10 | 8
Live | 215318831 |  | 12.5 | 19 | 22000 | 21600 | 18000 | 3.31 | 2.3 | 22000 | 3.31 | 2 | 9.8 | 8
Live | 215318830 |  | 9.5 | 16 | 57500 | 41500 | 35400 | 2.68 | 2.2 | 60500 | 3.35 | 1.9 | 9.2 | 7.2
Live | 215318829 |  | 10 | 17.8 | 56000 | 41000 | 35200 | 2.71 | 2.28 | 60000 | 3.21 | 1.9 | 10 | 7.7
Live | 215318827 |  | 10 | 15.4 | 58500 | 51500 | 53000 | 2.57 | 2.2 | 66500 | 3.45 | 2 | 9.2 | 7.7
Live | 215318825 |  | 11.7 | 17.3 | 36400 | 38000 | 38000 | 2.81 | 2.11 | 45000 | 3.17 | 2.06 | 9.5 | 8
Live | 215318824 |  | 11.7 | 19.8 | 29600 | 23200 | 18000 | 3.05 | 2.55 | 33800 | 3.36 | 2.2 | 9 | 7.3
Live | 215318828 |  | 9 | 15.9 | 38000 | 27000 | 24200 | 2.58 | 2.15 | 42500 | 3.3 | 1.91 | 9.3 | 7.3
Live | 215318826 |  | 10.1 | 17 | 55500 | 42000 | 46000 | 2.6 | 2.16 | 60000 | 3.2 | 2 | 10.2 | 8.1
Live | 215318819 |  | 12 | 17.5 | 52000 | 48000 | 48000 | 3.13 | 2.13 | 52000 | 3.19 | 2 | 9.5 | 7.8
Live | 215318818 |  | 12.1 | 17.2 | 40000 | 24600 | 33200 | 3.02 | 1.94 | 35800 | 3.46 | 1.97 | 10.8 | 8.8
Live | 215318823 |  | 12.2 | 18.5 | 20400 | 14800 | 13000 | 3.23 | 2.48 | 21800 | 3.55 | 2.3 | 9.8 | 7.7
Live | 215318822 |  | 11.7 | 16.7 | 39000 | 33400 | 34000 | 2.98 | 2.62 | 41500 | 3.24 | 2 | 10 | 8.4
Live | 215318821 |  | 12 | 18.8 | 27000 | 24000 | 23600 | 3.04 | 2.39 | 29000 | 3.27 | 2.16 | 10 | 8
Live | 215318820 |  | 12 | 18.2 | 20400 | 19800 | 18000 | 3.15 | 2.38 | 21600 | 3.3 | 2.2 | 10.1 | 8.3
Live | 215318817 |  | 12.5 | 19 | 23200 | 19000 | 18600 | 3.37 | 2.37 | 23200 | 3.58 | 2.12 | 10.2 | 8.5
Live | 215318816 |  | 8.7 | 15.2 | 55000 | 35800 | 38000 | 2.51 | 1.96 | 55000 | 3.35 | 1.8 | 8.4 | 6.8
Live | 215318815 |  | 10 | 16 | 49900 | 35400 | 38000 | 2.73 | 2 | 49500 | 3.12 | 1.85 | 8.5 | 7.2
Live | 215318814 |  | 10 | 16.2 | 39000 | 26200 | 27000 | 2.73 | 2.19 | 40000 | 3.3 | 2 | 8.7 | 7
Live | 215318813 |  | 10.8 | 17 | 34000 | 20200 | 19100 | 3.08 | 2.26 | 32200 | 3.63 | 2 | 8.5 | 6.6
Live | 215318812 |  | 11 | 18.2 | 28000 | 22200 | 21600 | 2.86 | 2.24 | 30600 | 3.28 | 1.87 | 9.7 | 7.7
Live | 215318811 |  | 11 | 18.8 | 20000 | 12600 | 11200 | 3.08 | 2.2 | 19000 | 3.06 | 2 | 9.2 | 7
Live | 215318810 |  | 12 | 17.5 | 60000 | 54000 | 54000 | 2.62 | 2.29 | 60000 | 3.08 | 1.9 | 9.5 | 7.8
Live | 215318809 |  | 10 | 16 | 56300 | 50400 | 52000 | 2.57 | 2.3 | 64500 | 3.17 | 1.8 | 9 | 8
Live | 215318808 |  | 10.5 | 16.5 | 51000 | 38300 | 46000 | 2.89 | 2.02 | 57300 | 3.23 | 1.9 | 9.5 | 8
Live | 215318807 |  | 11.7 | 17.4 | 42000 | 41000 | 39000 | 2.77 | 2.03 | 48000 | 3.22 | 1.9 | 10.3 | 8.6
Live | 215318806 |  | 11.7 | 16.9 | 39000 | 37800 | 32600 | 3.16 | 2.39 | 38500 | 3.74 | 1.96 | 10 | 8.3
Live | 215318805 |  | 12 | 18.7 | 28800 | 20200 | 20600 | 2.96 | 2.24 | 29200 | 3.49 | 2.14 | 10 | 8.1
Live | 215318804 |  | 11.7 | 18.4 | 27000 | 22200 | 21600 | 2.76 | 2.24 | 30000 | 3.22 | 1.87 | 10 | 8
Live | 215318803 |  | 12.5 | 19 | 22000 | 21600 | 18000 | 3.31 | 2.3 | 22000 | 3.31 | 2 | 9.8 | 8
Live | 215318802 |  | 9.5 | 16 | 57500 | 41500 | 35400 | 2.68 | 2.2 | 60500 | 3.35 | 1.9 | 9.2 | 7.2
Live | 215318801 |  | 10 | 17.8 | 56000 | 41000 | 35200 | 2.71 | 2.28 | 60000 | 3.21 | 1.9 | 10 | 7.7
Live | 215318800 |  | 9 | 15.9 | 38000 | 27000 | 24200 | 2.58 | 2.15 | 42500 | 3.3 | 1.91 | 9.3 | 7.3
Live | 215318799 |  | 10 | 15.4 | 58500 | 51500 | 53000 | 2.57 | 2.2 | 66500 | 3.45 | 2 | 9.2 | 7.7
Live | 215318797 |  | 11.7 | 17.3 | 36400 | 38000 | 38000 | 2.81 | 2.11 | 45000 | 3.17 | 2.06 | 9.5 | 8
Live | 215318796 |  | 11.7 | 19.8 | 29600 | 23200 | 18000 | 3.05 | 2.55 | 33800 | 3.36 | 2.2 | 9 | 7.3
Live | 215318795 |  | 12.2 | 18.5 | 20400 | 14800 | 13000 | 3.23 | 2.48 | 21800 | 3.55 | 2.3 | 9.8 | 7.7
Live | 215318798 |  | 10.1 | 17 | 55500 | 42000 | 46000 | 2.6 | 2.16 | 60000 | 3.2 | 2 | 10.2 | 8.1
Live | 215318794 |  | 11.7 | 16.7 | 39000 | 33400 | 34000 | 2.98 | 2.62 | 41500 | 3.24 | 2 | 10 | 8.4
Live | 215318791 |  | 12 | 17.5 | 52000 | 48000 | 48000 | 3.13 | 2.13 | 52000 | 3.19 | 2 | 9.5 | 7.8
Live | 215318790 |  | 12.1 | 17.2 | 40000 | 24600 | 33200 | 3.02 | 1.94 | 35800 | 3.46 | 1.97 | 10.8 | 8.8
Live | 215318789 |  | 12.5 | 19 | 23200 | 19000 | 18600 | 3.37 | 2.37 | 23200 | 3.58 | 2.12 | 10.2 | 8.5
Live | 215318788 |  | 8.7 | 15.2 | 55000 | 35800 | 38000 | 2.51 | 1.96 | 55000 | 3.35 | 1.8 | 8.4 | 6.8
Live | 215318793 |  | 12 | 18.8 | 27000 | 24000 | 23600 | 3.04 | 2.39 | 29000 | 3.27 | 2.16 | 10 | 8
Live | 215318792 |  | 12 | 18.2 | 20400 | 19800 | 18000 | 3.15 | 2.38 | 21600 | 3.3 | 2.2 | 10.1 | 8.3
Live | 215318787 |  | 10 | 16 | 49900 | 35400 | 38000 | 2.73 | 2 | 49500 | 3.12 | 1.85 | 8.5 | 7.2
Live | 215318786 |  | 10 | 16.2 | 39000 | 26200 | 27000 | 2.73 | 2.19 | 40000 | 3.3 | 2 | 8.7 | 7
Live | 215318785 |  | 10.8 | 17 | 34000 | 20200 | 19100 | 3.08 | 2.26 | 32200 | 3.63 | 2 | 8.5 | 6.6
Live | 215318784 |  | 11 | 18.2 | 28000 | 22200 | 21600 | 2.86 | 2.24 | 30600 | 3.28 | 1.87 | 9.7 | 7.7
Live | 215318783 |  | 11 | 18.8 | 20000 | 12600 | 11200 | 3.08 | 2.2 | 19000 | 3.06 | 2 | 9.2 | 7
Live | 215318782 |  | 12 | 17.5 | 60000 | 54000 | 54000 | 2.62 | 2.29 | 60000 | 3.08 | 1.9 | 9.5 | 7.8
Live | 215318781 |  | 10 | 16 | 56300 | 50400 | 52000 | 2.57 | 2.3 | 64500 | 3.17 | 1.8 | 9 | 8
Live | 215318780 |  | 10.5 | 16.5 | 51000 | 38300 | 46000 | 2.89 | 2.02 | 57300 | 3.23 | 1.9 | 9.5 | 8
Live | 215318779 |  | 11.7 | 17.4 | 42000 | 41000 | 39000 | 2.77 | 2.03 | 48000 | 3.22 | 1.9 | 10.3 | 8.6
Live | 215318778 |  | 11.7 | 16.9 | 39000 | 37800 | 32600 | 3.16 | 2.39 | 38500 | 3.74 | 1.96 | 10 | 8.3
Live | 215318777 |  | 12 | 18.7 | 28800 | 20200 | 20600 | 2.96 | 2.24 | 29200 | 3.49 | 2.14 | 10 | 8.1
Live | 215318776 |  | 11.7 | 18.4 | 27000 | 22200 | 21600 | 2.76 | 2.24 | 30000 | 3.22 | 1.87 | 10 | 8
Live | 215318771 |  | 10 | 15.4 | 58500 | 51500 | 53000 | 2.57 | 2.2 | 66500 | 3.45 | 2 | 9.2 | 7.7
Live | 215318775 |  | 12.5 | 19 | 22000 | 21600 | 18000 | 3.31 | 2.3 | 22000 | 3.31 | 2 | 9.8 | 8
Live | 215318774 |  | 9.5 | 16 | 57500 | 41500 | 35400 | 2.68 | 2.2 | 60500 | 3.35 | 1.9 | 9.2 | 7.2
Live | 215318773 |  | 10 | 17.8 | 56000 | 41000 | 35200 | 2.71 | 2.28 | 60000 | 3.21 | 1.9 | 10 | 7.7
Live | 215318772 |  | 9 | 15.9 | 38000 | 27000 | 24200 | 2.58 | 2.15 | 42500 | 3.3 | 1.91 | 9.3 | 7.3
Live | 215318769 |  | 11.7 | 17.3 | 36400 | 38000 | 38000 | 2.81 | 2.11 | 45000 | 3.17 | 2.06 | 9.5 | 8
Live | 215318768 |  | 11.7 | 19.8 | 29600 | 23200 | 18000 | 3.05 | 2.55 | 33800 | 3.36 | 2.2 | 9 | 7.3
Live | 215318767 |  | 12.2 | 18.5 | 20400 | 14800 | 13000 | 3.23 | 2.48 | 21800 | 3.55 | 2.3 | 9.8 | 7.7
Live | 215318770 |  | 10.1 | 17 | 55500 | 42000 | 46000 | 2.6 | 2.16 | 60000 | 3.2 | 2 | 10.2 | 8.1
Live | 215318766 |  | 11.7 | 16.7 | 39000 | 33400 | 34000 | 2.98 | 2.62 | 41500 | 3.24 | 2 | 10 | 8.4
Live | 215318763 |  | 12 | 17.5 | 52000 | 48000 | 48000 | 3.13 | 2.13 | 52000 | 3.19 | 2 | 9.5 | 7.8
Live | 215318762 |  | 12.1 | 17.2 | 40000 | 24600 | 33200 | 3.02 | 1.94 | 35800 | 3.46 | 1.97 | 10.8 | 8.8
Live | 215318761 |  | 12.5 | 19 | 23200 | 19000 | 18600 | 3.37 | 2.37 | 23200 | 3.58 | 2.12 | 10.2 | 8.5
Live | 215318765 |  | 12 | 18.8 | 27000 | 24000 | 23600 | 3.04 | 2.39 | 29000 | 3.27 | 2.16 | 10 | 8
Live | 215318764 |  | 12 | 18.2 | 20400 | 19800 | 18000 | 3.15 | 2.38 | 21600 | 3.3 | 2.2 | 10.1 | 8.3
Live | 215318760 |  | 8.7 | 15.2 | 55000 | 35800 | 38000 | 2.51 | 1.96 | 55000 | 3.35 | 1.8 | 8.4 | 6.8
Live | 215318759 |  | 10 | 16 | 49900 | 35400 | 38000 | 2.73 | 2 | 49500 | 3.12 | 1.85 | 8.5 | 7.2
Live | 215318758 |  | 10 | 16.2 | 39000 | 26200 | 27000 | 2.73 | 2.19 | 40000 | 3.3 | 2 | 8.7 | 7
Live | 215318757 |  | 10.8 | 17 | 34000 | 20200 | 19100 | 3.08 | 2.26 | 32200 | 3.63 | 2 | 8.5 | 6.6
Live | 215318756 |  | 11 | 18.2 | 28000 | 22200 | 21600 | 2.86 | 2.24 | 30600 | 3.28 | 1.87 | 9.7 | 7.7
Live | 215318755 |  | 11 | 18.8 | 20000 | 12600 | 11200 | 3.08 | 2.2 | 19000 | 3.06 | 2 | 9.2 | 7
Live | 215318754 |  | 12 | 17.5 | 60000 | 54000 | 54000 | 2.62 | 2.29 | 60000 | 3.08 | 1.9 | 9.5 | 7.8
Live | 215318753 |  | 10 | 16 | 56300 | 50400 | 52000 | 2.57 | 2.3 | 64500 | 3.17 | 1.8 | 9 | 8
Live | 215318752 |  | 10.5 | 16.5 | 51000 | 38300 | 46000 | 2.89 | 2.02 | 57300 | 3.23 | 1.9 | 9.5 | 8
Live | 215318751 |  | 11.7 | 17.4 | 42000 | 41000 | 39000 | 2.77 | 2.03 | 48000 | 3.22 | 1.9 | 10.3 | 8.6
Live | 215318750 |  | 11.7 | 16.9 | 39000 | 37800 | 32600 | 3.16 | 2.39 | 38500 | 3.74 | 1.96 | 10 | 8.3
Live | 215318749 |  | 12 | 18.7 | 28800 | 20200 | 20600 | 2.96 | 2.24 | 29200 | 3.49 | 2.14 | 10 | 8.1
Live | 215318748 |  | 11.7 | 18.4 | 27000 | 22200 | 21600 | 2.76 | 2.24 | 30000 | 3.22 | 1.87 | 10 | 8
Live | 215318747 |  | 12.5 | 19 | 22000 | 21600 | 18000 | 3.31 | 2.3 | 22000 | 3.31 | 2 | 9.8 | 8
Live | 217557346 |  | 12 | 18 | 43000 | 41500 | 37400 | 2.88 | 2.21 | 47000 | 3.27 | 1.9 | 10 | 8.3
Live | 217557347 |  | 12 | 17.5 | 52000 | 48000 | 48000 | 3.13 | 2.13 | 52000 | 3.19 | 2 | 9.5 | 7.8
Live | 217557349 |  | 12 | 17.5 | 60000 | 54000 | 54000 | 2.62 | 2.29 | 60000 | 3.08 | 1.9 | 9.5 | 7.8
Live | 217557338 |  | 12 | 17.5 | 52000 | 48000 | 48000 | 3.13 | 2.13 | 52000 | 3.19 | 2 | 9.5 | 7.8
Live | 217557344 |  | 12.1 | 17.2 | 40000 | 24600 | 33200 | 3.02 | 1.94 | 35800 | 3.46 | 1.97 | 10.8 | 8.8
Live | 217557341 |  | 12.5 | 19 | 23200 | 19000 | 18600 | 3.37 | 2.37 | 23200 | 3.58 | 2.12 | 10.2 | 8.5
Live | 217557340 |  | 12 | 17.5 | 60000 | 54000 | 54000 | 2.62 | 2.29 | 60000 | 3.08 | 1.9 | 9.5 | 7.8
Live | 217557343 |  | 12 | 18.7 | 28800 | 20200 | 20600 | 2.96 | 2.24 | 29200 | 3.49 | 2.14 | 10 | 8.1
Live | 217557337 |  | 12 | 18 | 43000 | 41500 | 37400 | 2.88 | 2.21 | 47000 | 3.27 | 1.9 | 10 | 8.3
Live | 217557335 |  | 12.1 | 17.2 | 40000 | 24600 | 33200 | 3.02 | 1.94 | 35800 | 3.46 | 1.97 | 10.8 | 8.8
Live | 217557334 |  | 12 | 18.7 | 28800 | 20200 | 20600 | 2.96 | 2.24 | 29200 | 3.49 | 2.14 | 10 | 8.1
Live | 217557332 |  | 12.5 | 19 | 23200 | 19000 | 18600 | 3.37 | 2.37 | 23200 | 3.58 | 2.12 | 10.2 | 8.5
Live | 217456769 |  | 9.8 | 14.8 | 47000 | 47500 | 38000 | 2.62 | 1.99 | 51000 | 3.07 | 1.75 | 8 | 6.6
Live | 217456771 |  | 8.2 | 14.3 | 50000 | 40500 | 38000 | 2.4 | 1.88 | 50000 | 2.82 | 1.8 | 8.2 | 6.8
Live | 217456770 |  | 8.5 | 14.9 | 51500 | 43000 | 37800 | 2.52 | 1.99 | 50000 | 2.89 | 1.78 | 8.1 | 6.6
Live | 217456765 |  | 10 | 14.9 | 33400 | 26000 | 27600 | 2.52 | 2.18 | 36600 | 2.79 | 1.9 | 8.5 | 7.3
Live | 217456768 |  | 10 | 15.2 | 49000 | 37800 | 40000 | 2.83 | 2.32 | 50000 | 3.02 | 1.85 | 9 | 7
Live | 217456764 |  | 10 | 15.8 | 33700 | 25000 | 19000 | 3.05 | 2.5 | 30000 | 3.12 | 1.9 | 8.2 | 6.6
Live | 217456767 |  | 9.6 | 14.7 | 38600 | 29600 | 27200 | 2.76 | 2.1 | 41000 | 3.2 | 2 | 9 | 6.5
Live | 217456766 |  | 9.6 | 14.7 | 38600 | 29600 | 27200 | 2.76 | 2.1 | 41000 | 3.2 | 2 | 9 | 6.5
Live | 217456761 |  | 10 | 16 | 27600 | 19700 | 19000 | 2.8 | 2.66 | 27000 | 3.03 | 1.8 | 9 | 7
Live | 217456760 |  | 10 | 16 | 27600 | 19700 | 19000 | 2.8 | 2.66 | 27000 | 2.73 | 1.8 | 9 | 7
Live | 217456759 |  | 10.2 | 16 | 21600 | 13400 | 10800 | 3.17 | 2.65 | 22000 | 3.58 | 1.8 | 8.6 | 6.9
Live | 217456762 |  | 10 | 15.5 | 30000 | 19800 | 19000 | 2.8 | 2.08 | 29000 | 3.2 | 1.8 | 8.1 | 6.5
Live | 217456763 |  | 10 | 15.8 | 33700 | 25000 | 19000 | 3.05 | 2.5 | 30000 | 3.12 | 1.9 | 8.2 | 6.6
Live | 217456757 |  | 10 | 15.2 | 53400 | 48000 | 43000 | 2.59 | 2 | 59000 | 2.56 | 1.83 | 8.1 | 6.8
Live | 217456753 |  | 10.7 | 15.8 | 41000 | 39000 | 36000 | 2.66 | 2.18 | 46000 | 2.97 | 1.9 | 9.4 | 7.9
Live | 217456758 |  | 10.2 | 16 | 21600 | 13400 | 10800 | 3.17 | 2.65 | 22000 | 3.58 | 1.8 | 8.6 | 6.9
Live | 217456755 |  | 9.8 | 14.5 | 47000 | 53000 | 40000 | 2.7 | 2.18 | 53000 | 3 | 1.8 | 8.4 | 7.2
Live | 217456754 |  | 10 | 15.2 | 48000 | 36000 | 42000 | 2.49 | 2.29 | 50000 | 2.76 | 1.85 | 8.8 | 7.4
Live | 217456756 |  | 10 | 16 | 55000 | 50000 | 45000 | 2.55 | 2.02 | 57000 | 2.55 | 1.8 | 8.5 | 6.9
Live | 217456750 |  | 11 | 16 | 36000 | 38000 | 32000 | 2.82 | 2.24 | 39000 | 3.28 | 1.85 | 9.6 | 8.2
Live | 217456749 |  | 11 | 16 | 36000 | 38000 | 32000 | 2.82 | 2.24 | 39000 | 3.28 | 1.85 | 9.6 | 8.2
Live | 217456748 |  | 10 | 15.3 | 34800 | 31700 | 30400 | 2.77 | 2 | 35900 | 2.93 | 1.8 | 9.3 | 7.7
Live | 217456747 |  | 10 | 16 | 27600 | 22000 | 21000 | 2.8 | 2 | 30000 | 3.03 | 1.24 | 9.5 | 7
Live | 217456746 |  | 10 | 16 | 27600 | 22000 | 21000 | 2.8 | 2 | 30000 | 3.03 | 1.24 | 9.5 | 7
Live | 217456745 |  | 11.7 | 16.1 | 22800 | 21000 | 18000 | 3.15 | 2 | 22800 | 3.28 | 1.07 | 9.5 | 7.8
Live | 217456744 |  | 11.7 | 16.1 | 22800 | 21000 | 18000 | 3.15 | 2 | 22800 | 3.28 | 1.07 | 9.5 | 7.8
Live | 217456737 |  | 10 | 14.9 | 33400 | 26000 | 27600 | 2.52 | 2.18 | 36600 | 2.79 | 1.63 | 8.5 | 7.3
Live | 217456739 |  | 9.6 | 14.7 | 38600 | 29600 | 27200 | 2.76 | 2.1 | 41000 | 3.2 | 1.61 | 9 | 6.5
Live | 217456738 |  | 9.6 | 14.7 | 38600 | 29600 | 27200 | 2.76 | 2.1 | 41000 | 3.2 | 1.61 | 9 | 6.5
Live | 217456733 |  | 10 | 16 | 27600 | 19700 | 19000 | 2.8 | 2.66 | 27000 | 3.03 | 1.12 | 9 | 7
Live | 217456732 |  | 10 | 16 | 27600 | 19700 | 19000 | 2.8 | 2.66 | 27000 | 2.73 | 1.12 | 9 | 7
Live | 217456734 |  | 10 | 15.5 | 30000 | 19800 | 19000 | 2.8 | 2.08 | 29000 | 3.2 | 1.12 | 8.1 | 6.5
Live | 217456736 |  | 10 | 15.8 | 33700 | 25000 | 19000 | 3.05 | 2.5 | 30000 | 3.12 | 1.12 | 8.2 | 6.6
Live | 217456735 |  | 10 | 15.8 | 33700 | 25000 | 19000 | 3.05 | 2.5 | 30000 | 3.12 | 1.12 | 8.2 | 6.6
Live | 217456731 |  | 10.2 | 16 | 21600 | 13400 | 10800 | 3.17 | 2.65 | 22000 | 3.58 | 0.64 | 8.6 | 6.9
Live | 217456730 |  | 10.2 | 16 | 21600 | 13400 | 10800 | 3.17 | 2.65 | 22000 | 3.58 | 0.64 | 8.6 | 6.9
Live | 217456720 |  | 10 | 15.3 | 34800 | 31700 | 30400 | 2.77 | 2 | 35900 | 2.93 | 1.8 | 9.3 | 7.7
Live | 217456719 |  | 10 | 16 | 27600 | 22000 | 21000 | 2.8 | 2 | 30000 | 3.03 | 1.24 | 9.5 | 7
Live | 217456718 |  | 10 | 16 | 27600 | 22000 | 21000 | 2.8 | 2 | 30000 | 3.03 | 1.24 | 9.5 | 7
Live | 217456717 |  | 11.7 | 16.1 | 22800 | 21000 | 18000 | 3.15 | 2 | 22800 | 3.28 | 1.07 | 9.5 | 7.8
Live | 217456716 |  | 11.7 | 16.1 | 22800 | 21000 | 18000 | 3.15 | 2 | 22800 | 3.28 | 1.07 | 9.5 | 7.8
Live | 217456711 |  | 9.6 | 14.7 | 38600 | 29600 | 27200 | 2.76 | 2.1 | 41000 | 3.2 | 1.61 | 9 | 6.5
Live | 217456710 |  | 9.6 | 14.7 | 38600 | 29600 | 27200 | 2.76 | 2.1 | 41000 | 3.2 | 1.61 | 9 | 6.5
Live | 217456705 |  | 10 | 16 | 27600 | 19700 | 19000 | 2.8 | 2.66 | 27000 | 3.03 | 1.12 | 9 | 7
Live | 217456709 |  | 10 | 14.9 | 33400 | 26000 | 27600 | 2.52 | 2.18 | 36600 | 2.79 | 1.63 | 8.5 | 7.3
Live | 217456706 |  | 10 | 15.5 | 30000 | 19800 | 19000 | 2.8 | 2.08 | 29000 | 3.2 | 1.12 | 8.1 | 6.5
Live | 217456708 |  | 10 | 15.8 | 33700 | 25000 | 19000 | 3.05 | 2.5 | 30000 | 3.12 | 1.12 | 8.2 | 6.6
Live | 217456707 |  | 10 | 15.8 | 33700 | 25000 | 19000 | 3.05 | 2.5 | 30000 | 3.12 | 1.12 | 8.2 | 6.6
Live | 217456704 |  | 10 | 16 | 27600 | 19700 | 19000 | 2.8 | 2.66 | 27000 | 2.73 | 1.12 | 9 | 7
Live | 217456703 |  | 10.2 | 16 | 21600 | 13400 | 10800 | 3.17 | 2.65 | 22000 | 3.58 | 0.64 | 8.6 | 6.9
Live | 217456702 |  | 10.2 | 16 | 21600 | 13400 | 10800 | 3.17 | 2.65 | 22000 | 3.58 | 0.64 | 8.6 | 6.9
Live | 217456692 |  | 10 | 15.3 | 34800 | 31700 | 30400 | 2.77 | 2 | 35900 | 2.93 | 1.8 | 9.3 | 7.7
Live | 217456691 |  | 10 | 16 | 27600 | 22000 | 21000 | 2.8 | 2 | 30000 | 3.03 | 1.24 | 9.5 | 7
Live | 217456690 |  | 10 | 16 | 27600 | 22000 | 21000 | 2.8 | 2 | 30000 | 3.03 | 1.24 | 9.5 | 7
Live | 217456689 |  | 11.7 | 16.1 | 22800 | 21000 | 18000 | 3.15 | 2 | 22800 | 3.28 | 1.07 | 9.5 | 7.8
Live | 217456688 |  | 11.7 | 16.1 | 22800 | 21000 | 18000 | 3.15 | 2 | 22800 | 3.28 | 1.07 | 9.5 | 7.8
Live | 217456683 |  | 9.6 | 14.7 | 38600 | 29600 | 27200 | 2.76 | 2.1 | 41000 | 3.2 | 1.61 | 9 | 6.5
Live | 217456681 |  | 10 | 14.9 | 33400 | 26000 | 27600 | 2.52 | 2.18 | 36600 | 2.79 | 1.63 | 8.5 | 7.3
Live | 217456678 |  | 10 | 15.5 | 30000 | 19800 | 19000 | 2.8 | 2.08 | 29000 | 3.2 | 1.12 | 8.1 | 6.5
Live | 217456680 |  | 10 | 15.8 | 33700 | 25000 | 19000 | 3.05 | 2.5 | 30000 | 3.12 | 1.12 | 8.2 | 6.6
Live | 217456679 |  | 10 | 15.8 | 33700 | 25000 | 19000 | 3.05 | 2.5 | 30000 | 3.12 | 1.12 | 8.2 | 6.6
Live | 217456682 |  | 9.6 | 14.7 | 38600 | 29600 | 27200 | 2.76 | 2.1 | 41000 | 3.2 | 1.61 | 9 | 6.5
Live | 217456677 |  | 10 | 16 | 27600 | 19700 | 19000 | 2.8 | 2.66 | 27000 | 3.03 | 1.12 | 9 | 7
Live | 217456676 |  | 10 | 16 | 27600 | 19700 | 19000 | 2.8 | 2.66 | 27000 | 2.73 | 1.12 | 9 | 7
Live | 217456675 |  | 10.2 | 16 | 21600 | 13400 | 10800 | 3.17 | 2.65 | 22000 | 3.58 | 0.64 | 8.6 | 6.9
Live | 217456674 |  | 10.2 | 16 | 21600 | 13400 | 10800 | 3.17 | 2.65 | 22000 | 3.58 | 0.64 | 8.6 | 6.9
Live | 217456664 |  | 10 | 15.3 | 34800 | 31700 | 30400 | 2.77 | 2 | 35900 | 2.93 | 1.8 | 9.3 | 7.7
Live | 217456663 |  | 10 | 16 | 27600 | 22000 | 21000 | 2.8 | 2 | 30000 | 3.03 | 1.24 | 9.5 | 7
Live | 217456662 |  | 10 | 16 | 27600 | 22000 | 21000 | 2.8 | 2 | 30000 | 3.03 | 1.24 | 9.5 | 7
Live | 217456661 |  | 11.7 | 16.1 | 22800 | 21000 | 18000 | 3.15 | 2 | 22800 | 3.28 | 1.07 | 9.5 | 7.8
Live | 217456660 |  | 11.7 | 16.1 | 22800 | 21000 | 18000 | 3.15 | 2 | 22800 | 3.28 | 1.07 | 9.5 | 7.8
Live | 217456653 |  | 10 | 14.9 | 33400 | 26000 | 27600 | 2.52 | 2.18 | 36600 | 2.79 | 1.63 | 8.5 | 7.3
Live | 217456652 |  | 10 | 15.8 | 33700 | 25000 | 19000 | 3.05 | 2.5 | 30000 | 3.12 | 1.12 | 8.2 | 6.6
Live | 217456651 |  | 10 | 15.8 | 33700 | 25000 | 19000 | 3.05 | 2.5 | 30000 | 3.12 | 1.12 | 8.2 | 6.6
Live | 217456655 |  | 9.6 | 14.7 | 38600 | 29600 | 27200 | 2.76 | 2.1 | 41000 | 3.2 | 1.61 | 9 | 6.5
Live | 217456654 |  | 9.6 | 14.7 | 38600 | 29600 | 27200 | 2.76 | 2.1 | 41000 | 3.2 | 1.61 | 9 | 6.5
Live | 217456649 |  | 10 | 16 | 27600 | 19700 | 19000 | 2.8 | 2.66 | 27000 | 3.03 | 1.12 | 9 | 7
Live | 217456648 |  | 10 | 16 | 27600 | 19700 | 19000 | 2.8 | 2.66 | 27000 | 2.73 | 1.12 | 9 | 7
Live | 217456647 |  | 10.2 | 16 | 21600 | 13400 | 10800 | 3.17 | 2.65 | 22000 | 3.58 | 0.64 | 8.6 | 6.9
Live | 217456646 |  | 10.2 | 16 | 21600 | 13400 | 10800 | 3.17 | 2.65 | 22000 | 3.58 | 0.64 | 8.6 | 6.9
Live | 217456650 |  | 10 | 15.5 | 30000 | 19800 | 19000 | 2.8 | 2.08 | 29000 | 3.2 | 1.12 | 8.1 | 6.5
Live | 217456636 |  | 10 | 15.3 | 34800 | 31700 | 30400 | 2.77 | 2 | 35900 | 2.93 | 1.8 | 9.3 | 7.7
Live | 217456635 |  | 10 | 16 | 27600 | 22000 | 21000 | 2.8 | 2 | 30000 | 3.03 | 1.24 | 9.5 | 7
Live | 217456634 |  | 10 | 16 | 27600 | 22000 | 21000 | 2.8 | 2 | 30000 | 3.03 | 1.24 | 9.5 | 7
Live | 217456633 |  | 11.7 | 16.1 | 22800 | 21000 | 18000 | 3.15 | 2 | 22800 | 3.28 | 1.07 | 9.5 | 7.8
Live | 217456632 |  | 11.7 | 16.1 | 22800 | 21000 | 18000 | 3.15 | 2 | 22800 | 3.28 | 1.07 | 9.5 | 7.8
Live | 217456625 |  | 10 | 14.9 | 33400 | 26000 | 27600 | 2.52 | 2.18 | 36600 | 2.79 | 1.63 | 8.5 | 7.3
Live | 217456624 |  | 10 | 15.8 | 33700 | 25000 | 19000 | 3.05 | 2.5 | 30000 | 3.12 | 1.12 | 8.2 | 6.6
Live | 217456627 |  | 9.6 | 14.7 | 38600 | 29600 | 27200 | 2.76 | 2.1 | 41000 | 3.2 | 1.61 | 9 | 6.5
Live | 217456626 |  | 9.6 | 14.7 | 38600 | 29600 | 27200 | 2.76 | 2.1 | 41000 | 3.2 | 1.61 | 9 | 6.5
Live | 217456621 |  | 10 | 16 | 27600 | 19700 | 19000 | 2.8 | 2.66 | 27000 | 3.03 | 1.12 | 9 | 7
Live | 217456620 |  | 10 | 16 | 27600 | 19700 | 19000 | 2.8 | 2.66 | 27000 | 2.73 | 1.12 | 9 | 7
Live | 217456619 |  | 10.2 | 16 | 21600 | 13400 | 10800 | 3.17 | 2.65 | 22000 | 3.58 | 0.64 | 8.6 | 6.9
Live | 217456618 |  | 10.2 | 16 | 21600 | 13400 | 10800 | 3.17 | 2.65 | 22000 | 3.58 | 0.64 | 8.6 | 6.9
Live | 217456622 |  | 10 | 15.5 | 30000 | 19800 | 19000 | 2.8 | 2.08 | 29000 | 3.2 | 1.12 | 8.1 | 6.5
Live | 217456623 |  | 10 | 15.8 | 33700 | 25000 | 19000 | 3.05 | 2.5 | 30000 | 3.12 | 1.12 | 8.2 | 6.6
Live | 217456608 |  | 10 | 15.3 | 34800 | 31700 | 30400 | 2.77 | 2 | 35900 | 2.93 | 1.8 | 9.3 | 7.7
Live | 217456607 |  | 10 | 16 | 27600 | 22000 | 21000 | 2.8 | 2 | 30000 | 3.03 | 1.24 | 9.5 | 7
Live | 217456606 |  | 10 | 16 | 27600 | 22000 | 21000 | 2.8 | 2 | 30000 | 3.03 | 1.24 | 9.5 | 7
Live | 217456605 |  | 11.7 | 16.1 | 22800 | 21000 | 18000 | 3.15 | 2 | 22800 | 3.28 | 1.07 | 9.5 | 7.8
Live | 217456604 |  | 11.7 | 16.1 | 22800 | 21000 | 18000 | 3.15 | 2 | 22800 | 3.28 | 1.07 | 9.5 | 7.8
Live | 217456597 |  | 10 | 14.9 | 33400 | 26000 | 27600 | 2.52 | 2.18 | 36600 | 2.79 | 1.63 | 8.5 | 7.3
Live | 217456596 |  | 10 | 15.8 | 33700 | 25000 | 19000 | 3.05 | 2.5 | 30000 | 3.12 | 1.12 | 8.2 | 6.6
Live | 217456599 |  | 9.6 | 14.7 | 38600 | 29600 | 27200 | 2.76 | 2.1 | 41000 | 3.2 | 1.61 | 9 | 6.5
Live | 217456598 |  | 9.6 | 14.7 | 38600 | 29600 | 27200 | 2.76 | 2.1 | 41000 | 3.2 | 1.61 | 9 | 6.5
Live | 217456593 |  | 10 | 16 | 27600 | 19700 | 19000 | 2.8 | 2.66 | 27000 | 3.03 | 1.12 | 9 | 7
Live | 217456592 |  | 10 | 16 | 27600 | 19700 | 19000 | 2.8 | 2.66 | 27000 | 2.73 | 1.12 | 9 | 7
Live | 217456591 |  | 10.2 | 16 | 21600 | 13400 | 10800 | 3.17 | 2.65 | 22000 | 3.58 | 0.64 | 8.6 | 6.9
Live | 217456590 |  | 10.2 | 16 | 21600 | 13400 | 10800 | 3.17 | 2.65 | 22000 | 3.58 | 0.64 | 8.6 | 6.9
Live | 217456594 |  | 10 | 15.5 | 30000 | 19800 | 19000 | 2.8 | 2.08 | 29000 | 3.2 | 1.12 | 8.1 | 6.5
Live | 217456595 |  | 10 | 15.8 | 33700 | 25000 | 19000 | 3.05 | 2.5 | 30000 | 3.12 | 1.12 | 8.2 | 6.6
Live | 217456580 |  | 10 | 15.3 | 34800 | 31700 | 30400 | 2.77 | 2 | 35900 | 2.93 | 1.8 | 9.3 | 7.7
Live | 217456579 |  | 10 | 16 | 27600 | 22000 | 21000 | 2.8 | 2 | 30000 | 3.03 | 1.24 | 9.5 | 7
Live | 217456578 |  | 10 | 16 | 27600 | 22000 | 21000 | 2.8 | 2 | 30000 | 3.03 | 1.24 | 9.5 | 7
Live | 217456577 |  | 11.7 | 16.1 | 22800 | 21000 | 18000 | 3.15 | 2 | 22800 | 3.28 | 1.07 | 9.5 | 7.8
Live | 217456576 |  | 11.7 | 16.1 | 22800 | 21000 | 18000 | 3.15 | 2 | 22800 | 3.28 | 1.07 | 9.5 | 7.8
Live | 217456569 |  | 10 | 14.9 | 33400 | 26000 | 27600 | 2.52 | 2.18 | 36600 | 2.79 | 1.63 | 8.5 | 7.3
Live | 217456571 |  | 9.6 | 14.7 | 38600 | 29600 | 27200 | 2.76 | 2.1 | 41000 | 3.2 | 1.61 | 9 | 6.5
Live | 217456570 |  | 9.6 | 14.7 | 38600 | 29600 | 27200 | 2.76 | 2.1 | 41000 | 3.2 | 1.61 | 9 | 6.5
Live | 217456565 |  | 10 | 16 | 27600 | 19700 | 19000 | 2.8 | 2.66 | 27000 | 3.03 | 1.12 | 9 | 7
Live | 217456564 |  | 10 | 16 | 27600 | 19700 | 19000 | 2.8 | 2.66 | 27000 | 2.73 | 1.12 | 9 | 7
Live | 217456566 |  | 10 | 15.5 | 30000 | 19800 | 19000 | 2.8 | 2.08 | 29000 | 3.2 | 1.12 | 8.1 | 6.5
Live | 217456568 |  | 10 | 15.8 | 33700 | 25000 | 19000 | 3.05 | 2.5 | 30000 | 3.12 | 1.12 | 8.2 | 6.6
Live | 217456567 |  | 10 | 15.8 | 33700 | 25000 | 19000 | 3.05 | 2.5 | 30000 | 3.12 | 1.12 | 8.2 | 6.6
Live | 217456563 |  | 10.2 | 16 | 21600 | 13400 | 10800 | 3.17 | 2.65 | 22000 | 3.58 | 0.64 | 8.6 | 6.9
Live | 217456562 |  | 10.2 | 16 | 21600 | 13400 | 10800 | 3.17 | 2.65 | 22000 | 3.58 | 0.64 | 8.6 | 6.9
Live | 217456552 |  | 10 | 15.3 | 34800 | 31700 | 30400 | 2.77 | 2 | 35900 | 2.93 | 1.8 | 9.3 | 7.7
Live | 217456551 |  | 10 | 16 | 27600 | 22000 | 21000 | 2.8 | 2 | 30000 | 3.03 | 1.24 | 9.5 | 7
Live | 217456550 |  | 10 | 16 | 27600 | 22000 | 21000 | 2.8 | 2 | 30000 | 3.03 | 1.24 | 9.5 | 7
Live | 217456549 |  | 11.7 | 16.1 | 22800 | 21000 | 18000 | 3.15 | 2 | 22800 | 3.28 | 1.07 | 9.5 | 7.8
Live | 217456548 |  | 11.7 | 16.1 | 22800 | 21000 | 18000 | 3.15 | 2 | 22800 | 3.28 | 1.07 | 9.5 | 7.8
Live | 217456543 |  | 9.6 | 14.7 | 38600 | 29600 | 27200 | 2.76 | 2.1 | 41000 | 3.2 | 1.61 | 9 | 6.5
Live | 217456542 |  | 9.6 | 14.7 | 38600 | 29600 | 27200 | 2.76 | 2.1 | 41000 | 3.2 | 1.61 | 9 | 6.5
Live | 217456537 |  | 10 | 16 | 27600 | 19700 | 19000 | 2.8 | 2.66 | 27000 | 3.03 | 1.12 | 9 | 7
Live | 217456541 |  | 10 | 14.9 | 33400 | 26000 | 27600 | 2.52 | 2.18 | 36600 | 2.79 | 1.63 | 8.5 | 7.3
Live | 217456538 |  | 10 | 15.5 | 30000 | 19800 | 19000 | 2.8 | 2.08 | 29000 | 3.2 | 1.12 | 8.1 | 6.5
Live | 217456540 |  | 10 | 15.8 | 33700 | 25000 | 19000 | 3.05 | 2.5 | 30000 | 3.12 | 1.12 | 8.2 | 6.6
Live | 217456539 |  | 10 | 15.8 | 33700 | 25000 | 19000 | 3.05 | 2.5 | 30000 | 3.12 | 1.12 | 8.2 | 6.6
Live | 217456536 |  | 10 | 16 | 27600 | 19700 | 19000 | 2.8 | 2.66 | 27000 | 2.73 | 1.12 | 9 | 7
Live | 217456535 |  | 10.2 | 16 | 21600 | 13400 | 10800 | 3.17 | 2.65 | 22000 | 3.58 | 0.64 | 8.6 | 6.9
Live | 217456534 |  | 10.2 | 16 | 21600 | 13400 | 10800 | 3.17 | 2.65 | 22000 | 3.58 | 0.64 | 8.6 | 6.9
Live | 217456524 |  | 10 | 15.3 | 34800 | 31700 | 30400 | 2.77 | 2 | 35900 | 2.93 | 1.8 | 9.3 | 7.7
Live | 217456523 |  | 10 | 16 | 27600 | 22000 | 21000 | 2.8 | 2 | 30000 | 3.03 | 1.24 | 9.5 | 7
Live | 217456522 |  | 10 | 16 | 27600 | 22000 | 21000 | 2.8 | 2 | 30000 | 3.03 | 1.24 | 9.5 | 7
Live | 217456521 |  | 11.7 | 16.1 | 22800 | 21000 | 18000 | 3.15 | 2 | 22800 | 3.28 | 1.07 | 9.5 | 7.8
Live | 217456520 |  | 11.7 | 16.1 | 22800 | 21000 | 18000 | 3.15 | 2 | 22800 | 3.28 | 1.07 | 9.5 | 7.8
Live | 217456515 |  | 9.6 | 14.7 | 38600 | 29600 | 27200 | 2.76 | 2.1 | 41000 | 3.2 | 1.61 | 9 | 6.5
Live | 217456513 |  | 10 | 14.9 | 33400 | 26000 | 27600 | 2.52 | 2.18 | 36600 | 2.79 | 1.63 | 8.5 | 7.3
Live | 217456510 |  | 10 | 15.5 | 30000 | 19800 | 19000 | 2.8 | 2.08 | 29000 | 3.2 | 1.12 | 8.1 | 6.5
Live | 217456512 |  | 10 | 15.8 | 33700 | 25000 | 19000 | 3.05 | 2.5 | 30000 | 3.12 | 1.12 | 8.2 | 6.6
Live | 217456511 |  | 10 | 15.8 | 33700 | 25000 | 19000 | 3.05 | 2.5 | 30000 | 3.12 | 1.12 | 8.2 | 6.6
Live | 217456514 |  | 9.6 | 14.7 | 38600 | 29600 | 27200 | 2.76 | 2.1 | 41000 | 3.2 | 1.61 | 9 | 6.5
Live | 217456509 |  | 10 | 16 | 27600 | 19700 | 19000 | 2.8 | 2.66 | 27000 | 3.03 | 1.12 | 9 | 7
Live | 217456508 |  | 10 | 16 | 27600 | 19700 | 19000 | 2.8 | 2.66 | 27000 | 2.73 | 1.12 | 9 | 7
Live | 217456507 |  | 10.2 | 16 | 21600 | 13400 | 10800 | 3.17 | 2.65 | 22000 | 3.58 | 0.64 | 8.6 | 6.9
Live | 217456506 |  | 10.2 | 16 | 21600 | 13400 | 10800 | 3.17 | 2.65 | 22000 | 3.58 | 0.64 | 8.6 | 6.9
Live | 217456496 |  | 10 | 15.3 | 34800 | 31700 | 30400 | 2.77 | 2 | 35900 | 2.93 | 1.8 | 9.3 | 7.7
Live | 217456495 |  | 10 | 16 | 27600 | 22000 | 21000 | 2.8 | 2 | 30000 | 3.03 | 1.24 | 9.5 | 7
Live | 217456494 |  | 10 | 16 | 27600 | 22000 | 21000 | 2.8 | 2 | 30000 | 3.03 | 1.24 | 9.5 | 7
Live | 217456493 |  | 11.7 | 16.1 | 22800 | 21000 | 18000 | 3.15 | 2 | 22800 | 3.28 | 1.07 | 9.5 | 7.8
Live | 217456492 |  | 11.7 | 16.1 | 22800 | 21000 | 18000 | 3.15 | 2 | 22800 | 3.28 | 1.07 | 9.5 | 7.8
Live | 217456485 |  | 10 | 14.9 | 33400 | 26000 | 27600 | 2.52 | 2.18 | 36600 | 2.79 | 1.63 | 8.5 | 7.3
Live | 217456484 |  | 10 | 15.8 | 33700 | 25000 | 19000 | 3.05 | 2.5 | 30000 | 3.12 | 1.12 | 8.2 | 6.6
Live | 217456483 |  | 10 | 15.8 | 33700 | 25000 | 19000 | 3.05 | 2.5 | 30000 | 3.12 | 1.12 | 8.2 | 6.6
Live | 217456487 |  | 9.6 | 14.7 | 38600 | 29600 | 27200 | 2.76 | 2.1 | 41000 | 3.2 | 1.61 | 9 | 6.5
Live | 217456486 |  | 9.6 | 14.7 | 38600 | 29600 | 27200 | 2.76 | 2.1 | 41000 | 3.2 | 1.61 | 9 | 6.5
Live | 217456481 |  | 10 | 16 | 27600 | 19700 | 19000 | 2.8 | 2.66 | 27000 | 3.03 | 1.12 | 9 | 7
Live | 217456480 |  | 10 | 16 | 27600 | 19700 | 19000 | 2.8 | 2.66 | 27000 | 2.73 | 1.12 | 9 | 7
Live | 217456479 |  | 10.2 | 16 | 21600 | 13400 | 10800 | 3.17 | 2.65 | 22000 | 3.58 | 0.64 | 8.6 | 6.9
Live | 217456478 |  | 10.2 | 16 | 21600 | 13400 | 10800 | 3.17 | 2.65 | 22000 | 3.58 | 0.64 | 8.6 | 6.9
Live | 217456482 |  | 10 | 15.5 | 30000 | 19800 | 19000 | 2.8 | 2.08 | 29000 | 3.2 | 1.12 | 8.1 | 6.5
Live | 217456468 |  | 10 | 15.3 | 34800 | 31700 | 30400 | 2.77 | 2 | 35900 | 2.93 | 1.8 | 9.3 | 7.7
Live | 217456467 |  | 10 | 16 | 27600 | 22000 | 21000 | 2.8 | 2 | 30000 | 3.03 | 1.24 | 9.5 | 7
Live | 217456466 |  | 10 | 16 | 27600 | 22000 | 21000 | 2.8 | 2 | 30000 | 3.03 | 1.24 | 9.5 | 7
Live | 217456465 |  | 11.7 | 16.1 | 22800 | 21000 | 18000 | 3.15 | 2 | 22800 | 3.28 | 1.07 | 9.5 | 7.8
Live | 217456464 |  | 11.7 | 16.1 | 22800 | 21000 | 18000 | 3.15 | 2 | 22800 | 3.28 | 1.07 | 9.5 | 7.8
Live | 217456457 |  | 10 | 14.9 | 33400 | 26000 | 27600 | 2.52 | 2.18 | 36600 | 2.79 | 1.63 | 8.5 | 7.3
Live | 217456456 |  | 10 | 15.8 | 33700 | 25000 | 19000 | 3.05 | 2.5 | 30000 | 3.12 | 1.12 | 8.2 | 6.6
Live | 217456459 |  | 9.6 | 14.7 | 38600 | 29600 | 27200 | 2.76 | 2.1 | 41000 | 3.2 | 1.61 | 9 | 6.5
Live | 217456458 |  | 9.6 | 14.7 | 38600 | 29600 | 27200 | 2.76 | 2.1 | 41000 | 3.2 | 1.61 | 9 | 6.5
Live | 217456453 |  | 10 | 16 | 27600 | 19700 | 19000 | 2.8 | 2.66 | 27000 | 3.03 | 1.12 | 9 | 7
Live | 217456452 |  | 10 | 16 | 27600 | 19700 | 19000 | 2.8 | 2.66 | 27000 | 2.73 | 1.12 | 9 | 7
Live | 217456451 |  | 10.2 | 16 | 21600 | 13400 | 10800 | 3.17 | 2.65 | 22000 | 3.58 | 0.64 | 8.6 | 6.9
Live | 217456454 |  | 10 | 15.5 | 30000 | 19800 | 19000 | 2.8 | 2.08 | 29000 | 3.2 | 1.12 | 8.1 | 6.5
Live | 217456455 |  | 10 | 15.8 | 33700 | 25000 | 19000 | 3.05 | 2.5 | 30000 | 3.12 | 1.12 | 8.2 | 6.6
Live | 217456450 |  | 10.2 | 16 | 21600 | 13400 | 10800 | 3.17 | 2.65 | 22000 | 3.58 | 0.64 | 8.6 | 6.9
Live | 217456440 |  | 10 | 15.3 | 34800 | 31700 | 30400 | 2.77 | 2 | 35900 | 2.93 | 1.8 | 9.3 | 7.7
Live | 217456439 |  | 10 | 16 | 27600 | 22000 | 21000 | 2.8 | 2 | 30000 | 3.03 | 1.24 | 9.5 | 7
Live | 217456438 |  | 10 | 16 | 27600 | 22000 | 21000 | 2.8 | 2 | 30000 | 3.03 | 1.24 | 9.5 | 7
Live | 217456437 |  | 11.7 | 16.1 | 22800 | 21000 | 18000 | 3.15 | 2 | 22800 | 3.28 | 1.07 | 9.5 | 7.8
Live | 217456436 |  | 11.7 | 16.1 | 22800 | 21000 | 18000 | 3.15 | 2 | 22800 | 3.28 | 1.07 | 9.5 | 7.8
Live | 217456429 |  | 10 | 14.9 | 33400 | 26000 | 27600 | 2.52 | 2.18 | 36600 | 2.79 | 1.63 | 8.5 | 7.3
Live | 217456431 |  | 9.6 | 14.7 | 38600 | 29600 | 27200 | 2.76 | 2.1 | 41000 | 3.2 | 1.61 | 9 | 6.5
Live | 217456430 |  | 9.6 | 14.7 | 38600 | 29600 | 27200 | 2.76 | 2.1 | 41000 | 3.2 | 1.61 | 9 | 6.5
Live | 217456425 |  | 10 | 16 | 27600 | 19700 | 19000 | 2.8 | 2.66 | 27000 | 3.03 | 1.12 | 9 | 7
Live | 217456424 |  | 10 | 16 | 27600 | 19700 | 19000 | 2.8 | 2.66 | 27000 | 2.73 | 1.12 | 9 | 7
Live | 217456426 |  | 10 | 15.5 | 30000 | 19800 | 19000 | 2.8 | 2.08 | 29000 | 3.2 | 1.12 | 8.1 | 6.5
Live | 217456428 |  | 10 | 15.8 | 33700 | 25000 | 19000 | 3.05 | 2.5 | 30000 | 3.12 | 1.12 | 8.2 | 6.6
Live | 217456427 |  | 10 | 15.8 | 33700 | 25000 | 19000 | 3.05 | 2.5 | 30000 | 3.12 | 1.12 | 8.2 | 6.6
Live | 217456423 |  | 10.2 | 16 | 21600 | 13400 | 10800 | 3.17 | 2.65 | 22000 | 3.58 | 0.64 | 8.6 | 6.9
Live | 217456422 |  | 10.2 | 16 | 21600 | 13400 | 10800 | 3.17 | 2.65 | 22000 | 3.58 | 0.64 | 8.6 | 6.9
Live | 217456412 |  | 10 | 15.3 | 34800 | 31700 | 30400 | 2.77 | 2 | 35900 | 2.93 | 1.8 | 9.3 | 7.7
Live | 217456411 |  | 10 | 16 | 27600 | 22000 | 21000 | 2.8 | 2 | 30000 | 3.03 | 1.24 | 9.5 | 7
Live | 217456410 |  | 10 | 16 | 27600 | 22000 | 21000 | 2.8 | 2 | 30000 | 3.03 | 1.24 | 9.5 | 7
Live | 217456409 |  | 11.7 | 16.1 | 22800 | 21000 | 18000 | 3.15 | 2 | 22800 | 3.28 | 1.07 | 9.5 | 7.8
Live | 217456408 |  | 11.7 | 16.1 | 22800 | 21000 | 18000 | 3.15 | 2 | 22800 | 3.28 | 1.07 | 9.5 | 7.8
Live | 217456403 |  | 9.6 | 14.7 | 38600 | 29600 | 27200 | 2.76 | 2.1 | 41000 | 3.2 | 1.61 | 9 | 6.5
Live | 217456402 |  | 9.6 | 14.7 | 38600 | 29600 | 27200 | 2.76 | 2.1 | 41000 | 3.2 | 1.61 | 9 | 6.5
Live | 217456401 |  | 10 | 14.9 | 33400 | 26000 | 27600 | 2.52 | 2.18 | 36600 | 2.79 | 1.63 | 8.5 | 7.3
Live | 217456398 |  | 10 | 15.5 | 30000 | 19800 | 19000 | 2.8 | 2.08 | 29000 | 3.2 | 1.12 | 8.1 | 6.5
Live | 217456400 |  | 10 | 15.8 | 33700 | 25000 | 19000 | 3.05 | 2.5 | 30000 | 3.12 | 1.12 | 8.2 | 6.6
Live | 217456399 |  | 10 | 15.8 | 33700 | 25000 | 19000 | 3.05 | 2.5 | 30000 | 3.12 | 1.12 | 8.2 | 6.6
Live | 217456397 |  | 10 | 16 | 27600 | 19700 | 19000 | 2.8 | 2.66 | 27000 | 3.03 | 1.12 | 9 | 7
Live | 217456395 |  | 10.2 | 16 | 21600 | 13400 | 10800 | 3.17 | 2.65 | 22000 | 3.58 | 0.64 | 8.6 | 6.9
Live | 217456394 |  | 10.2 | 16 | 21600 | 13400 | 10800 | 3.17 | 2.65 | 22000 | 3.58 | 0.64 | 8.6 | 6.9
Live | 217456396 |  | 10 | 16 | 27600 | 19700 | 19000 | 2.8 | 2.66 | 27000 | 2.73 | 1.12 | 9 | 7
Live | 217456384 |  | 10 | 15.3 | 34800 | 31700 | 30400 | 2.77 | 2 | 35900 | 2.93 | 1.8 | 9.3 | 7.7
Live | 217456383 |  | 10 | 16 | 27600 | 22000 | 21000 | 2.8 | 2 | 30000 | 3.03 | 1.24 | 9.5 | 7
Live | 217456382 |  | 10 | 16 | 27600 | 22000 | 21000 | 2.8 | 2 | 30000 | 3.03 | 1.24 | 9.5 | 7
Live | 217456381 |  | 11.7 | 16.1 | 22800 | 21000 | 18000 | 3.15 | 2 | 22800 | 3.28 | 1.07 | 9.5 | 7.8
Live | 217456375 |  | 9.6 | 14.7 | 38600 | 29600 | 27200 | 2.76 | 2.1 | 41000 | 3.2 | 1.61 | 9 | 6.5
Live | 217456380 |  | 11.7 | 16.1 | 22800 | 21000 | 18000 | 3.15 | 2 | 22800 | 3.28 | 1.07 | 9.5 | 7.8
Live | 217456373 |  | 10 | 14.9 | 33400 | 26000 | 27600 | 2.52 | 2.18 | 36600 | 2.79 | 1.63 | 8.5 | 7.3
Live | 217456370 |  | 10 | 15.5 | 30000 | 19800 | 19000 | 2.8 | 2.08 | 29000 | 3.2 | 1.12 | 8.1 | 6.5
Live | 217456372 |  | 10 | 15.8 | 33700 | 25000 | 19000 | 3.05 | 2.5 | 30000 | 3.12 | 1.12 | 8.2 | 6.6
Live | 217456371 |  | 10 | 15.8 | 33700 | 25000 | 19000 | 3.05 | 2.5 | 30000 | 3.12 | 1.12 | 8.2 | 6.6
Live | 217456374 |  | 9.6 | 14.7 | 38600 | 29600 | 27200 | 2.76 | 2.1 | 41000 | 3.2 | 1.61 | 9 | 6.5
Live | 217456369 |  | 10 | 16 | 27600 | 19700 | 19000 | 2.8 | 2.66 | 27000 | 3.03 | 1.12 | 9 | 7
Live | 217456367 |  | 10.2 | 16 | 21600 | 13400 | 10800 | 3.17 | 2.65 | 22000 | 3.58 | 0.64 | 8.6 | 6.9
Live | 217456366 |  | 10.2 | 16 | 21600 | 13400 | 10800 | 3.17 | 2.65 | 22000 | 3.58 | 0.64 | 8.6 | 6.9
Live | 217456368 |  | 10 | 16 | 27600 | 19700 | 19000 | 2.8 | 2.66 | 27000 | 2.73 | 1.12 | 9 | 7
Live | 217456356 |  | 10 | 15.3 | 34800 | 31700 | 30400 | 2.77 | 2 | 35900 | 2.93 | 1.8 | 9.3 | 7.7
Live | 217456355 |  | 10 | 16 | 27600 | 22000 | 21000 | 2.8 | 2 | 30000 | 3.03 | 1.24 | 9.5 | 7
Live | 217456354 |  | 10 | 16 | 27600 | 22000 | 21000 | 2.8 | 2 | 30000 | 3.03 | 1.24 | 9.5 | 7
Live | 217456353 |  | 11.7 | 16.1 | 22800 | 21000 | 18000 | 3.15 | 2 | 22800 | 3.28 | 1.07 | 9.5 | 7.8
Live | 217456352 |  | 11.7 | 16.1 | 22800 | 21000 | 18000 | 3.15 | 2 | 22800 | 3.28 | 1.07 | 9.5 | 7.8
Live | 217456345 |  | 10 | 14.9 | 33400 | 26000 | 27600 | 2.52 | 2.18 | 36600 | 2.79 | 1.63 | 8.5 | 7.3
Live | 217456342 |  | 10 | 15.5 | 30000 | 19800 | 19000 | 2.8 | 2.08 | 29000 | 3.2 | 1.12 | 8.1 | 6.5
Live | 217456344 |  | 10 | 15.8 | 33700 | 25000 | 19000 | 3.05 | 2.5 | 30000 | 3.12 | 1.12 | 8.2 | 6.6
Live | 217456343 |  | 10 | 15.8 | 33700 | 25000 | 19000 | 3.05 | 2.5 | 30000 | 3.12 | 1.12 | 8.2 | 6.6
Live | 217456347 |  | 9.6 | 14.7 | 38600 | 29600 | 27200 | 2.76 | 2.1 | 41000 | 3.2 | 1.61 | 9 | 6.5
Live | 217456346 |  | 9.6 | 14.7 | 38600 | 29600 | 27200 | 2.76 | 2.1 | 41000 | 3.2 | 1.61 | 9 | 6.5
Live | 217456339 |  | 10.2 | 16 | 21600 | 13400 | 10800 | 3.17 | 2.65 | 22000 | 3.58 | 0.64 | 8.6 | 6.9
Live | 217456338 |  | 10.2 | 16 | 21600 | 13400 | 10800 | 3.17 | 2.65 | 22000 | 3.58 | 0.64 | 8.6 | 6.9
Live | 217456341 |  | 10 | 16 | 27600 | 19700 | 19000 | 2.8 | 2.66 | 27000 | 3.03 | 1.12 | 9 | 7
Live | 217456340 |  | 10 | 16 | 27600 | 19700 | 19000 | 2.8 | 2.66 | 27000 | 2.73 | 1.12 | 9 | 7
Live | 217456328 |  | 10 | 15.3 | 34800 | 31700 | 30400 | 2.77 | 2 | 35900 | 2.93 | 1.8 | 9.3 | 7.7
Live | 217456327 |  | 10 | 16 | 27600 | 22000 | 21000 | 2.8 | 2 | 30000 | 3.03 | 1.24 | 9.5 | 7
Live | 217456326 |  | 10 | 16 | 27600 | 22000 | 21000 | 2.8 | 2 | 30000 | 3.03 | 1.24 | 9.5 | 7
Live | 217456325 |  | 11.7 | 16.1 | 22800 | 21000 | 18000 | 3.15 | 2 | 22800 | 3.28 | 1.07 | 9.5 | 7.8
Live | 217456324 |  | 11.7 | 16.1 | 22800 | 21000 | 18000 | 3.15 | 2 | 22800 | 3.28 | 1.07 | 9.5 | 7.8
Live | 217456317 |  | 10 | 14.9 | 33400 | 26000 | 27600 | 2.52 | 2.18 | 36600 | 2.79 | 1.63 | 8.5 | 7.3
Live | 217456316 |  | 10 | 15.8 | 33700 | 25000 | 19000 | 3.05 | 2.5 | 30000 | 3.12 | 1.12 | 8.2 | 6.6
Live | 217456319 |  | 9.6 | 14.7 | 38600 | 29600 | 27200 | 2.76 | 2.1 | 41000 | 3.2 | 1.61 | 9 | 6.5
Live | 217456318 |  | 9.6 | 14.7 | 38600 | 29600 | 27200 | 2.76 | 2.1 | 41000 | 3.2 | 1.61 | 9 | 6.5
Live | 217456314 |  | 10 | 15.5 | 30000 | 19800 | 19000 | 2.8 | 2.08 | 29000 | 3.2 | 1.12 | 8.1 | 6.5
Live | 217456315 |  | 10 | 15.8 | 33700 | 25000 | 19000 | 3.05 | 2.5 | 30000 | 3.12 | 1.12 | 8.2 | 6.6
Live | 217456313 |  | 10 | 16 | 27600 | 19700 | 19000 | 2.8 | 2.66 | 27000 | 3.03 | 1.12 | 9 | 7
Live | 217456312 |  | 10 | 16 | 27600 | 19700 | 19000 | 2.8 | 2.66 | 27000 | 2.73 | 1.12 | 9 | 7
Live | 217456311 |  | 10.2 | 16 | 21600 | 13400 | 10800 | 3.17 | 2.65 | 22000 | 3.58 | 0.64 | 8.6 | 6.9
Live | 217456310 |  | 10.2 | 16 | 21600 | 13400 | 10800 | 3.17 | 2.65 | 22000 | 3.58 | 0.64 | 8.6 | 6.9
Live | 217456300 |  | 10 | 15.3 | 34800 | 31700 | 30400 | 2.77 | 2 | 35900 | 2.93 | 1.8 | 9.3 | 7.7
Live | 217456299 |  | 10 | 16 | 27600 | 22000 | 21000 | 2.8 | 2 | 30000 | 3.03 | 1.24 | 9.5 | 7
Live | 217456298 |  | 10 | 16 | 27600 | 22000 | 21000 | 2.8 | 2 | 30000 | 3.03 | 1.24 | 9.5 | 7
Live | 217456297 |  | 11.7 | 16.1 | 22800 | 21000 | 18000 | 3.15 | 2 | 22800 | 3.28 | 1.07 | 9.5 | 7.8
Live | 217456296 |  | 11.7 | 16.1 | 22800 | 21000 | 18000 | 3.15 | 2 | 22800 | 3.28 | 1.07 | 9.5 | 7.8
Live | 215413378 |  | 9.4 | 19.5 | 36800 | 25600 | 24000 | 2.45 | 2.27 | 44000 | 2.69 | 2.02 | 9.1 | 7
Live | 215413377 |  | 12 | 22.4 | 34000 | 21500 | 20000 | 3.09 | 2.2 | 32200 | 3.2 | 1.94 | 9 | 7
Live | 215413376 |  | 9.5 | 18.5 | 24700 | 20200 | 17000 | 2.75 | 2.26 | 27200 | 2.88 | 2.11 | 9 | 7.1
Live | 215413375 |  | 11.5 | 20.3 | 18600 | 13300 | 11500 | 3.24 | 2.41 | 19200 | 2.8 | 1.99 | 9.1 | 7
Live | 215413374 |  | 10.8 | 21.4 | 13800 | 9300 | 8000 | 2.83 | 2.11 | 14100 | 3.15 | 1.8 | 9.2 | 7
Live | 215413373 |  | 12.6 | 21.7 | 10500 | 7500 | 7000 | 3.5 | 2 | 11200 | 2.98 | 1.99 | 9.4 | 7.2
Live | 215413372 |  | 10 | 21.4 | 12600 | 8100 | 7000 | 2.88 | 1.99 | 12500 | 3.1 | 1.85 | 8.7 | 6.7
Live | 215413371 |  | 12.5 | 21.5 | 10500 | 7600 | 7000 | 3.5 | 1.9 | 11200 | 3.53 | 1.95 | 9.1 | 7
Live | 215413370 |  | 8.7 | 19 | 36800 | 25600 | 22000 | 2.45 | 2.27 | 44000 | 2.69 | 1.9 | 8.5 | 6.6
Live | 215413368 |  | 14 | 24.5 | 27900 | 23200 | 22600 | 3.59 | 2.35 | 29700 | 3.57 | 2.34 | 15.2 | 12.2
Live | 215413369 |  | 12 | 20.5 | 32800 | 21000 | 20000 | 3 | 2.08 | 31400 | 3.08 | 2.03 | 9.5 | 7.2
Live | 215413364 |  | 9.4 | 19.5 | 36800 | 25600 | 24000 | 2.45 | 2.27 | 44000 | 2.69 | 2.02 | 9.1 | 7
Live | 215413367 |  | 13.5 | 28 | 16500 | 14600 | 13500 | 3.5 | 2.26 | 17200 | 3.19 | 2 | 13.5 | 9.3
Live | 215413366 |  | 16 | 31.5 | 16500 | 14600 | 13500 | 3.5 | 2.26 | 17200 | 3.19 | 2 | 21 | 15.3
Live | 215413365 |  | 16.5 | 33.1 | 16500 | 14600 | 13500 | 3.5 | 2.26 | 17200 | 3.19 | 2 | 29 | 24.3
Live | 215413363 |  | 12 | 22.4 | 34000 | 21500 | 20000 | 3.09 | 2.2 | 32200 | 3.2 | 1.94 | 9 | 7
Live | 215413361 |  | 11.5 | 20.3 | 18600 | 13300 | 11500 | 3.24 | 2.41 | 19200 | 2.8 | 1.99 | 9.1 | 7
Live | 215413360 |  | 10.8 | 21.4 | 13800 | 9300 | 8000 | 2.83 | 2.11 | 14100 | 3.15 | 1.8 | 9.2 | 7
Live | 215413359 |  | 12.6 | 21.7 | 10500 | 7500 | 7000 | 3.5 | 2 | 11200 | 2.98 | 1.99 | 9.4 | 7.2
Live | 215413358 |  | 10 | 21.4 | 12600 | 8100 | 7000 | 2.88 | 1.99 | 12500 | 3.1 | 1.85 | 8.7 | 6.7
Live | 215413362 |  | 9.5 | 18.5 | 24700 | 20200 | 17000 | 2.75 | 2.26 | 27200 | 2.88 | 2.11 | 9 | 7.1
Live | 215413356 |  | 8.7 | 19 | 36800 | 25600 | 22000 | 2.45 | 2.27 | 44000 | 2.69 | 1.9 | 8.5 | 6.6
Live | 215413354 |  | 14 | 24.5 | 27900 | 23200 | 22600 | 3.59 | 2.35 | 29700 | 3.57 | 2.34 | 15.2 | 12.2
Live | 215413353 |  | 13.5 | 28 | 16500 | 14600 | 13500 | 3.5 | 2.26 | 17200 | 3.19 | 2 | 13.5 | 9.3
Live | 215413355 |  | 12 | 20.5 | 32800 | 21000 | 20000 | 3 | 2.08 | 31400 | 3.08 | 2.03 | 9.5 | 7.2
Live | 215413357 |  | 12.5 | 21.5 | 10500 | 7600 | 7000 | 3.5 | 1.9 | 11200 | 3.53 | 1.95 | 9.1 | 7
Live | 215413350 |  | 9.4 | 19.5 | 36800 | 25600 | 24000 | 2.45 | 2.27 | 44000 | 2.69 | 2.02 | 9.1 | 7
Live | 215413352 |  | 16 | 31.5 | 16500 | 14600 | 13500 | 3.5 | 2.26 | 17200 | 3.19 | 2 | 21 | 15.3
Live | 215413351 |  | 16.5 | 33.1 | 16500 | 14600 | 13500 | 3.5 | 2.26 | 17200 | 3.19 | 2 | 29 | 24.3
Live | 215413349 |  | 12 | 22.4 | 34000 | 21500 | 20000 | 3.09 | 2.2 | 32200 | 3.2 | 1.94 | 9 | 7
Live | 215413348 |  | 9.5 | 18.5 | 24700 | 20200 | 17000 | 2.75 | 2.26 | 27200 | 2.88 | 2.11 | 9 | 7.1
Live | 215413347 |  | 11.5 | 20.3 | 18600 | 13300 | 11500 | 3.24 | 2.41 | 19200 | 2.8 | 1.99 | 9.1 | 7
Live | 215413346 |  | 10.8 | 21.4 | 13800 | 9300 | 8000 | 2.83 | 2.11 | 14100 | 3.15 | 1.8 | 9.2 | 7
Live | 215413345 |  | 12.6 | 21.7 | 10500 | 7500 | 7000 | 3.5 | 2 | 11200 | 2.98 | 1.99 | 9.4 | 7.2
Live | 215413344 |  | 10 | 21.4 | 12600 | 8100 | 7000 | 2.88 | 1.99 | 12500 | 3.1 | 1.85 | 8.7 | 6.7
Live | 215413343 |  | 12.5 | 21.5 | 10500 | 7600 | 7000 | 3.5 | 1.9 | 11200 | 3.53 | 1.95 | 9.1 | 7
Live | 215413342 |  | 8.7 | 19 | 36800 | 25600 | 22000 | 2.45 | 2.27 | 44000 | 2.69 | 1.9 | 8.5 | 6.6
Live | 215413340 |  | 14 | 24.5 | 27900 | 23200 | 22600 | 3.59 | 2.35 | 29700 | 3.57 | 2.34 | 15.2 | 12.2
Live | 215413339 |  | 13.5 | 28 | 16500 | 14600 | 13500 | 3.5 | 2.26 | 17200 | 3.19 | 2 | 13.5 | 9.3
Live | 215413338 |  | 16 | 31.5 | 16500 | 14600 | 13500 | 3.5 | 2.26 | 17200 | 3.19 | 2 | 21 | 15.3
Live | 215413341 |  | 12 | 20.5 | 32800 | 21000 | 20000 | 3 | 2.08 | 31400 | 3.08 | 2.03 | 9.5 | 7.2
Live | 215413336 |  | 9.4 | 19.5 | 36800 | 25600 | 24000 | 2.45 | 2.27 | 44000 | 2.69 | 2.02 | 9.1 | 7
Live | 215413337 |  | 16.5 | 33.1 | 16500 | 14600 | 13500 | 3.5 | 2.26 | 17200 | 3.19 | 2 | 29 | 24.3
Live | 215413335 |  | 12 | 22.4 | 34000 | 21500 | 20000 | 3.09 | 2.2 | 32200 | 3.2 | 1.94 | 9 | 7
Live | 215413333 |  | 11.5 | 20.3 | 18600 | 13300 | 11500 | 3.24 | 2.41 | 19200 | 2.8 | 1.99 | 9.1 | 7
Live | 215413334 |  | 9.5 | 18.5 | 24700 | 20200 | 17000 | 2.75 | 2.26 | 27200 | 2.88 | 2.11 | 9 | 7.1
Live | 215413328 |  | 8.7 | 19 | 36800 | 25600 | 22000 | 2.45 | 2.27 | 44000 | 2.69 | 1.9 | 8.5 | 6.6
Live | 215413332 |  | 10.8 | 21.4 | 13800 | 9300 | 8000 | 2.83 | 2.11 | 14100 | 3.15 | 1.8 | 9.2 | 7
Live | 215413331 |  | 12.6 | 21.7 | 10500 | 7500 | 7000 | 3.5 | 2 | 11200 | 2.98 | 1.99 | 9.4 | 7.2
Live | 215413330 |  | 10 | 21.4 | 12600 | 8100 | 7000 | 2.88 | 1.99 | 12500 | 3.1 | 1.85 | 8.7 | 6.7
Live | 215413329 |  | 12.5 | 21.5 | 10500 | 7600 | 7000 | 3.5 | 1.9 | 11200 | 3.53 | 1.95 | 9.1 | 7
Live | 215413326 |  | 14 | 24.5 | 27900 | 23200 | 22600 | 3.59 | 2.35 | 29700 | 3.57 | 2.34 | 15.2 | 12.2
Live | 215413325 |  | 13.5 | 28 | 16500 | 14600 | 13500 | 3.5 | 2.26 | 17200 | 3.19 | 2 | 13.5 | 9.3
Live | 215413324 |  | 16 | 31.5 | 16500 | 14600 | 13500 | 3.5 | 2.26 | 17200 | 3.19 | 2 | 21 | 15.3
Live | 215413323 |  | 16.5 | 33.1 | 16500 | 14600 | 13500 | 3.5 | 2.26 | 17200 | 3.19 | 2 | 29 | 24.3
Live | 215413327 |  | 12 | 20.5 | 32800 | 21000 | 20000 | 3 | 2.08 | 31400 | 3.08 | 2.03 | 9.5 | 7.2
Live | 215413322 |  | 9.4 | 19.5 | 36800 | 25600 | 24000 | 2.45 | 2.27 | 44000 | 2.69 | 2.02 | 9.1 | 7
Live | 215413321 |  | 12 | 22.4 | 34000 | 21500 | 20000 | 3.09 | 2.2 | 32200 | 3.2 | 1.94 | 9 | 7
Live | 215413319 |  | 11.5 | 20.3 | 18600 | 13300 | 11500 | 3.24 | 2.41 | 19200 | 2.8 | 1.99 | 9.1 | 7
Live | 215413318 |  | 10.8 | 21.4 | 13800 | 9300 | 8000 | 2.83 | 2.11 | 14100 | 3.15 | 1.8 | 9.2 | 7
Live | 215413320 |  | 9.5 | 18.5 | 24700 | 20200 | 17000 | 2.75 | 2.26 | 27200 | 2.88 | 2.11 | 9 | 7.1
Live | 215413314 |  | 8.7 | 19 | 36800 | 25600 | 22000 | 2.45 | 2.27 | 44000 | 2.69 | 1.9 | 8.5 | 6.6
Live | 215413313 |  | 12 | 20.5 | 32800 | 21000 | 20000 | 3 | 2.08 | 31400 | 3.08 | 2.03 | 9.5 | 7.2
Live | 215413317 |  | 12.6 | 21.7 | 10500 | 7500 | 7000 | 3.5 | 2 | 11200 | 2.98 | 1.99 | 9.4 | 7.2
Live | 215413316 |  | 10 | 21.4 | 12600 | 8100 | 7000 | 2.88 | 1.99 | 12500 | 3.1 | 1.85 | 8.7 | 6.7
Live | 215413315 |  | 12.5 | 21.5 | 10500 | 7600 | 7000 | 3.5 | 1.9 | 11200 | 3.53 | 1.95 | 9.1 | 7
Live | 215413308 |  | 9.4 | 19.5 | 36800 | 25600 | 24000 | 2.45 | 2.27 | 44000 | 2.69 | 2.02 | 9.1 | 7
Live | 215413312 |  | 14 | 24.5 | 27900 | 23200 | 22600 | 3.59 | 2.35 | 29700 | 3.57 | 2.34 | 15.2 | 12.2
Live | 215413311 |  | 13.5 | 28 | 16500 | 14600 | 13500 | 3.5 | 2.26 | 17200 | 3.19 | 2 | 13.5 | 9.3
Live | 215413310 |  | 16 | 31.5 | 16500 | 14600 | 13500 | 3.5 | 2.26 | 17200 | 3.19 | 2 | 21 | 15.3
Live | 215413309 |  | 16.5 | 33.1 | 16500 | 14600 | 13500 | 3.5 | 2.26 | 17200 | 3.19 | 2 | 29 | 24.3
Live | 215413307 |  | 12 | 22.4 | 34000 | 21500 | 20000 | 3.09 | 2.2 | 32200 | 3.2 | 1.94 | 9 | 7
Live | 215413305 |  | 11.5 | 20.3 | 18600 | 13300 | 11500 | 3.24 | 2.41 | 19200 | 2.8 | 1.99 | 9.1 | 7
Live | 215413306 |  | 9.5 | 18.5 | 24700 | 20200 | 17000 | 2.75 | 2.26 | 27200 | 2.88 | 2.11 | 9 | 7.1
Live | 215413304 |  | 10.8 | 21.4 | 13800 | 9300 | 8000 | 2.83 | 2.11 | 14100 | 3.15 | 1.8 | 9.2 | 7
Live | 215413303 |  | 12.6 | 21.7 | 10500 | 7500 | 7000 | 3.5 | 2 | 11200 | 2.98 | 1.99 | 9.4 | 7.2
Live | 215413302 |  | 10 | 21.4 | 12600 | 8100 | 7000 | 2.88 | 1.99 | 12500 | 3.1 | 1.85 | 8.7 | 6.7
Live | 215413300 |  | 8.7 | 19 | 36800 | 25600 | 22000 | 2.45 | 2.27 | 44000 | 2.69 | 1.9 | 8.5 | 6.6
Live | 215413299 |  | 12 | 20.5 | 32800 | 21000 | 20000 | 3 | 2.08 | 31400 | 3.08 | 2.03 | 9.5 | 7.2
Live | 215413301 |  | 12.5 | 21.5 | 10500 | 7600 | 7000 | 3.5 | 1.9 | 11200 | 3.53 | 1.95 | 9.1 | 7
Live | 215413298 |  | 14 | 24.5 | 27900 | 23200 | 22600 | 3.59 | 2.35 | 29700 | 3.57 | 2.34 | 15.2 | 12.2
Live | 215413297 |  | 13.5 | 28 | 16500 | 14600 | 13500 | 3.5 | 2.26 | 17200 | 3.19 | 2 | 13.5 | 9.3
Live | 215413296 |  | 16 | 31.5 | 16500 | 14600 | 13500 | 3.5 | 2.26 | 17200 | 3.19 | 2 | 21 | 15.3
Live | 215413295 |  | 16.5 | 33.1 | 16500 | 14600 | 13500 | 3.5 | 2.26 | 17200 | 3.19 | 2 | 29 | 24.3
Live | 215413294 |  | 9.4 | 19.5 | 36800 | 25600 | 24000 | 2.45 | 2.27 | 44000 | 2.69 | 2.02 | 9.1 | 7
Live | 215413293 |  | 12 | 22.4 | 34000 | 21500 | 20000 | 3.09 | 2.2 | 32200 | 3.2 | 1.94 | 9 | 7
Live | 215413291 |  | 11.5 | 20.3 | 18600 | 13300 | 11500 | 3.24 | 2.41 | 19200 | 2.8 | 1.99 | 9.1 | 7
Live | 215413292 |  | 9.5 | 18.5 | 24700 | 20200 | 17000 | 2.75 | 2.26 | 27200 | 2.88 | 2.11 | 9 | 7.1
Live | 215413286 |  | 8.7 | 19 | 36800 | 25600 | 22000 | 2.45 | 2.27 | 44000 | 2.69 | 1.9 | 8.5 | 6.6
Live | 215413290 |  | 10.8 | 21.4 | 13800 | 9300 | 8000 | 2.83 | 2.11 | 14100 | 3.15 | 1.8 | 9.2 | 7
Live | 215413289 |  | 12.6 | 21.7 | 10500 | 7500 | 7000 | 3.5 | 2 | 11200 | 2.98 | 1.99 | 9.4 | 7.2
Live | 215413288 |  | 10 | 21.4 | 12600 | 8100 | 7000 | 2.88 | 1.99 | 12500 | 3.1 | 1.85 | 8.7 | 6.7
Live | 215413287 |  | 12.5 | 21.5 | 10500 | 7600 | 7000 | 3.5 | 1.9 | 11200 | 3.53 | 1.95 | 9.1 | 7
Live | 215413284 |  | 14 | 24.5 | 27900 | 23200 | 22600 | 3.59 | 2.35 | 29700 | 3.57 | 2.34 | 15.2 | 12.2
Live | 215413283 |  | 13.5 | 28 | 16500 | 14600 | 13500 | 3.5 | 2.26 | 17200 | 3.19 | 2 | 13.5 | 9.3
Live | 215413282 |  | 16 | 31.5 | 16500 | 14600 | 13500 | 3.5 | 2.26 | 17200 | 3.19 | 2 | 21 | 15.3
Live | 215413281 |  | 16.5 | 33.1 | 16500 | 14600 | 13500 | 3.5 | 2.26 | 17200 | 3.19 | 2 | 29 | 24.3
Live | 215413285 |  | 12 | 20.5 | 32800 | 21000 | 20000 | 3 | 2.08 | 31400 | 3.08 | 2.03 | 9.5 | 7.2
Live | 215413280 |  | 9.4 | 19.5 | 36800 | 25600 | 24000 | 2.45 | 2.27 | 44000 | 2.69 | 2.02 | 9.1 | 7
Live | 215413279 |  | 12 | 22.4 | 34000 | 21500 | 20000 | 3.09 | 2.2 | 32200 | 3.2 | 1.94 | 9 | 7
Live | 215413277 |  | 11.5 | 20.3 | 18600 | 13300 | 11500 | 3.24 | 2.41 | 19200 | 2.8 | 1.99 | 9.1 | 7
Live | 215413276 |  | 10.8 | 21.4 | 13800 | 9300 | 8000 | 2.83 | 2.11 | 14100 | 3.15 | 1.8 | 9.2 | 7
Live | 215413278 |  | 9.5 | 18.5 | 24700 | 20200 | 17000 | 2.75 | 2.26 | 27200 | 2.88 | 2.11 | 9 | 7.1
Live | 215413272 |  | 8.7 | 19 | 36800 | 25600 | 22000 | 2.45 | 2.27 | 44000 | 2.69 | 1.9 | 8.5 | 6.6
Live | 215413270 |  | 14 | 24.5 | 27900 | 23200 | 22600 | 3.59 | 2.35 | 29700 | 3.57 | 2.34 | 15.2 | 12.2
Live | 215413271 |  | 12 | 20.5 | 32800 | 21000 | 20000 | 3 | 2.08 | 31400 | 3.08 | 2.03 | 9.5 | 7.2
Live | 215413275 |  | 12.6 | 21.7 | 10500 | 7500 | 7000 | 3.5 | 2 | 11200 | 2.98 | 1.99 | 9.4 | 7.2
Live | 215413274 |  | 10 | 21.4 | 12600 | 8100 | 7000 | 2.88 | 1.99 | 12500 | 3.1 | 1.85 | 8.7 | 6.7
Live | 215413273 |  | 12.5 | 21.5 | 10500 | 7600 | 7000 | 3.5 | 1.9 | 11200 | 3.53 | 1.95 | 9.1 | 7
Live | 215413266 |  | 9.4 | 19.5 | 36800 | 25600 | 24000 | 2.45 | 2.27 | 44000 | 2.69 | 2.02 | 9.1 | 7
Live | 215413269 |  | 13.5 | 28 | 16500 | 14600 | 13500 | 3.5 | 2.26 | 17200 | 3.19 | 2 | 13.5 | 9.3
Live | 215413268 |  | 16 | 31.5 | 16500 | 14600 | 13500 | 3.5 | 2.26 | 17200 | 3.19 | 2 | 21 | 15.3
Live | 215413267 |  | 16.5 | 33.1 | 16500 | 14600 | 13500 | 3.5 | 2.26 | 17200 | 3.19 | 2 | 29 | 24.3
Live | 215413265 |  | 12 | 22.4 | 34000 | 21500 | 20000 | 3.09 | 2.2 | 32200 | 3.2 | 1.94 | 9 | 7
Live | 215413263 |  | 11.5 | 20.3 | 18600 | 13300 | 11500 | 3.24 | 2.41 | 19200 | 2.8 | 1.99 | 9.1 | 7
Live | 215413262 |  | 10.8 | 21.4 | 13800 | 9300 | 8000 | 2.83 | 2.11 | 14100 | 3.15 | 1.8 | 9.2 | 7
Live | 215413261 |  | 12.6 | 21.7 | 10500 | 7500 | 7000 | 3.5 | 2 | 11200 | 2.98 | 1.99 | 9.4 | 7.2
Live | 215413264 |  | 9.5 | 18.5 | 24700 | 20200 | 17000 | 2.75 | 2.26 | 27200 | 2.88 | 2.11 | 9 | 7.1
Live | 215413258 |  | 8.7 | 19 | 36800 | 25600 | 22000 | 2.45 | 2.27 | 44000 | 2.69 | 1.9 | 8.5 | 6.6
Live | 215413256 |  | 14 | 24.5 | 27900 | 23200 | 22600 | 3.59 | 2.35 | 29700 | 3.57 | 2.34 | 15.2 | 12.2
Live | 215413257 |  | 12 | 20.5 | 32800 | 21000 | 20000 | 3 | 2.08 | 31400 | 3.08 | 2.03 | 9.5 | 7.2
Live | 215413260 |  | 10 | 21.4 | 12600 | 8100 | 7000 | 2.88 | 1.99 | 12500 | 3.1 | 1.85 | 8.7 | 6.7
Live | 215413259 |  | 12.5 | 21.5 | 10500 | 7600 | 7000 | 3.5 | 1.9 | 11200 | 3.53 | 1.95 | 9.1 | 7
Live | 215413252 |  | 9.4 | 19.5 | 36800 | 25600 | 24000 | 2.45 | 2.27 | 44000 | 2.69 | 2.02 | 9.1 | 7
Live | 215413255 |  | 13.5 | 28 | 16500 | 14600 | 13500 | 3.5 | 2.26 | 17200 | 3.19 | 2 | 13.5 | 9.3
Live | 215413254 |  | 16 | 31.5 | 16500 | 14600 | 13500 | 3.5 | 2.26 | 17200 | 3.19 | 2 | 21 | 15.3
Live | 215413253 |  | 16.5 | 33.1 | 16500 | 14600 | 13500 | 3.5 | 2.26 | 17200 | 3.19 | 2 | 29 | 24.3
Live | 215413251 |  | 12 | 22.4 | 34000 | 21500 | 20000 | 3.09 | 2.2 | 32200 | 3.2 | 1.94 | 9 | 7
Live | 215413250 |  | 9.5 | 18.5 | 24700 | 20200 | 17000 | 2.75 | 2.26 | 27200 | 2.88 | 2.11 | 9 | 7.1
Live | 215413249 |  | 11.5 | 20.3 | 18600 | 13300 | 11500 | 3.24 | 2.41 | 19200 | 2.8 | 1.99 | 9.1 | 7
Live | 215413248 |  | 10.8 | 21.4 | 13800 | 9300 | 8000 | 2.83 | 2.11 | 14100 | 3.15 | 1.8 | 9.2 | 7
Live | 215413247 |  | 12.6 | 21.7 | 10500 | 7500 | 7000 | 3.5 | 2 | 11200 | 2.98 | 1.99 | 9.4 | 7.2
Live | 215413246 |  | 10 | 21.4 | 12600 | 8100 | 7000 | 2.88 | 1.99 | 12500 | 3.1 | 1.85 | 8.7 | 6.7
Live | 215413245 |  | 12.5 | 21.5 | 10500 | 7600 | 7000 | 3.5 | 1.9 | 11200 | 3.53 | 1.95 | 9.1 | 7
Live | 215413244 |  | 8.7 | 19 | 36800 | 25600 | 22000 | 2.45 | 2.27 | 44000 | 2.69 | 1.9 | 8.5 | 6.6
Live | 215413242 |  | 14 | 24.5 | 27900 | 23200 | 22600 | 3.59 | 2.35 | 29700 | 3.57 | 2.34 | 15.2 | 12.2
Live | 215413241 |  | 13.5 | 28 | 16500 | 14600 | 13500 | 3.5 | 2.26 | 17200 | 3.19 | 2 | 13.5 | 9.3
Live | 215413240 |  | 16 | 31.5 | 16500 | 14600 | 13500 | 3.5 | 2.26 | 17200 | 3.19 | 2 | 21 | 15.3
Live | 215413243 |  | 12 | 20.5 | 32800 | 21000 | 20000 | 3 | 2.08 | 31400 | 3.08 | 2.03 | 9.5 | 7.2
Live | 215413238 |  | 9.4 | 19.5 | 36800 | 25600 | 24000 | 2.45 | 2.27 | 44000 | 2.69 | 2.02 | 9.1 | 7
Live | 215413239 |  | 16.5 | 33.1 | 16500 | 14600 | 13500 | 3.5 | 2.26 | 17200 | 3.19 | 2 | 29 | 24.3
Live | 215413237 |  | 12 | 22.4 | 34000 | 21500 | 20000 | 3.09 | 2.2 | 32200 | 3.2 | 1.94 | 9 | 7
Live | 215413235 |  | 11.5 | 20.3 | 18600 | 13300 | 11500 | 3.24 | 2.41 | 19200 | 2.8 | 1.99 | 9.1 | 7
Live | 215413236 |  | 9.5 | 18.5 | 24700 | 20200 | 17000 | 2.75 | 2.26 | 27200 | 2.88 | 2.11 | 9 | 7.1
Live | 215413230 |  | 8.7 | 19 | 36800 | 25600 | 22000 | 2.45 | 2.27 | 44000 | 2.69 | 1.9 | 8.5 | 6.6
Live | 215413234 |  | 10.8 | 21.4 | 13800 | 9300 | 8000 | 2.83 | 2.11 | 14100 | 3.15 | 1.8 | 9.2 | 7
Live | 215413233 |  | 12.6 | 21.7 | 10500 | 7500 | 7000 | 3.5 | 2 | 11200 | 2.98 | 1.99 | 9.4 | 7.2
Live | 215413232 |  | 10 | 21.4 | 12600 | 8100 | 7000 | 2.88 | 1.99 | 12500 | 3.1 | 1.85 | 8.7 | 6.7
Live | 215413231 |  | 12.5 | 21.5 | 10500 | 7600 | 7000 | 3.5 | 1.9 | 11200 | 3.53 | 1.95 | 9.1 | 7
Live | 215413228 |  | 14 | 24.5 | 27900 | 23200 | 22600 | 3.59 | 2.35 | 29700 | 3.57 | 2.34 | 15.2 | 12.2
Live | 215413227 |  | 13.5 | 28 | 16500 | 14600 | 13500 | 3.5 | 2.26 | 17200 | 3.19 | 2 | 13.5 | 9.3
Live | 215413226 |  | 16 | 31.5 | 16500 | 14600 | 13500 | 3.5 | 2.26 | 17200 | 3.19 | 2 | 21 | 15.3
Live | 215413225 |  | 16.5 | 33.1 | 16500 | 14600 | 13500 | 3.5 | 2.26 | 17200 | 3.19 | 2 | 29 | 24.3
Live | 215413229 |  | 12 | 20.5 | 32800 | 21000 | 20000 | 3 | 2.08 | 31400 | 3.08 | 2.03 | 9.5 | 7.2
Live | 215413224 |  | 9.4 | 19.5 | 36800 | 25600 | 24000 | 2.45 | 2.27 | 44000 | 2.69 | 2.02 | 9.1 | 7
Live | 215413223 |  | 12 | 22.4 | 34000 | 21500 | 20000 | 3.09 | 2.2 | 32200 | 3.2 | 1.94 | 9 | 7
Live | 215413221 |  | 11.5 | 20.3 | 18600 | 13300 | 11500 | 3.24 | 2.41 | 19200 | 2.8 | 1.99 | 9.1 | 7
Live | 215413220 |  | 10.8 | 21.4 | 13800 | 9300 | 8000 | 2.83 | 2.11 | 14100 | 3.15 | 1.8 | 9.2 | 7
Live | 215413222 |  | 9.5 | 18.5 | 24700 | 20200 | 17000 | 2.75 | 2.26 | 27200 | 2.88 | 2.11 | 9 | 7.1
Live | 215413216 |  | 8.7 | 19 | 36800 | 25600 | 22000 | 2.45 | 2.27 | 44000 | 2.69 | 1.9 | 8.5 | 6.6
Live | 215413215 |  | 12 | 20.5 | 32800 | 21000 | 20000 | 3 | 2.08 | 31400 | 3.08 | 2.03 | 9.5 | 7.2
Live | 215413219 |  | 12.6 | 21.7 | 10500 | 7500 | 7000 | 3.5 | 2 | 11200 | 2.98 | 1.99 | 9.4 | 7.2
Live | 215413218 |  | 10 | 21.4 | 12600 | 8100 | 7000 | 2.88 | 1.99 | 12500 | 3.1 | 1.85 | 8.7 | 6.7
Live | 215413217 |  | 12.5 | 21.5 | 10500 | 7600 | 7000 | 3.5 | 1.9 | 11200 | 3.53 | 1.95 | 9.1 | 7
Live | 215413210 |  | 9.4 | 19.5 | 36800 | 25600 | 24000 | 2.45 | 2.27 | 44000 | 2.69 | 2.02 | 9.1 | 7
Live | 215413214 |  | 14 | 24.5 | 27900 | 23200 | 22600 | 3.59 | 2.35 | 29700 | 3.57 | 2.34 | 15.2 | 12.2
Live | 215413213 |  | 13.5 | 28 | 16500 | 14600 | 13500 | 3.5 | 2.26 | 17200 | 3.19 | 2 | 13.5 | 9.3
Live | 215413212 |  | 16 | 31.5 | 16500 | 14600 | 13500 | 3.5 | 2.26 | 17200 | 3.19 | 2 | 21 | 15.3
Live | 215413211 |  | 16.5 | 33.1 | 16500 | 14600 | 13500 | 3.5 | 2.26 | 17200 | 3.19 | 2 | 29 | 24.3
Live | 215413209 |  | 12 | 22.4 | 34000 | 21500 | 20000 | 3.09 | 2.2 | 32200 | 3.2 | 1.94 | 9 | 7
Live | 215413208 |  | 9.5 | 18.5 | 24700 | 20200 | 17000 | 2.75 | 2.26 | 27200 | 2.88 | 2.11 | 9 | 7.1
Live | 215413207 |  | 11.5 | 20.3 | 18600 | 13300 | 11500 | 3.24 | 2.41 | 19200 | 2.8 | 1.99 | 9.1 | 7
Live | 215413206 |  | 10.8 | 21.4 | 13800 | 9300 | 8000 | 2.83 | 2.11 | 14100 | 3.15 | 1.8 | 9.2 | 7
Live | 215413205 |  | 12.6 | 21.7 | 10500 | 7500 | 7000 | 3.5 | 2 | 11200 | 2.98 | 1.99 | 9.4 | 7.2
Live | 215413202 |  | 9.4 | 19.5 | 36800 | 25600 | 24000 | 2.45 | 2.27 | 44000 | 2.69 | 2.02 | 9.1 | 7
Live | 215413201 |  | 12 | 22.4 | 34000 | 21500 | 20000 | 3.09 | 2.2 | 32200 | 3.2 | 1.94 | 9 | 7
Live | 215413204 |  | 10 | 21.4 | 12600 | 8100 | 7000 | 2.88 | 1.99 | 12500 | 3.1 | 1.85 | 8.7 | 6.7
Live | 215413203 |  | 12.5 | 21.5 | 10500 | 7600 | 7000 | 3.5 | 1.9 | 11200 | 3.53 | 1.95 | 9.1 | 7
Live | 215413200 |  | 9.5 | 18.5 | 24700 | 20200 | 17000 | 2.75 | 2.26 | 27200 | 2.88 | 2.11 | 9 | 7.1
Live | 215413199 |  | 11.5 | 20.3 | 18600 | 13300 | 11500 | 3.24 | 2.41 | 19200 | 2.8 | 1.99 | 9.1 | 7
Live | 215413198 |  | 10.8 | 21.4 | 13800 | 9300 | 8000 | 2.83 | 2.11 | 14100 | 3.15 | 1.8 | 9.2 | 7
Live | 215413197 |  | 12.6 | 21.7 | 10500 | 7500 | 7000 | 3.5 | 2 | 11200 | 2.98 | 1.99 | 9.4 | 7.2
Live | 215413196 |  | 10 | 21.4 | 12600 | 8100 | 7000 | 2.88 | 1.99 | 12500 | 3.1 | 1.85 | 8.7 | 6.7
Live | 215413195 |  | 12.5 | 21.5 | 10500 | 7600 | 7000 | 3.5 | 1.9 | 11200 | 3.53 | 1.95 | 9.1 | 7
Live | 215413194 |  | 9.4 | 19.5 | 36800 | 25600 | 24000 | 2.45 | 2.27 | 44000 | 2.69 | 2.02 | 9.1 | 7
Live | 215413193 |  | 12 | 22.4 | 34000 | 21500 | 20000 | 3.09 | 2.2 | 32200 | 3.2 | 1.94 | 9 | 7
Live | 215413191 |  | 11.5 | 20.3 | 18600 | 13300 | 11500 | 3.24 | 2.41 | 19200 | 2.8 | 1.99 | 9.1 | 7
Live | 215413190 |  | 10.8 | 21.4 | 13800 | 9300 | 8000 | 2.83 | 2.11 | 14100 | 3.15 | 1.8 | 9.2 | 7
Live | 215413192 |  | 9.5 | 18.5 | 24700 | 20200 | 17000 | 2.75 | 2.26 | 27200 | 2.88 | 2.11 | 9 | 7.1
Live | 215413186 |  | 9.4 | 19.5 | 36800 | 25600 | 24000 | 2.45 | 2.27 | 44000 | 2.69 | 2.02 | 9.1 | 7
Live | 215413185 |  | 12 | 22.4 | 34000 | 21500 | 20000 | 3.09 | 2.2 | 32200 | 3.2 | 1.94 | 9 | 7
Live | 215413189 |  | 12.6 | 21.7 | 10500 | 7500 | 7000 | 3.5 | 2 | 11200 | 2.98 | 1.99 | 9.4 | 7.2
Live | 215413188 |  | 10 | 21.4 | 12600 | 8100 | 7000 | 2.88 | 1.99 | 12500 | 3.1 | 1.85 | 8.7 | 6.7
Live | 215413187 |  | 12.5 | 21.5 | 10500 | 7600 | 7000 | 3.5 | 1.9 | 11200 | 3.53 | 1.95 | 9.1 | 7
Live | 215413183 |  | 11.5 | 20.3 | 18600 | 13300 | 11500 | 3.24 | 2.41 | 19200 | 2.8 | 1.99 | 9.1 | 7
Live | 215413182 |  | 10.8 | 21.4 | 13800 | 9300 | 8000 | 2.83 | 2.11 | 14100 | 3.15 | 1.8 | 9.2 | 7
Live | 215413181 |  | 12.6 | 21.7 | 10500 | 7500 | 7000 | 3.5 | 2 | 11200 | 2.98 | 1.99 | 9.4 | 7.2
Live | 215413180 |  | 10 | 21.4 | 12600 | 8100 | 7000 | 2.88 | 1.99 | 12500 | 3.1 | 1.85 | 8.7 | 6.7
Live | 215413179 |  | 12.5 | 21.5 | 10500 | 7600 | 7000 | 3.5 | 1.9 | 11200 | 3.53 | 1.95 | 9.1 | 7
Live | 215413184 |  | 9.5 | 18.5 | 24700 | 20200 | 17000 | 2.75 | 2.26 | 27200 | 2.88 | 2.11 | 9 | 7.1
Live | 215413178 |  | 9.4 | 19.5 | 36800 | 25600 | 24000 | 2.45 | 2.27 | 44000 | 2.69 | 2.02 | 9.1 | 7
Live | 215413177 |  | 12 | 22.4 | 34000 | 21500 | 20000 | 3.09 | 2.2 | 32200 | 3.2 | 1.94 | 9 | 7
Live | 215413175 |  | 11.5 | 20.3 | 18600 | 13300 | 11500 | 3.24 | 2.41 | 19200 | 2.8 | 1.99 | 9.1 | 7
Live | 215413176 |  | 9.5 | 18.5 | 24700 | 20200 | 17000 | 2.75 | 2.26 | 27200 | 2.88 | 2.11 | 9 | 7.1
Live | 215413174 |  | 10.8 | 21.4 | 13800 | 9300 | 8000 | 2.83 | 2.11 | 14100 | 3.15 | 1.8 | 9.2 | 7
Live | 215413173 |  | 12.6 | 21.7 | 10500 | 7500 | 7000 | 3.5 | 2 | 11200 | 2.98 | 1.99 | 9.4 | 7.2
Live | 215413172 |  | 10 | 21.4 | 12600 | 8100 | 7000 | 2.88 | 1.99 | 12500 | 3.1 | 1.85 | 8.7 | 6.7
Live | 215413171 |  | 12.5 | 21.5 | 10500 | 7600 | 7000 | 3.5 | 1.9 | 11200 | 3.53 | 1.95 | 9.1 | 7
Live | 215413170 |  | 8.7 | 19 | 36800 | 25600 | 22000 | 2.45 | 2.27 | 44000 | 2.69 | 1.9 | 8.5 | 6.6
Live | 215413169 |  | 12 | 20.5 | 32800 | 21000 | 20000 | 3 | 2.08 | 31400 | 3.08 | 2.03 | 9.5 | 7.2
Live | 215413168 |  | 15 | 25.8 | 27900 | 23200 | 22600 | 3.59 | 2.35 | 29700 | 3.57 | 2.34 | 16.2 | 12.9
Live | 215413164 |  | 8.7 | 19 | 36800 | 25600 | 22000 | 2.45 | 2.27 | 44000 | 2.69 | 1.9 | 8.5 | 6.6
Live | 215413167 |  | 14.3 | 29.5 | 16500 | 14600 | 13500 | 3.5 | 2.26 | 17200 | 3.19 | 2 | 14.5 | 10
Live | 215413166 |  | 17 | 33.5 | 16500 | 14600 | 13500 | 3.5 | 2.26 | 17200 | 3.19 | 2 | 22 | 16
Live | 215413165 |  | 17.5 | 35.1 | 16500 | 14600 | 13500 | 3.5 | 2.26 | 17200 | 3.19 | 2 | 30 | 25
Live | 215413163 |  | 12 | 20.5 | 32800 | 21000 | 20000 | 3 | 2.08 | 31400 | 3.08 | 2.03 | 9.5 | 7.2
Live | 215413162 |  | 15 | 25.8 | 27900 | 23200 | 22600 | 3.59 | 2.35 | 29700 | 3.57 | 2.34 | 16.2 | 12.9
Live | 215413161 |  | 14.3 | 29.5 | 16500 | 14600 | 13500 | 3.5 | 2.26 | 17200 | 3.19 | 2 | 14.5 | 10
Live | 215413160 |  | 17 | 33.5 | 16500 | 14600 | 13500 | 3.5 | 2.26 | 17200 | 3.19 | 2 | 22 | 16
Live | 215413159 |  | 17.5 | 35.1 | 16500 | 14600 | 13500 | 3.5 | 2.26 | 17200 | 3.19 | 2 | 30 | 25
Live | 215413158 |  | 8.7 | 19 | 36800 | 25600 | 22000 | 2.45 | 2.27 | 44000 | 2.69 | 1.9 | 8.5 | 6.6
Live | 215413157 |  | 12 | 20.5 | 32800 | 21000 | 20000 | 3 | 2.08 | 31400 | 3.08 | 2.03 | 9.5 | 7.2
Live | 215413156 |  | 15 | 25.8 | 27900 | 23200 | 22600 | 3.59 | 2.35 | 29700 | 3.57 | 2.34 | 16.2 | 12.9
Live | 215413155 |  | 14.3 | 29.5 | 16500 | 14600 | 13500 | 3.5 | 2.26 | 17200 | 3.19 | 2 | 14.5 | 10
Live | 215413154 |  | 17 | 33.5 | 16500 | 14600 | 13500 | 3.5 | 2.26 | 17200 | 3.19 | 2 | 22 | 16
Live | 215413152 |  | 8.7 | 19 | 36800 | 25600 | 22000 | 2.45 | 2.27 | 44000 | 2.69 | 1.9 | 8.5 | 6.6
Live | 215413151 |  | 12 | 20.5 | 32800 | 21000 | 20000 | 3 | 2.08 | 31400 | 3.08 | 2.03 | 9.5 | 7.2
Live | 215413150 |  | 15 | 25.8 | 27900 | 23200 | 22600 | 3.59 | 2.35 | 29700 | 3.57 | 2.34 | 16.2 | 12.9
Live | 215413149 |  | 14.3 | 29.5 | 16500 | 14600 | 13500 | 3.5 | 2.26 | 17200 | 3.19 | 2 | 14.5 | 10
Live | 215413153 |  | 17.5 | 35.1 | 16500 | 14600 | 13500 | 3.5 | 2.26 | 17200 | 3.19 | 2 | 30 | 25
Live | 215413146 |  | 8.7 | 19 | 36800 | 25600 | 22000 | 2.45 | 2.27 | 44000 | 2.69 | 1.9 | 8.5 | 6.6
Live | 215413145 |  | 12 | 20.5 | 32800 | 21000 | 20000 | 3 | 2.08 | 31400 | 3.08 | 2.03 | 9.5 | 7.2
Live | 215413144 |  | 15 | 25.8 | 27900 | 23200 | 22600 | 3.59 | 2.35 | 29700 | 3.57 | 2.34 | 16.2 | 12.9
Live | 215413148 |  | 17 | 33.5 | 16500 | 14600 | 13500 | 3.5 | 2.26 | 17200 | 3.19 | 2 | 22 | 16
Live | 215413147 |  | 17.5 | 35.1 | 16500 | 14600 | 13500 | 3.5 | 2.26 | 17200 | 3.19 | 2 | 30 | 25
Live | 215413143 |  | 14.3 | 29.5 | 16500 | 14600 | 13500 | 3.5 | 2.26 | 17200 | 3.19 | 2 | 14.5 | 10
Live | 215413142 |  | 17 | 33.5 | 16500 | 14600 | 13500 | 3.5 | 2.26 | 17200 | 3.19 | 2 | 22 | 16
Live | 215413141 |  | 17.5 | 35.1 | 16500 | 14600 | 13500 | 3.5 | 2.26 | 17200 | 3.19 | 2 | 30 | 25
Live | 215357819 |  | 10 | 20 | 61500 | 41500 | 39500 | 2.92 | 2.35 | 60500 | 3.41 | 2.15 | 9.45 | 7.3
Live | 215357818 |  | 10 | 18 | 61000 | 41000 | 40000 | 2.81 | 2.3 | 61000 | 3.44 | 2.1 | 9.3 | 7.2
Live | 215357817 |  | 10 | 22 | 62000 | 42000 | 39000 | 3.03 | 2.4 | 60000 | 3.38 | 2.2 | 9.6 | 7.4
Live | 215357816 |  | 12.25 | 22.5 | 53500 | 39750 | 37000 | 2.66 | 2.19 | 53000 | 2.99 | 2.05 | 10.5 | 8.05
Live | 215357815 |  | 12 | 20.5 | 52000 | 41000 | 38000 | 2.54 | 2.4 | 53000 | 2.99 | 2.1 | 10.6 | 8.1
Live | 215357814 |  | 12.5 | 24 | 55000 | 38500 | 36000 | 2.78 | 2 | 53000 | 2.99 | 2 | 10.4 | 8
Live | 215357813 |  | 11.85 | 22 | 41000 | 27300 | 26000 | 2.79 | 2.15 | 41500 | 3.24 | 2 | 9.35 | 7.4
Live | 215357812 |  | 11.7 | 20 | 40000 | 28000 | 26000 | 2.61 | 2.2 | 40500 | 3.3 | 2 | 9.2 | 7.4
Live | 215357811 |  | 12 | 24 | 42000 | 26600 | 26000 | 3 | 2.1 | 42500 | 3.19 | 2 | 9.5 | 7.4
Live | 215357810 |  | 12.5 | 23 | 41000 | 27300 | 25400 | 2.86 | 2.15 | 41500 | 3.29 | 2 | 9.75 | 7.75
Live | 215357809 |  | 12 | 21 | 40000 | 28000 | 25000 | 2.73 | 2.2 | 40500 | 3.3 | 2 | 9.5 | 7.5
Live | 215357808 |  | 13 | 25 | 42000 | 26600 | 26000 | 3 | 2.1 | 42500 | 3.28 | 2 | 10 | 8
Live | 215357804 |  | 13 | 23 | 32000 | 18800 | 18000 | 3.3 | 2.3 | 28900 | 3.6 | 2 | 9.5 | 7.5
Live | 215357803 |  | 12.5 | 21 | 32000 | 18600 | 18000 | 3.17 | 2.3 | 28800 | 3.67 | 2 | 9.5 | 7.5
Live | 215357802 |  | 13.5 | 25 | 32000 | 19000 | 18000 | 3.44 | 2.3 | 29000 | 3.54 | 2 | 9.5 | 7.5
Live | 215357801 |  | 13 | 22.6 | 22800 | 14300 | 14000 | 3.34 | 2.39 | 21800 | 3.97 | 2.31 | 9.9 | 7.8
Live | 215357800 |  | 12 | 20 | 24000 | 14600 | 14600 | 3.35 | 2.3 | 22000 | 4.03 | 2.3 | 10 | 7.8
Live | 215357799 |  | 14 | 25.2 | 21600 | 14000 | 13500 | 3.33 | 2.5 | 21600 | 3.88 | 2.3 | 9.8 | 7.8
Live | 215357798 |  | 11.85 | 21.25 | 59500 | 49500 | 47500 | 2.98 | 2.39 | 60000 | 3.45 | 2.05 | 10.6 | 8.65
Live | 215357797 |  | 11.7 | 20.2 | 60000 | 52000 | 48000 | 2.88 | 2.3 | 61000 | 3.51 | 2.1 | 10.7 | 8.8
Live | 215357796 |  | 12 | 22.3 | 59000 | 47000 | 47000 | 3.09 | 2.5 | 59000 | 3.39 | 2 | 10.5 | 8.5
Live | 215357795 |  | 11.85 | 21.75 | 57000 | 45500 | 47500 | 3.01 | 2.1 | 58500 | 3.36 | 2 | 11.15 | 9.05
Live | 215357794 |  | 11.7 | 20.5 | 57000 | 46000 | 48000 | 2.93 | 2.2 | 60000 | 3.52 | 2 | 11 | 9
Live | 215357793 |  | 12 | 23 | 57000 | 45000 | 47000 | 3.09 | 2 | 57000 | 3.21 | 2 | 11.3 | 9.1
Live | 215357789 |  | 12.85 | 21.75 | 42500 | 38000 | 36000 | 3.04 | 2.41 | 44500 | 3.52 | 1.98 | 10.6 | 8.65
Live | 215357792 |  | 12.55 | 21.3 | 42500 | 38000 | 37000 | 3.04 | 2.41 | 44500 | 3.52 | 2 | 10.6 | 8.65
Live | 215357791 |  | 12 | 19.5 | 42000 | 34000 | 38000 | 2.93 | 2.2 | 45000 | 3.61 | 2 | 10.5 | 8.8
Live | 215357790 |  | 13.1 | 23.1 | 43000 | 42000 | 36000 | 3.15 | 2.6 | 44000 | 3.44 | 2 | 10.7 | 8.5
Live | 215357788 |  | 12.5 | 19.5 | 42000 | 34000 | 36000 | 2.93 | 2.2 | 45000 | 3.61 | 1.95 | 10.5 | 8.8
Live | 215357787 |  | 13.2 | 24 | 43000 | 42000 | 36000 | 3.15 | 2.6 | 44000 | 3.44 | 2 | 10.7 | 8.5
Live | 215357783 |  | 13 | 22 | 37500 | 27500 | 25000 | 2.79 | 2.1 | 38500 | 3.13 | 1.95 | 9.75 | 8
Live | 215357782 |  | 13 | 20 | 38000 | 27000 | 25000 | 2.62 | 2.1 | 41000 | 3.16 | 1.9 | 9.5 | 8
Live | 215357781 |  | 13 | 24 | 37000 | 28000 | 25000 | 3 | 2.1 | 36000 | 3.1 | 2 | 10 | 8
Live | 215357780 |  | 14 | 22.5 | 27800 | 20500 | 18500 | 3.54 | 2.36 | 26200 | 3.41 | 2 | 10.25 | 8.25
Live | 215357779 |  | 13 | 20 | 27600 | 22000 | 18000 | 3.44 | 2.5 | 25400 | 3.38 | 2 | 10 | 8
Live | 215357778 |  | 15 | 25 | 28000 | 19000 | 19000 | 3.65 | 2.2 | 27000 | 3.44 | 2 | 10.5 | 8.5
Live | 215357777 |  | 10 | 20 | 61500 | 41500 | 39500 | 2.92 | 2.35 | 60500 | 3.41 | 2.15 | 9.45 | 7.3
Live | 215357776 |  | 10 | 18 | 61000 | 41000 | 40000 | 2.81 | 2.3 | 61000 | 3.44 | 2.1 | 9.3 | 7.2
Live | 215357775 |  | 10 | 22 | 62000 | 42000 | 39000 | 3.03 | 2.4 | 60000 | 3.38 | 2.2 | 9.6 | 7.4
Live | 215357774 |  | 12.25 | 22.5 | 53500 | 39750 | 37000 | 2.66 | 2.19 | 53000 | 2.99 | 2.05 | 10.5 | 8.05
Live | 215357773 |  | 12 | 20.5 | 52000 | 41000 | 38000 | 2.54 | 2.4 | 53000 | 2.99 | 2.1 | 10.6 | 8.1
Live | 215357768 |  | 12.5 | 23 | 41000 | 27300 | 25400 | 2.86 | 2.15 | 41500 | 3.29 | 2 | 9.75 | 7.75
Live | 215357772 |  | 12.5 | 24 | 55000 | 38500 | 36000 | 2.78 | 2 | 53000 | 2.99 | 2 | 10.4 | 8
Live | 215357771 |  | 11.85 | 22 | 41000 | 27300 | 26000 | 2.79 | 2.15 | 41500 | 3.24 | 2 | 9.35 | 7.4
Live | 215357770 |  | 11.7 | 20 | 40000 | 28000 | 26000 | 2.61 | 2.2 | 40500 | 3.3 | 2 | 9.2 | 7.4
Live | 215357769 |  | 12 | 24 | 42000 | 26600 | 26000 | 3 | 2.1 | 42500 | 3.19 | 2 | 9.5 | 7.4
Live | 215357767 |  | 12 | 21 | 40000 | 28000 | 25000 | 2.73 | 2.2 | 40500 | 3.3 | 2 | 9.5 | 7.5
Live | 215357766 |  | 13 | 25 | 42000 | 26600 | 26000 | 3 | 2.1 | 42500 | 3.28 | 2 | 10 | 8
Live | 215357762 |  | 13 | 23 | 32000 | 18800 | 18000 | 3.3 | 2.3 | 28900 | 3.6 | 2 | 9.5 | 7.5
Live | 215357761 |  | 12.5 | 21 | 32000 | 18600 | 18000 | 3.17 | 2.3 | 28800 | 3.67 | 2 | 9.5 | 7.5
Live | 215357760 |  | 13.5 | 25 | 32000 | 19000 | 18000 | 3.44 | 2.3 | 29000 | 3.54 | 2 | 9.5 | 7.5
Live | 215357759 |  | 13 | 22.6 | 22800 | 14300 | 14000 | 3.34 | 2.39 | 21800 | 3.97 | 2.31 | 9.9 | 7.8
Live | 215357758 |  | 12 | 20 | 24000 | 14600 | 14600 | 3.35 | 2.3 | 22000 | 4.03 | 2.3 | 10 | 7.8
Live | 215357757 |  | 14 | 25.2 | 21600 | 14000 | 13500 | 3.33 | 2.5 | 21600 | 3.88 | 2.3 | 9.8 | 7.8
Live | 215357756 |  | 11.85 | 21.25 | 59500 | 49500 | 47500 | 2.98 | 2.39 | 60000 | 3.45 | 2.05 | 10.6 | 8.65
Live | 215357755 |  | 11.7 | 20.2 | 60000 | 52000 | 48000 | 2.88 | 2.3 | 61000 | 3.51 | 2.1 | 10.7 | 8.8
Live | 215357754 |  | 12 | 22.3 | 59000 | 47000 | 47000 | 3.09 | 2.5 | 59000 | 3.39 | 2 | 10.5 | 8.5
Live | 215357753 |  | 11.85 | 21.75 | 57000 | 45500 | 47500 | 3.01 | 2.1 | 58500 | 3.36 | 2 | 11.15 | 9.05
Live | 215357752 |  | 11.7 | 20.5 | 57000 | 46000 | 48000 | 2.93 | 2.2 | 60000 | 3.52 | 2 | 11 | 9
Live | 215357747 |  | 12.85 | 21.75 | 42500 | 38000 | 36000 | 3.04 | 2.41 | 44500 | 3.52 | 1.98 | 10.6 | 8.65
Live | 215357751 |  | 12 | 23 | 57000 | 45000 | 47000 | 3.09 | 2 | 57000 | 3.21 | 2 | 11.3 | 9.1
Live | 215357750 |  | 12.55 | 21.3 | 42500 | 38000 | 37000 | 3.04 | 2.41 | 44500 | 3.52 | 2 | 10.6 | 8.65
Live | 215357749 |  | 12 | 19.5 | 42000 | 34000 | 38000 | 2.93 | 2.2 | 45000 | 3.61 | 2 | 10.5 | 8.8
Live | 215357748 |  | 13.1 | 23.1 | 43000 | 42000 | 36000 | 3.15 | 2.6 | 44000 | 3.44 | 2 | 10.7 | 8.5
Live | 215357741 |  | 13 | 22 | 37500 | 27500 | 25000 | 2.79 | 2.1 | 38500 | 3.13 | 1.95 | 9.75 | 8
Live | 215357746 |  | 12.5 | 19.5 | 42000 | 34000 | 36000 | 2.93 | 2.2 | 45000 | 3.61 | 1.95 | 10.5 | 8.8
Live | 215357745 |  | 13.2 | 24 | 43000 | 42000 | 36000 | 3.15 | 2.6 | 44000 | 3.44 | 2 | 10.7 | 8.5
Live | 215357740 |  | 13 | 20 | 38000 | 27000 | 25000 | 2.62 | 2.1 | 41000 | 3.16 | 1.9 | 9.5 | 8
Live | 215357739 |  | 13 | 24 | 37000 | 28000 | 25000 | 3 | 2.1 | 36000 | 3.1 | 2 | 10 | 8
Live | 215357738 |  | 14 | 22.5 | 27800 | 20500 | 18500 | 3.54 | 2.36 | 26200 | 3.41 | 2 | 10.25 | 8.25
Live | 215357737 |  | 13 | 20 | 27600 | 22000 | 18000 | 3.44 | 2.5 | 25400 | 3.38 | 2 | 10 | 8
Live | 215357736 |  | 15 | 25 | 28000 | 19000 | 19000 | 3.65 | 2.2 | 27000 | 3.44 | 2 | 10.5 | 8.5
Live | 215357735 |  | 10 | 20 | 61500 | 41500 | 39500 | 2.92 | 2.35 | 60500 | 3.41 | 2.15 | 9.45 | 7.3
Live | 215357734 |  | 10 | 18 | 61000 | 41000 | 40000 | 2.81 | 2.3 | 61000 | 3.44 | 2.1 | 9.3 | 7.2
Live | 215357733 |  | 10 | 22 | 62000 | 42000 | 39000 | 3.03 | 2.4 | 60000 | 3.38 | 2.2 | 9.6 | 7.4
Live | 215357732 |  | 12.25 | 22.5 | 53500 | 39750 | 37000 | 2.66 | 2.19 | 53000 | 2.99 | 2.05 | 10.5 | 8.05
Live | 215357731 |  | 12 | 20.5 | 52000 | 41000 | 38000 | 2.54 | 2.4 | 53000 | 2.99 | 2.1 | 10.6 | 8.1
Live | 215357730 |  | 12.5 | 24 | 55000 | 38500 | 36000 | 2.78 | 2 | 53000 | 2.99 | 2 | 10.4 | 8
Live | 215357726 |  | 12.5 | 23 | 41000 | 27300 | 25400 | 2.86 | 2.15 | 41500 | 3.29 | 2 | 9.75 | 7.75
Live | 215357725 |  | 12 | 21 | 40000 | 28000 | 25000 | 2.73 | 2.2 | 40500 | 3.3 | 2 | 9.5 | 7.5
Live | 215357729 |  | 11.85 | 22 | 41000 | 27300 | 26000 | 2.79 | 2.15 | 41500 | 3.24 | 2 | 9.35 | 7.4
Live | 215357728 |  | 11.7 | 20 | 40000 | 28000 | 26000 | 2.61 | 2.2 | 40500 | 3.3 | 2 | 9.2 | 7.4
Live | 215357727 |  | 12 | 24 | 42000 | 26600 | 26000 | 3 | 2.1 | 42500 | 3.19 | 2 | 9.5 | 7.4
Live | 215357720 |  | 13 | 23 | 32000 | 18800 | 18000 | 3.3 | 2.3 | 28900 | 3.6 | 2 | 9.5 | 7.5
Live | 215357724 |  | 13 | 25 | 42000 | 26600 | 26000 | 3 | 2.1 | 42500 | 3.28 | 2 | 10 | 8
Live | 215357719 |  | 12.5 | 21 | 32000 | 18600 | 18000 | 3.17 | 2.3 | 28800 | 3.67 | 2 | 9.5 | 7.5
Live | 215357718 |  | 13.5 | 25 | 32000 | 19000 | 18000 | 3.44 | 2.3 | 29000 | 3.54 | 2 | 9.5 | 7.5
Live | 215357717 |  | 13 | 22.6 | 22800 | 14300 | 14000 | 3.34 | 2.39 | 21800 | 3.97 | 2.31 | 9.9 | 7.8
Live | 215357716 |  | 12 | 20 | 24000 | 14600 | 14600 | 3.35 | 2.3 | 22000 | 4.03 | 2.3 | 10 | 7.8
Live | 215357715 |  | 14 | 25.2 | 21600 | 14000 | 13500 | 3.33 | 2.5 | 21600 | 3.88 | 2.3 | 9.8 | 7.8
Live | 215357714 |  | 11.85 | 21.25 | 59500 | 49500 | 47500 | 2.98 | 2.39 | 60000 | 3.45 | 2.05 | 10.6 | 8.65
Live | 215357713 |  | 11.7 | 20.2 | 60000 | 52000 | 48000 | 2.88 | 2.3 | 61000 | 3.51 | 2.1 | 10.7 | 8.8
Live | 215357712 |  | 12 | 22.3 | 59000 | 47000 | 47000 | 3.09 | 2.5 | 59000 | 3.39 | 2 | 10.5 | 8.5
Live | 215357711 |  | 11.85 | 21.75 | 57000 | 45500 | 47500 | 3.01 | 2.1 | 58500 | 3.36 | 2 | 11.15 | 9.05
Live | 215357710 |  | 11.7 | 20.5 | 57000 | 46000 | 48000 | 2.93 | 2.2 | 60000 | 3.52 | 2 | 11 | 9
Live | 215357709 |  | 12 | 23 | 57000 | 45000 | 47000 | 3.09 | 2 | 57000 | 3.21 | 2 | 11.3 | 9.1
Live | 215357705 |  | 12.85 | 21.75 | 42500 | 38000 | 36000 | 3.04 | 2.41 | 44500 | 3.52 | 1.98 | 10.6 | 8.65
Live | 215357704 |  | 12.5 | 19.5 | 42000 | 34000 | 36000 | 2.93 | 2.2 | 45000 | 3.61 | 1.95 | 10.5 | 8.8
Live | 215357708 |  | 12.55 | 21.3 | 42500 | 38000 | 37000 | 3.04 | 2.41 | 44500 | 3.52 | 2 | 10.6 | 8.65
Live | 215357707 |  | 12 | 19.5 | 42000 | 34000 | 38000 | 2.93 | 2.2 | 45000 | 3.61 | 2 | 10.5 | 8.8
Live | 215357706 |  | 13.1 | 23.1 | 43000 | 42000 | 36000 | 3.15 | 2.6 | 44000 | 3.44 | 2 | 10.7 | 8.5
Live | 215357699 |  | 13 | 22 | 37500 | 27500 | 25000 | 2.79 | 2.1 | 38500 | 3.13 | 1.95 | 9.75 | 8
Live | 215357703 |  | 13.2 | 24 | 43000 | 42000 | 36000 | 3.15 | 2.6 | 44000 | 3.44 | 2 | 10.7 | 8.5
Live | 215357698 |  | 13 | 20 | 38000 | 27000 | 25000 | 2.62 | 2.1 | 41000 | 3.16 | 1.9 | 9.5 | 8
Live | 215357697 |  | 13 | 24 | 37000 | 28000 | 25000 | 3 | 2.1 | 36000 | 3.1 | 2 | 10 | 8
Live | 215357696 |  | 14 | 22.5 | 27800 | 20500 | 18500 | 3.54 | 2.36 | 26200 | 3.41 | 2 | 10.25 | 8.25
Live | 215357695 |  | 13 | 20 | 27600 | 22000 | 18000 | 3.44 | 2.5 | 25400 | 3.38 | 2 | 10 | 8
Live | 215357694 |  | 15 | 25 | 28000 | 19000 | 19000 | 3.65 | 2.2 | 27000 | 3.44 | 2 | 10.5 | 8.5
Live | 215357693 |  | 10 | 20 | 61500 | 41500 | 39500 | 2.92 | 2.35 | 60500 | 3.41 | 2.15 | 9.45 | 7.3
Live | 215357692 |  | 10 | 18 | 61000 | 41000 | 40000 | 2.81 | 2.3 | 61000 | 3.44 | 2.1 | 9.3 | 7.2
Live | 215357691 |  | 10 | 22 | 62000 | 42000 | 39000 | 3.03 | 2.4 | 60000 | 3.38 | 2.2 | 9.6 | 7.4
Live | 215357690 |  | 12.25 | 22.5 | 53500 | 39750 | 37000 | 2.66 | 2.19 | 53000 | 2.99 | 2.05 | 10.5 | 8.05
Live | 215357689 |  | 12 | 20.5 | 52000 | 41000 | 38000 | 2.54 | 2.4 | 53000 | 2.99 | 2.1 | 10.6 | 8.1
Live | 215357688 |  | 12.5 | 24 | 55000 | 38500 | 36000 | 2.78 | 2 | 53000 | 2.99 | 2 | 10.4 | 8
Live | 215357684 |  | 12.5 | 23 | 41000 | 27300 | 25400 | 2.86 | 2.15 | 41500 | 3.29 | 2 | 9.75 | 7.75
Live | 215357683 |  | 12 | 21 | 40000 | 28000 | 25000 | 2.73 | 2.2 | 40500 | 3.3 | 2 | 9.5 | 7.5
Live | 215357682 |  | 13 | 25 | 42000 | 26600 | 26000 | 3 | 2.1 | 42500 | 3.28 | 2 | 10 | 8
Live | 215357687 |  | 11.85 | 22 | 41000 | 27300 | 26000 | 2.79 | 2.15 | 41500 | 3.24 | 2 | 9.35 | 7.4
Live | 215357686 |  | 11.7 | 20 | 40000 | 28000 | 26000 | 2.61 | 2.2 | 40500 | 3.3 | 2 | 9.2 | 7.4
Live | 215357685 |  | 12 | 24 | 42000 | 26600 | 26000 | 3 | 2.1 | 42500 | 3.19 | 2 | 9.5 | 7.4
Live | 215357678 |  | 13 | 23 | 32000 | 18800 | 18000 | 3.3 | 2.3 | 28900 | 3.6 | 2 | 9.5 | 7.5
Live | 215357677 |  | 12.5 | 21 | 32000 | 18600 | 18000 | 3.17 | 2.3 | 28800 | 3.67 | 2 | 9.5 | 7.5
Live | 215357676 |  | 13.5 | 25 | 32000 | 19000 | 18000 | 3.44 | 2.3 | 29000 | 3.54 | 2 | 9.5 | 7.5
Live | 215357675 |  | 13 | 22.6 | 22800 | 14300 | 14000 | 3.34 | 2.39 | 21800 | 3.97 | 2.31 | 9.9 | 7.8
Live | 215357674 |  | 12 | 20 | 24000 | 14600 | 14600 | 3.35 | 2.3 | 22000 | 4.03 | 2.3 | 10 | 7.8
Live | 215357673 |  | 14 | 25.2 | 21600 | 14000 | 13500 | 3.33 | 2.5 | 21600 | 3.88 | 2.3 | 9.8 | 7.8
Live | 215357672 |  | 11.85 | 21.25 | 59500 | 49500 | 47500 | 2.98 | 2.39 | 60000 | 3.45 | 2.05 | 10.6 | 8.65
Live | 215357671 |  | 11.7 | 20.2 | 60000 | 52000 | 48000 | 2.88 | 2.3 | 61000 | 3.51 | 2.1 | 10.7 | 8.8
Live | 215357670 |  | 12 | 22.3 | 59000 | 47000 | 47000 | 3.09 | 2.5 | 59000 | 3.39 | 2 | 10.5 | 8.5
Live | 215357669 |  | 11.85 | 21.75 | 57000 | 45500 | 47500 | 3.01 | 2.1 | 58500 | 3.36 | 2 | 11.15 | 9.05
Live | 215357668 |  | 11.7 | 20.5 | 57000 | 46000 | 48000 | 2.93 | 2.2 | 60000 | 3.52 | 2 | 11 | 9
Live | 215357667 |  | 12 | 23 | 57000 | 45000 | 47000 | 3.09 | 2 | 57000 | 3.21 | 2 | 11.3 | 9.1
Live | 215357666 |  | 12.55 | 21.3 | 42500 | 38000 | 37000 | 3.04 | 2.41 | 44500 | 3.52 | 2 | 10.6 | 8.65
Live | 215357665 |  | 12 | 19.5 | 42000 | 34000 | 38000 | 2.93 | 2.2 | 45000 | 3.61 | 2 | 10.5 | 8.8
Live | 215357663 |  | 12.85 | 21.75 | 42500 | 38000 | 36000 | 3.04 | 2.41 | 44500 | 3.52 | 1.98 | 10.6 | 8.65
Live | 215357662 |  | 12.5 | 19.5 | 42000 | 34000 | 36000 | 2.93 | 2.2 | 45000 | 3.61 | 1.95 | 10.5 | 8.8
Live | 215357661 |  | 13.2 | 24 | 43000 | 42000 | 36000 | 3.15 | 2.6 | 44000 | 3.44 | 2 | 10.7 | 8.5
Live | 215357664 |  | 13.1 | 23.1 | 43000 | 42000 | 36000 | 3.15 | 2.6 | 44000 | 3.44 | 2 | 10.7 | 8.5
Live | 215357657 |  | 13 | 22 | 37500 | 27500 | 25000 | 2.79 | 2.1 | 38500 | 3.13 | 1.95 | 9.75 | 8
Live | 215357656 |  | 13 | 20 | 38000 | 27000 | 25000 | 2.62 | 2.1 | 41000 | 3.16 | 1.9 | 9.5 | 8
Live | 215357655 |  | 13 | 24 | 37000 | 28000 | 25000 | 3 | 2.1 | 36000 | 3.1 | 2 | 10 | 8
Live | 215357654 |  | 14 | 22.5 | 27800 | 20500 | 18500 | 3.54 | 2.36 | 26200 | 3.41 | 2 | 10.25 | 8.25
Live | 215357651 |  | 10 | 20 | 61500 | 41500 | 39500 | 2.92 | 2.35 | 60500 | 3.41 | 2.15 | 9.45 | 7.3
Live | 215357650 |  | 10 | 18 | 61000 | 41000 | 40000 | 2.81 | 2.3 | 61000 | 3.44 | 2.1 | 9.3 | 7.2
Live | 215357649 |  | 10 | 22 | 62000 | 42000 | 39000 | 3.03 | 2.4 | 60000 | 3.38 | 2.2 | 9.6 | 7.4
Live | 215357653 |  | 13 | 20 | 27600 | 22000 | 18000 | 3.44 | 2.5 | 25400 | 3.38 | 2 | 10 | 8
Live | 215357652 |  | 15 | 25 | 28000 | 19000 | 19000 | 3.65 | 2.2 | 27000 | 3.44 | 2 | 10.5 | 8.5
Live | 215357648 |  | 12.25 | 22.5 | 53500 | 39750 | 37000 | 2.66 | 2.19 | 53000 | 2.99 | 2.05 | 10.5 | 8.05
Live | 215357647 |  | 12 | 20.5 | 52000 | 41000 | 38000 | 2.54 | 2.4 | 53000 | 2.99 | 2.1 | 10.6 | 8.1
Live | 215357646 |  | 12.5 | 24 | 55000 | 38500 | 36000 | 2.78 | 2 | 53000 | 2.99 | 2 | 10.4 | 8
Live | 215357645 |  | 11.85 | 22 | 41000 | 27300 | 26000 | 2.79 | 2.15 | 41500 | 3.24 | 2 | 9.35 | 7.4
Live | 215357644 |  | 11.7 | 20 | 40000 | 28000 | 26000 | 2.61 | 2.2 | 40500 | 3.3 | 2 | 9.2 | 7.4
Live | 215357642 |  | 12.5 | 23 | 41000 | 27300 | 25400 | 2.86 | 2.15 | 41500 | 3.29 | 2 | 9.75 | 7.75
Live | 215357641 |  | 12 | 21 | 40000 | 28000 | 25000 | 2.73 | 2.2 | 40500 | 3.3 | 2 | 9.5 | 7.5
Live | 215357640 |  | 13 | 25 | 42000 | 26600 | 26000 | 3 | 2.1 | 42500 | 3.28 | 2 | 10 | 8
Live | 215357643 |  | 12 | 24 | 42000 | 26600 | 26000 | 3 | 2.1 | 42500 | 3.19 | 2 | 9.5 | 7.4
Live | 215357636 |  | 13 | 23 | 32000 | 18800 | 18000 | 3.3 | 2.3 | 28900 | 3.6 | 2 | 9.5 | 7.5
Live | 215357635 |  | 12.5 | 21 | 32000 | 18600 | 18000 | 3.17 | 2.3 | 28800 | 3.67 | 2 | 9.5 | 7.5
Live | 215357634 |  | 13.5 | 25 | 32000 | 19000 | 18000 | 3.44 | 2.3 | 29000 | 3.54 | 2 | 9.5 | 7.5
Live | 215357633 |  | 13 | 22.6 | 22800 | 14300 | 14000 | 3.34 | 2.39 | 21800 | 3.97 | 2.31 | 9.9 | 7.8
Live | 215357632 |  | 12 | 20 | 24000 | 14600 | 14600 | 3.35 | 2.3 | 22000 | 4.03 | 2.3 | 10 | 7.8
Live | 215357631 |  | 14 | 25.2 | 21600 | 14000 | 13500 | 3.33 | 2.5 | 21600 | 3.88 | 2.3 | 9.8 | 7.8
Live | 215357630 |  | 11.85 | 21.25 | 59500 | 49500 | 47500 | 2.98 | 2.39 | 60000 | 3.45 | 2.05 | 10.6 | 8.65
Live | 215357629 |  | 11.7 | 20.2 | 60000 | 52000 | 48000 | 2.88 | 2.3 | 61000 | 3.51 | 2.1 | 10.7 | 8.8
Live | 215357628 |  | 12 | 22.3 | 59000 | 47000 | 47000 | 3.09 | 2.5 | 59000 | 3.39 | 2 | 10.5 | 8.5
Live | 215357627 |  | 11.85 | 21.75 | 57000 | 45500 | 47500 | 3.01 | 2.1 | 58500 | 3.36 | 2 | 11.15 | 9.05
Live | 215357626 |  | 11.7 | 20.5 | 57000 | 46000 | 48000 | 2.93 | 2.2 | 60000 | 3.52 | 2 | 11 | 9
Live | 215357625 |  | 12 | 23 | 57000 | 45000 | 47000 | 3.09 | 2 | 57000 | 3.21 | 2 | 11.3 | 9.1
Live | 215357624 |  | 12.55 | 21.3 | 42500 | 38000 | 37000 | 3.04 | 2.41 | 44500 | 3.52 | 2 | 10.6 | 8.65
Live | 215357623 |  | 12 | 19.5 | 42000 | 34000 | 38000 | 2.93 | 2.2 | 45000 | 3.61 | 2 | 10.5 | 8.8
Live | 215357622 |  | 13.1 | 23.1 | 43000 | 42000 | 36000 | 3.15 | 2.6 | 44000 | 3.44 | 2 | 10.7 | 8.5
Live | 215357621 |  | 12.85 | 21.75 | 42500 | 38000 | 36000 | 3.04 | 2.41 | 44500 | 3.52 | 1.98 | 10.6 | 8.65
Live | 215357620 |  | 12.5 | 19.5 | 42000 | 34000 | 36000 | 2.93 | 2.2 | 45000 | 3.61 | 1.95 | 10.5 | 8.8
Live | 215357619 |  | 13.2 | 24 | 43000 | 42000 | 36000 | 3.15 | 2.6 | 44000 | 3.44 | 2 | 10.7 | 8.5
Live | 215357615 |  | 13 | 22 | 37500 | 27500 | 25000 | 2.79 | 2.1 | 38500 | 3.13 | 1.95 | 9.75 | 8
Live | 215357614 |  | 13 | 20 | 38000 | 27000 | 25000 | 2.62 | 2.1 | 41000 | 3.16 | 1.9 | 9.5 | 8
Live | 215357613 |  | 13 | 24 | 37000 | 28000 | 25000 | 3 | 2.1 | 36000 | 3.1 | 2 | 10 | 8
Live | 215357612 |  | 14 | 22.5 | 27800 | 20500 | 18500 | 3.54 | 2.36 | 26200 | 3.41 | 2 | 10.25 | 8.25
Live | 215357611 |  | 13 | 20 | 27600 | 22000 | 18000 | 3.44 | 2.5 | 25400 | 3.38 | 2 | 10 | 8
Live | 215357609 |  | 10 | 20 | 61500 | 41500 | 39500 | 2.92 | 2.35 | 60500 | 3.41 | 2.15 | 9.45 | 7.3
Live | 215357608 |  | 10 | 18 | 61000 | 41000 | 40000 | 2.81 | 2.3 | 61000 | 3.44 | 2.1 | 9.3 | 7.2
Live | 215357607 |  | 10 | 22 | 62000 | 42000 | 39000 | 3.03 | 2.4 | 60000 | 3.38 | 2.2 | 9.6 | 7.4
Live | 215357606 |  | 12.25 | 22.5 | 53500 | 39750 | 37000 | 2.66 | 2.19 | 53000 | 2.99 | 2.05 | 10.5 | 8.05
Live | 215357605 |  | 12 | 20.5 | 52000 | 41000 | 38000 | 2.54 | 2.4 | 53000 | 2.99 | 2.1 | 10.6 | 8.1
Live | 215357610 |  | 15 | 25 | 28000 | 19000 | 19000 | 3.65 | 2.2 | 27000 | 3.44 | 2 | 10.5 | 8.5
Live | 215357600 |  | 12.5 | 23 | 41000 | 27300 | 25400 | 2.86 | 2.15 | 41500 | 3.29 | 2 | 9.75 | 7.75
Live | 215357599 |  | 12 | 21 | 40000 | 28000 | 25000 | 2.73 | 2.2 | 40500 | 3.3 | 2 | 9.5 | 7.5
Live | 215357604 |  | 12.5 | 24 | 55000 | 38500 | 36000 | 2.78 | 2 | 53000 | 2.99 | 2 | 10.4 | 8
Live | 215357603 |  | 11.85 | 22 | 41000 | 27300 | 26000 | 2.79 | 2.15 | 41500 | 3.24 | 2 | 9.35 | 7.4
Live | 215357602 |  | 11.7 | 20 | 40000 | 28000 | 26000 | 2.61 | 2.2 | 40500 | 3.3 | 2 | 9.2 | 7.4
Live | 215357601 |  | 12 | 24 | 42000 | 26600 | 26000 | 3 | 2.1 | 42500 | 3.19 | 2 | 9.5 | 7.4
Live | 215357594 |  | 13 | 23 | 32000 | 18800 | 18000 | 3.3 | 2.3 | 28900 | 3.6 | 2 | 9.5 | 7.5
Live | 215357598 |  | 13 | 25 | 42000 | 26600 | 26000 | 3 | 2.1 | 42500 | 3.28 | 2 | 10 | 8
Live | 215357593 |  | 12.5 | 21 | 32000 | 18600 | 18000 | 3.17 | 2.3 | 28800 | 3.67 | 2 | 9.5 | 7.5
Live | 215357592 |  | 13.5 | 25 | 32000 | 19000 | 18000 | 3.44 | 2.3 | 29000 | 3.54 | 2 | 9.5 | 7.5
Live | 215357591 |  | 13 | 22.6 | 22800 | 14300 | 14000 | 3.34 | 2.39 | 21800 | 3.97 | 2.31 | 9.9 | 7.8
Live | 215357590 |  | 12 | 20 | 24000 | 14600 | 14600 | 3.35 | 2.3 | 22000 | 4.03 | 2.3 | 10 | 7.8
Live | 215357589 |  | 14 | 25.2 | 21600 | 14000 | 13500 | 3.33 | 2.5 | 21600 | 3.88 | 2.3 | 9.8 | 7.8
Live | 215357588 |  | 11.85 | 21.25 | 59500 | 49500 | 47500 | 2.98 | 2.39 | 60000 | 3.45 | 2.05 | 10.6 | 8.65
Live | 215357587 |  | 11.7 | 20.2 | 60000 | 52000 | 48000 | 2.88 | 2.3 | 61000 | 3.51 | 2.1 | 10.7 | 8.8
Live | 215357586 |  | 12 | 22.3 | 59000 | 47000 | 47000 | 3.09 | 2.5 | 59000 | 3.39 | 2 | 10.5 | 8.5
Live | 215357585 |  | 11.85 | 21.75 | 57000 | 45500 | 47500 | 3.01 | 2.1 | 58500 | 3.36 | 2 | 11.15 | 9.05
Live | 215357584 |  | 11.7 | 20.5 | 57000 | 46000 | 48000 | 2.93 | 2.2 | 60000 | 3.52 | 2 | 11 | 9
Live | 215357583 |  | 12 | 23 | 57000 | 45000 | 47000 | 3.09 | 2 | 57000 | 3.21 | 2 | 11.3 | 9.1
Live | 215357579 |  | 12.85 | 21.75 | 42500 | 38000 | 36000 | 3.04 | 2.41 | 44500 | 3.52 | 1.98 | 10.6 | 8.65
Live | 215357578 |  | 12.5 | 19.5 | 42000 | 34000 | 36000 | 2.93 | 2.2 | 45000 | 3.61 | 1.95 | 10.5 | 8.8
Live | 215357577 |  | 13.2 | 24 | 43000 | 42000 | 36000 | 3.15 | 2.6 | 44000 | 3.44 | 2 | 10.7 | 8.5
Live | 215357582 |  | 12.55 | 21.3 | 42500 | 38000 | 37000 | 3.04 | 2.41 | 44500 | 3.52 | 2 | 10.6 | 8.65
Live | 215357581 |  | 12 | 19.5 | 42000 | 34000 | 38000 | 2.93 | 2.2 | 45000 | 3.61 | 2 | 10.5 | 8.8
Live | 215357580 |  | 13.1 | 23.1 | 43000 | 42000 | 36000 | 3.15 | 2.6 | 44000 | 3.44 | 2 | 10.7 | 8.5
Live | 215357573 |  | 13 | 22 | 37500 | 27500 | 25000 | 2.79 | 2.1 | 38500 | 3.13 | 1.95 | 9.75 | 8
Live | 215357572 |  | 13 | 20 | 38000 | 27000 | 25000 | 2.62 | 2.1 | 41000 | 3.16 | 1.9 | 9.5 | 8
Live | 215357571 |  | 13 | 24 | 37000 | 28000 | 25000 | 3 | 2.1 | 36000 | 3.1 | 2 | 10 | 8
Live | 215357567 |  | 10 | 20 | 61500 | 41500 | 39500 | 2.92 | 2.35 | 60500 | 3.41 | 2.15 | 9.45 | 7.3
Live | 215357566 |  | 10 | 18 | 61000 | 41000 | 40000 | 2.81 | 2.3 | 61000 | 3.44 | 2.1 | 9.3 | 7.2
Live | 215357570 |  | 14 | 22.5 | 27800 | 20500 | 18500 | 3.54 | 2.36 | 26200 | 3.41 | 2 | 10.25 | 8.25
Live | 215357569 |  | 13 | 20 | 27600 | 22000 | 18000 | 3.44 | 2.5 | 25400 | 3.38 | 2 | 10 | 8
Live | 215357568 |  | 15 | 25 | 28000 | 19000 | 19000 | 3.65 | 2.2 | 27000 | 3.44 | 2 | 10.5 | 8.5
Live | 215357565 |  | 10 | 22 | 62000 | 42000 | 39000 | 3.03 | 2.4 | 60000 | 3.38 | 2.2 | 9.6 | 7.4
Live | 215357564 |  | 12.25 | 22.5 | 53500 | 39750 | 37000 | 2.66 | 2.19 | 53000 | 2.99 | 2.05 | 10.5 | 8.05
Live | 215357563 |  | 12 | 20.5 | 52000 | 41000 | 38000 | 2.54 | 2.4 | 53000 | 2.99 | 2.1 | 10.6 | 8.1
Live | 215357562 |  | 12.5 | 24 | 55000 | 38500 | 36000 | 2.78 | 2 | 53000 | 2.99 | 2 | 10.4 | 8
Live | 215357561 |  | 11.85 | 22 | 41000 | 27300 | 26000 | 2.79 | 2.15 | 41500 | 3.24 | 2 | 9.35 | 7.4
Live | 215357560 |  | 11.7 | 20 | 40000 | 28000 | 26000 | 2.61 | 2.2 | 40500 | 3.3 | 2 | 9.2 | 7.4
Live | 215357558 |  | 12.5 | 23 | 41000 | 27300 | 25400 | 2.86 | 2.15 | 41500 | 3.29 | 2 | 9.75 | 7.75
Live | 215357557 |  | 12 | 21 | 40000 | 28000 | 25000 | 2.73 | 2.2 | 40500 | 3.3 | 2 | 9.5 | 7.5
Live | 215357556 |  | 13 | 25 | 42000 | 26600 | 26000 | 3 | 2.1 | 42500 | 3.28 | 2 | 10 | 8
Live | 215357559 |  | 12 | 24 | 42000 | 26600 | 26000 | 3 | 2.1 | 42500 | 3.19 | 2 | 9.5 | 7.4
Live | 215357552 |  | 13 | 23 | 32000 | 18800 | 18000 | 3.3 | 2.3 | 28900 | 3.6 | 2 | 9.5 | 7.5
Live | 215357551 |  | 12.5 | 21 | 32000 | 18600 | 18000 | 3.17 | 2.3 | 28800 | 3.67 | 2 | 9.5 | 7.5
Live | 215357550 |  | 13.5 | 25 | 32000 | 19000 | 18000 | 3.44 | 2.3 | 29000 | 3.54 | 2 | 9.5 | 7.5
Live | 215357549 |  | 13 | 22.6 | 22800 | 14300 | 14000 | 3.34 | 2.39 | 21800 | 3.97 | 2.31 | 9.9 | 7.8
Live | 215357548 |  | 12 | 20 | 24000 | 14600 | 14600 | 3.35 | 2.3 | 22000 | 4.03 | 2.3 | 10 | 7.8
Live | 215357547 |  | 14 | 25.2 | 21600 | 14000 | 13500 | 3.33 | 2.5 | 21600 | 3.88 | 2.3 | 9.8 | 7.8
Live | 215357546 |  | 11.85 | 21.25 | 59500 | 49500 | 47500 | 2.98 | 2.39 | 60000 | 3.45 | 2.05 | 10.6 | 8.65
Live | 215357545 |  | 11.7 | 20.2 | 60000 | 52000 | 48000 | 2.88 | 2.3 | 61000 | 3.51 | 2.1 | 10.7 | 8.8
Live | 215357544 |  | 12 | 22.3 | 59000 | 47000 | 47000 | 3.09 | 2.5 | 59000 | 3.39 | 2 | 10.5 | 8.5
Live | 215357543 |  | 11.85 | 21.75 | 57000 | 45500 | 47500 | 3.01 | 2.1 | 58500 | 3.36 | 2 | 11.15 | 9.05
Live | 215357542 |  | 11.7 | 20.5 | 57000 | 46000 | 48000 | 2.93 | 2.2 | 60000 | 3.52 | 2 | 11 | 9
Live | 215357541 |  | 12 | 23 | 57000 | 45000 | 47000 | 3.09 | 2 | 57000 | 3.21 | 2 | 11.3 | 9.1
Live | 215357540 |  | 12.55 | 21.3 | 42500 | 38000 | 37000 | 3.04 | 2.41 | 44500 | 3.52 | 2 | 10.6 | 8.65
Live | 215357539 |  | 12 | 19.5 | 42000 | 34000 | 38000 | 2.93 | 2.2 | 45000 | 3.61 | 2 | 10.5 | 8.8
Live | 215357537 |  | 12.85 | 21.75 | 42500 | 38000 | 36000 | 3.04 | 2.41 | 44500 | 3.52 | 1.98 | 10.6 | 8.65
Live | 215357536 |  | 12.5 | 19.5 | 42000 | 34000 | 36000 | 2.93 | 2.2 | 45000 | 3.61 | 1.95 | 10.5 | 8.8
Live | 215357535 |  | 13.2 | 24 | 43000 | 42000 | 36000 | 3.15 | 2.6 | 44000 | 3.44 | 2 | 10.7 | 8.5
Live | 215357538 |  | 13.1 | 23.1 | 43000 | 42000 | 36000 | 3.15 | 2.6 | 44000 | 3.44 | 2 | 10.7 | 8.5
Live | 215357531 |  | 13 | 22 | 37500 | 27500 | 25000 | 2.79 | 2.1 | 38500 | 3.13 | 1.95 | 9.75 | 8
Live | 215357530 |  | 13 | 20 | 38000 | 27000 | 25000 | 2.62 | 2.1 | 41000 | 3.16 | 1.9 | 9.5 | 8
Live | 215357529 |  | 13 | 24 | 37000 | 28000 | 25000 | 3 | 2.1 | 36000 | 3.1 | 2 | 10 | 8
Live | 215357528 |  | 14 | 22.5 | 27800 | 20500 | 18500 | 3.54 | 2.36 | 26200 | 3.41 | 2 | 10.25 | 8.25
Live | 215357525 |  | 10 | 20 | 61500 | 41500 | 39500 | 2.92 | 2.35 | 60500 | 3.41 | 2.15 | 9.45 | 7.3
Live | 215357524 |  | 10 | 18 | 61000 | 41000 | 40000 | 2.81 | 2.3 | 61000 | 3.44 | 2.1 | 9.3 | 7.2
Live | 215357523 |  | 10 | 22 | 62000 | 42000 | 39000 | 3.03 | 2.4 | 60000 | 3.38 | 2.2 | 9.6 | 7.4
Live | 215357527 |  | 13 | 20 | 27600 | 22000 | 18000 | 3.44 | 2.5 | 25400 | 3.38 | 2 | 10 | 8
Live | 215357526 |  | 15 | 25 | 28000 | 19000 | 19000 | 3.65 | 2.2 | 27000 | 3.44 | 2 | 10.5 | 8.5
Live | 215357522 |  | 12.25 | 22.5 | 53500 | 39750 | 37000 | 2.66 | 2.19 | 53000 | 2.99 | 2.05 | 10.5 | 8.05
Live | 215357521 |  | 12 | 20.5 | 52000 | 41000 | 38000 | 2.54 | 2.4 | 53000 | 2.99 | 2.1 | 10.6 | 8.1
Live | 215357520 |  | 12.5 | 24 | 55000 | 38500 | 36000 | 2.78 | 2 | 53000 | 2.99 | 2 | 10.4 | 8
Live | 215357519 |  | 11.85 | 22 | 41000 | 27300 | 26000 | 2.79 | 2.15 | 41500 | 3.24 | 2 | 9.35 | 7.4
Live | 215357518 |  | 11.7 | 20 | 40000 | 28000 | 26000 | 2.61 | 2.2 | 40500 | 3.3 | 2 | 9.2 | 7.4
Live | 215357517 |  | 12 | 24 | 42000 | 26600 | 26000 | 3 | 2.1 | 42500 | 3.19 | 2 | 9.5 | 7.4
Live | 215357516 |  | 12.5 | 23 | 41000 | 27300 | 25400 | 2.86 | 2.15 | 41500 | 3.29 | 2 | 9.75 | 7.75
Live | 215357515 |  | 12 | 21 | 40000 | 28000 | 25000 | 2.73 | 2.2 | 40500 | 3.3 | 2 | 9.5 | 7.5
Live | 215357514 |  | 13 | 25 | 42000 | 26600 | 26000 | 3 | 2.1 | 42500 | 3.28 | 2 | 10 | 8
Live | 215357513 |  | 10 | 20 | 61500 | 41500 | 39500 | 2.92 | 2.35 | 60500 | 3.41 | 2.15 | 9.45 | 7.3
Live | 215357511 |  | 10 | 18 | 61000 | 41000 | 40000 | 2.81 | 2.3 | 61000 | 3.44 | 2.1 | 9.3 | 7.2
Live | 215357509 |  | 10 | 22 | 62000 | 42000 | 39000 | 3.03 | 2.4 | 60000 | 3.38 | 2.2 | 9.6 | 7.4
Live | 215357506 |  | 13 | 23 | 32000 | 18800 | 18000 | 3.3 | 2.3 | 28900 | 3.6 | 2 | 9.5 | 7.5
Live | 215357504 |  | 12.5 | 21 | 32000 | 18600 | 18000 | 3.17 | 2.3 | 28800 | 3.67 | 2 | 9.5 | 7.5
Live | 215357503 |  | 13.5 | 25 | 32000 | 19000 | 18000 | 3.44 | 2.3 | 29000 | 3.54 | 2 | 9.5 | 7.5
Live | 215357507 |  | 12.25 | 22.5 | 53500 | 39750 | 37000 | 2.66 | 2.19 | 53000 | 2.99 | 2.05 | 10.5 | 8.05
Live | 215357505 |  | 12 | 20.5 | 52000 | 41000 | 38000 | 2.54 | 2.4 | 53000 | 2.99 | 2.1 | 10.6 | 8.1
Live | 215357502 |  | 12.5 | 24 | 55000 | 38500 | 36000 | 2.78 | 2 | 53000 | 2.99 | 2 | 10.4 | 8
Live | 215357500 |  | 11.85 | 22 | 41000 | 27300 | 26000 | 2.79 | 2.15 | 41500 | 3.24 | 2 | 9.35 | 7.4
Live | 215357501 |  | 13 | 22.6 | 22800 | 14300 | 14000 | 3.34 | 2.39 | 21800 | 3.97 | 2.31 | 9.9 | 7.8
Live | 215357499 |  | 12 | 20 | 24000 | 14600 | 14600 | 3.35 | 2.3 | 22000 | 4.03 | 2.3 | 10 | 7.8
Live | 215357494 |  | 12.5 | 23 | 41000 | 27300 | 25400 | 2.86 | 2.15 | 41500 | 3.29 | 2 | 9.75 | 7.75
Live | 215357492 |  | 12 | 21 | 40000 | 28000 | 25000 | 2.73 | 2.2 | 40500 | 3.3 | 2 | 9.5 | 7.5
Live | 215357490 |  | 13 | 25 | 42000 | 26600 | 26000 | 3 | 2.1 | 42500 | 3.28 | 2 | 10 | 8
Live | 215357498 |  | 11.7 | 20 | 40000 | 28000 | 26000 | 2.61 | 2.2 | 40500 | 3.3 | 2 | 9.2 | 7.4
Live | 215357496 |  | 12 | 24 | 42000 | 26600 | 26000 | 3 | 2.1 | 42500 | 3.19 | 2 | 9.5 | 7.4
Live | 215357497 |  | 14 | 25.2 | 21600 | 14000 | 13500 | 3.33 | 2.5 | 21600 | 3.88 | 2.3 | 9.8 | 7.8
Live | 215357495 |  | 11.85 | 21.25 | 59500 | 49500 | 47500 | 2.98 | 2.39 | 60000 | 3.45 | 2.05 | 10.6 | 8.65
Live | 215357493 |  | 11.7 | 20.2 | 60000 | 52000 | 48000 | 2.88 | 2.3 | 61000 | 3.51 | 2.1 | 10.7 | 8.8
Live | 215357491 |  | 12 | 22.3 | 59000 | 47000 | 47000 | 3.09 | 2.5 | 59000 | 3.39 | 2 | 10.5 | 8.5
Live | 215357489 |  | 11.85 | 21.75 | 57000 | 45500 | 47500 | 3.01 | 2.1 | 58500 | 3.36 | 2 | 11.15 | 9.05
Live | 215357481 |  | 13 | 23 | 32000 | 18800 | 18000 | 3.3 | 2.3 | 28900 | 3.6 | 2 | 9.5 | 7.5
Live | 215357479 |  | 12.5 | 21 | 32000 | 18600 | 18000 | 3.17 | 2.3 | 28800 | 3.67 | 2 | 9.5 | 7.5
Live | 215357487 |  | 11.7 | 20.5 | 57000 | 46000 | 48000 | 2.93 | 2.2 | 60000 | 3.52 | 2 | 11 | 9
Live | 215357485 |  | 12 | 23 | 57000 | 45000 | 47000 | 3.09 | 2 | 57000 | 3.21 | 2 | 11.3 | 9.1
Live | 215357484 |  | 12.55 | 21.3 | 42500 | 38000 | 37000 | 3.04 | 2.41 | 44500 | 3.52 | 2 | 10.6 | 8.65
Live | 215357482 |  | 12 | 19.5 | 42000 | 34000 | 38000 | 2.93 | 2.2 | 45000 | 3.61 | 2 | 10.5 | 8.8
Live | 215357480 |  | 13.1 | 23.1 | 43000 | 42000 | 36000 | 3.15 | 2.6 | 44000 | 3.44 | 2 | 10.7 | 8.5
Live | 215357478 |  | 12.85 | 21.75 | 42500 | 38000 | 36000 | 3.04 | 2.41 | 44500 | 3.52 | 1.98 | 10.6 | 8.65
Live | 215357476 |  | 12.5 | 19.5 | 42000 | 34000 | 36000 | 2.93 | 2.2 | 45000 | 3.61 | 1.95 | 10.5 | 8.8
Live | 215357474 |  | 13.2 | 24 | 43000 | 42000 | 36000 | 3.15 | 2.6 | 44000 | 3.44 | 2 | 10.7 | 8.5
Live | 215357477 |  | 13.5 | 25 | 32000 | 19000 | 18000 | 3.44 | 2.3 | 29000 | 3.54 | 2 | 9.5 | 7.5
Live | 215357475 |  | 13 | 22.6 | 22800 | 14300 | 14000 | 3.34 | 2.39 | 21800 | 3.97 | 2.31 | 9.9 | 7.8
Live | 215357473 |  | 12 | 20 | 24000 | 14600 | 14600 | 3.35 | 2.3 | 22000 | 4.03 | 2.3 | 10 | 7.8
Live | 215357470 |  | 14 | 25.2 | 21600 | 14000 | 13500 | 3.33 | 2.5 | 21600 | 3.88 | 2.3 | 9.8 | 7.8
Live | 215357468 |  | 11.85 | 21.25 | 59500 | 49500 | 47500 | 2.98 | 2.39 | 60000 | 3.45 | 2.05 | 10.6 | 8.65
Live | 215357467 |  | 13 | 22 | 37500 | 27500 | 25000 | 2.79 | 2.1 | 38500 | 3.13 | 1.95 | 9.75 | 8
Live | 215357465 |  | 13 | 20 | 38000 | 27000 | 25000 | 2.62 | 2.1 | 41000 | 3.16 | 1.9 | 9.5 | 8
Live | 215357463 |  | 13 | 24 | 37000 | 28000 | 25000 | 3 | 2.1 | 36000 | 3.1 | 2 | 10 | 8
Live | 215357466 |  | 11.7 | 20.2 | 60000 | 52000 | 48000 | 2.88 | 2.3 | 61000 | 3.51 | 2.1 | 10.7 | 8.8
Live | 215357464 |  | 12 | 22.3 | 59000 | 47000 | 47000 | 3.09 | 2.5 | 59000 | 3.39 | 2 | 10.5 | 8.5
Live | 215357462 |  | 11.85 | 21.75 | 57000 | 45500 | 47500 | 3.01 | 2.1 | 58500 | 3.36 | 2 | 11.15 | 9.05
Live | 215357460 |  | 11.7 | 20.5 | 57000 | 46000 | 48000 | 2.93 | 2.2 | 60000 | 3.52 | 2 | 11 | 9
Live | 215357461 |  | 14 | 22.5 | 27800 | 20500 | 18500 | 3.54 | 2.36 | 26200 | 3.41 | 2 | 10.25 | 8.25
Live | 215357459 |  | 13 | 20 | 27600 | 22000 | 18000 | 3.44 | 2.5 | 25400 | 3.38 | 2 | 10 | 8
Live | 215357451 |  | 12.85 | 21.75 | 42500 | 38000 | 36000 | 3.04 | 2.41 | 44500 | 3.52 | 1.98 | 10.6 | 8.65
Live | 215357449 |  | 12.5 | 19.5 | 42000 | 34000 | 36000 | 2.93 | 2.2 | 45000 | 3.61 | 1.95 | 10.5 | 8.8
Live | 215357455 |  | 10 | 20 | 61500 | 41500 | 39500 | 2.92 | 2.35 | 60500 | 3.41 | 2.15 | 9.45 | 7.3
Live | 215357452 |  | 10 | 18 | 61000 | 41000 | 40000 | 2.81 | 2.3 | 61000 | 3.44 | 2.1 | 9.3 | 7.2
Live | 215357450 |  | 10 | 22 | 62000 | 42000 | 39000 | 3.03 | 2.4 | 60000 | 3.38 | 2.2 | 9.6 | 7.4
Live | 215357458 |  | 12 | 23 | 57000 | 45000 | 47000 | 3.09 | 2 | 57000 | 3.21 | 2 | 11.3 | 9.1
Live | 215357456 |  | 12.55 | 21.3 | 42500 | 38000 | 37000 | 3.04 | 2.41 | 44500 | 3.52 | 2 | 10.6 | 8.65
Live | 215357454 |  | 12 | 19.5 | 42000 | 34000 | 38000 | 2.93 | 2.2 | 45000 | 3.61 | 2 | 10.5 | 8.8
Live | 215357453 |  | 13.1 | 23.1 | 43000 | 42000 | 36000 | 3.15 | 2.6 | 44000 | 3.44 | 2 | 10.7 | 8.5
Live | 215357457 |  | 15 | 25 | 28000 | 19000 | 19000 | 3.65 | 2.2 | 27000 | 3.44 | 2 | 10.5 | 8.5
Live | 215357441 |  | 13 | 22 | 37500 | 27500 | 25000 | 2.79 | 2.1 | 38500 | 3.13 | 1.95 | 9.75 | 8
Live | 215357448 |  | 13.2 | 24 | 43000 | 42000 | 36000 | 3.15 | 2.6 | 44000 | 3.44 | 2 | 10.7 | 8.5
Live | 215357447 |  | 12.25 | 22.5 | 53500 | 39750 | 37000 | 2.66 | 2.19 | 53000 | 2.99 | 2.05 | 10.5 | 8.05
Live | 215357445 |  | 12 | 20.5 | 52000 | 41000 | 38000 | 2.54 | 2.4 | 53000 | 2.99 | 2.1 | 10.6 | 8.1
Live | 215357442 |  | 12.5 | 24 | 55000 | 38500 | 36000 | 2.78 | 2 | 53000 | 2.99 | 2 | 10.4 | 8
Live | 215357440 |  | 13 | 20 | 38000 | 27000 | 25000 | 2.62 | 2.1 | 41000 | 3.16 | 1.9 | 9.5 | 8
Live | 215357438 |  | 13 | 24 | 37000 | 28000 | 25000 | 3 | 2.1 | 36000 | 3.1 | 2 | 10 | 8
Live | 215357439 |  | 11.85 | 22 | 41000 | 27300 | 26000 | 2.79 | 2.15 | 41500 | 3.24 | 2 | 9.35 | 7.4
Live | 215357436 |  | 11.7 | 20 | 40000 | 28000 | 26000 | 2.61 | 2.2 | 40500 | 3.3 | 2 | 9.2 | 7.4
Live | 215357434 |  | 12 | 24 | 42000 | 26600 | 26000 | 3 | 2.1 | 42500 | 3.19 | 2 | 9.5 | 7.4
Live | 215357437 |  | 14 | 22.5 | 27800 | 20500 | 18500 | 3.54 | 2.36 | 26200 | 3.41 | 2 | 10.25 | 8.25
Live | 215357435 |  | 13 | 20 | 27600 | 22000 | 18000 | 3.44 | 2.5 | 25400 | 3.38 | 2 | 10 | 8
Live | 215357433 |  | 15 | 25 | 28000 | 19000 | 19000 | 3.65 | 2.2 | 27000 | 3.44 | 2 | 10.5 | 8.5
Live | 215357432 |  | 12.5 | 23 | 41000 | 27300 | 25400 | 2.86 | 2.15 | 41500 | 3.29 | 2 | 9.75 | 7.75
Live | 215357431 |  | 12 | 21 | 40000 | 28000 | 25000 | 2.73 | 2.2 | 40500 | 3.3 | 2 | 9.5 | 7.5
Live | 215357430 |  | 13 | 25 | 42000 | 26600 | 26000 | 3 | 2.1 | 42500 | 3.28 | 2 | 10 | 8
Live | 215357426 |  | 13 | 23 | 32000 | 18800 | 18000 | 3.3 | 2.3 | 28900 | 3.6 | 2 | 9.5 | 7.5
Live | 215357425 |  | 12.5 | 21 | 32000 | 18600 | 18000 | 3.17 | 2.3 | 28800 | 3.67 | 2 | 9.5 | 7.5
Live | 215357424 |  | 13.5 | 25 | 32000 | 19000 | 18000 | 3.44 | 2.3 | 29000 | 3.54 | 2 | 9.5 | 7.5
Live | 215357423 |  | 13 | 22.6 | 22800 | 14300 | 14000 | 3.34 | 2.39 | 21800 | 3.97 | 2.31 | 9.9 | 7.8
Live | 215357422 |  | 12 | 20 | 24000 | 14600 | 14600 | 3.35 | 2.3 | 22000 | 4.03 | 2.3 | 10 | 7.8
Live | 215357421 |  | 14 | 25.2 | 21600 | 14000 | 13500 | 3.33 | 2.5 | 21600 | 3.88 | 2.3 | 9.8 | 7.8
Live | 215357420 |  | 11.85 | 21.25 | 59500 | 49500 | 47500 | 2.98 | 2.39 | 60000 | 3.45 | 2.05 | 10.6 | 8.65
Live | 215357419 |  | 11.7 | 20.2 | 60000 | 52000 | 48000 | 2.88 | 2.3 | 61000 | 3.51 | 2.1 | 10.7 | 8.8
Live | 215357418 |  | 12 | 22.3 | 59000 | 47000 | 47000 | 3.09 | 2.5 | 59000 | 3.39 | 2 | 10.5 | 8.5
Live | 215357417 |  | 11.85 | 21.75 | 57000 | 45500 | 47500 | 3.01 | 2.1 | 58500 | 3.36 | 2 | 11.15 | 9.05
Live | 215357416 |  | 11.7 | 20.5 | 57000 | 46000 | 48000 | 2.93 | 2.2 | 60000 | 3.52 | 2 | 11 | 9
Live | 215357415 |  | 12 | 23 | 57000 | 45000 | 47000 | 3.09 | 2 | 57000 | 3.21 | 2 | 11.3 | 9.1
Live | 215357414 |  | 12.55 | 21.3 | 42500 | 38000 | 37000 | 3.04 | 2.41 | 44500 | 3.52 | 2 | 10.6 | 8.65
Live | 215357411 |  | 12.85 | 21.75 | 42500 | 38000 | 36000 | 3.04 | 2.41 | 44500 | 3.52 | 1.98 | 10.6 | 8.65
Live | 215357413 |  | 12 | 19.5 | 42000 | 34000 | 38000 | 2.93 | 2.2 | 45000 | 3.61 | 2 | 10.5 | 8.8
Live | 215357412 |  | 13.1 | 23.1 | 43000 | 42000 | 36000 | 3.15 | 2.6 | 44000 | 3.44 | 2 | 10.7 | 8.5
Live | 215357410 |  | 12.5 | 19.5 | 42000 | 34000 | 36000 | 2.93 | 2.2 | 45000 | 3.61 | 1.95 | 10.5 | 8.8
Live | 215357409 |  | 13.2 | 24 | 43000 | 42000 | 36000 | 3.15 | 2.6 | 44000 | 3.44 | 2 | 10.7 | 8.5
Live | 215357405 |  | 13 | 22 | 37500 | 27500 | 25000 | 2.79 | 2.1 | 38500 | 3.13 | 1.95 | 9.75 | 8
Live | 215357404 |  | 13 | 20 | 38000 | 27000 | 25000 | 2.62 | 2.1 | 41000 | 3.16 | 1.9 | 9.5 | 8
Live | 215357403 |  | 13 | 24 | 37000 | 28000 | 25000 | 3 | 2.1 | 36000 | 3.1 | 2 | 10 | 8
Live | 215357402 |  | 14 | 22.5 | 27800 | 20500 | 18500 | 3.54 | 2.36 | 26200 | 3.41 | 2 | 10.25 | 8.25
Live | 215357401 |  | 13 | 20 | 27600 | 22000 | 18000 | 3.44 | 2.5 | 25400 | 3.38 | 2 | 10 | 8
Live | 215357399 |  | 10 | 20 | 61500 | 41500 | 39500 | 2.92 | 2.35 | 60500 | 3.41 | 2.15 | 9.45 | 7.3
Live | 215357398 |  | 10 | 18 | 61000 | 41000 | 40000 | 2.81 | 2.3 | 61000 | 3.44 | 2.1 | 9.3 | 7.2
Live | 215357400 |  | 15 | 25 | 28000 | 19000 | 19000 | 3.65 | 2.2 | 27000 | 3.44 | 2 | 10.5 | 8.5
Live | 215357397 |  | 10 | 22 | 62000 | 42000 | 39000 | 3.03 | 2.4 | 60000 | 3.38 | 2.2 | 9.6 | 7.4
Live | 215357396 |  | 12.25 | 22.5 | 53500 | 39750 | 37000 | 2.66 | 2.19 | 53000 | 2.99 | 2.05 | 10.5 | 8.05
Live | 215357395 |  | 12 | 20.5 | 52000 | 41000 | 38000 | 2.54 | 2.4 | 53000 | 2.99 | 2.1 | 10.6 | 8.1
Live | 215357394 |  | 12.5 | 24 | 55000 | 38500 | 36000 | 2.78 | 2 | 53000 | 2.99 | 2 | 10.4 | 8
Live | 215357393 |  | 11.85 | 22 | 41000 | 27300 | 26000 | 2.79 | 2.15 | 41500 | 3.24 | 2 | 9.35 | 7.4
Live | 215357392 |  | 11.7 | 20 | 40000 | 28000 | 26000 | 2.61 | 2.2 | 40500 | 3.3 | 2 | 9.2 | 7.4
Live | 215357390 |  | 12.5 | 23 | 41000 | 27300 | 25400 | 2.86 | 2.15 | 41500 | 3.29 | 2 | 9.75 | 7.75
Live | 215357389 |  | 12 | 21 | 40000 | 28000 | 25000 | 2.73 | 2.2 | 40500 | 3.3 | 2 | 9.5 | 7.5
Live | 215357388 |  | 13 | 25 | 42000 | 26600 | 26000 | 3 | 2.1 | 42500 | 3.28 | 2 | 10 | 8
Live | 215357391 |  | 12 | 24 | 42000 | 26600 | 26000 | 3 | 2.1 | 42500 | 3.19 | 2 | 9.5 | 7.4
Live | 215357384 |  | 13 | 23 | 32000 | 18800 | 18000 | 3.3 | 2.3 | 28900 | 3.6 | 2 | 9.5 | 7.5
Live | 215357383 |  | 12.5 | 21 | 32000 | 18600 | 18000 | 3.17 | 2.3 | 28800 | 3.67 | 2 | 9.5 | 7.5
Live | 215357382 |  | 13.5 | 25 | 32000 | 19000 | 18000 | 3.44 | 2.3 | 29000 | 3.54 | 2 | 9.5 | 7.5
Live | 215357381 |  | 13 | 22.6 | 22800 | 14300 | 14000 | 3.34 | 2.39 | 21800 | 3.97 | 2.31 | 9.9 | 7.8
Live | 215357380 |  | 12 | 20 | 24000 | 14600 | 14600 | 3.35 | 2.3 | 22000 | 4.03 | 2.3 | 10 | 7.8
Live | 215357379 |  | 14 | 25.2 | 21600 | 14000 | 13500 | 3.33 | 2.5 | 21600 | 3.88 | 2.3 | 9.8 | 7.8
Live | 215357378 |  | 11.85 | 21.25 | 59500 | 49500 | 47500 | 2.98 | 2.39 | 60000 | 3.45 | 2.05 | 10.6 | 8.65
Live | 215357377 |  | 11.7 | 20.2 | 60000 | 52000 | 48000 | 2.88 | 2.3 | 61000 | 3.51 | 2.1 | 10.7 | 8.8
Live | 215357376 |  | 12 | 22.3 | 59000 | 47000 | 47000 | 3.09 | 2.5 | 59000 | 3.39 | 2 | 10.5 | 8.5
Live | 215357375 |  | 11.85 | 21.75 | 57000 | 45500 | 47500 | 3.01 | 2.1 | 58500 | 3.36 | 2 | 11.15 | 9.05
Live | 215357374 |  | 11.7 | 20.5 | 57000 | 46000 | 48000 | 2.93 | 2.2 | 60000 | 3.52 | 2 | 11 | 9
Live | 215357373 |  | 12 | 23 | 57000 | 45000 | 47000 | 3.09 | 2 | 57000 | 3.21 | 2 | 11.3 | 9.1
Live | 215357372 |  | 12.55 | 21.3 | 42500 | 38000 | 37000 | 3.04 | 2.41 | 44500 | 3.52 | 2 | 10.6 | 8.65
Live | 215357371 |  | 12 | 19.5 | 42000 | 34000 | 38000 | 2.93 | 2.2 | 45000 | 3.61 | 2 | 10.5 | 8.8
Live | 215357370 |  | 13.1 | 23.1 | 43000 | 42000 | 36000 | 3.15 | 2.6 | 44000 | 3.44 | 2 | 10.7 | 8.5
Live | 215357369 |  | 12.85 | 21.75 | 42500 | 38000 | 36000 | 3.04 | 2.41 | 44500 | 3.52 | 1.98 | 10.6 | 8.65
Live | 215357368 |  | 12.5 | 19.5 | 42000 | 34000 | 36000 | 2.93 | 2.2 | 45000 | 3.61 | 1.95 | 10.5 | 8.8
Live | 215357367 |  | 13.2 | 24 | 43000 | 42000 | 36000 | 3.15 | 2.6 | 44000 | 3.44 | 2 | 10.7 | 8.5
Live | 215357363 |  | 13 | 22 | 37500 | 27500 | 25000 | 2.79 | 2.1 | 38500 | 3.13 | 1.95 | 9.75 | 8
Live | 215357362 |  | 13 | 20 | 38000 | 27000 | 25000 | 2.62 | 2.1 | 41000 | 3.16 | 1.9 | 9.5 | 8
Live | 215357361 |  | 13 | 24 | 37000 | 28000 | 25000 | 3 | 2.1 | 36000 | 3.1 | 2 | 10 | 8
Live | 215357360 |  | 14 | 22.5 | 27800 | 20500 | 18500 | 3.54 | 2.36 | 26200 | 3.41 | 2 | 10.25 | 8.25
Live | 215357359 |  | 13 | 20 | 27600 | 22000 | 18000 | 3.44 | 2.5 | 25400 | 3.38 | 2 | 10 | 8
Live | 215357357 |  | 10 | 20 | 61500 | 41500 | 39500 | 2.92 | 2.35 | 60500 | 3.41 | 2.15 | 9.45 | 7.3
Live | 215357356 |  | 10 | 18 | 61000 | 41000 | 40000 | 2.81 | 2.3 | 61000 | 3.44 | 2.1 | 9.3 | 7.2
Live | 215357355 |  | 10 | 22 | 62000 | 42000 | 39000 | 3.03 | 2.4 | 60000 | 3.38 | 2.2 | 9.6 | 7.4
Live | 215357354 |  | 12.25 | 22.5 | 53500 | 39750 | 37000 | 2.66 | 2.19 | 53000 | 2.99 | 2.05 | 10.5 | 8.05
Live | 215357353 |  | 12 | 20.5 | 52000 | 41000 | 38000 | 2.54 | 2.4 | 53000 | 2.99 | 2.1 | 10.6 | 8.1
Live | 215357358 |  | 15 | 25 | 28000 | 19000 | 19000 | 3.65 | 2.2 | 27000 | 3.44 | 2 | 10.5 | 8.5
Live | 215357348 |  | 12.5 | 23 | 41000 | 27300 | 25400 | 2.86 | 2.15 | 41500 | 3.29 | 2 | 9.75 | 7.75
Live | 215357347 |  | 12 | 21 | 40000 | 28000 | 25000 | 2.73 | 2.2 | 40500 | 3.3 | 2 | 9.5 | 7.5
Live | 215357352 |  | 12.5 | 24 | 55000 | 38500 | 36000 | 2.78 | 2 | 53000 | 2.99 | 2 | 10.4 | 8
Live | 215357351 |  | 11.85 | 22 | 41000 | 27300 | 26000 | 2.79 | 2.15 | 41500 | 3.24 | 2 | 9.35 | 7.4
Live | 215357350 |  | 11.7 | 20 | 40000 | 28000 | 26000 | 2.61 | 2.2 | 40500 | 3.3 | 2 | 9.2 | 7.4
Live | 215357349 |  | 12 | 24 | 42000 | 26600 | 26000 | 3 | 2.1 | 42500 | 3.19 | 2 | 9.5 | 7.4
Live | 215357342 |  | 13 | 23 | 32000 | 18800 | 18000 | 3.3 | 2.3 | 28900 | 3.6 | 2 | 9.5 | 7.5
Live | 215357346 |  | 13 | 25 | 42000 | 26600 | 26000 | 3 | 2.1 | 42500 | 3.28 | 2 | 10 | 8
Live | 215357341 |  | 12.5 | 21 | 32000 | 18600 | 18000 | 3.17 | 2.3 | 28800 | 3.67 | 2 | 9.5 | 7.5
Live | 215357340 |  | 13.5 | 25 | 32000 | 19000 | 18000 | 3.44 | 2.3 | 29000 | 3.54 | 2 | 9.5 | 7.5
Live | 215357339 |  | 13 | 22.6 | 22800 | 14300 | 14000 | 3.34 | 2.39 | 21800 | 3.97 | 2.31 | 9.9 | 7.8
Live | 215357338 |  | 12 | 20 | 24000 | 14600 | 14600 | 3.35 | 2.3 | 22000 | 4.03 | 2.3 | 10 | 7.8
Live | 215357337 |  | 14 | 25.2 | 21600 | 14000 | 13500 | 3.33 | 2.5 | 21600 | 3.88 | 2.3 | 9.8 | 7.8
Live | 215357336 |  | 11.85 | 21.25 | 59500 | 49500 | 47500 | 2.98 | 2.39 | 60000 | 3.45 | 2.05 | 10.6 | 8.65
Live | 215357335 |  | 11.7 | 20.2 | 60000 | 52000 | 48000 | 2.88 | 2.3 | 61000 | 3.51 | 2.1 | 10.7 | 8.8
Live | 215357334 |  | 12 | 22.3 | 59000 | 47000 | 47000 | 3.09 | 2.5 | 59000 | 3.39 | 2 | 10.5 | 8.5
Live | 215357333 |  | 11.85 | 21.75 | 57000 | 45500 | 47500 | 3.01 | 2.1 | 58500 | 3.36 | 2 | 11.15 | 9.05
Live | 215357332 |  | 11.7 | 20.5 | 57000 | 46000 | 48000 | 2.93 | 2.2 | 60000 | 3.52 | 2 | 11 | 9
Live | 215357331 |  | 12 | 23 | 57000 | 45000 | 47000 | 3.09 | 2 | 57000 | 3.21 | 2 | 11.3 | 9.1
Live | 215357327 |  | 12.85 | 21.75 | 42500 | 38000 | 36000 | 3.04 | 2.41 | 44500 | 3.52 | 1.98 | 10.6 | 8.65
Live | 215357326 |  | 12.5 | 19.5 | 42000 | 34000 | 36000 | 2.93 | 2.2 | 45000 | 3.61 | 1.95 | 10.5 | 8.8
Live | 215357325 |  | 13.2 | 24 | 43000 | 42000 | 36000 | 3.15 | 2.6 | 44000 | 3.44 | 2 | 10.7 | 8.5
Live | 215357330 |  | 12.55 | 21.3 | 42500 | 38000 | 37000 | 3.04 | 2.41 | 44500 | 3.52 | 2 | 10.6 | 8.65
Live | 215357329 |  | 12 | 19.5 | 42000 | 34000 | 38000 | 2.93 | 2.2 | 45000 | 3.61 | 2 | 10.5 | 8.8
Live | 215357328 |  | 13.1 | 23.1 | 43000 | 42000 | 36000 | 3.15 | 2.6 | 44000 | 3.44 | 2 | 10.7 | 8.5
Live | 215357321 |  | 13 | 22 | 37500 | 27500 | 25000 | 2.79 | 2.1 | 38500 | 3.13 | 1.95 | 9.75 | 8
Live | 215357320 |  | 13 | 20 | 38000 | 27000 | 25000 | 2.62 | 2.1 | 41000 | 3.16 | 1.9 | 9.5 | 8
Live | 215357319 |  | 13 | 24 | 37000 | 28000 | 25000 | 3 | 2.1 | 36000 | 3.1 | 2 | 10 | 8
Live | 215357315 |  | 10 | 20 | 61500 | 41500 | 39500 | 2.92 | 2.35 | 60500 | 3.41 | 2.15 | 9.45 | 7.3
Live | 215357314 |  | 10 | 18 | 61000 | 41000 | 40000 | 2.81 | 2.3 | 61000 | 3.44 | 2.1 | 9.3 | 7.2
Live | 215357318 |  | 14 | 22.5 | 27800 | 20500 | 18500 | 3.54 | 2.36 | 26200 | 3.41 | 2 | 10.25 | 8.25
Live | 215357317 |  | 13 | 20 | 27600 | 22000 | 18000 | 3.44 | 2.5 | 25400 | 3.38 | 2 | 10 | 8
Live | 215357316 |  | 15 | 25 | 28000 | 19000 | 19000 | 3.65 | 2.2 | 27000 | 3.44 | 2 | 10.5 | 8.5
Live | 215357313 |  | 10 | 22 | 62000 | 42000 | 39000 | 3.03 | 2.4 | 60000 | 3.38 | 2.2 | 9.6 | 7.4
Live | 215357312 |  | 12.25 | 22.5 | 53500 | 39750 | 37000 | 2.66 | 2.19 | 53000 | 2.99 | 2.05 | 10.5 | 8.05
Live | 215357311 |  | 12 | 20.5 | 52000 | 41000 | 38000 | 2.54 | 2.4 | 53000 | 2.99 | 2.1 | 10.6 | 8.1
Live | 215357310 |  | 12.5 | 24 | 55000 | 38500 | 36000 | 2.78 | 2 | 53000 | 2.99 | 2 | 10.4 | 8
Live | 215357309 |  | 11.85 | 22 | 41000 | 27300 | 26000 | 2.79 | 2.15 | 41500 | 3.24 | 2 | 9.35 | 7.4
Live | 215357306 |  | 12.5 | 23 | 41000 | 27300 | 25400 | 2.86 | 2.15 | 41500 | 3.29 | 2 | 9.75 | 7.75
Live | 215357305 |  | 12 | 21 | 40000 | 28000 | 25000 | 2.73 | 2.2 | 40500 | 3.3 | 2 | 9.5 | 7.5
Live | 215357304 |  | 13 | 25 | 42000 | 26600 | 26000 | 3 | 2.1 | 42500 | 3.28 | 2 | 10 | 8
Live | 215357308 |  | 11.7 | 20 | 40000 | 28000 | 26000 | 2.61 | 2.2 | 40500 | 3.3 | 2 | 9.2 | 7.4
Live | 215357307 |  | 12 | 24 | 42000 | 26600 | 26000 | 3 | 2.1 | 42500 | 3.19 | 2 | 9.5 | 7.4
Live | 215357300 |  | 13 | 23 | 32000 | 18800 | 18000 | 3.3 | 2.3 | 28900 | 3.6 | 2 | 9.5 | 7.5
Live | 215357299 |  | 12.5 | 21 | 32000 | 18600 | 18000 | 3.17 | 2.3 | 28800 | 3.67 | 2 | 9.5 | 7.5
Live | 215357298 |  | 13.5 | 25 | 32000 | 19000 | 18000 | 3.44 | 2.3 | 29000 | 3.54 | 2 | 9.5 | 7.5
Live | 215357297 |  | 13 | 22.6 | 22800 | 14300 | 14000 | 3.34 | 2.39 | 21800 | 3.97 | 2.31 | 9.9 | 7.8
Live | 215357296 |  | 12 | 20 | 24000 | 14600 | 14600 | 3.35 | 2.3 | 22000 | 4.03 | 2.3 | 10 | 7.8
Live | 215357295 |  | 14 | 25.2 | 21600 | 14000 | 13500 | 3.33 | 2.5 | 21600 | 3.88 | 2.3 | 9.8 | 7.8
Live | 215357294 |  | 11.85 | 21.25 | 59500 | 49500 | 47500 | 2.98 | 2.39 | 60000 | 3.45 | 2.05 | 10.6 | 8.65
Live | 215357293 |  | 11.7 | 20.2 | 60000 | 52000 | 48000 | 2.88 | 2.3 | 61000 | 3.51 | 2.1 | 10.7 | 8.8
Live | 215357292 |  | 12 | 22.3 | 59000 | 47000 | 47000 | 3.09 | 2.5 | 59000 | 3.39 | 2 | 10.5 | 8.5
Live | 215357291 |  | 11.85 | 21.75 | 57000 | 45500 | 47500 | 3.01 | 2.1 | 58500 | 3.36 | 2 | 11.15 | 9.05
Live | 215357290 |  | 11.7 | 20.5 | 57000 | 46000 | 48000 | 2.93 | 2.2 | 60000 | 3.52 | 2 | 11 | 9
Live | 215357289 |  | 12 | 23 | 57000 | 45000 | 47000 | 3.09 | 2 | 57000 | 3.21 | 2 | 11.3 | 9.1
Live | 215357288 |  | 12.55 | 21.3 | 42500 | 38000 | 37000 | 3.04 | 2.41 | 44500 | 3.52 | 2 | 10.6 | 8.65
Live | 215357287 |  | 12 | 19.5 | 42000 | 34000 | 38000 | 2.93 | 2.2 | 45000 | 3.61 | 2 | 10.5 | 8.8
Live | 215357286 |  | 13.1 | 23.1 | 43000 | 42000 | 36000 | 3.15 | 2.6 | 44000 | 3.44 | 2 | 10.7 | 8.5
Live | 215357285 |  | 12.85 | 21.75 | 42500 | 38000 | 36000 | 3.04 | 2.41 | 44500 | 3.52 | 1.98 | 10.6 | 8.65
Live | 215357284 |  | 12.5 | 19.5 | 42000 | 34000 | 36000 | 2.93 | 2.2 | 45000 | 3.61 | 1.95 | 10.5 | 8.8
Live | 215357283 |  | 13.2 | 24 | 43000 | 42000 | 36000 | 3.15 | 2.6 | 44000 | 3.44 | 2 | 10.7 | 8.5
Live | 215357279 |  | 13 | 22 | 37500 | 27500 | 25000 | 2.79 | 2.1 | 38500 | 3.13 | 1.95 | 9.75 | 8
Live | 215357278 |  | 13 | 20 | 38000 | 27000 | 25000 | 2.62 | 2.1 | 41000 | 3.16 | 1.9 | 9.5 | 8
Live | 215357277 |  | 13 | 24 | 37000 | 28000 | 25000 | 3 | 2.1 | 36000 | 3.1 | 2 | 10 | 8
Live | 215357276 |  | 14 | 22.5 | 27800 | 20500 | 18500 | 3.54 | 2.36 | 26200 | 3.41 | 2 | 10.25 | 8.25
Live | 215357275 |  | 13 | 20 | 27600 | 22000 | 18000 | 3.44 | 2.5 | 25400 | 3.38 | 2 | 10 | 8
Live | 215357273 |  | 10 | 20 | 61500 | 41500 | 39500 | 2.92 | 2.35 | 60500 | 3.41 | 2.15 | 9.45 | 7.3
Live | 215357272 |  | 10 | 18 | 61000 | 41000 | 40000 | 2.81 | 2.3 | 61000 | 3.44 | 2.1 | 9.3 | 7.2
Live | 215357271 |  | 10 | 22 | 62000 | 42000 | 39000 | 3.03 | 2.4 | 60000 | 3.38 | 2.2 | 9.6 | 7.4
Live | 215357270 |  | 12.25 | 22.5 | 53500 | 39750 | 37000 | 2.66 | 2.19 | 53000 | 2.99 | 2.05 | 10.5 | 8.05
Live | 215357274 |  | 15 | 25 | 28000 | 19000 | 19000 | 3.65 | 2.2 | 27000 | 3.44 | 2 | 10.5 | 8.5
Live | 215357264 |  | 12.5 | 23 | 41000 | 27300 | 25400 | 2.86 | 2.15 | 41500 | 3.29 | 2 | 9.75 | 7.75
Live | 215357269 |  | 12 | 20.5 | 52000 | 41000 | 38000 | 2.54 | 2.4 | 53000 | 2.99 | 2.1 | 10.6 | 8.1
Live | 215357268 |  | 12.5 | 24 | 55000 | 38500 | 36000 | 2.78 | 2 | 53000 | 2.99 | 2 | 10.4 | 8
Live | 215357267 |  | 11.85 | 22 | 41000 | 27300 | 26000 | 2.79 | 2.15 | 41500 | 3.24 | 2 | 9.35 | 7.4
Live | 215357266 |  | 11.7 | 20 | 40000 | 28000 | 26000 | 2.61 | 2.2 | 40500 | 3.3 | 2 | 9.2 | 7.4
Live | 215357265 |  | 12 | 24 | 42000 | 26600 | 26000 | 3 | 2.1 | 42500 | 3.19 | 2 | 9.5 | 7.4
Live | 215357258 |  | 13 | 23 | 32000 | 18800 | 18000 | 3.3 | 2.3 | 28900 | 3.6 | 2 | 9.5 | 7.5
Live | 215357263 |  | 12 | 21 | 40000 | 28000 | 25000 | 2.73 | 2.2 | 40500 | 3.3 | 2 | 9.5 | 7.5
Live | 215357262 |  | 13 | 25 | 42000 | 26600 | 26000 | 3 | 2.1 | 42500 | 3.28 | 2 | 10 | 8
Live | 215357257 |  | 12.5 | 21 | 32000 | 18600 | 18000 | 3.17 | 2.3 | 28800 | 3.67 | 2 | 9.5 | 7.5
Live | 215357256 |  | 13.5 | 25 | 32000 | 19000 | 18000 | 3.44 | 2.3 | 29000 | 3.54 | 2 | 9.5 | 7.5
Live | 215357255 |  | 13 | 22.6 | 22800 | 14300 | 14000 | 3.34 | 2.39 | 21800 | 3.97 | 2.31 | 9.9 | 7.8
Live | 215357254 |  | 12 | 20 | 24000 | 14600 | 14600 | 3.35 | 2.3 | 22000 | 4.03 | 2.3 | 10 | 7.8
Live | 215357253 |  | 14 | 25.2 | 21600 | 14000 | 13500 | 3.33 | 2.5 | 21600 | 3.88 | 2.3 | 9.8 | 7.8
Live | 215357252 |  | 11.85 | 21.25 | 59500 | 49500 | 47500 | 2.98 | 2.39 | 60000 | 3.45 | 2.05 | 10.6 | 8.65
Live | 215357251 |  | 11.7 | 20.2 | 60000 | 52000 | 48000 | 2.88 | 2.3 | 61000 | 3.51 | 2.1 | 10.7 | 8.8
Live | 215357250 |  | 12 | 22.3 | 59000 | 47000 | 47000 | 3.09 | 2.5 | 59000 | 3.39 | 2 | 10.5 | 8.5
Live | 215357249 |  | 11.85 | 21.75 | 57000 | 45500 | 47500 | 3.01 | 2.1 | 58500 | 3.36 | 2 | 11.15 | 9.05
Live | 215357248 |  | 11.7 | 20.5 | 57000 | 46000 | 48000 | 2.93 | 2.2 | 60000 | 3.52 | 2 | 11 | 9
Live | 215357247 |  | 12 | 23 | 57000 | 45000 | 47000 | 3.09 | 2 | 57000 | 3.21 | 2 | 11.3 | 9.1
Live | 215357243 |  | 12.85 | 21.75 | 42500 | 38000 | 36000 | 3.04 | 2.41 | 44500 | 3.52 | 1.98 | 10.6 | 8.65
Live | 215357242 |  | 12.5 | 19.5 | 42000 | 34000 | 36000 | 2.93 | 2.2 | 45000 | 3.61 | 1.95 | 10.5 | 8.8
Live | 215357241 |  | 13.2 | 24 | 43000 | 42000 | 36000 | 3.15 | 2.6 | 44000 | 3.44 | 2 | 10.7 | 8.5
Live | 215357246 |  | 12.55 | 21.3 | 42500 | 38000 | 37000 | 3.04 | 2.41 | 44500 | 3.52 | 2 | 10.6 | 8.65
Live | 215357245 |  | 12 | 19.5 | 42000 | 34000 | 38000 | 2.93 | 2.2 | 45000 | 3.61 | 2 | 10.5 | 8.8
Live | 215357244 |  | 13.1 | 23.1 | 43000 | 42000 | 36000 | 3.15 | 2.6 | 44000 | 3.44 | 2 | 10.7 | 8.5
Live | 215357237 |  | 13 | 22 | 37500 | 27500 | 25000 | 2.79 | 2.1 | 38500 | 3.13 | 1.95 | 9.75 | 8
Live | 215357236 |  | 13 | 20 | 38000 | 27000 | 25000 | 2.62 | 2.1 | 41000 | 3.16 | 1.9 | 9.5 | 8
Live | 215357235 |  | 13 | 24 | 37000 | 28000 | 25000 | 3 | 2.1 | 36000 | 3.1 | 2 | 10 | 8
Live | 215357231 |  | 10 | 20 | 61500 | 41500 | 39500 | 2.92 | 2.35 | 60500 | 3.41 | 2.15 | 9.45 | 7.3
Live | 215357230 |  | 10 | 18 | 61000 | 41000 | 40000 | 2.81 | 2.3 | 61000 | 3.44 | 2.1 | 9.3 | 7.2
Live | 215357234 |  | 14 | 22.5 | 27800 | 20500 | 18500 | 3.54 | 2.36 | 26200 | 3.41 | 2 | 10.25 | 8.25
Live | 215357233 |  | 13 | 20 | 27600 | 22000 | 18000 | 3.44 | 2.5 | 25400 | 3.38 | 2 | 10 | 8
Live | 215357232 |  | 15 | 25 | 28000 | 19000 | 19000 | 3.65 | 2.2 | 27000 | 3.44 | 2 | 10.5 | 8.5
Live | 215357229 |  | 10 | 22 | 62000 | 42000 | 39000 | 3.03 | 2.4 | 60000 | 3.38 | 2.2 | 9.6 | 7.4
Live | 215357228 |  | 12.25 | 22.5 | 53500 | 39750 | 37000 | 2.66 | 2.19 | 53000 | 2.99 | 2.05 | 10.5 | 8.05
Live | 215357227 |  | 12 | 20.5 | 52000 | 41000 | 38000 | 2.54 | 2.4 | 53000 | 2.99 | 2.1 | 10.6 | 8.1
Live | 215357226 |  | 12.5 | 24 | 55000 | 38500 | 36000 | 2.78 | 2 | 53000 | 2.99 | 2 | 10.4 | 8
Live | 215357225 |  | 11.85 | 22 | 41000 | 27300 | 26000 | 2.79 | 2.15 | 41500 | 3.24 | 2 | 9.35 | 7.4
Live | 215357222 |  | 12.5 | 23 | 41000 | 27300 | 25400 | 2.86 | 2.15 | 41500 | 3.29 | 2 | 9.75 | 7.75
Live | 215357221 |  | 12 | 21 | 40000 | 28000 | 25000 | 2.73 | 2.2 | 40500 | 3.3 | 2 | 9.5 | 7.5
Live | 215357220 |  | 13 | 25 | 42000 | 26600 | 26000 | 3 | 2.1 | 42500 | 3.28 | 2 | 10 | 8
Live | 215357224 |  | 11.7 | 20 | 40000 | 28000 | 26000 | 2.61 | 2.2 | 40500 | 3.3 | 2 | 9.2 | 7.4
Live | 215357223 |  | 12 | 24 | 42000 | 26600 | 26000 | 3 | 2.1 | 42500 | 3.19 | 2 | 9.5 | 7.4
Live | 215357216 |  | 13 | 23 | 32000 | 18800 | 18000 | 3.3 | 2.3 | 28900 | 3.6 | 2 | 9.5 | 7.5
Live | 215357215 |  | 12.5 | 21 | 32000 | 18600 | 18000 | 3.17 | 2.3 | 28800 | 3.67 | 2 | 9.5 | 7.5
Live | 215357214 |  | 13.5 | 25 | 32000 | 19000 | 18000 | 3.44 | 2.3 | 29000 | 3.54 | 2 | 9.5 | 7.5
Live | 215357213 |  | 13 | 22.6 | 22800 | 14300 | 14000 | 3.34 | 2.39 | 21800 | 3.97 | 2.31 | 9.9 | 7.8
Live | 215357212 |  | 12 | 20 | 24000 | 14600 | 14600 | 3.35 | 2.3 | 22000 | 4.03 | 2.3 | 10 | 7.8
Live | 215357211 |  | 14 | 25.2 | 21600 | 14000 | 13500 | 3.33 | 2.5 | 21600 | 3.88 | 2.3 | 9.8 | 7.8
Live | 215357210 |  | 11.85 | 21.25 | 59500 | 49500 | 47500 | 2.98 | 2.39 | 60000 | 3.45 | 2.05 | 10.6 | 8.65
Live | 215357209 |  | 11.7 | 20.2 | 60000 | 52000 | 48000 | 2.88 | 2.3 | 61000 | 3.51 | 2.1 | 10.7 | 8.8
Live | 215357208 |  | 12 | 22.3 | 59000 | 47000 | 47000 | 3.09 | 2.5 | 59000 | 3.39 | 2 | 10.5 | 8.5
Live | 215357207 |  | 11.85 | 21.75 | 57000 | 45500 | 47500 | 3.01 | 2.1 | 58500 | 3.36 | 2 | 11.15 | 9.05
Live | 215357206 |  | 11.7 | 20.5 | 57000 | 46000 | 48000 | 2.93 | 2.2 | 60000 | 3.52 | 2 | 11 | 9
Live | 215357205 |  | 12 | 23 | 57000 | 45000 | 47000 | 3.09 | 2 | 57000 | 3.21 | 2 | 11.3 | 9.1
Live | 215357204 |  | 12.55 | 21.3 | 42500 | 38000 | 37000 | 3.04 | 2.41 | 44500 | 3.52 | 2 | 10.6 | 8.65
Live | 215357203 |  | 12 | 19.5 | 42000 | 34000 | 38000 | 2.93 | 2.2 | 45000 | 3.61 | 2 | 10.5 | 8.8
Live | 215357201 |  | 12.85 | 21.75 | 42500 | 38000 | 36000 | 3.04 | 2.41 | 44500 | 3.52 | 1.98 | 10.6 | 8.65
Live | 215357200 |  | 12.5 | 19.5 | 42000 | 34000 | 36000 | 2.93 | 2.2 | 45000 | 3.61 | 1.95 | 10.5 | 8.8
Live | 215357199 |  | 13.2 | 24 | 43000 | 42000 | 36000 | 3.15 | 2.6 | 44000 | 3.44 | 2 | 10.7 | 8.5
Live | 215357202 |  | 13.1 | 23.1 | 43000 | 42000 | 36000 | 3.15 | 2.6 | 44000 | 3.44 | 2 | 10.7 | 8.5
Live | 215357195 |  | 13 | 22 | 37500 | 27500 | 25000 | 2.79 | 2.1 | 38500 | 3.13 | 1.95 | 9.75 | 8
Live | 215357194 |  | 13 | 20 | 38000 | 27000 | 25000 | 2.62 | 2.1 | 41000 | 3.16 | 1.9 | 9.5 | 8
Live | 215357193 |  | 13 | 24 | 37000 | 28000 | 25000 | 3 | 2.1 | 36000 | 3.1 | 2 | 10 | 8
Live | 215357192 |  | 14 | 22.5 | 27800 | 20500 | 18500 | 3.54 | 2.36 | 26200 | 3.41 | 2 | 10.25 | 8.25
Live | 215357189 |  | 10 | 20 | 61500 | 41500 | 39500 | 2.92 | 2.35 | 60500 | 3.41 | 2.15 | 9.45 | 7.3
Live | 215357188 |  | 10 | 18 | 61000 | 41000 | 40000 | 2.81 | 2.3 | 61000 | 3.44 | 2.1 | 9.3 | 7.2
Live | 215357187 |  | 10 | 22 | 62000 | 42000 | 39000 | 3.03 | 2.4 | 60000 | 3.38 | 2.2 | 9.6 | 7.4
Live | 215357186 |  | 12.25 | 22.5 | 53500 | 39750 | 37000 | 2.66 | 2.19 | 53000 | 2.99 | 2.05 | 10.5 | 8.05
Live | 215357191 |  | 13 | 20 | 27600 | 22000 | 18000 | 3.44 | 2.5 | 25400 | 3.38 | 2 | 10 | 8
Live | 215357190 |  | 15 | 25 | 28000 | 19000 | 19000 | 3.65 | 2.2 | 27000 | 3.44 | 2 | 10.5 | 8.5
Live | 215357185 |  | 12 | 20.5 | 52000 | 41000 | 38000 | 2.54 | 2.4 | 53000 | 2.99 | 2.1 | 10.6 | 8.1
Live | 215357184 |  | 12.5 | 24 | 55000 | 38500 | 36000 | 2.78 | 2 | 53000 | 2.99 | 2 | 10.4 | 8
Live | 215357183 |  | 11.85 | 22 | 41000 | 27300 | 26000 | 2.79 | 2.15 | 41500 | 3.24 | 2 | 9.35 | 7.4
Live | 215357182 |  | 11.7 | 20 | 40000 | 28000 | 26000 | 2.61 | 2.2 | 40500 | 3.3 | 2 | 9.2 | 7.4
Live | 215357181 |  | 12 | 24 | 42000 | 26600 | 26000 | 3 | 2.1 | 42500 | 3.19 | 2 | 9.5 | 7.4
Live | 215357180 |  | 12.5 | 23 | 41000 | 27300 | 25400 | 2.86 | 2.15 | 41500 | 3.29 | 2 | 9.75 | 7.75
Live | 215357179 |  | 12 | 21 | 40000 | 28000 | 25000 | 2.73 | 2.2 | 40500 | 3.3 | 2 | 9.5 | 7.5
Live | 215357178 |  | 13 | 25 | 42000 | 26600 | 26000 | 3 | 2.1 | 42500 | 3.28 | 2 | 10 | 8
Live | 215357175 |  | 10 | 20 | 61500 | 41500 | 39500 | 2.92 | 2.35 | 60500 | 3.41 | 2.15 | 9.45 | 7.3
Live | 215357172 |  | 13 | 23 | 32000 | 18800 | 18000 | 3.3 | 2.3 | 28900 | 3.6 | 2 | 9.5 | 7.5
Live | 215357171 |  | 12.5 | 21 | 32000 | 18600 | 18000 | 3.17 | 2.3 | 28800 | 3.67 | 2 | 9.5 | 7.5
Live | 215357169 |  | 13.5 | 25 | 32000 | 19000 | 18000 | 3.44 | 2.3 | 29000 | 3.54 | 2 | 9.5 | 7.5
Live | 215357173 |  | 10 | 18 | 61000 | 41000 | 40000 | 2.81 | 2.3 | 61000 | 3.44 | 2.1 | 9.3 | 7.2
Live | 215357170 |  | 10 | 22 | 62000 | 42000 | 39000 | 3.03 | 2.4 | 60000 | 3.38 | 2.2 | 9.6 | 7.4
Live | 215357168 |  | 12.25 | 22.5 | 53500 | 39750 | 37000 | 2.66 | 2.19 | 53000 | 2.99 | 2.05 | 10.5 | 8.05
Live | 215357166 |  | 12 | 20.5 | 52000 | 41000 | 38000 | 2.54 | 2.4 | 53000 | 2.99 | 2.1 | 10.6 | 8.1
Live | 215357167 |  | 13 | 22.6 | 22800 | 14300 | 14000 | 3.34 | 2.39 | 21800 | 3.97 | 2.31 | 9.9 | 7.8
Live | 215357165 |  | 12 | 20 | 24000 | 14600 | 14600 | 3.35 | 2.3 | 22000 | 4.03 | 2.3 | 10 | 7.8
Live | 215357155 |  | 12.5 | 23 | 41000 | 27300 | 25400 | 2.86 | 2.15 | 41500 | 3.29 | 2 | 9.75 | 7.75
Live | 215357164 |  | 12.5 | 24 | 55000 | 38500 | 36000 | 2.78 | 2 | 53000 | 2.99 | 2 | 10.4 | 8
Live | 215357161 |  | 11.85 | 22 | 41000 | 27300 | 26000 | 2.79 | 2.15 | 41500 | 3.24 | 2 | 9.35 | 7.4
Live | 215357159 |  | 11.7 | 20 | 40000 | 28000 | 26000 | 2.61 | 2.2 | 40500 | 3.3 | 2 | 9.2 | 7.4
Live | 215357157 |  | 12 | 24 | 42000 | 26600 | 26000 | 3 | 2.1 | 42500 | 3.19 | 2 | 9.5 | 7.4
Live | 215357163 |  | 14 | 25.2 | 21600 | 14000 | 13500 | 3.33 | 2.5 | 21600 | 3.88 | 2.3 | 9.8 | 7.8
Live | 215357162 |  | 11.85 | 21.25 | 59500 | 49500 | 47500 | 2.98 | 2.39 | 60000 | 3.45 | 2.05 | 10.6 | 8.65
Live | 215357160 |  | 11.7 | 20.2 | 60000 | 52000 | 48000 | 2.88 | 2.3 | 61000 | 3.51 | 2.1 | 10.7 | 8.8
Live | 215357158 |  | 12 | 22.3 | 59000 | 47000 | 47000 | 3.09 | 2.5 | 59000 | 3.39 | 2 | 10.5 | 8.5
Live | 215357156 |  | 11.85 | 21.75 | 57000 | 45500 | 47500 | 3.01 | 2.1 | 58500 | 3.36 | 2 | 11.15 | 9.05
Live | 215357145 |  | 12.85 | 21.75 | 42500 | 38000 | 36000 | 3.04 | 2.41 | 44500 | 3.52 | 1.98 | 10.6 | 8.65
Live | 215357153 |  | 12 | 21 | 40000 | 28000 | 25000 | 2.73 | 2.2 | 40500 | 3.3 | 2 | 9.5 | 7.5
Live | 215357151 |  | 13 | 25 | 42000 | 26600 | 26000 | 3 | 2.1 | 42500 | 3.28 | 2 | 10 | 8
Live | 215357154 |  | 11.7 | 20.5 | 57000 | 46000 | 48000 | 2.93 | 2.2 | 60000 | 3.52 | 2 | 11 | 9
Live | 215357152 |  | 12 | 23 | 57000 | 45000 | 47000 | 3.09 | 2 | 57000 | 3.21 | 2 | 11.3 | 9.1
Live | 215357150 |  | 12.55 | 21.3 | 42500 | 38000 | 37000 | 3.04 | 2.41 | 44500 | 3.52 | 2 | 10.6 | 8.65
Live | 215357149 |  | 12 | 19.5 | 42000 | 34000 | 38000 | 2.93 | 2.2 | 45000 | 3.61 | 2 | 10.5 | 8.8
Live | 215357147 |  | 13.1 | 23.1 | 43000 | 42000 | 36000 | 3.15 | 2.6 | 44000 | 3.44 | 2 | 10.7 | 8.5
Live | 215357142 |  | 13 | 23 | 32000 | 18800 | 18000 | 3.3 | 2.3 | 28900 | 3.6 | 2 | 9.5 | 7.5
Live | 215357143 |  | 12.5 | 19.5 | 42000 | 34000 | 36000 | 2.93 | 2.2 | 45000 | 3.61 | 1.95 | 10.5 | 8.8
Live | 215357141 |  | 13.2 | 24 | 43000 | 42000 | 36000 | 3.15 | 2.6 | 44000 | 3.44 | 2 | 10.7 | 8.5
Live | 215357140 |  | 12.5 | 21 | 32000 | 18600 | 18000 | 3.17 | 2.3 | 28800 | 3.67 | 2 | 9.5 | 7.5
Live | 215357137 |  | 13.5 | 25 | 32000 | 19000 | 18000 | 3.44 | 2.3 | 29000 | 3.54 | 2 | 9.5 | 7.5
Live | 215357134 |  | 13 | 22 | 37500 | 27500 | 25000 | 2.79 | 2.1 | 38500 | 3.13 | 1.95 | 9.75 | 8
Live | 215357132 |  | 13 | 20 | 38000 | 27000 | 25000 | 2.62 | 2.1 | 41000 | 3.16 | 1.9 | 9.5 | 8
Live | 215357131 |  | 13 | 24 | 37000 | 28000 | 25000 | 3 | 2.1 | 36000 | 3.1 | 2 | 10 | 8
Live | 215357135 |  | 13 | 22.6 | 22800 | 14300 | 14000 | 3.34 | 2.39 | 21800 | 3.97 | 2.31 | 9.9 | 7.8
Live | 215357133 |  | 12 | 20 | 24000 | 14600 | 14600 | 3.35 | 2.3 | 22000 | 4.03 | 2.3 | 10 | 7.8
Live | 215357130 |  | 14 | 25.2 | 21600 | 14000 | 13500 | 3.33 | 2.5 | 21600 | 3.88 | 2.3 | 9.8 | 7.8
Live | 215357128 |  | 11.85 | 21.25 | 59500 | 49500 | 47500 | 2.98 | 2.39 | 60000 | 3.45 | 2.05 | 10.6 | 8.65
Live | 215357126 |  | 11.7 | 20.2 | 60000 | 52000 | 48000 | 2.88 | 2.3 | 61000 | 3.51 | 2.1 | 10.7 | 8.8
Live | 215357129 |  | 14 | 22.5 | 27800 | 20500 | 18500 | 3.54 | 2.36 | 26200 | 3.41 | 2 | 10.25 | 8.25
Live | 215357127 |  | 13 | 20 | 27600 | 22000 | 18000 | 3.44 | 2.5 | 25400 | 3.38 | 2 | 10 | 8
Live | 215357124 |  | 12 | 22.3 | 59000 | 47000 | 47000 | 3.09 | 2.5 | 59000 | 3.39 | 2 | 10.5 | 8.5
Live | 215357123 |  | 11.85 | 21.75 | 57000 | 45500 | 47500 | 3.01 | 2.1 | 58500 | 3.36 | 2 | 11.15 | 9.05
Live | 215357122 |  | 11.7 | 20.5 | 57000 | 46000 | 48000 | 2.93 | 2.2 | 60000 | 3.52 | 2 | 11 | 9
Live | 215357121 |  | 12 | 23 | 57000 | 45000 | 47000 | 3.09 | 2 | 57000 | 3.21 | 2 | 11.3 | 9.1
Live | 215357125 |  | 15 | 25 | 28000 | 19000 | 19000 | 3.65 | 2.2 | 27000 | 3.44 | 2 | 10.5 | 8.5
Live | 215357117 |  | 12.85 | 21.75 | 42500 | 38000 | 36000 | 3.04 | 2.41 | 44500 | 3.52 | 1.98 | 10.6 | 8.65
Live | 215357116 |  | 12.5 | 19.5 | 42000 | 34000 | 36000 | 2.93 | 2.2 | 45000 | 3.61 | 1.95 | 10.5 | 8.8
Live | 215357120 |  | 12.55 | 21.3 | 42500 | 38000 | 37000 | 3.04 | 2.41 | 44500 | 3.52 | 2 | 10.6 | 8.65
Live | 215357119 |  | 12 | 19.5 | 42000 | 34000 | 38000 | 2.93 | 2.2 | 45000 | 3.61 | 2 | 10.5 | 8.8
Live | 215357118 |  | 13.1 | 23.1 | 43000 | 42000 | 36000 | 3.15 | 2.6 | 44000 | 3.44 | 2 | 10.7 | 8.5
Live | 215357115 |  | 13.2 | 24 | 43000 | 42000 | 36000 | 3.15 | 2.6 | 44000 | 3.44 | 2 | 10.7 | 8.5
Live | 215357111 |  | 13 | 22 | 37500 | 27500 | 25000 | 2.79 | 2.1 | 38500 | 3.13 | 1.95 | 9.75 | 8
Live | 215357110 |  | 13 | 20 | 38000 | 27000 | 25000 | 2.62 | 2.1 | 41000 | 3.16 | 1.9 | 9.5 | 8
Live | 215357109 |  | 13 | 24 | 37000 | 28000 | 25000 | 3 | 2.1 | 36000 | 3.1 | 2 | 10 | 8
Live | 215357108 |  | 14 | 22.5 | 27800 | 20500 | 18500 | 3.54 | 2.36 | 26200 | 3.41 | 2 | 10.25 | 8.25
Live | 215357107 |  | 13 | 20 | 27600 | 22000 | 18000 | 3.44 | 2.5 | 25400 | 3.38 | 2 | 10 | 8
Live | 215357106 |  | 15 | 25 | 28000 | 19000 | 19000 | 3.65 | 2.2 | 27000 | 3.44 | 2 | 10.5 | 8.5
Live | 215333844 |  | 9 | 17 | 24200 | 18400 | 17100 | 2.51 | 2.17 | 27000 | 2.63 | 2.01 | 8.5 | 6.9
Live | 215333842 |  | 8.8 | 18 | 12500 | 8300 | 7000 | 2.62 | 2.41 | 12400 | 2.91 | 2.21 | 8.8 | 7
Live | 215333843 |  | 9.9 | 18.3 | 17900 | 11200 | 10600 | 2.81 | 2.41 | 18800 | 2.9 | 2.1 | 8.7 | 6.7
Live | 215333841 |  | 10.9 | 19 | 12500 | 8300 | 7000 | 2.71 | 2.41 | 12400 | 3.13 | 2.16 | 9.7 | 7.5
Live | 215333840 |  | 8.8 | 19 | 12500 | 7900 | 7000 | 2.62 | 2.41 | 12400 | 2.88 | 2.21 | 9.2 | 7
Live | 215333839 |  | 10.1 | 18 | 9900 | 7200 | 6000 | 2.61 | 2.03 | 10600 | 2.68 | 1.83 | 9 | 7
Live | 215333838 |  | 9 | 17 | 24200 | 18400 | 17100 | 2.51 | 2.17 | 27000 | 2.63 | 2.01 | 8.5 | 6.9
Live | 215333836 |  | 8.8 | 18 | 12500 | 8300 | 7000 | 2.62 | 2.41 | 12400 | 2.91 | 2.21 | 8.8 | 7
Live | 215333837 |  | 9.9 | 18.3 | 17900 | 11200 | 10600 | 2.81 | 2.41 | 18800 | 2.9 | 2.1 | 8.7 | 6.7
Live | 215333835 |  | 10.9 | 19 | 12500 | 8300 | 7000 | 2.71 | 2.41 | 12400 | 3.13 | 2.16 | 9.7 | 7.5
Live | 215333834 |  | 8.8 | 19 | 12500 | 7900 | 7000 | 2.62 | 2.41 | 12400 | 2.88 | 2.21 | 9.2 | 7
Live | 215333832 |  | 9 | 17 | 24200 | 18400 | 17100 | 2.51 | 2.17 | 27000 | 2.63 | 2.01 | 8.5 | 6.9
Live | 215333833 |  | 10.1 | 18 | 9900 | 7200 | 6000 | 2.61 | 2.03 | 10600 | 2.68 | 1.83 | 9 | 7
Live | 215333830 |  | 8.8 | 18 | 12500 | 8300 | 7000 | 2.62 | 2.41 | 12400 | 2.91 | 2.21 | 8.8 | 7
Live | 215333829 |  | 10.9 | 19 | 12500 | 8300 | 7000 | 2.71 | 2.41 | 12400 | 3.13 | 2.16 | 9.7 | 7.5
Live | 215333831 |  | 9.9 | 18.3 | 17900 | 11200 | 10600 | 2.81 | 2.41 | 18800 | 2.9 | 2.1 | 8.7 | 6.7
Live | 215333828 |  | 8.8 | 19 | 12500 | 7900 | 7000 | 2.62 | 2.41 | 12400 | 2.88 | 2.21 | 9.2 | 7
Live | 215333827 |  | 10.1 | 18 | 9900 | 7200 | 6000 | 2.61 | 2.03 | 10600 | 2.68 | 1.83 | 9 | 7
Live | 215333826 |  | 9 | 17 | 24200 | 18400 | 17100 | 2.51 | 2.17 | 27000 | 2.63 | 2.01 | 8.5 | 6.9
Live | 215333825 |  | 9.9 | 18.3 | 17900 | 11200 | 10600 | 2.81 | 2.41 | 18800 | 2.9 | 2.1 | 8.7 | 6.7
Live | 215333824 |  | 8.8 | 18 | 12500 | 8300 | 7000 | 2.62 | 2.41 | 12400 | 2.91 | 2.21 | 8.8 | 7
Live | 215333823 |  | 10.9 | 19 | 12500 | 8300 | 7000 | 2.71 | 2.41 | 12400 | 3.13 | 2.16 | 9.7 | 7.5
Live | 215333822 |  | 8.8 | 19 | 12500 | 7900 | 7000 | 2.62 | 2.41 | 12400 | 2.88 | 2.21 | 9.2 | 7
Live | 215333821 |  | 10.1 | 18 | 9900 | 7200 | 6000 | 2.61 | 2.03 | 10600 | 2.68 | 1.83 | 9 | 7
Live | 215333820 |  | 9 | 17 | 24200 | 18400 | 17100 | 2.51 | 2.17 | 27000 | 2.63 | 2.01 | 8.5 | 6.9
Live | 215333819 |  | 9.9 | 18.3 | 17900 | 11200 | 10600 | 2.81 | 2.41 | 18800 | 2.9 | 2.1 | 8.7 | 6.7
Live | 215333818 |  | 8.8 | 18 | 12500 | 8300 | 7000 | 2.62 | 2.41 | 12400 | 2.91 | 2.21 | 8.8 | 7
Live | 215333817 |  | 10.9 | 19 | 12500 | 8300 | 7000 | 2.71 | 2.41 | 12400 | 3.13 | 2.16 | 9.7 | 7.5
Live | 215333816 |  | 8.8 | 19 | 12500 | 7900 | 7000 | 2.62 | 2.41 | 12400 | 2.88 | 2.21 | 9.2 | 7
Live | 215333814 |  | 9 | 17 | 24200 | 18400 | 17100 | 2.51 | 2.17 | 27000 | 2.63 | 2.01 | 8.5 | 6.9
Live | 215333813 |  | 9.9 | 18.3 | 17900 | 11200 | 10600 | 2.81 | 2.41 | 18800 | 2.9 | 2.1 | 8.7 | 6.7
Live | 215333815 |  | 10.1 | 18 | 9900 | 7200 | 6000 | 2.61 | 2.03 | 10600 | 2.68 | 1.83 | 9 | 7
Live | 215333812 |  | 8.8 | 18 | 12500 | 8300 | 7000 | 2.62 | 2.41 | 12400 | 2.91 | 2.21 | 8.8 | 7
Live | 215333811 |  | 10.9 | 19 | 12500 | 8300 | 7000 | 2.71 | 2.41 | 12400 | 3.13 | 2.16 | 9.7 | 7.5
Live | 215333810 |  | 8.8 | 19 | 12500 | 7900 | 7000 | 2.62 | 2.41 | 12400 | 2.88 | 2.21 | 9.2 | 7
Live | 215333809 |  | 10.1 | 18 | 9900 | 7200 | 6000 | 2.61 | 2.03 | 10600 | 2.68 | 1.83 | 9 | 7
Live | 215333808 |  | 9 | 17 | 24200 | 18400 | 17100 | 2.51 | 2.17 | 27000 | 2.63 | 2.01 | 8.5 | 6.9
Live | 215333807 |  | 9.9 | 18.3 | 17900 | 11200 | 10600 | 2.81 | 2.41 | 18800 | 2.9 | 2.1 | 8.7 | 6.7
Live | 215333806 |  | 8.8 | 18 | 12500 | 8300 | 7000 | 2.62 | 2.41 | 12400 | 2.91 | 2.21 | 8.8 | 7
Live | 215333805 |  | 10.9 | 19 | 12500 | 8300 | 7000 | 2.71 | 2.41 | 12400 | 3.13 | 2.16 | 9.7 | 7.5
Live | 215333804 |  | 8.8 | 19 | 12500 | 7900 | 7000 | 2.62 | 2.41 | 12400 | 2.88 | 2.21 | 9.2 | 7
Live | 215333803 |  | 10.1 | 18 | 9900 | 7200 | 6000 | 2.61 | 2.03 | 10600 | 2.68 | 1.83 | 9 | 7
Live | 215333802 |  | 9 | 17 | 24200 | 18400 | 17100 | 2.51 | 2.17 | 27000 | 2.63 | 2.01 | 8.5 | 6.9
Live | 215333800 |  | 8.8 | 18 | 12500 | 8300 | 7000 | 2.62 | 2.41 | 12400 | 2.91 | 2.21 | 8.8 | 7
Live | 215333801 |  | 9.9 | 18.3 | 17900 | 11200 | 10600 | 2.81 | 2.41 | 18800 | 2.9 | 2.1 | 8.7 | 6.7
Live | 215333799 |  | 10.9 | 19 | 12500 | 8300 | 7000 | 2.71 | 2.41 | 12400 | 3.13 | 2.16 | 9.7 | 7.5
Live | 215333796 |  | 9 | 17 | 24200 | 18400 | 17100 | 2.51 | 2.17 | 27000 | 2.63 | 2.01 | 8.5 | 6.9
Live | 215333798 |  | 8.8 | 19 | 12500 | 7900 | 7000 | 2.62 | 2.41 | 12400 | 2.88 | 2.21 | 9.2 | 7
Live | 215333797 |  | 10.1 | 18 | 9900 | 7200 | 6000 | 2.61 | 2.03 | 10600 | 2.68 | 1.83 | 9 | 7
Live | 215333794 |  | 8.8 | 18 | 12500 | 8300 | 7000 | 2.62 | 2.41 | 12400 | 2.91 | 2.21 | 8.8 | 7
Live | 215333793 |  | 10.9 | 19 | 12500 | 8300 | 7000 | 2.71 | 2.41 | 12400 | 3.13 | 2.16 | 9.7 | 7.5
Live | 215333795 |  | 9.9 | 18.3 | 17900 | 11200 | 10600 | 2.81 | 2.41 | 18800 | 2.9 | 2.1 | 8.7 | 6.7
Live | 215333792 |  | 8.8 | 19 | 12500 | 7900 | 7000 | 2.62 | 2.41 | 12400 | 2.88 | 2.21 | 9.2 | 7
Live | 215333791 |  | 10.1 | 18 | 9900 | 7200 | 6000 | 2.61 | 2.03 | 10600 | 2.68 | 1.83 | 9 | 7
Live | 215333788 |  | 8.8 | 18 | 12500 | 8300 | 7000 | 2.62 | 2.41 | 12400 | 2.91 | 2.21 | 8.8 | 7
Live | 215333790 |  | 9 | 17 | 24200 | 18400 | 17100 | 2.51 | 2.17 | 27000 | 2.63 | 2.01 | 8.5 | 6.9
Live | 215333789 |  | 9.9 | 18.3 | 17900 | 11200 | 10600 | 2.81 | 2.41 | 18800 | 2.9 | 2.1 | 8.7 | 6.7
Live | 215333787 |  | 10.9 | 19 | 12500 | 8300 | 7000 | 2.71 | 2.41 | 12400 | 3.13 | 2.16 | 9.7 | 7.5
Live | 215333786 |  | 8.8 | 19 | 12500 | 7900 | 7000 | 2.62 | 2.41 | 12400 | 2.88 | 2.21 | 9.2 | 7
Live | 215333785 |  | 10.1 | 18 | 9900 | 7200 | 6000 | 2.61 | 2.03 | 10600 | 2.68 | 1.83 | 9 | 7
Live | 215333782 |  | 8.8 | 18 | 12500 | 8300 | 7000 | 2.62 | 2.41 | 12400 | 2.91 | 2.21 | 8.8 | 7
Live | 215333784 |  | 9 | 17 | 24200 | 18400 | 17100 | 2.51 | 2.17 | 27000 | 2.63 | 2.01 | 8.5 | 6.9
Live | 215333783 |  | 9.9 | 18.3 | 17900 | 11200 | 10600 | 2.81 | 2.41 | 18800 | 2.9 | 2.1 | 8.7 | 6.7
Live | 215333781 |  | 10.9 | 19 | 12500 | 8300 | 7000 | 2.71 | 2.41 | 12400 | 3.13 | 2.16 | 9.7 | 7.5
Live | 215333780 |  | 8.8 | 19 | 12500 | 7900 | 7000 | 2.62 | 2.41 | 12400 | 2.88 | 2.21 | 9.2 | 7
Live | 215333778 |  | 9 | 17 | 24200 | 18400 | 17100 | 2.51 | 2.17 | 27000 | 2.63 | 2.01 | 8.5 | 6.9
Live | 215333777 |  | 9.9 | 18.3 | 17900 | 11200 | 10600 | 2.81 | 2.41 | 18800 | 2.9 | 2.1 | 8.7 | 6.7
Live | 215333779 |  | 10.1 | 18 | 9900 | 7200 | 6000 | 2.61 | 2.03 | 10600 | 2.68 | 1.83 | 9 | 7
Live | 215333776 |  | 8.8 | 18 | 12500 | 8300 | 7000 | 2.62 | 2.41 | 12400 | 2.91 | 2.21 | 8.8 | 7
Live | 215333775 |  | 10.9 | 19 | 12500 | 8300 | 7000 | 2.71 | 2.41 | 12400 | 3.13 | 2.16 | 9.7 | 7.5
Live | 215333774 |  | 8.8 | 19 | 12500 | 7900 | 7000 | 2.62 | 2.41 | 12400 | 2.88 | 2.21 | 9.2 | 7
Live | 215333770 |  | 8.8 | 18 | 12500 | 8300 | 7000 | 2.62 | 2.41 | 12400 | 2.91 | 2.21 | 8.8 | 7
Live | 215333772 |  | 9 | 17 | 24200 | 18400 | 17100 | 2.51 | 2.17 | 27000 | 2.63 | 2.01 | 8.5 | 6.9
Live | 215333771 |  | 9.9 | 18.3 | 17900 | 11200 | 10600 | 2.81 | 2.41 | 18800 | 2.9 | 2.1 | 8.7 | 6.7
Live | 215333773 |  | 10.1 | 18 | 9900 | 7200 | 6000 | 2.61 | 2.03 | 10600 | 2.68 | 1.83 | 9 | 7
Live | 215333769 |  | 10.9 | 19 | 12500 | 8300 | 7000 | 2.71 | 2.41 | 12400 | 3.13 | 2.16 | 9.7 | 7.5
Live | 215333768 |  | 8.8 | 19 | 12500 | 7900 | 7000 | 2.62 | 2.41 | 12400 | 2.88 | 2.21 | 9.2 | 7
Live | 215333766 |  | 9 | 17 | 24200 | 18400 | 17100 | 2.51 | 2.17 | 27000 | 2.63 | 2.01 | 8.5 | 6.9
Live | 215333765 |  | 9.9 | 18.3 | 17900 | 11200 | 10600 | 2.81 | 2.41 | 18800 | 2.9 | 2.1 | 8.7 | 6.7
Live | 215333767 |  | 10.1 | 18 | 9900 | 7200 | 6000 | 2.61 | 2.03 | 10600 | 2.68 | 1.83 | 9 | 7
Live | 215333764 |  | 8.8 | 18 | 12500 | 8300 | 7000 | 2.62 | 2.41 | 12400 | 2.91 | 2.21 | 8.8 | 7
Live | 215333763 |  | 10.9 | 19 | 12500 | 8300 | 7000 | 2.71 | 2.41 | 12400 | 3.13 | 2.16 | 9.7 | 7.5
Live | 215333762 |  | 8.8 | 19 | 12500 | 7900 | 7000 | 2.62 | 2.41 | 12400 | 2.88 | 2.21 | 9.2 | 7
Live | 215333760 |  | 9 | 17 | 24200 | 18400 | 17100 | 2.51 | 2.17 | 27000 | 2.63 | 2.01 | 8.5 | 6.9
Live | 215333759 |  | 9.9 | 18.3 | 17900 | 11200 | 10600 | 2.81 | 2.41 | 18800 | 2.9 | 2.1 | 8.7 | 6.7
Live | 215333761 |  | 10.1 | 18 | 9900 | 7200 | 6000 | 2.61 | 2.03 | 10600 | 2.68 | 1.83 | 9 | 7
Live | 215333758 |  | 8.8 | 18 | 12500 | 8300 | 7000 | 2.62 | 2.41 | 12400 | 2.91 | 2.21 | 8.8 | 7
Live | 215333757 |  | 10.9 | 19 | 12500 | 8300 | 7000 | 2.71 | 2.41 | 12400 | 3.13 | 2.16 | 9.7 | 7.5
Live | 215333756 |  | 8.8 | 19 | 12500 | 7900 | 7000 | 2.62 | 2.41 | 12400 | 2.88 | 2.21 | 9.2 | 7
Live | 215333752 |  | 8.8 | 18 | 12500 | 8300 | 7000 | 2.62 | 2.41 | 12400 | 2.91 | 2.21 | 8.8 | 7
Live | 215333754 |  | 9 | 17 | 24200 | 18400 | 17100 | 2.51 | 2.17 | 27000 | 2.63 | 2.01 | 8.5 | 6.9
Live | 215333753 |  | 9.9 | 18.3 | 17900 | 11200 | 10600 | 2.81 | 2.41 | 18800 | 2.9 | 2.1 | 8.7 | 6.7
Live | 215333755 |  | 10.1 | 18 | 9900 | 7200 | 6000 | 2.61 | 2.03 | 10600 | 2.68 | 1.83 | 9 | 7
Live | 215333751 |  | 10.9 | 19 | 12500 | 8300 | 7000 | 2.71 | 2.41 | 12400 | 3.13 | 2.16 | 9.7 | 7.5
Live | 215333750 |  | 8.8 | 19 | 12500 | 7900 | 7000 | 2.62 | 2.41 | 12400 | 2.88 | 2.21 | 9.2 | 7
Live | 215333749 |  | 10.1 | 18 | 9900 | 7200 | 6000 | 2.61 | 2.03 | 10600 | 2.68 | 1.83 | 9 | 7
Live | 215333746 |  | 8.8 | 18 | 12500 | 8300 | 7000 | 2.62 | 2.41 | 12400 | 2.91 | 2.21 | 8.8 | 7
Live | 215333745 |  | 10.9 | 19 | 12500 | 8300 | 7000 | 2.71 | 2.41 | 12400 | 3.13 | 2.16 | 9.7 | 7.5
Live | 215333748 |  | 9 | 17 | 24200 | 18400 | 17100 | 2.51 | 2.17 | 27000 | 2.63 | 2.01 | 8.5 | 6.9
Live | 215333747 |  | 9.9 | 18.3 | 17900 | 11200 | 10600 | 2.81 | 2.41 | 18800 | 2.9 | 2.1 | 8.7 | 6.7
Live | 215333742 |  | 9 | 17 | 24200 | 18400 | 17100 | 2.51 | 2.17 | 27000 | 2.63 | 2.01 | 8.5 | 6.9
Live | 215333741 |  | 9.9 | 18.3 | 17900 | 11200 | 10600 | 2.81 | 2.41 | 18800 | 2.9 | 2.1 | 8.7 | 6.7
Live | 215333744 |  | 8.8 | 19 | 12500 | 7900 | 7000 | 2.62 | 2.41 | 12400 | 2.88 | 2.21 | 9.2 | 7
Live | 215333743 |  | 10.1 | 18 | 9900 | 7200 | 6000 | 2.61 | 2.03 | 10600 | 2.68 | 1.83 | 9 | 7
Live | 215333740 |  | 8.8 | 18 | 12500 | 8300 | 7000 | 2.62 | 2.41 | 12400 | 2.91 | 2.21 | 8.8 | 7
Live | 215333739 |  | 10.9 | 19 | 12500 | 8300 | 7000 | 2.71 | 2.41 | 12400 | 3.13 | 2.16 | 9.7 | 7.5
Live | 215333738 |  | 8.8 | 19 | 12500 | 7900 | 7000 | 2.62 | 2.41 | 12400 | 2.88 | 2.21 | 9.2 | 7
Live | 215333737 |  | 10.1 | 18 | 9900 | 7200 | 6000 | 2.61 | 2.03 | 10600 | 2.68 | 1.83 | 9 | 7
Live | 215324983 |  | 9 | 17 | 24200 | 18400 | 17100 | 2.51 | 2.17 | 27000 | 2.63 | 2.01 | 8.5 | 6.9
Live | 215324981 |  | 8.8 | 18 | 12500 | 8300 | 7000 | 2.62 | 2.41 | 12400 | 2.91 | 2.21 | 8.8 | 7
Live | 215324982 |  | 9.9 | 18.3 | 17900 | 11200 | 10600 | 2.81 | 2.41 | 18800 | 2.9 | 2.1 | 8.7 | 6.7
Live | 215324980 |  | 10.9 | 19 | 12500 | 8300 | 7000 | 2.71 | 2.41 | 12400 | 3.13 | 2.16 | 9.7 | 7.5
Live | 215324979 |  | 8.8 | 19 | 12500 | 7900 | 7000 | 2.62 | 2.41 | 12400 | 2.88 | 2.21 | 9.2 | 7
Live | 215324977 |  | 10 | 17 | 63000 | 41500 | 40000 | 2.72 | 2.45 | 67000 | 3.8 | 2.2 | 9.8 | 7.6
Live | 215324976 |  | 9.6 | 19.5 | 54500 | 45300 | 35000 | 2.64 | 2.22 | 60000 | 3.05 | 2.01 | 9.5 | 7.2
Live | 215324978 |  | 10.1 | 18 | 9900 | 7200 | 6000 | 2.61 | 2.03 | 10600 | 2.68 | 1.83 | 9 | 7
Live | 215324975 |  | 10 | 17.2 | 56500 | 46500 | 38000 | 2.83 | 2.35 | 60500 | 3.48 | 2 | 9.8 | 7.7
Live | 215324974 |  | 9.5 | 19.9 | 50000 | 45100 | 38500 | 2.78 | 2.13 | 59100 | 2.96 | 1.95 | 10.2 | 7.8
Live | 215324973 |  | 9.5 | 19.1 | 50400 | 44600 | 40500 | 2.78 | 2.12 | 61700 | 3.04 | 2.11 | 9.9 | 7.7
Live | 215324972 |  | 10.2 | 18.8 | 42500 | 31000 | 25600 | 2.93 | 2.39 | 43500 | 3.79 | 2.1 | 10.2 | 7.8
Live | 215324970 |  | 9.7 | 20 | 39800 | 28100 | 26600 | 2.68 | 2.22 | 42200 | 3.45 | 2.2 | 10.4 | 7.9
Live | 215324971 |  | 10.2 | 20 | 39500 | 30900 | 26000 | 2.77 | 2.36 | 40400 | 3.38 | 2.17 | 10 | 7.7
Live | 215324968 |  | 9 | 18.1 | 54500 | 58000 | 54000 | 2.62 | 2.17 | 65500 | 3.2 | 1.91 | 10.7 | 8.5
Live | 215324969 |  | 10.2 | 15.9 | 60000 | 52000 | 53500 | 2.87 | 2.41 | 66000 | 3.76 | 2.1 | 10.4 | 8.7
Live | 215324966 |  | 9.4 | 18.7 | 53500 | 44500 | 47000 | 2.72 | 2.23 | 58700 | 2.92 | 1.83 | 10.1 | 8
Live | 215324967 |  | 10.4 | 16.8 | 56500 | 45500 | 47500 | 2.74 | 2.4 | 60000 | 3.27 | 2 | 10.8 | 8.8
Live | 215324965 |  | 10 | 18.2 | 52700 | 48000 | 47500 | 2.69 | 2.17 | 57400 | 2.97 | 1.96 | 11 | 8.8
Live | 215324963 |  | 12 | 20.2 | 38300 | 42400 | 39500 | 3.11 | 2.16 | 45400 | 3.27 | 2.02 | 10.8 | 8.9
Live | 215324964 |  | 12 | 17.8 | 37000 | 40000 | 37600 | 2.95 | 2.29 | 45500 | 3.46 | 2.1 | 11.1 | 9.2
Live | 215324962 |  | 12 | 21.3 | 38000 | 46200 | 37000 | 3.2 | 2.17 | 44600 | 3.14 | 1.95 | 10.6 | 8.8
Live | 215324961 |  | 9 | 17 | 24200 | 18400 | 17100 | 2.51 | 2.17 | 27000 | 2.63 | 2.01 | 8.5 | 6.9
Live | 215324959 |  | 8.8 | 18 | 12500 | 8300 | 7000 | 2.62 | 2.41 | 12400 | 2.91 | 2.21 | 8.8 | 7
Live | 215324960 |  | 9.9 | 18.3 | 17900 | 11200 | 10600 | 2.81 | 2.41 | 18800 | 2.9 | 2.1 | 8.7 | 6.7
Live | 215324958 |  | 10.9 | 19 | 12500 | 8300 | 7000 | 2.71 | 2.41 | 12400 | 3.13 | 2.16 | 9.7 | 7.5
Live | 215324957 |  | 8.8 | 19 | 12500 | 7900 | 7000 | 2.62 | 2.41 | 12400 | 2.88 | 2.21 | 9.2 | 7
Live | 215324956 |  | 10.1 | 18 | 9900 | 7200 | 6000 | 2.61 | 2.03 | 10600 | 2.68 | 1.83 | 9 | 7
Live | 215324955 |  | 12.5 | 19 | 28300 | 21600 | 19000 | 3.06 | 2.56 | 35100 | 3.43 | 2.3 | 11 | 8.5
Live | 215324954 |  | 12.2 | 21.2 | 29000 | 20000 | 18600 | 3.26 | 2.31 | 32600 | 3.2 | 2.27 | 11.1 | 8.4
Live | 215324953 |  | 12 | 22.1 | 26800 | 20500 | 18500 | 3.06 | 2.55 | 33100 | 3.43 | 2.3 | 10.5 | 8.1
Live | 215324951 |  | 13.3 | 20 | 20200 | 15900 | 14200 | 3.34 | 2.65 | 23000 | 3.92 | 2.41 | 11.4 | 8.8
Live | 215324949 |  | 12.5 | 22.4 | 19300 | 15100 | 12800 | 3.37 | 2.38 | 22200 | 3.27 | 2.05 | 10.4 | 8
Live | 215324950 |  | 12.5 | 20 | 19000 | 14100 | 14000 | 3.18 | 2.4 | 22000 | 3.49 | 2.19 | 10.6 | 8.2
Live | 215324948 |  | 12.5 | 23.9 | 18000 | 14600 | 13100 | 3.3 | 2.58 | 22900 | 3.67 | 2.16 | 13.5 | 9.4
Live | 215324947 |  | 12.5 | 20.8 | 17800 | 14800 | 12800 | 3.22 | 2.36 | 21500 | 3.26 | 2.19 | 11.4 | 8.5
Live | 215324944 |  | 12 | 19.5 | 12200 | 9800 | 8900 | 2.98 | 2.52 | 15700 | 3.33 | 2.44 | 10.5 | 8
Live | 215324946 |  | 12.5 | 22.3 | 18800 | 15200 | 13100 | 3.32 | 2.47 | 22800 | 3.55 | 2.25 | 12.2 | 8.6
Live | 215324945 |  | 12.8 | 23.5 | 18900 | 14900 | 12800 | 3.4 | 2.43 | 21000 | 3.22 | 2.1 | 10.8 | 8
Live | 215324943 |  | 11.7 | 19 | 13000 | 10300 | 8800 | 3.15 | 2.58 | 15600 | 3.49 | 2.24 | 10.3 | 8
Live | 215324942 |  | 12.7 | 24.7 | 13100 | 9600 | 8900 | 3.37 | 2.49 | 12900 | 3.15 | 2.51 | 11 | 8.2
Live | 215324941 |  | 12.5 | 21.2 | 14100 | 9300 | 8400 | 3.56 | 2.55 | 15000 | 3.66 | 2.39 | 10.4 | 7.9
Live | 215324940 |  | 12.3 | 22.2 | 13800 | 10000 | 8600 | 3.43 | 2.59 | 15300 | 3.42 | 2.47 | 10.1 | 7.8
Live | 215324938 |  | 13 | 19.8 | 11200 | 9800 | 8300 | 3.28 | 2.56 | 14500 | 3.7 | 2.32 | 11.5 | 9
Live | 215324939 |  | 13.1 | 25.5 | 14500 | 9600 | 8400 | 3.35 | 2.38 | 15400 | 3.5 | 2.3 | 10.7 | 8
Live | 215324937 |  | 12.8 | 19.6 | 11900 | 9600 | 8600 | 3.35 | 2.45 | 14000 | 3.45 | 2.25 | 11 | 8.8
Live | 215324936 |  | 16.3 | 26 | 12900 | 9600 | 8600 | 3.86 | 2.49 | 12700 | 3.38 | 2.27 | 13.9 | 10.1
Live | 215324935 |  | 14.3 | 21.7 | 12000 | 9300 | 8300 | 3.48 | 2.55 | 13700 | 3.62 | 2.17 | 11.3 | 8.8
Live | 215324934 |  | 14.4 | 22.2 | 11400 | 9900 | 8000 | 3.37 | 2.59 | 14300 | 3.2 | 2.17 | 11.8 | 9
Live | 215324933 |  | 14.9 | 26 | 13000 | 9400 | 8000 | 3.85 | 2.37 | 13800 | 3.58 | 2.37 | 12.5 | 9.2
Live | 215324932 |  | 13 | 23.5 | 13000 | 8700 | 7700 | 3.53 | 2.43 | 13600 | 3.59 | 2.33 | 9.5 | 7
Live | 215324931 |  | 12 | 19.6 | 37000 | 30200 | 35000 | 3.14 | 2.02 | 37800 | 2.79 | 1.98 | 10.5 | 8.6
Live | 215324930 |  | 12 | 19.2 | 28000 | 23600 | 24000 | 3.4 | 2.48 | 31400 | 3.71 | 2.18 | 11.7 | 9.3
Live | 215324929 |  | 12 | 20.5 | 25600 | 23300 | 24200 | 3.26 | 2.38 | 29500 | 3.36 | 2.16 | 12.1 | 9.8
Live | 215324928 |  | 12 | 20.8 | 26200 | 23900 | 23800 | 3.34 | 2.48 | 30700 | 3.61 | 2.23 | 11.6 | 9.2
Live | 215324927 |  | 13 | 21.2 | 27900 | 23200 | 24200 | 3.59 | 2.35 | 29700 | 3.39 | 2.34 | 13.5 | 9.8
Live | 215324926 |  | 12.1 | 18.5 | 20600 | 20000 | 18000 | 3.37 | 2.5 | 23000 | 3.85 | 2.1 | 11.1 | 9
Live | 215324924 |  | 12.6 | 20.5 | 19200 | 20200 | 17000 | 3.37 | 2.24 | 20700 | 3.32 | 1.86 | 10.3 | 8.2
Live | 215324925 |  | 12 | 18 | 18800 | 19000 | 18000 | 3.15 | 2.23 | 22000 | 2.87 | 2 | 10.8 | 9
Live | 215324923 |  | 12.5 | 20.2 | 17200 | 18800 | 17500 | 3.15 | 2.13 | 20000 | 3.12 | 1.95 | 10.3 | 8.7
Live | 215324922 |  | 12.5 | 20 | 18500 | 18000 | 17000 | 3.31 | 2.1 | 20000 | 3.01 | 1.9 | 12.4 | 9.5
Live | 215324919 |  | 12 | 20.2 | 13300 | 14000 | 12000 | 3.09 | 2.31 | 16500 | 3.41 | 1.95 | 10.6 | 8.5
Live | 215324921 |  | 12.5 | 20.7 | 19000 | 18800 | 17500 | 3.28 | 2.05 | 22200 | 3.27 | 1.89 | 12.2 | 9.2
Live | 215324920 |  | 12.5 | 21.5 | 19400 | 19200 | 18000 | 3.38 | 2 | 19500 | 2.79 | 1.92 | 11 | 8.5
Live | 215324918 |  | 12 | 20 | 13500 | 13100 | 11800 | 3.3 | 1.99 | 16200 | 3.27 | 1.9 | 10.2 | 8.2
Live | 215324917 |  | 12.7 | 25 | 14000 | 12400 | 11300 | 3.57 | 2.14 | 16100 | 3.5 | 1.88 | 10.6 | 8.3
Live | 215324916 |  | 12.7 | 22.3 | 15100 | 12900 | 11500 | 3.51 | 2.14 | 16300 | 3.59 | 1.99 | 11.6 | 8.9
Live | 215324915 |  | 13 | 23 | 13900 | 11900 | 11500 | 3.31 | 1.95 | 15200 | 3.23 | 1.99 | 10.2 | 8.2
Live | 215324913 |  | 14 | 20.6 | 13100 | 12600 | 11900 | 3.05 | 1.94 | 16500 | 3.41 | 1.85 | 13.8 | 10.8
Live | 215324914 |  | 13.5 | 25.5 | 13500 | 12800 | 11500 | 3.35 | 1.75 | 16000 | 3.35 | 1.8 | 10.5 | 8
Live | 215324912 |  | 13.5 | 21.5 | 13500 | 12600 | 11200 | 3.3 | 1.99 | 16000 | 3.23 | 1.89 | 12.5 | 9.7
Live | 215324911 |  | 15.2 | 27.3 | 13700 | 12200 | 11300 | 3.49 | 2.17 | 16100 | 3.5 | 1.84 | 10.9 | 8.9
Live | 215324910 |  | 14 | 22.7 | 13600 | 12600 | 11000 | 3.47 | 2.1 | 15700 | 3.46 | 1.84 | 12.2 | 9.3
Live | 215324909 |  | 14.7 | 24 | 12900 | 11900 | 10600 | 3.29 | 2 | 13900 | 3.02 | 1.83 | 12.2 | 9.5
Live | 215324907 |  | 14.5 | 21.5 | 11800 | 9100 | 7800 | 3.53 | 2.52 | 11100 | 3.1 | 2.41 | 13.8 | 10.8
Live | 215324906 |  | 15.2 | 22 | 12700 | 9500 | 8100 | 3.88 | 2.53 | 11500 | 3.55 | 2.4 | 12 | 10.3
Live | 215324908 |  | 15.5 | 27.5 | 13500 | 12800 | 11500 | 3.35 | 1.75 | 16000 | 3.35 | 1.8 | 12.5 | 9.5
Live | 215324904 |  | 10 | 17 | 63000 | 41500 | 40000 | 2.72 | 2.45 | 67000 | 3.8 | 2.2 | 9.8 | 7.6
Live | 215324905 |  | 18 | 25.7 | 12600 | 8600 | 7700 | 3.89 | 2.38 | 11000 | 2.96 | 2.4 | 14.8 | 11.5
Live | 215324903 |  | 9.6 | 19.5 | 54500 | 45300 | 35000 | 2.64 | 2.22 | 60000 | 3.05 | 2.01 | 9.5 | 7.2
Live | 215324902 |  | 10 | 17.2 | 56500 | 46500 | 38000 | 2.83 | 2.35 | 60500 | 3.48 | 2 | 9.8 | 7.7
Live | 215324901 |  | 9.5 | 19.9 | 50000 | 45100 | 38500 | 2.78 | 2.13 | 59100 | 2.96 | 1.95 | 10.2 | 7.8
Live | 215324900 |  | 9.5 | 19.1 | 50400 | 44600 | 40500 | 2.78 | 2.12 | 61700 | 3.04 | 2.11 | 9.9 | 7.7
Live | 215324899 |  | 10.2 | 18.8 | 42500 | 31000 | 25600 | 2.93 | 2.39 | 43500 | 3.79 | 2.1 | 10.2 | 7.8
Live | 215324898 |  | 10.2 | 20 | 39500 | 30900 | 26000 | 2.77 | 2.36 | 40400 | 3.38 | 2.17 | 10 | 7.7
Live | 215324897 |  | 9.7 | 20 | 39800 | 28100 | 26600 | 2.68 | 2.22 | 42200 | 3.45 | 2.2 | 10.4 | 7.9
Live | 215324896 |  | 10.2 | 15.9 | 60000 | 52000 | 53500 | 2.87 | 2.41 | 66000 | 3.76 | 2.1 | 10.4 | 8.7
Live | 215324895 |  | 9 | 18.1 | 54500 | 58000 | 54000 | 2.62 | 2.17 | 65500 | 3.2 | 1.91 | 10.7 | 8.5
Live | 215324893 |  | 9.4 | 18.7 | 53500 | 44500 | 47000 | 2.72 | 2.23 | 58700 | 2.92 | 1.83 | 10.1 | 8
Live | 215324894 |  | 10.4 | 16.8 | 56500 | 45500 | 47500 | 2.74 | 2.4 | 60000 | 3.27 | 2 | 10.8 | 8.8
Live | 215324892 |  | 10 | 18.2 | 52700 | 48000 | 47500 | 2.69 | 2.17 | 57400 | 2.97 | 1.96 | 11 | 8.8
Live | 215324891 |  | 12 | 17.8 | 37000 | 40000 | 37600 | 2.95 | 2.29 | 45500 | 3.46 | 2.1 | 11.1 | 9.2
Live | 215324890 |  | 12 | 20.2 | 38300 | 42400 | 39500 | 3.11 | 2.16 | 45400 | 3.27 | 2.02 | 10.8 | 8.9
Live | 215324889 |  | 12 | 21.3 | 38000 | 46200 | 37000 | 3.2 | 2.17 | 44600 | 3.14 | 1.95 | 10.6 | 8.8
Live | 215324888 |  | 9 | 17 | 24200 | 18400 | 17100 | 2.51 | 2.17 | 27000 | 2.63 | 2.01 | 8.5 | 6.9
Live | 215324887 |  | 9.9 | 18.3 | 17900 | 11200 | 10600 | 2.81 | 2.41 | 18800 | 2.9 | 2.1 | 8.7 | 6.7
Live | 215324886 |  | 8.8 | 18 | 12500 | 8300 | 7000 | 2.62 | 2.41 | 12400 | 2.91 | 2.21 | 8.8 | 7
Live | 215324885 |  | 10.9 | 19 | 12500 | 8300 | 7000 | 2.71 | 2.41 | 12400 | 3.13 | 2.16 | 9.7 | 7.5
Live | 215324884 |  | 8.8 | 19 | 12500 | 7900 | 7000 | 2.62 | 2.41 | 12400 | 2.88 | 2.21 | 9.2 | 7
Live | 215324883 |  | 10.1 | 18 | 9900 | 7200 | 6000 | 2.61 | 2.03 | 10600 | 2.68 | 1.83 | 9 | 7
Live | 215324881 |  | 12.2 | 21.2 | 29000 | 20000 | 18600 | 3.26 | 2.31 | 32600 | 3.2 | 2.27 | 11.1 | 8.4
Live | 215324882 |  | 12.5 | 19 | 28300 | 21600 | 19000 | 3.06 | 2.56 | 35100 | 3.43 | 2.3 | 11 | 8.5
Live | 215324880 |  | 12 | 22.1 | 26800 | 20500 | 18500 | 3.06 | 2.55 | 33100 | 3.43 | 2.3 | 10.5 | 8.1
Live | 215324878 |  | 13.3 | 20 | 20200 | 15900 | 14200 | 3.34 | 2.65 | 23000 | 3.92 | 2.41 | 11.4 | 8.8
Live | 215324877 |  | 12.5 | 20 | 19000 | 14100 | 14000 | 3.18 | 2.4 | 22000 | 3.49 | 2.19 | 10.6 | 8.2
Live | 215324876 |  | 12.5 | 22.4 | 19300 | 15100 | 12800 | 3.37 | 2.38 | 22200 | 3.27 | 2.05 | 10.4 | 8
Live | 215324875 |  | 12.5 | 23.9 | 18000 | 14600 | 13100 | 3.3 | 2.58 | 22900 | 3.67 | 2.16 | 13.5 | 9.4
Live | 215324874 |  | 12.5 | 20.8 | 17800 | 14800 | 12800 | 3.22 | 2.36 | 21500 | 3.26 | 2.19 | 11.4 | 8.5
Live | 215324873 |  | 12.5 | 22.3 | 18800 | 15200 | 13100 | 3.32 | 2.47 | 22800 | 3.55 | 2.25 | 12.2 | 8.6
Live | 215324871 |  | 12 | 19.5 | 12200 | 9800 | 8900 | 2.98 | 2.52 | 15700 | 3.33 | 2.44 | 10.5 | 8
Live | 215324872 |  | 12.8 | 23.5 | 18900 | 14900 | 12800 | 3.4 | 2.43 | 21000 | 3.22 | 2.1 | 10.8 | 8
Live | 215324870 |  | 11.7 | 19 | 13000 | 10300 | 8800 | 3.15 | 2.58 | 15600 | 3.49 | 2.24 | 10.3 | 8
Live | 215324869 |  | 12.7 | 24.7 | 13100 | 9600 | 8900 | 3.37 | 2.49 | 12900 | 3.15 | 2.51 | 11 | 8.2
Live | 215324868 |  | 12.5 | 21.2 | 14100 | 9300 | 8400 | 3.56 | 2.55 | 15000 | 3.66 | 2.39 | 10.4 | 7.9
Live | 215324865 |  | 13 | 19.8 | 11200 | 9800 | 8300 | 3.28 | 2.56 | 14500 | 3.7 | 2.32 | 11.5 | 9
Live | 215324867 |  | 12.3 | 22.2 | 13800 | 10000 | 8600 | 3.43 | 2.59 | 15300 | 3.42 | 2.47 | 10.1 | 7.8
Live | 215324866 |  | 13.1 | 25.5 | 14500 | 9600 | 8400 | 3.35 | 2.38 | 15400 | 3.5 | 2.3 | 10.7 | 8
Live | 215324864 |  | 12.8 | 19.6 | 11900 | 9600 | 8600 | 3.35 | 2.45 | 14000 | 3.45 | 2.25 | 11 | 8.8
Live | 215324863 |  | 16.3 | 26 | 12900 | 9600 | 8600 | 3.86 | 2.49 | 12700 | 3.38 | 2.27 | 13.9 | 10.1
Live | 215324862 |  | 14.3 | 21.7 | 12000 | 9300 | 8300 | 3.48 | 2.55 | 13700 | 3.62 | 2.17 | 11.3 | 8.8
Live | 215324861 |  | 14.4 | 22.2 | 11400 | 9900 | 8000 | 3.37 | 2.59 | 14300 | 3.2 | 2.17 | 11.8 | 9
Live | 215324860 |  | 14.9 | 26 | 13000 | 9400 | 8000 | 3.85 | 2.37 | 13800 | 3.58 | 2.37 | 12.5 | 9.2
Live | 215324859 |  | 13 | 23.5 | 13000 | 8700 | 7700 | 3.53 | 2.43 | 13600 | 3.59 | 2.33 | 9.5 | 7
Live | 215324858 |  | 12 | 19.6 | 37000 | 30200 | 35000 | 3.14 | 2.02 | 37800 | 2.79 | 1.98 | 10.5 | 8.6
Live | 215324856 |  | 12 | 20.5 | 25600 | 23300 | 24200 | 3.26 | 2.38 | 29500 | 3.36 | 2.16 | 12.1 | 9.8
Live | 215324857 |  | 12 | 19.2 | 28000 | 23600 | 24000 | 3.4 | 2.48 | 31400 | 3.71 | 2.18 | 11.7 | 9.3
Live | 215324855 |  | 12 | 20.8 | 26200 | 23900 | 23800 | 3.34 | 2.48 | 30700 | 3.61 | 2.23 | 11.6 | 9.2
Live | 215324854 |  | 13 | 21.2 | 27900 | 23200 | 24200 | 3.59 | 2.35 | 29700 | 3.39 | 2.34 | 13.5 | 9.8
Live | 215324853 |  | 12.1 | 18.5 | 20600 | 20000 | 18000 | 3.37 | 2.5 | 23000 | 3.85 | 2.1 | 11.1 | 9
Live | 215324852 |  | 12 | 18 | 18800 | 19000 | 18000 | 3.15 | 2.23 | 22000 | 2.87 | 2 | 10.8 | 9
Live | 215324851 |  | 12.6 | 20.5 | 19200 | 20200 | 17000 | 3.37 | 2.24 | 20700 | 3.32 | 1.86 | 10.3 | 8.2
Live | 215324850 |  | 12.5 | 20.2 | 17200 | 18800 | 17500 | 3.15 | 2.13 | 20000 | 3.12 | 1.95 | 10.3 | 8.7
Live | 215324849 |  | 12.5 | 20 | 18500 | 18000 | 17000 | 3.31 | 2.1 | 20000 | 3.01 | 1.9 | 12.4 | 9.5
Live | 215324848 |  | 12.5 | 20.7 | 19000 | 18800 | 17500 | 3.28 | 2.05 | 22200 | 3.27 | 1.89 | 12.2 | 9.2
Live | 215324847 |  | 12.5 | 21.5 | 19400 | 19200 | 18000 | 3.38 | 2 | 19500 | 2.79 | 1.92 | 11 | 8.5
Live | 215324846 |  | 12 | 20.2 | 13300 | 14000 | 12000 | 3.09 | 2.31 | 16500 | 3.41 | 1.95 | 10.6 | 8.5
Live | 215324845 |  | 12 | 20 | 13500 | 13100 | 11800 | 3.3 | 1.99 | 16200 | 3.27 | 1.9 | 10.2 | 8.2
Live | 215324844 |  | 12.7 | 25 | 14000 | 12400 | 11300 | 3.57 | 2.14 | 16100 | 3.5 | 1.88 | 10.6 | 8.3
Live | 215324843 |  | 12.7 | 22.3 | 15100 | 12900 | 11500 | 3.51 | 2.14 | 16300 | 3.59 | 1.99 | 11.6 | 8.9
Live | 215324842 |  | 13 | 23 | 13900 | 11900 | 11500 | 3.31 | 1.95 | 15200 | 3.23 | 1.99 | 10.2 | 8.2
Live | 215324840 |  | 14 | 20.6 | 13100 | 12600 | 11900 | 3.05 | 1.94 | 16500 | 3.41 | 1.85 | 13.8 | 10.8
Live | 215324839 |  | 13.5 | 21.5 | 13500 | 12600 | 11200 | 3.3 | 1.99 | 16000 | 3.23 | 1.89 | 12.5 | 9.7
Live | 215324841 |  | 13.5 | 25.5 | 13500 | 12800 | 11500 | 3.35 | 1.75 | 16000 | 3.35 | 1.8 | 10.5 | 8
Live | 215324838 |  | 15.2 | 27.3 | 13700 | 12200 | 11300 | 3.49 | 2.17 | 16100 | 3.5 | 1.84 | 10.9 | 8.9
Live | 215324837 |  | 14 | 22.7 | 13600 | 12600 | 11000 | 3.47 | 2.1 | 15700 | 3.46 | 1.84 | 12.2 | 9.3
Live | 215324836 |  | 14.7 | 24 | 12900 | 11900 | 10600 | 3.29 | 2 | 13900 | 3.02 | 1.83 | 12.2 | 9.5
Live | 215324835 |  | 15.5 | 27.5 | 13500 | 12800 | 11500 | 3.35 | 1.75 | 16000 | 3.35 | 1.8 | 12.5 | 9.5
Live | 215324834 |  | 14.5 | 21.5 | 11800 | 9100 | 7800 | 3.53 | 2.52 | 11100 | 3.1 | 2.41 | 13.8 | 10.8
Live | 215324833 |  | 15.2 | 22 | 12700 | 9500 | 8100 | 3.88 | 2.53 | 11500 | 3.55 | 2.4 | 12 | 10.3
Live | 215324832 |  | 18 | 25.7 | 12600 | 8600 | 7700 | 3.89 | 2.38 | 11000 | 2.96 | 2.4 | 14.8 | 11.5
Live | 215324831 |  | 10 | 17 | 63000 | 41500 | 40000 | 2.72 | 2.45 | 67000 | 3.8 | 2.2 | 9.8 | 7.6
Live | 215324830 |  | 9.6 | 19.5 | 54500 | 45300 | 35000 | 2.64 | 2.22 | 60000 | 3.05 | 2.01 | 9.5 | 7.2
Live | 215324828 |  | 9.5 | 19.9 | 50000 | 45100 | 38500 | 2.78 | 2.13 | 59100 | 2.96 | 1.95 | 10.2 | 7.8
Live | 215324829 |  | 10 | 17.2 | 56500 | 46500 | 38000 | 2.83 | 2.35 | 60500 | 3.48 | 2 | 9.8 | 7.7
Live | 215324827 |  | 9.5 | 19.1 | 50400 | 44600 | 40500 | 2.78 | 2.12 | 61700 | 3.04 | 2.11 | 9.9 | 7.7
Live | 215324826 |  | 10.2 | 18.8 | 42500 | 31000 | 25600 | 2.93 | 2.39 | 43500 | 3.79 | 2.1 | 10.2 | 7.8
Live | 215324825 |  | 10.2 | 20 | 39500 | 30900 | 26000 | 2.77 | 2.36 | 40400 | 3.38 | 2.17 | 10 | 7.7
Live | 215324824 |  | 9.7 | 20 | 39800 | 28100 | 26600 | 2.68 | 2.22 | 42200 | 3.45 | 2.2 | 10.4 | 7.9
Live | 215324823 |  | 10.2 | 15.9 | 60000 | 52000 | 53500 | 2.87 | 2.41 | 66000 | 3.76 | 2.1 | 10.4 | 8.7
Live | 215324822 |  | 9 | 18.1 | 54500 | 58000 | 54000 | 2.62 | 2.17 | 65500 | 3.2 | 1.91 | 10.7 | 8.5
Live | 215324821 |  | 10.4 | 16.8 | 56500 | 45500 | 47500 | 2.74 | 2.4 | 60000 | 3.27 | 2 | 10.8 | 8.8
Live | 215324820 |  | 9.4 | 18.7 | 53500 | 44500 | 47000 | 2.72 | 2.23 | 58700 | 2.92 | 1.83 | 10.1 | 8
Live | 215324819 |  | 10 | 18.2 | 52700 | 48000 | 47500 | 2.69 | 2.17 | 57400 | 2.97 | 1.96 | 11 | 8.8
Live | 215324818 |  | 12 | 17.8 | 37000 | 40000 | 37600 | 2.95 | 2.29 | 45500 | 3.46 | 2.1 | 11.1 | 9.2
Live | 215324817 |  | 12 | 20.2 | 38300 | 42400 | 39500 | 3.11 | 2.16 | 45400 | 3.27 | 2.02 | 10.8 | 8.9
Live | 215324816 |  | 12 | 21.3 | 38000 | 46200 | 37000 | 3.2 | 2.17 | 44600 | 3.14 | 1.95 | 10.6 | 8.8
Live | 215324815 |  | 9 | 17 | 24200 | 18400 | 17100 | 2.51 | 2.17 | 27000 | 2.63 | 2.01 | 8.5 | 6.9
Live | 215324813 |  | 8.8 | 18 | 12500 | 8300 | 7000 | 2.62 | 2.41 | 12400 | 2.91 | 2.21 | 8.8 | 7
Live | 215324812 |  | 10.9 | 19 | 12500 | 8300 | 7000 | 2.71 | 2.41 | 12400 | 3.13 | 2.16 | 9.7 | 7.5
Live | 215324814 |  | 9.9 | 18.3 | 17900 | 11200 | 10600 | 2.81 | 2.41 | 18800 | 2.9 | 2.1 | 8.7 | 6.7
Live | 215324811 |  | 8.8 | 19 | 12500 | 7900 | 7000 | 2.62 | 2.41 | 12400 | 2.88 | 2.21 | 9.2 | 7
Live | 215324810 |  | 10.1 | 18 | 9900 | 7200 | 6000 | 2.61 | 2.03 | 10600 | 2.68 | 1.83 | 9 | 7
Live | 215324809 |  | 12.5 | 19 | 28300 | 21600 | 19000 | 3.06 | 2.56 | 35100 | 3.43 | 2.3 | 11 | 8.5
Live | 215324808 |  | 12.2 | 21.2 | 29000 | 20000 | 18600 | 3.26 | 2.31 | 32600 | 3.2 | 2.27 | 11.1 | 8.4
Live | 215324807 |  | 12 | 22.1 | 26800 | 20500 | 18500 | 3.06 | 2.55 | 33100 | 3.43 | 2.3 | 10.5 | 8.1
Live | 215324805 |  | 13.3 | 20 | 20200 | 15900 | 14200 | 3.34 | 2.65 | 23000 | 3.92 | 2.41 | 11.4 | 8.8
Live | 215324803 |  | 12.5 | 22.4 | 19300 | 15100 | 12800 | 3.37 | 2.38 | 22200 | 3.27 | 2.05 | 10.4 | 8
Live | 215324804 |  | 12.5 | 20 | 19000 | 14100 | 14000 | 3.18 | 2.4 | 22000 | 3.49 | 2.19 | 10.6 | 8.2
Live | 215324802 |  | 12.5 | 23.9 | 18000 | 14600 | 13100 | 3.3 | 2.58 | 22900 | 3.67 | 2.16 | 13.5 | 9.4
Live | 215324801 |  | 12.5 | 20.8 | 17800 | 14800 | 12800 | 3.22 | 2.36 | 21500 | 3.26 | 2.19 | 11.4 | 8.5
Live | 215324800 |  | 12.5 | 22.3 | 18800 | 15200 | 13100 | 3.32 | 2.47 | 22800 | 3.55 | 2.25 | 12.2 | 8.6
Live | 215324798 |  | 12 | 19.5 | 12200 | 9800 | 8900 | 2.98 | 2.52 | 15700 | 3.33 | 2.44 | 10.5 | 8
Live | 215324799 |  | 12.8 | 23.5 | 18900 | 14900 | 12800 | 3.4 | 2.43 | 21000 | 3.22 | 2.1 | 10.8 | 8
Live | 215324797 |  | 11.7 | 19 | 13000 | 10300 | 8800 | 3.15 | 2.58 | 15600 | 3.49 | 2.24 | 10.3 | 8
Live | 215324796 |  | 12.7 | 24.7 | 13100 | 9600 | 8900 | 3.37 | 2.49 | 12900 | 3.15 | 2.51 | 11 | 8.2
Live | 215324795 |  | 12.5 | 21.2 | 14100 | 9300 | 8400 | 3.56 | 2.55 | 15000 | 3.66 | 2.39 | 10.4 | 7.9
Live | 215324794 |  | 12.3 | 22.2 | 13800 | 10000 | 8600 | 3.43 | 2.59 | 15300 | 3.42 | 2.47 | 10.1 | 7.8
Live | 215324793 |  | 13.1 | 25.5 | 14500 | 9600 | 8400 | 3.35 | 2.38 | 15400 | 3.5 | 2.3 | 10.7 | 8
Live | 215324792 |  | 13 | 19.8 | 11200 | 9800 | 8300 | 3.28 | 2.56 | 14500 | 3.7 | 2.32 | 11.5 | 9
Live | 215324791 |  | 12.8 | 19.6 | 11900 | 9600 | 8600 | 3.35 | 2.45 | 14000 | 3.45 | 2.25 | 11 | 8.8
Live | 215324790 |  | 16.3 | 26 | 12900 | 9600 | 8600 | 3.86 | 2.49 | 12700 | 3.38 | 2.27 | 13.9 | 10.1
Live | 215324789 |  | 14.3 | 21.7 | 12000 | 9300 | 8300 | 3.48 | 2.55 | 13700 | 3.62 | 2.17 | 11.3 | 8.8
Live | 215324788 |  | 14.4 | 22.2 | 11400 | 9900 | 8000 | 3.37 | 2.59 | 14300 | 3.2 | 2.17 | 11.8 | 9
Live | 215324787 |  | 14.9 | 26 | 13000 | 9400 | 8000 | 3.85 | 2.37 | 13800 | 3.58 | 2.37 | 12.5 | 9.2
Live | 215324786 |  | 13 | 23.5 | 13000 | 8700 | 7700 | 3.53 | 2.43 | 13600 | 3.59 | 2.33 | 9.5 | 7
Live | 215324785 |  | 12 | 19.6 | 37000 | 30200 | 35000 | 3.14 | 2.02 | 37800 | 2.79 | 1.98 | 10.5 | 8.6
Live | 215324784 |  | 12 | 19.2 | 28000 | 23600 | 24000 | 3.4 | 2.48 | 31400 | 3.71 | 2.18 | 11.7 | 9.3
Live | 215324783 |  | 12 | 20.5 | 25600 | 23300 | 24200 | 3.26 | 2.38 | 29500 | 3.36 | 2.16 | 12.1 | 9.8
Live | 215324780 |  | 12.1 | 18.5 | 20600 | 20000 | 18000 | 3.37 | 2.5 | 23000 | 3.85 | 2.1 | 11.1 | 9
Live | 215324782 |  | 12 | 20.8 | 26200 | 23900 | 23800 | 3.34 | 2.48 | 30700 | 3.61 | 2.23 | 11.6 | 9.2
Live | 215324781 |  | 13 | 21.2 | 27900 | 23200 | 24200 | 3.59 | 2.35 | 29700 | 3.39 | 2.34 | 13.5 | 9.8
Live | 215324778 |  | 12.6 | 20.5 | 19200 | 20200 | 17000 | 3.37 | 2.24 | 20700 | 3.32 | 1.86 | 10.3 | 8.2
Live | 215324779 |  | 12 | 18 | 18800 | 19000 | 18000 | 3.15 | 2.23 | 22000 | 2.87 | 2 | 10.8 | 9
Live | 215324777 |  | 12.5 | 20.2 | 17200 | 18800 | 17500 | 3.15 | 2.13 | 20000 | 3.12 | 1.95 | 10.3 | 8.7
Live | 215324776 |  | 12.5 | 20 | 18500 | 18000 | 17000 | 3.31 | 2.1 | 20000 | 3.01 | 1.9 | 12.4 | 9.5
Live | 215324773 |  | 12 | 20.2 | 13300 | 14000 | 12000 | 3.09 | 2.31 | 16500 | 3.41 | 1.95 | 10.6 | 8.5
Live | 215324775 |  | 12.5 | 20.7 | 19000 | 18800 | 17500 | 3.28 | 2.05 | 22200 | 3.27 | 1.89 | 12.2 | 9.2
Live | 215324774 |  | 12.5 | 21.5 | 19400 | 19200 | 18000 | 3.38 | 2 | 19500 | 2.79 | 1.92 | 11 | 8.5
Live | 215324772 |  | 12 | 20 | 13500 | 13100 | 11800 | 3.3 | 1.99 | 16200 | 3.27 | 1.9 | 10.2 | 8.2
Live | 215324771 |  | 12.7 | 25 | 14000 | 12400 | 11300 | 3.57 | 2.14 | 16100 | 3.5 | 1.88 | 10.6 | 8.3
Live | 215324770 |  | 12.7 | 22.3 | 15100 | 12900 | 11500 | 3.51 | 2.14 | 16300 | 3.59 | 1.99 | 11.6 | 8.9
Live | 215324769 |  | 13 | 23 | 13900 | 11900 | 11500 | 3.31 | 1.95 | 15200 | 3.23 | 1.99 | 10.2 | 8.2
Live | 215324768 |  | 13.5 | 25.5 | 13500 | 12800 | 11500 | 3.35 | 1.75 | 16000 | 3.35 | 1.8 | 10.5 | 8
Live | 215324767 |  | 14 | 20.6 | 13100 | 12600 | 11900 | 3.05 | 1.94 | 16500 | 3.41 | 1.85 | 13.8 | 10.8
Live | 215324766 |  | 13.5 | 21.5 | 13500 | 12600 | 11200 | 3.3 | 1.99 | 16000 | 3.23 | 1.89 | 12.5 | 9.7
Live | 215324765 |  | 15.2 | 27.3 | 13700 | 12200 | 11300 | 3.49 | 2.17 | 16100 | 3.5 | 1.84 | 10.9 | 8.9
Live | 215324764 |  | 14 | 22.7 | 13600 | 12600 | 11000 | 3.47 | 2.1 | 15700 | 3.46 | 1.84 | 12.2 | 9.3
Live | 215324763 |  | 14.7 | 24 | 12900 | 11900 | 10600 | 3.29 | 2 | 13900 | 3.02 | 1.83 | 12.2 | 9.5
Live | 215324762 |  | 15.5 | 27.5 | 13500 | 12800 | 11500 | 3.35 | 1.75 | 16000 | 3.35 | 1.8 | 12.5 | 9.5
Live | 215324761 |  | 14.5 | 21.5 | 11800 | 9100 | 7800 | 3.53 | 2.52 | 11100 | 3.1 | 2.41 | 13.8 | 10.8
Live | 215324760 |  | 15.2 | 22 | 12700 | 9500 | 8100 | 3.88 | 2.53 | 11500 | 3.55 | 2.4 | 12 | 10.3
Live | 215324759 |  | 18 | 25.7 | 12600 | 8600 | 7700 | 3.89 | 2.38 | 11000 | 2.96 | 2.4 | 14.8 | 11.5
Live | 215324758 |  | 10 | 17 | 63000 | 41500 | 40000 | 2.72 | 2.45 | 67000 | 3.8 | 2.2 | 9.8 | 7.6
Live | 215324757 |  | 9.6 | 19.5 | 54500 | 45300 | 35000 | 2.64 | 2.22 | 60000 | 3.05 | 2.01 | 9.5 | 7.2
Live | 215324755 |  | 9.5 | 19.9 | 50000 | 45100 | 38500 | 2.78 | 2.13 | 59100 | 2.96 | 1.95 | 10.2 | 7.8
Live | 215324756 |  | 10 | 17.2 | 56500 | 46500 | 38000 | 2.83 | 2.35 | 60500 | 3.48 | 2 | 9.8 | 7.7
Live | 215324754 |  | 9.5 | 19.1 | 50400 | 44600 | 40500 | 2.78 | 2.12 | 61700 | 3.04 | 2.11 | 9.9 | 7.7
Live | 215324753 |  | 10.2 | 18.8 | 42500 | 31000 | 25600 | 2.93 | 2.39 | 43500 | 3.79 | 2.1 | 10.2 | 7.8
Live | 215324751 |  | 9.7 | 20 | 39800 | 28100 | 26600 | 2.68 | 2.22 | 42200 | 3.45 | 2.2 | 10.4 | 7.9
Live | 215324752 |  | 10.2 | 20 | 39500 | 30900 | 26000 | 2.77 | 2.36 | 40400 | 3.38 | 2.17 | 10 | 7.7
Live | 215324749 |  | 9 | 18.1 | 54500 | 58000 | 54000 | 2.62 | 2.17 | 65500 | 3.2 | 1.91 | 10.7 | 8.5
Live | 215324750 |  | 10.2 | 15.9 | 60000 | 52000 | 53500 | 2.87 | 2.41 | 66000 | 3.76 | 2.1 | 10.4 | 8.7
Live | 215324748 |  | 10.4 | 16.8 | 56500 | 45500 | 47500 | 2.74 | 2.4 | 60000 | 3.27 | 2 | 10.8 | 8.8
Live | 215324747 |  | 9.4 | 18.7 | 53500 | 44500 | 47000 | 2.72 | 2.23 | 58700 | 2.92 | 1.83 | 10.1 | 8
Live | 215324746 |  | 10 | 18.2 | 52700 | 48000 | 47500 | 2.69 | 2.17 | 57400 | 2.97 | 1.96 | 11 | 8.8
Live | 215324744 |  | 12 | 20.2 | 38300 | 42400 | 39500 | 3.11 | 2.16 | 45400 | 3.27 | 2.02 | 10.8 | 8.9
Live | 215324745 |  | 12 | 17.8 | 37000 | 40000 | 37600 | 2.95 | 2.29 | 45500 | 3.46 | 2.1 | 11.1 | 9.2
Live | 215324743 |  | 12 | 21.3 | 38000 | 46200 | 37000 | 3.2 | 2.17 | 44600 | 3.14 | 1.95 | 10.6 | 8.8
Live | 215324742 |  | 9 | 17 | 24200 | 18400 | 17100 | 2.51 | 2.17 | 27000 | 2.63 | 2.01 | 8.5 | 6.9
Live | 215324740 |  | 8.8 | 18 | 12500 | 8300 | 7000 | 2.62 | 2.41 | 12400 | 2.91 | 2.21 | 8.8 | 7
Live | 215324741 |  | 9.9 | 18.3 | 17900 | 11200 | 10600 | 2.81 | 2.41 | 18800 | 2.9 | 2.1 | 8.7 | 6.7
Live | 215324739 |  | 10.9 | 19 | 12500 | 8300 | 7000 | 2.71 | 2.41 | 12400 | 3.13 | 2.16 | 9.7 | 7.5
Live | 215324738 |  | 8.8 | 19 | 12500 | 7900 | 7000 | 2.62 | 2.41 | 12400 | 2.88 | 2.21 | 9.2 | 7
Live | 215324735 |  | 12.2 | 21.2 | 29000 | 20000 | 18600 | 3.26 | 2.31 | 32600 | 3.2 | 2.27 | 11.1 | 8.4
Live | 215324737 |  | 10.1 | 18 | 9900 | 7200 | 6000 | 2.61 | 2.03 | 10600 | 2.68 | 1.83 | 9 | 7
Live | 215324736 |  | 12.5 | 19 | 28300 | 21600 | 19000 | 3.06 | 2.56 | 35100 | 3.43 | 2.3 | 11 | 8.5
Live | 215324734 |  | 12 | 22.1 | 26800 | 20500 | 18500 | 3.06 | 2.55 | 33100 | 3.43 | 2.3 | 10.5 | 8.1
Live | 215324732 |  | 13.3 | 20 | 20200 | 15900 | 14200 | 3.34 | 2.65 | 23000 | 3.92 | 2.41 | 11.4 | 8.8
Live | 215324731 |  | 12.5 | 20 | 19000 | 14100 | 14000 | 3.18 | 2.4 | 22000 | 3.49 | 2.19 | 10.6 | 8.2
Live | 215324730 |  | 12.5 | 22.4 | 19300 | 15100 | 12800 | 3.37 | 2.38 | 22200 | 3.27 | 2.05 | 10.4 | 8
Live | 215324729 |  | 12.5 | 23.9 | 18000 | 14600 | 13100 | 3.3 | 2.58 | 22900 | 3.67 | 2.16 | 13.5 | 9.4
Live | 215324728 |  | 12.5 | 20.8 | 17800 | 14800 | 12800 | 3.22 | 2.36 | 21500 | 3.26 | 2.19 | 11.4 | 8.5
Live | 215324727 |  | 12.5 | 22.3 | 18800 | 15200 | 13100 | 3.32 | 2.47 | 22800 | 3.55 | 2.25 | 12.2 | 8.6
Live | 215324726 |  | 12.8 | 23.5 | 18900 | 14900 | 12800 | 3.4 | 2.43 | 21000 | 3.22 | 2.1 | 10.8 | 8
Live | 215324725 |  | 12 | 19.5 | 12200 | 9800 | 8900 | 2.98 | 2.52 | 15700 | 3.33 | 2.44 | 10.5 | 8
Live | 215324724 |  | 11.7 | 19 | 13000 | 10300 | 8800 | 3.15 | 2.58 | 15600 | 3.49 | 2.24 | 10.3 | 8
Live | 215324723 |  | 12.7 | 24.7 | 13100 | 9600 | 8900 | 3.37 | 2.49 | 12900 | 3.15 | 2.51 | 11 | 8.2
Live | 215324722 |  | 12.5 | 21.2 | 14100 | 9300 | 8400 | 3.56 | 2.55 | 15000 | 3.66 | 2.39 | 10.4 | 7.9
Live | 215324719 |  | 13 | 19.8 | 11200 | 9800 | 8300 | 3.28 | 2.56 | 14500 | 3.7 | 2.32 | 11.5 | 9
Live | 215324721 |  | 12.3 | 22.2 | 13800 | 10000 | 8600 | 3.43 | 2.59 | 15300 | 3.42 | 2.47 | 10.1 | 7.8
Live | 215324720 |  | 13.1 | 25.5 | 14500 | 9600 | 8400 | 3.35 | 2.38 | 15400 | 3.5 | 2.3 | 10.7 | 8
Live | 215324718 |  | 12.8 | 19.6 | 11900 | 9600 | 8600 | 3.35 | 2.45 | 14000 | 3.45 | 2.25 | 11 | 8.8
Live | 215324717 |  | 16.3 | 26 | 12900 | 9600 | 8600 | 3.86 | 2.49 | 12700 | 3.38 | 2.27 | 13.9 | 10.1
Live | 215324716 |  | 14.3 | 21.7 | 12000 | 9300 | 8300 | 3.48 | 2.55 | 13700 | 3.62 | 2.17 | 11.3 | 8.8
Live | 215324715 |  | 14.4 | 22.2 | 11400 | 9900 | 8000 | 3.37 | 2.59 | 14300 | 3.2 | 2.17 | 11.8 | 9
Live | 215324714 |  | 14.9 | 26 | 13000 | 9400 | 8000 | 3.85 | 2.37 | 13800 | 3.58 | 2.37 | 12.5 | 9.2
Live | 215324713 |  | 13 | 23.5 | 13000 | 8700 | 7700 | 3.53 | 2.43 | 13600 | 3.59 | 2.33 | 9.5 | 7
Live | 215324712 |  | 12 | 19.6 | 37000 | 30200 | 35000 | 3.14 | 2.02 | 37800 | 2.79 | 1.98 | 10.5 | 8.6
Live | 215324710 |  | 12 | 20.5 | 25600 | 23300 | 24200 | 3.26 | 2.38 | 29500 | 3.36 | 2.16 | 12.1 | 9.8
Live | 215324711 |  | 12 | 19.2 | 28000 | 23600 | 24000 | 3.4 | 2.48 | 31400 | 3.71 | 2.18 | 11.7 | 9.3
Live | 215324709 |  | 12 | 20.8 | 26200 | 23900 | 23800 | 3.34 | 2.48 | 30700 | 3.61 | 2.23 | 11.6 | 9.2
Live | 215324708 |  | 13 | 21.2 | 27900 | 23200 | 24200 | 3.59 | 2.35 | 29700 | 3.39 | 2.34 | 13.5 | 9.8
Live | 215324707 |  | 12.1 | 18.5 | 20600 | 20000 | 18000 | 3.37 | 2.5 | 23000 | 3.85 | 2.1 | 11.1 | 9
Live | 215324706 |  | 12 | 18 | 18800 | 19000 | 18000 | 3.15 | 2.23 | 22000 | 2.87 | 2 | 10.8 | 9
Live | 215324705 |  | 12.6 | 20.5 | 19200 | 20200 | 17000 | 3.37 | 2.24 | 20700 | 3.32 | 1.86 | 10.3 | 8.2
Live | 215324704 |  | 12.5 | 20.2 | 17200 | 18800 | 17500 | 3.15 | 2.13 | 20000 | 3.12 | 1.95 | 10.3 | 8.7
Live | 215324703 |  | 12.5 | 20 | 18500 | 18000 | 17000 | 3.31 | 2.1 | 20000 | 3.01 | 1.9 | 12.4 | 9.5
Live | 215324702 |  | 12.5 | 20.7 | 19000 | 18800 | 17500 | 3.28 | 2.05 | 22200 | 3.27 | 1.89 | 12.2 | 9.2
Live | 215324700 |  | 12 | 20.2 | 13300 | 14000 | 12000 | 3.09 | 2.31 | 16500 | 3.41 | 1.95 | 10.6 | 8.5
Live | 215324701 |  | 12.5 | 21.5 | 19400 | 19200 | 18000 | 3.38 | 2 | 19500 | 2.79 | 1.92 | 11 | 8.5
Live | 215324699 |  | 12 | 20 | 13500 | 13100 | 11800 | 3.3 | 1.99 | 16200 | 3.27 | 1.9 | 10.2 | 8.2
Live | 215324698 |  | 12.7 | 25 | 14000 | 12400 | 11300 | 3.57 | 2.14 | 16100 | 3.5 | 1.88 | 10.6 | 8.3
Live | 215324697 |  | 12.7 | 22.3 | 15100 | 12900 | 11500 | 3.51 | 2.14 | 16300 | 3.59 | 1.99 | 11.6 | 8.9
Live | 215324696 |  | 13 | 23 | 13900 | 11900 | 11500 | 3.31 | 1.95 | 15200 | 3.23 | 1.99 | 10.2 | 8.2
Live | 215324694 |  | 14 | 20.6 | 13100 | 12600 | 11900 | 3.05 | 1.94 | 16500 | 3.41 | 1.85 | 13.8 | 10.8
Live | 215324693 |  | 13.5 | 21.5 | 13500 | 12600 | 11200 | 3.3 | 1.99 | 16000 | 3.23 | 1.89 | 12.5 | 9.7
Live | 215324695 |  | 13.5 | 25.5 | 13500 | 12800 | 11500 | 3.35 | 1.75 | 16000 | 3.35 | 1.8 | 10.5 | 8
Live | 215324692 |  | 15.2 | 27.3 | 13700 | 12200 | 11300 | 3.49 | 2.17 | 16100 | 3.5 | 1.84 | 10.9 | 8.9
Live | 215324691 |  | 14 | 22.7 | 13600 | 12600 | 11000 | 3.47 | 2.1 | 15700 | 3.46 | 1.84 | 12.2 | 9.3
Live | 215324690 |  | 14.7 | 24 | 12900 | 11900 | 10600 | 3.29 | 2 | 13900 | 3.02 | 1.83 | 12.2 | 9.5
Live | 215324688 |  | 14.5 | 21.5 | 11800 | 9100 | 7800 | 3.53 | 2.52 | 11100 | 3.1 | 2.41 | 13.8 | 10.8
Live | 215324687 |  | 15.2 | 22 | 12700 | 9500 | 8100 | 3.88 | 2.53 | 11500 | 3.55 | 2.4 | 12 | 10.3
Live | 215324689 |  | 15.5 | 27.5 | 13500 | 12800 | 11500 | 3.35 | 1.75 | 16000 | 3.35 | 1.8 | 12.5 | 9.5
Live | 215324685 |  | 10 | 17 | 63000 | 41500 | 40000 | 2.72 | 2.45 | 67000 | 3.8 | 2.2 | 9.8 | 7.6
Live | 215324686 |  | 18 | 25.7 | 12600 | 8600 | 7700 | 3.89 | 2.38 | 11000 | 2.96 | 2.4 | 14.8 | 11.5
Live | 215324684 |  | 9.6 | 19.5 | 54500 | 45300 | 35000 | 2.64 | 2.22 | 60000 | 3.05 | 2.01 | 9.5 | 7.2
Live | 215324683 |  | 10 | 17.2 | 56500 | 46500 | 38000 | 2.83 | 2.35 | 60500 | 3.48 | 2 | 9.8 | 7.7
Live | 215324682 |  | 9.5 | 19.9 | 50000 | 45100 | 38500 | 2.78 | 2.13 | 59100 | 2.96 | 1.95 | 10.2 | 7.8
Live | 215324681 |  | 9.5 | 19.1 | 50400 | 44600 | 40500 | 2.78 | 2.12 | 61700 | 3.04 | 2.11 | 9.9 | 7.7
Live | 215324680 |  | 10.2 | 18.8 | 42500 | 31000 | 25600 | 2.93 | 2.39 | 43500 | 3.79 | 2.1 | 10.2 | 7.8
Live | 215324679 |  | 10.2 | 20 | 39500 | 30900 | 26000 | 2.77 | 2.36 | 40400 | 3.38 | 2.17 | 10 | 7.7
Live | 215324678 |  | 9.7 | 20 | 39800 | 28100 | 26600 | 2.68 | 2.22 | 42200 | 3.45 | 2.2 | 10.4 | 7.9
Live | 215324676 |  | 9 | 18.1 | 54500 | 58000 | 54000 | 2.62 | 2.17 | 65500 | 3.2 | 1.91 | 10.7 | 8.5
Live | 215324677 |  | 10.2 | 15.9 | 60000 | 52000 | 53500 | 2.87 | 2.41 | 66000 | 3.76 | 2.1 | 10.4 | 8.7
Live | 215324674 |  | 9.4 | 18.7 | 53500 | 44500 | 47000 | 2.72 | 2.23 | 58700 | 2.92 | 1.83 | 10.1 | 8
Live | 215324675 |  | 10.4 | 16.8 | 56500 | 45500 | 47500 | 2.74 | 2.4 | 60000 | 3.27 | 2 | 10.8 | 8.8
Live | 215324673 |  | 10 | 18.2 | 52700 | 48000 | 47500 | 2.69 | 2.17 | 57400 | 2.97 | 1.96 | 11 | 8.8
Live | 215324672 |  | 12 | 17.8 | 37000 | 40000 | 37600 | 2.95 | 2.29 | 45500 | 3.46 | 2.1 | 11.1 | 9.2
Live | 215324671 |  | 12 | 20.2 | 38300 | 42400 | 39500 | 3.11 | 2.16 | 45400 | 3.27 | 2.02 | 10.8 | 8.9
Live | 215324670 |  | 12 | 21.3 | 38000 | 46200 | 37000 | 3.2 | 2.17 | 44600 | 3.14 | 1.95 | 10.6 | 8.8
Live | 215324669 |  | 9 | 17 | 24200 | 18400 | 17100 | 2.51 | 2.17 | 27000 | 2.63 | 2.01 | 8.5 | 6.9
Live | 215324668 |  | 9.9 | 18.3 | 17900 | 11200 | 10600 | 2.81 | 2.41 | 18800 | 2.9 | 2.1 | 8.7 | 6.7
Live | 215324667 |  | 8.8 | 18 | 12500 | 8300 | 7000 | 2.62 | 2.41 | 12400 | 2.91 | 2.21 | 8.8 | 7
Live | 215324666 |  | 10.9 | 19 | 12500 | 8300 | 7000 | 2.71 | 2.41 | 12400 | 3.13 | 2.16 | 9.7 | 7.5
Live | 215324665 |  | 8.8 | 19 | 12500 | 7900 | 7000 | 2.62 | 2.41 | 12400 | 2.88 | 2.21 | 9.2 | 7
Live | 215324662 |  | 12.2 | 21.2 | 29000 | 20000 | 18600 | 3.26 | 2.31 | 32600 | 3.2 | 2.27 | 11.1 | 8.4
Live | 215324664 |  | 10.1 | 18 | 9900 | 7200 | 6000 | 2.61 | 2.03 | 10600 | 2.68 | 1.83 | 9 | 7
Live | 215324663 |  | 12.5 | 19 | 28300 | 21600 | 19000 | 3.06 | 2.56 | 35100 | 3.43 | 2.3 | 11 | 8.5
Live | 215324661 |  | 12 | 22.1 | 26800 | 20500 | 18500 | 3.06 | 2.55 | 33100 | 3.43 | 2.3 | 10.5 | 8.1
Live | 215324659 |  | 13.3 | 20 | 20200 | 15900 | 14200 | 3.34 | 2.65 | 23000 | 3.92 | 2.41 | 11.4 | 8.8
Live | 215324658 |  | 12.5 | 20 | 19000 | 14100 | 14000 | 3.18 | 2.4 | 22000 | 3.49 | 2.19 | 10.6 | 8.2
Live | 215324657 |  | 12.5 | 22.4 | 19300 | 15100 | 12800 | 3.37 | 2.38 | 22200 | 3.27 | 2.05 | 10.4 | 8
Live | 215324656 |  | 12.5 | 23.9 | 18000 | 14600 | 13100 | 3.3 | 2.58 | 22900 | 3.67 | 2.16 | 13.5 | 9.4
Live | 215324655 |  | 12.5 | 20.8 | 17800 | 14800 | 12800 | 3.22 | 2.36 | 21500 | 3.26 | 2.19 | 11.4 | 8.5
Live | 215324654 |  | 12.5 | 22.3 | 18800 | 15200 | 13100 | 3.32 | 2.47 | 22800 | 3.55 | 2.25 | 12.2 | 8.6
Live | 215324653 |  | 12.8 | 23.5 | 18900 | 14900 | 12800 | 3.4 | 2.43 | 21000 | 3.22 | 2.1 | 10.8 | 8
Live | 215324652 |  | 12 | 19.5 | 12200 | 9800 | 8900 | 2.98 | 2.52 | 15700 | 3.33 | 2.44 | 10.5 | 8
Live | 215324651 |  | 11.7 | 19 | 13000 | 10300 | 8800 | 3.15 | 2.58 | 15600 | 3.49 | 2.24 | 10.3 | 8
Live | 215324650 |  | 12.7 | 24.7 | 13100 | 9600 | 8900 | 3.37 | 2.49 | 12900 | 3.15 | 2.51 | 11 | 8.2
Live | 215324649 |  | 12.5 | 21.2 | 14100 | 9300 | 8400 | 3.56 | 2.55 | 15000 | 3.66 | 2.39 | 10.4 | 7.9
Live | 215324648 |  | 12.3 | 22.2 | 13800 | 10000 | 8600 | 3.43 | 2.59 | 15300 | 3.42 | 2.47 | 10.1 | 7.8
Live | 215324646 |  | 13 | 19.8 | 11200 | 9800 | 8300 | 3.28 | 2.56 | 14500 | 3.7 | 2.32 | 11.5 | 9
Live | 215324645 |  | 12.8 | 19.6 | 11900 | 9600 | 8600 | 3.35 | 2.45 | 14000 | 3.45 | 2.25 | 11 | 8.8
Live | 215324647 |  | 13.1 | 25.5 | 14500 | 9600 | 8400 | 3.35 | 2.38 | 15400 | 3.5 | 2.3 | 10.7 | 8
Live | 215324644 |  | 16.3 | 26 | 12900 | 9600 | 8600 | 3.86 | 2.49 | 12700 | 3.38 | 2.27 | 13.9 | 10.1
Live | 215324643 |  | 14.3 | 21.7 | 12000 | 9300 | 8300 | 3.48 | 2.55 | 13700 | 3.62 | 2.17 | 11.3 | 8.8
Live | 215324642 |  | 14.4 | 22.2 | 11400 | 9900 | 8000 | 3.37 | 2.59 | 14300 | 3.2 | 2.17 | 11.8 | 9
Live | 215324641 |  | 14.9 | 26 | 13000 | 9400 | 8000 | 3.85 | 2.37 | 13800 | 3.58 | 2.37 | 12.5 | 9.2
Live | 215324640 |  | 13 | 23.5 | 13000 | 8700 | 7700 | 3.53 | 2.43 | 13600 | 3.59 | 2.33 | 9.5 | 7
Live | 215324639 |  | 12 | 19.6 | 37000 | 30200 | 35000 | 3.14 | 2.02 | 37800 | 2.79 | 1.98 | 10.5 | 8.6
Live | 215324637 |  | 12 | 20.5 | 25600 | 23300 | 24200 | 3.26 | 2.38 | 29500 | 3.36 | 2.16 | 12.1 | 9.8
Live | 215324638 |  | 12 | 19.2 | 28000 | 23600 | 24000 | 3.4 | 2.48 | 31400 | 3.71 | 2.18 | 11.7 | 9.3
Live | 215324634 |  | 12.1 | 18.5 | 20600 | 20000 | 18000 | 3.37 | 2.5 | 23000 | 3.85 | 2.1 | 11.1 | 9
Live | 215324636 |  | 12 | 20.8 | 26200 | 23900 | 23800 | 3.34 | 2.48 | 30700 | 3.61 | 2.23 | 11.6 | 9.2
Live | 215324635 |  | 13 | 21.2 | 27900 | 23200 | 24200 | 3.59 | 2.35 | 29700 | 3.39 | 2.34 | 13.5 | 9.8
Live | 215324632 |  | 12.6 | 20.5 | 19200 | 20200 | 17000 | 3.37 | 2.24 | 20700 | 3.32 | 1.86 | 10.3 | 8.2
Live | 215324633 |  | 12 | 18 | 18800 | 19000 | 18000 | 3.15 | 2.23 | 22000 | 2.87 | 2 | 10.8 | 9
Live | 215324631 |  | 12.5 | 20.2 | 17200 | 18800 | 17500 | 3.15 | 2.13 | 20000 | 3.12 | 1.95 | 10.3 | 8.7
Live | 215324630 |  | 12.5 | 20 | 18500 | 18000 | 17000 | 3.31 | 2.1 | 20000 | 3.01 | 1.9 | 12.4 | 9.5
Live | 215324629 |  | 12.5 | 20.7 | 19000 | 18800 | 17500 | 3.28 | 2.05 | 22200 | 3.27 | 1.89 | 12.2 | 9.2
Live | 215324628 |  | 12.5 | 21.5 | 19400 | 19200 | 18000 | 3.38 | 2 | 19500 | 2.79 | 1.92 | 11 | 8.5
Live | 215324627 |  | 12 | 20.2 | 13300 | 14000 | 12000 | 3.09 | 2.31 | 16500 | 3.41 | 1.95 | 10.6 | 8.5
Live | 215324626 |  | 12 | 20 | 13500 | 13100 | 11800 | 3.3 | 1.99 | 16200 | 3.27 | 1.9 | 10.2 | 8.2
Live | 215324625 |  | 12.7 | 25 | 14000 | 12400 | 11300 | 3.57 | 2.14 | 16100 | 3.5 | 1.88 | 10.6 | 8.3
Live | 215324624 |  | 12.7 | 22.3 | 15100 | 12900 | 11500 | 3.51 | 2.14 | 16300 | 3.59 | 1.99 | 11.6 | 8.9
Live | 215324621 |  | 14 | 20.6 | 13100 | 12600 | 11900 | 3.05 | 1.94 | 16500 | 3.41 | 1.85 | 13.8 | 10.8
Live | 215324623 |  | 13 | 23 | 13900 | 11900 | 11500 | 3.31 | 1.95 | 15200 | 3.23 | 1.99 | 10.2 | 8.2
Live | 215324622 |  | 13.5 | 25.5 | 13500 | 12800 | 11500 | 3.35 | 1.75 | 16000 | 3.35 | 1.8 | 10.5 | 8
Live | 215324620 |  | 13.5 | 21.5 | 13500 | 12600 | 11200 | 3.3 | 1.99 | 16000 | 3.23 | 1.89 | 12.5 | 9.7
Live | 215324619 |  | 15.2 | 27.3 | 13700 | 12200 | 11300 | 3.49 | 2.17 | 16100 | 3.5 | 1.84 | 10.9 | 8.9
Live | 215324618 |  | 14 | 22.7 | 13600 | 12600 | 11000 | 3.47 | 2.1 | 15700 | 3.46 | 1.84 | 12.2 | 9.3
Live | 215324617 |  | 14.7 | 24 | 12900 | 11900 | 10600 | 3.29 | 2 | 13900 | 3.02 | 1.83 | 12.2 | 9.5
Live | 215324616 |  | 15.5 | 27.5 | 13500 | 12800 | 11500 | 3.35 | 1.75 | 16000 | 3.35 | 1.8 | 12.5 | 9.5
Live | 215324615 |  | 14.5 | 21.5 | 11800 | 9100 | 7800 | 3.53 | 2.52 | 11100 | 3.1 | 2.41 | 13.8 | 10.8
Live | 215324614 |  | 15.2 | 22 | 12700 | 9500 | 8100 | 3.88 | 2.53 | 11500 | 3.55 | 2.4 | 12 | 10.3
Live | 215324613 |  | 18 | 25.7 | 12600 | 8600 | 7700 | 3.89 | 2.38 | 11000 | 2.96 | 2.4 | 14.8 | 11.5
Live | 215324612 |  | 10 | 17 | 63000 | 41500 | 40000 | 2.72 | 2.45 | 67000 | 3.8 | 2.2 | 9.8 | 7.6
Live | 215324611 |  | 9.6 | 19.5 | 54500 | 45300 | 35000 | 2.64 | 2.22 | 60000 | 3.05 | 2.01 | 9.5 | 7.2
Live | 215324609 |  | 9.5 | 19.9 | 50000 | 45100 | 38500 | 2.78 | 2.13 | 59100 | 2.96 | 1.95 | 10.2 | 7.8
Live | 215324610 |  | 10 | 17.2 | 56500 | 46500 | 38000 | 2.83 | 2.35 | 60500 | 3.48 | 2 | 9.8 | 7.7
Live | 215324608 |  | 9.5 | 19.1 | 50400 | 44600 | 40500 | 2.78 | 2.12 | 61700 | 3.04 | 2.11 | 9.9 | 7.7
Live | 215324607 |  | 10.2 | 18.8 | 42500 | 31000 | 25600 | 2.93 | 2.39 | 43500 | 3.79 | 2.1 | 10.2 | 7.8
Live | 215324605 |  | 9.7 | 20 | 39800 | 28100 | 26600 | 2.68 | 2.22 | 42200 | 3.45 | 2.2 | 10.4 | 7.9
Live | 215324606 |  | 10.2 | 20 | 39500 | 30900 | 26000 | 2.77 | 2.36 | 40400 | 3.38 | 2.17 | 10 | 7.7
Live | 215324603 |  | 9 | 18.1 | 54500 | 58000 | 54000 | 2.62 | 2.17 | 65500 | 3.2 | 1.91 | 10.7 | 8.5
Live | 215324604 |  | 10.2 | 15.9 | 60000 | 52000 | 53500 | 2.87 | 2.41 | 66000 | 3.76 | 2.1 | 10.4 | 8.7
Live | 215324601 |  | 9.4 | 18.7 | 53500 | 44500 | 47000 | 2.72 | 2.23 | 58700 | 2.92 | 1.83 | 10.1 | 8
Live | 215324602 |  | 10.4 | 16.8 | 56500 | 45500 | 47500 | 2.74 | 2.4 | 60000 | 3.27 | 2 | 10.8 | 8.8
Live | 215324600 |  | 10 | 18.2 | 52700 | 48000 | 47500 | 2.69 | 2.17 | 57400 | 2.97 | 1.96 | 11 | 8.8
Live | 215324599 |  | 12 | 17.8 | 37000 | 40000 | 37600 | 2.95 | 2.29 | 45500 | 3.46 | 2.1 | 11.1 | 9.2
Live | 215324598 |  | 12 | 20.2 | 38300 | 42400 | 39500 | 3.11 | 2.16 | 45400 | 3.27 | 2.02 | 10.8 | 8.9
Live | 215324597 |  | 12 | 21.3 | 38000 | 46200 | 37000 | 3.2 | 2.17 | 44600 | 3.14 | 1.95 | 10.6 | 8.8
Live | 215324596 |  | 9 | 17 | 24200 | 18400 | 17100 | 2.51 | 2.17 | 27000 | 2.63 | 2.01 | 8.5 | 6.9
Live | 215324595 |  | 9.9 | 18.3 | 17900 | 11200 | 10600 | 2.81 | 2.41 | 18800 | 2.9 | 2.1 | 8.7 | 6.7
Live | 215324594 |  | 8.8 | 18 | 12500 | 8300 | 7000 | 2.62 | 2.41 | 12400 | 2.91 | 2.21 | 8.8 | 7
Live | 215324593 |  | 10.9 | 19 | 12500 | 8300 | 7000 | 2.71 | 2.41 | 12400 | 3.13 | 2.16 | 9.7 | 7.5
Live | 215324592 |  | 8.8 | 19 | 12500 | 7900 | 7000 | 2.62 | 2.41 | 12400 | 2.88 | 2.21 | 9.2 | 7
Live | 215324591 |  | 10.1 | 18 | 9900 | 7200 | 6000 | 2.61 | 2.03 | 10600 | 2.68 | 1.83 | 9 | 7
Live | 215324590 |  | 12.5 | 19 | 28300 | 21600 | 19000 | 3.06 | 2.56 | 35100 | 3.43 | 2.3 | 11 | 8.5
Live | 215324589 |  | 12.2 | 21.2 | 29000 | 20000 | 18600 | 3.26 | 2.31 | 32600 | 3.2 | 2.27 | 11.1 | 8.4
Live | 215324588 |  | 12 | 22.1 | 26800 | 20500 | 18500 | 3.06 | 2.55 | 33100 | 3.43 | 2.3 | 10.5 | 8.1
Live | 215324586 |  | 13.3 | 20 | 20200 | 15900 | 14200 | 3.34 | 2.65 | 23000 | 3.92 | 2.41 | 11.4 | 8.8
Live | 215324584 |  | 12.5 | 22.4 | 19300 | 15100 | 12800 | 3.37 | 2.38 | 22200 | 3.27 | 2.05 | 10.4 | 8
Live | 215324585 |  | 12.5 | 20 | 19000 | 14100 | 14000 | 3.18 | 2.4 | 22000 | 3.49 | 2.19 | 10.6 | 8.2
Live | 215324583 |  | 12.5 | 23.9 | 18000 | 14600 | 13100 | 3.3 | 2.58 | 22900 | 3.67 | 2.16 | 13.5 | 9.4
Live | 215324582 |  | 12.5 | 20.8 | 17800 | 14800 | 12800 | 3.22 | 2.36 | 21500 | 3.26 | 2.19 | 11.4 | 8.5
Live | 215324581 |  | 12.5 | 22.3 | 18800 | 15200 | 13100 | 3.32 | 2.47 | 22800 | 3.55 | 2.25 | 12.2 | 8.6
Live | 215324580 |  | 12.8 | 23.5 | 18900 | 14900 | 12800 | 3.4 | 2.43 | 21000 | 3.22 | 2.1 | 10.8 | 8
Live | 215324579 |  | 12 | 19.5 | 12200 | 9800 | 8900 | 2.98 | 2.52 | 15700 | 3.33 | 2.44 | 10.5 | 8
Live | 215324578 |  | 11.7 | 19 | 13000 | 10300 | 8800 | 3.15 | 2.58 | 15600 | 3.49 | 2.24 | 10.3 | 8
Live | 215324577 |  | 12.7 | 24.7 | 13100 | 9600 | 8900 | 3.37 | 2.49 | 12900 | 3.15 | 2.51 | 11 | 8.2
Live | 215324576 |  | 12.5 | 21.2 | 14100 | 9300 | 8400 | 3.56 | 2.55 | 15000 | 3.66 | 2.39 | 10.4 | 7.9
Live | 215324575 |  | 12.3 | 22.2 | 13800 | 10000 | 8600 | 3.43 | 2.59 | 15300 | 3.42 | 2.47 | 10.1 | 7.8
Live | 215324574 |  | 13.1 | 25.5 | 14500 | 9600 | 8400 | 3.35 | 2.38 | 15400 | 3.5 | 2.3 | 10.7 | 8
Live | 215324573 |  | 13 | 19.8 | 11200 | 9800 | 8300 | 3.28 | 2.56 | 14500 | 3.7 | 2.32 | 11.5 | 9
Live | 215324572 |  | 12.8 | 19.6 | 11900 | 9600 | 8600 | 3.35 | 2.45 | 14000 | 3.45 | 2.25 | 11 | 8.8
Live | 215324571 |  | 16.3 | 26 | 12900 | 9600 | 8600 | 3.86 | 2.49 | 12700 | 3.38 | 2.27 | 13.9 | 10.1
Live | 215324570 |  | 14.3 | 21.7 | 12000 | 9300 | 8300 | 3.48 | 2.55 | 13700 | 3.62 | 2.17 | 11.3 | 8.8
Live | 215324569 |  | 14.4 | 22.2 | 11400 | 9900 | 8000 | 3.37 | 2.59 | 14300 | 3.2 | 2.17 | 11.8 | 9
Live | 215324568 |  | 14.9 | 26 | 13000 | 9400 | 8000 | 3.85 | 2.37 | 13800 | 3.58 | 2.37 | 12.5 | 9.2
Live | 215324567 |  | 13 | 23.5 | 13000 | 8700 | 7700 | 3.53 | 2.43 | 13600 | 3.59 | 2.33 | 9.5 | 7
Live | 215324566 |  | 12 | 19.6 | 37000 | 30200 | 35000 | 3.14 | 2.02 | 37800 | 2.79 | 1.98 | 10.5 | 8.6
Live | 215324565 |  | 12 | 19.2 | 28000 | 23600 | 24000 | 3.4 | 2.48 | 31400 | 3.71 | 2.18 | 11.7 | 9.3
Live | 215324564 |  | 12 | 20.5 | 25600 | 23300 | 24200 | 3.26 | 2.38 | 29500 | 3.36 | 2.16 | 12.1 | 9.8
Live | 215324563 |  | 12 | 20.8 | 26200 | 23900 | 23800 | 3.34 | 2.48 | 30700 | 3.61 | 2.23 | 11.6 | 9.2
Live | 215324562 |  | 13 | 21.2 | 27900 | 23200 | 24200 | 3.59 | 2.35 | 29700 | 3.39 | 2.34 | 13.5 | 9.8
Live | 215324561 |  | 12.1 | 18.5 | 20600 | 20000 | 18000 | 3.37 | 2.5 | 23000 | 3.85 | 2.1 | 11.1 | 9
Live | 215324560 |  | 12 | 18 | 18800 | 19000 | 18000 | 3.15 | 2.23 | 22000 | 2.87 | 2 | 10.8 | 9
Live | 215324559 |  | 12.6 | 20.5 | 19200 | 20200 | 17000 | 3.37 | 2.24 | 20700 | 3.32 | 1.86 | 10.3 | 8.2
Live | 215324558 |  | 12.5 | 20.2 | 17200 | 18800 | 17500 | 3.15 | 2.13 | 20000 | 3.12 | 1.95 | 10.3 | 8.7
Live | 215324557 |  | 12.5 | 20 | 18500 | 18000 | 17000 | 3.31 | 2.1 | 20000 | 3.01 | 1.9 | 12.4 | 9.5
Live | 215324556 |  | 12.5 | 20.7 | 19000 | 18800 | 17500 | 3.28 | 2.05 | 22200 | 3.27 | 1.89 | 12.2 | 9.2
Live | 215324555 |  | 12.5 | 21.5 | 19400 | 19200 | 18000 | 3.38 | 2 | 19500 | 2.79 | 1.92 | 11 | 8.5
Live | 215324554 |  | 12 | 20.2 | 13300 | 14000 | 12000 | 3.09 | 2.31 | 16500 | 3.41 | 1.95 | 10.6 | 8.5
Live | 215324553 |  | 12 | 20 | 13500 | 13100 | 11800 | 3.3 | 1.99 | 16200 | 3.27 | 1.9 | 10.2 | 8.2
Live | 215324552 |  | 12.7 | 25 | 14000 | 12400 | 11300 | 3.57 | 2.14 | 16100 | 3.5 | 1.88 | 10.6 | 8.3
Live | 215324551 |  | 12.7 | 22.3 | 15100 | 12900 | 11500 | 3.51 | 2.14 | 16300 | 3.59 | 1.99 | 11.6 | 8.9
Live | 215324550 |  | 13 | 23 | 13900 | 11900 | 11500 | 3.31 | 1.95 | 15200 | 3.23 | 1.99 | 10.2 | 8.2
Live | 215324548 |  | 14 | 20.6 | 13100 | 12600 | 11900 | 3.05 | 1.94 | 16500 | 3.41 | 1.85 | 13.8 | 10.8
Live | 215324549 |  | 13.5 | 25.5 | 13500 | 12800 | 11500 | 3.35 | 1.75 | 16000 | 3.35 | 1.8 | 10.5 | 8
Live | 215324547 |  | 13.5 | 21.5 | 13500 | 12600 | 11200 | 3.3 | 1.99 | 16000 | 3.23 | 1.89 | 12.5 | 9.7
Live | 215324546 |  | 15.2 | 27.3 | 13700 | 12200 | 11300 | 3.49 | 2.17 | 16100 | 3.5 | 1.84 | 10.9 | 8.9
Live | 215324545 |  | 14 | 22.7 | 13600 | 12600 | 11000 | 3.47 | 2.1 | 15700 | 3.46 | 1.84 | 12.2 | 9.3
Live | 215324544 |  | 14.7 | 24 | 12900 | 11900 | 10600 | 3.29 | 2 | 13900 | 3.02 | 1.83 | 12.2 | 9.5
Live | 215324543 |  | 15.5 | 27.5 | 13500 | 12800 | 11500 | 3.35 | 1.75 | 16000 | 3.35 | 1.8 | 12.5 | 9.5
Live | 215324542 |  | 14.5 | 21.5 | 11800 | 9100 | 7800 | 3.53 | 2.52 | 11100 | 3.1 | 2.41 | 13.8 | 10.8
Live | 215324541 |  | 15.2 | 22 | 12700 | 9500 | 8100 | 3.88 | 2.53 | 11500 | 3.55 | 2.4 | 12 | 10.3
Live | 215324540 |  | 18 | 25.7 | 12600 | 8600 | 7700 | 3.89 | 2.38 | 11000 | 2.96 | 2.4 | 14.8 | 11.5
Live | 215324539 |  | 10 | 17 | 63000 | 41500 | 40000 | 2.72 | 2.45 | 67000 | 3.8 | 2.2 | 9.8 | 7.6
Live | 215324538 |  | 9.6 | 19.5 | 54500 | 45300 | 35000 | 2.64 | 2.22 | 60000 | 3.05 | 2.01 | 9.5 | 7.2
Live | 215324536 |  | 9.5 | 19.9 | 50000 | 45100 | 38500 | 2.78 | 2.13 | 59100 | 2.96 | 1.95 | 10.2 | 7.8
Live | 215324537 |  | 10 | 17.2 | 56500 | 46500 | 38000 | 2.83 | 2.35 | 60500 | 3.48 | 2 | 9.8 | 7.7
Live | 215324535 |  | 9.5 | 19.1 | 50400 | 44600 | 40500 | 2.78 | 2.12 | 61700 | 3.04 | 2.11 | 9.9 | 7.7
Live | 215324534 |  | 10.2 | 18.8 | 42500 | 31000 | 25600 | 2.93 | 2.39 | 43500 | 3.79 | 2.1 | 10.2 | 7.8
Live | 215324533 |  | 10.2 | 20 | 39500 | 30900 | 26000 | 2.77 | 2.36 | 40400 | 3.38 | 2.17 | 10 | 7.7
Live | 215324532 |  | 9.7 | 20 | 39800 | 28100 | 26600 | 2.68 | 2.22 | 42200 | 3.45 | 2.2 | 10.4 | 7.9
Live | 215324531 |  | 10.2 | 15.9 | 60000 | 52000 | 53500 | 2.87 | 2.41 | 66000 | 3.76 | 2.1 | 10.4 | 8.7
Live | 215324530 |  | 9 | 18.1 | 54500 | 58000 | 54000 | 2.62 | 2.17 | 65500 | 3.2 | 1.91 | 10.7 | 8.5
Live | 215324529 |  | 10.4 | 16.8 | 56500 | 45500 | 47500 | 2.74 | 2.4 | 60000 | 3.27 | 2 | 10.8 | 8.8
Live | 215324528 |  | 9.4 | 18.7 | 53500 | 44500 | 47000 | 2.72 | 2.23 | 58700 | 2.92 | 1.83 | 10.1 | 8
Live | 215324527 |  | 10 | 18.2 | 52700 | 48000 | 47500 | 2.69 | 2.17 | 57400 | 2.97 | 1.96 | 11 | 8.8
Live | 215324526 |  | 12 | 17.8 | 37000 | 40000 | 37600 | 2.95 | 2.29 | 45500 | 3.46 | 2.1 | 11.1 | 9.2
Live | 215324525 |  | 12 | 20.2 | 38300 | 42400 | 39500 | 3.11 | 2.16 | 45400 | 3.27 | 2.02 | 10.8 | 8.9
Live | 215324524 |  | 12 | 21.3 | 38000 | 46200 | 37000 | 3.2 | 2.17 | 44600 | 3.14 | 1.95 | 10.6 | 8.8
Live | 215324523 |  | 9 | 17 | 24200 | 18400 | 17100 | 2.51 | 2.17 | 27000 | 2.63 | 2.01 | 8.5 | 6.9
Live | 215324522 |  | 9.9 | 18.3 | 17900 | 11200 | 10600 | 2.81 | 2.41 | 18800 | 2.9 | 2.1 | 8.7 | 6.7
Live | 215324521 |  | 8.8 | 18 | 12500 | 8300 | 7000 | 2.62 | 2.41 | 12400 | 2.91 | 2.21 | 8.8 | 7
Live | 215324520 |  | 10.9 | 19 | 12500 | 8300 | 7000 | 2.71 | 2.41 | 12400 | 3.13 | 2.16 | 9.7 | 7.5
Live | 215324519 |  | 8.8 | 19 | 12500 | 7900 | 7000 | 2.62 | 2.41 | 12400 | 2.88 | 2.21 | 9.2 | 7
Live | 215324518 |  | 10.1 | 18 | 9900 | 7200 | 6000 | 2.61 | 2.03 | 10600 | 2.68 | 1.83 | 9 | 7
Live | 215324517 |  | 12.5 | 19 | 28300 | 21600 | 19000 | 3.06 | 2.56 | 35100 | 3.43 | 2.3 | 11 | 8.5
Live | 215324516 |  | 12.2 | 21.2 | 29000 | 20000 | 18600 | 3.26 | 2.31 | 32600 | 3.2 | 2.27 | 11.1 | 8.4
Live | 215324515 |  | 12 | 22.1 | 26800 | 20500 | 18500 | 3.06 | 2.55 | 33100 | 3.43 | 2.3 | 10.5 | 8.1
Live | 215324513 |  | 13.3 | 20 | 20200 | 15900 | 14200 | 3.34 | 2.65 | 23000 | 3.92 | 2.41 | 11.4 | 8.8
Live | 215324511 |  | 12.5 | 22.4 | 19300 | 15100 | 12800 | 3.37 | 2.38 | 22200 | 3.27 | 2.05 | 10.4 | 8
Live | 215324512 |  | 12.5 | 20 | 19000 | 14100 | 14000 | 3.18 | 2.4 | 22000 | 3.49 | 2.19 | 10.6 | 8.2
Live | 215324510 |  | 12.5 | 23.9 | 18000 | 14600 | 13100 | 3.3 | 2.58 | 22900 | 3.67 | 2.16 | 13.5 | 9.4
Live | 215324509 |  | 12.5 | 20.8 | 17800 | 14800 | 12800 | 3.22 | 2.36 | 21500 | 3.26 | 2.19 | 11.4 | 8.5
Live | 215324508 |  | 12.5 | 22.3 | 18800 | 15200 | 13100 | 3.32 | 2.47 | 22800 | 3.55 | 2.25 | 12.2 | 8.6
Live | 215324507 |  | 12.8 | 23.5 | 18900 | 14900 | 12800 | 3.4 | 2.43 | 21000 | 3.22 | 2.1 | 10.8 | 8
Live | 215324506 |  | 12 | 19.5 | 12200 | 9800 | 8900 | 2.98 | 2.52 | 15700 | 3.33 | 2.44 | 10.5 | 8
Live | 215324505 |  | 11.7 | 19 | 13000 | 10300 | 8800 | 3.15 | 2.58 | 15600 | 3.49 | 2.24 | 10.3 | 8
Live | 215324504 |  | 12.7 | 24.7 | 13100 | 9600 | 8900 | 3.37 | 2.49 | 12900 | 3.15 | 2.51 | 11 | 8.2
Live | 215324503 |  | 12.5 | 21.2 | 14100 | 9300 | 8400 | 3.56 | 2.55 | 15000 | 3.66 | 2.39 | 10.4 | 7.9
Live | 215324502 |  | 12.3 | 22.2 | 13800 | 10000 | 8600 | 3.43 | 2.59 | 15300 | 3.42 | 2.47 | 10.1 | 7.8
Live | 215324500 |  | 13 | 19.8 | 11200 | 9800 | 8300 | 3.28 | 2.56 | 14500 | 3.7 | 2.32 | 11.5 | 9
Live | 215324501 |  | 13.1 | 25.5 | 14500 | 9600 | 8400 | 3.35 | 2.38 | 15400 | 3.5 | 2.3 | 10.7 | 8
Live | 215324499 |  | 12.8 | 19.6 | 11900 | 9600 | 8600 | 3.35 | 2.45 | 14000 | 3.45 | 2.25 | 11 | 8.8
Live | 215324498 |  | 16.3 | 26 | 12900 | 9600 | 8600 | 3.86 | 2.49 | 12700 | 3.38 | 2.27 | 13.9 | 10.1
Live | 215324497 |  | 14.3 | 21.7 | 12000 | 9300 | 8300 | 3.48 | 2.55 | 13700 | 3.62 | 2.17 | 11.3 | 8.8
Live | 215324496 |  | 14.4 | 22.2 | 11400 | 9900 | 8000 | 3.37 | 2.59 | 14300 | 3.2 | 2.17 | 11.8 | 9
Live | 215324495 |  | 14.9 | 26 | 13000 | 9400 | 8000 | 3.85 | 2.37 | 13800 | 3.58 | 2.37 | 12.5 | 9.2
Live | 215324494 |  | 13 | 23.5 | 13000 | 8700 | 7700 | 3.53 | 2.43 | 13600 | 3.59 | 2.33 | 9.5 | 7
Live | 215324493 |  | 12 | 19.6 | 37000 | 30200 | 35000 | 3.14 | 2.02 | 37800 | 2.79 | 1.98 | 10.5 | 8.6
Live | 215324491 |  | 12 | 20.5 | 25600 | 23300 | 24200 | 3.26 | 2.38 | 29500 | 3.36 | 2.16 | 12.1 | 9.8
Live | 215324492 |  | 12 | 19.2 | 28000 | 23600 | 24000 | 3.4 | 2.48 | 31400 | 3.71 | 2.18 | 11.7 | 9.3
Live | 215324490 |  | 12 | 20.8 | 26200 | 23900 | 23800 | 3.34 | 2.48 | 30700 | 3.61 | 2.23 | 11.6 | 9.2
Live | 215324489 |  | 13 | 21.2 | 27900 | 23200 | 24200 | 3.59 | 2.35 | 29700 | 3.39 | 2.34 | 13.5 | 9.8
Live | 215324488 |  | 12.1 | 18.5 | 20600 | 20000 | 18000 | 3.37 | 2.5 | 23000 | 3.85 | 2.1 | 11.1 | 9
Live | 215324487 |  | 12 | 18 | 18800 | 19000 | 18000 | 3.15 | 2.23 | 22000 | 2.87 | 2 | 10.8 | 9
Live | 215324434 |  | 12.8 | 23.5 | 18900 | 14900 | 12800 | 3.4 | 2.43 | 21000 | 3.22 | 2.1 | 10.8 | 8
Live | 215324432 |  | 11.7 | 19 | 13000 | 10300 | 8800 | 3.15 | 2.58 | 15600 | 3.49 | 2.24 | 10.3 | 8
Live | 215324431 |  | 12.7 | 24.7 | 13100 | 9600 | 8900 | 3.37 | 2.49 | 12900 | 3.15 | 2.51 | 11 | 8.2
Live | 215324430 |  | 12.5 | 21.2 | 14100 | 9300 | 8400 | 3.56 | 2.55 | 15000 | 3.66 | 2.39 | 10.4 | 7.9
Live | 215324429 |  | 12.3 | 22.2 | 13800 | 10000 | 8600 | 3.43 | 2.59 | 15300 | 3.42 | 2.47 | 10.1 | 7.8
Live | 215324427 |  | 13 | 19.8 | 11200 | 9800 | 8300 | 3.28 | 2.56 | 14500 | 3.7 | 2.32 | 11.5 | 9
Live | 215324426 |  | 12.8 | 19.6 | 11900 | 9600 | 8600 | 3.35 | 2.45 | 14000 | 3.45 | 2.25 | 11 | 8.8
Live | 215324428 |  | 13.1 | 25.5 | 14500 | 9600 | 8400 | 3.35 | 2.38 | 15400 | 3.5 | 2.3 | 10.7 | 8
Live | 215324425 |  | 16.3 | 26 | 12900 | 9600 | 8600 | 3.86 | 2.49 | 12700 | 3.38 | 2.27 | 13.9 | 10.1
Live | 215324424 |  | 14.3 | 21.7 | 12000 | 9300 | 8300 | 3.48 | 2.55 | 13700 | 3.62 | 2.17 | 11.3 | 8.8
Live | 215324423 |  | 14.4 | 22.2 | 11400 | 9900 | 8000 | 3.37 | 2.59 | 14300 | 3.2 | 2.17 | 11.8 | 9
Live | 215324422 |  | 14.9 | 26 | 13000 | 9400 | 8000 | 3.85 | 2.37 | 13800 | 3.58 | 2.37 | 12.5 | 9.2
Live | 215324421 |  | 13 | 23.5 | 13000 | 8700 | 7700 | 3.53 | 2.43 | 13600 | 3.59 | 2.33 | 9.5 | 7
Live | 215324420 |  | 12 | 19.6 | 37000 | 30200 | 35000 | 3.14 | 2.02 | 37800 | 2.79 | 1.98 | 10.5 | 8.6
Live | 215324418 |  | 12 | 20.5 | 25600 | 23300 | 24200 | 3.26 | 2.38 | 29500 | 3.36 | 2.16 | 12.1 | 9.8
Live | 215324419 |  | 12 | 19.2 | 28000 | 23600 | 24000 | 3.4 | 2.48 | 31400 | 3.71 | 2.18 | 11.7 | 9.3
Live | 215324417 |  | 12 | 20.8 | 26200 | 23900 | 23800 | 3.34 | 2.48 | 30700 | 3.61 | 2.23 | 11.6 | 9.2
Live | 215324416 |  | 13 | 21.2 | 27900 | 23200 | 24200 | 3.59 | 2.35 | 29700 | 3.39 | 2.34 | 13.5 | 9.8
Live | 215324415 |  | 12.1 | 18.5 | 20600 | 20000 | 18000 | 3.37 | 2.5 | 23000 | 3.85 | 2.1 | 11.1 | 9
Live | 215324414 |  | 12 | 18 | 18800 | 19000 | 18000 | 3.15 | 2.23 | 22000 | 2.87 | 2 | 10.8 | 9
Live | 215324413 |  | 12.6 | 20.5 | 19200 | 20200 | 17000 | 3.37 | 2.24 | 20700 | 3.32 | 1.86 | 10.3 | 8.2
Live | 215324412 |  | 12.5 | 20.2 | 17200 | 18800 | 17500 | 3.15 | 2.13 | 20000 | 3.12 | 1.95 | 10.3 | 8.7
Live | 215324411 |  | 12.5 | 20 | 18500 | 18000 | 17000 | 3.31 | 2.1 | 20000 | 3.01 | 1.9 | 12.4 | 9.5
Live | 215324410 |  | 12.5 | 20.7 | 19000 | 18800 | 17500 | 3.28 | 2.05 | 22200 | 3.27 | 1.89 | 12.2 | 9.2
Live | 215324409 |  | 12.5 | 21.5 | 19400 | 19200 | 18000 | 3.38 | 2 | 19500 | 2.79 | 1.92 | 11 | 8.5
Live | 215324408 |  | 12 | 20.2 | 13300 | 14000 | 12000 | 3.09 | 2.31 | 16500 | 3.41 | 1.95 | 10.6 | 8.5
Live | 215324407 |  | 12 | 20 | 13500 | 13100 | 11800 | 3.3 | 1.99 | 16200 | 3.27 | 1.9 | 10.2 | 8.2
Live | 215324406 |  | 12.7 | 25 | 14000 | 12400 | 11300 | 3.57 | 2.14 | 16100 | 3.5 | 1.88 | 10.6 | 8.3
Live | 215324405 |  | 12.7 | 22.3 | 15100 | 12900 | 11500 | 3.51 | 2.14 | 16300 | 3.59 | 1.99 | 11.6 | 8.9
Live | 215324404 |  | 13 | 23 | 13900 | 11900 | 11500 | 3.31 | 1.95 | 15200 | 3.23 | 1.99 | 10.2 | 8.2
Live | 215324403 |  | 13.5 | 25.5 | 13500 | 12800 | 11500 | 3.35 | 1.75 | 16000 | 3.35 | 1.8 | 10.5 | 8
Live | 215324402 |  | 14 | 20.6 | 13100 | 12600 | 11900 | 3.05 | 1.94 | 16500 | 3.41 | 1.85 | 13.8 | 10.8
Live | 215324401 |  | 13.5 | 21.5 | 13500 | 12600 | 11200 | 3.3 | 1.99 | 16000 | 3.23 | 1.89 | 12.5 | 9.7
Live | 215324400 |  | 15.2 | 27.3 | 13700 | 12200 | 11300 | 3.49 | 2.17 | 16100 | 3.5 | 1.84 | 10.9 | 8.9
Live | 215324399 |  | 14 | 22.7 | 13600 | 12600 | 11000 | 3.47 | 2.1 | 15700 | 3.46 | 1.84 | 12.2 | 9.3
Live | 215324398 |  | 14.7 | 24 | 12900 | 11900 | 10600 | 3.29 | 2 | 13900 | 3.02 | 1.83 | 12.2 | 9.5
Live | 215324397 |  | 15.5 | 27.5 | 13500 | 12800 | 11500 | 3.35 | 1.75 | 16000 | 3.35 | 1.8 | 12.5 | 9.5
Live | 215324396 |  | 14.5 | 21.5 | 11800 | 9100 | 7800 | 3.53 | 2.52 | 11100 | 3.1 | 2.41 | 13.8 | 10.8
Live | 215324395 |  | 15.2 | 22 | 12700 | 9500 | 8100 | 3.88 | 2.53 | 11500 | 3.55 | 2.4 | 12 | 10.3
Live | 215324393 |  | 10 | 17 | 63000 | 41500 | 40000 | 2.72 | 2.45 | 67000 | 3.8 | 2.2 | 9.8 | 7.6
Live | 215324394 |  | 18 | 25.7 | 12600 | 8600 | 7700 | 3.89 | 2.38 | 11000 | 2.96 | 2.4 | 14.8 | 11.5
Live | 215324392 |  | 9.6 | 19.5 | 54500 | 45300 | 35000 | 2.64 | 2.22 | 60000 | 3.05 | 2.01 | 9.5 | 7.2
Live | 215324391 |  | 10 | 17.2 | 56500 | 46500 | 38000 | 2.83 | 2.35 | 60500 | 3.48 | 2 | 9.8 | 7.7
Live | 215324390 |  | 9.5 | 19.9 | 50000 | 45100 | 38500 | 2.78 | 2.13 | 59100 | 2.96 | 1.95 | 10.2 | 7.8
Live | 215324389 |  | 9.5 | 19.1 | 50400 | 44600 | 40500 | 2.78 | 2.12 | 61700 | 3.04 | 2.11 | 9.9 | 7.7
Live | 215324388 |  | 10.2 | 18.8 | 42500 | 31000 | 25600 | 2.93 | 2.39 | 43500 | 3.79 | 2.1 | 10.2 | 7.8
Live | 215324387 |  | 10.2 | 20 | 39500 | 30900 | 26000 | 2.77 | 2.36 | 40400 | 3.38 | 2.17 | 10 | 7.7
Live | 215324386 |  | 9.7 | 20 | 39800 | 28100 | 26600 | 2.68 | 2.22 | 42200 | 3.45 | 2.2 | 10.4 | 7.9
Live | 215324384 |  | 9 | 18.1 | 54500 | 58000 | 54000 | 2.62 | 2.17 | 65500 | 3.2 | 1.91 | 10.7 | 8.5
Live | 215324385 |  | 10.2 | 15.9 | 60000 | 52000 | 53500 | 2.87 | 2.41 | 66000 | 3.76 | 2.1 | 10.4 | 8.7
Live | 215324382 |  | 9.4 | 18.7 | 53500 | 44500 | 47000 | 2.72 | 2.23 | 58700 | 2.92 | 1.83 | 10.1 | 8
Live | 215324381 |  | 10 | 18.2 | 52700 | 48000 | 47500 | 2.69 | 2.17 | 57400 | 2.97 | 1.96 | 11 | 8.8
Live | 215324383 |  | 10.4 | 16.8 | 56500 | 45500 | 47500 | 2.74 | 2.4 | 60000 | 3.27 | 2 | 10.8 | 8.8
Live | 215324379 |  | 12 | 20.2 | 38300 | 42400 | 39500 | 3.11 | 2.16 | 45400 | 3.27 | 2.02 | 10.8 | 8.9
Live | 215324380 |  | 12 | 17.8 | 37000 | 40000 | 37600 | 2.95 | 2.29 | 45500 | 3.46 | 2.1 | 11.1 | 9.2
Live | 215324378 |  | 12 | 21.3 | 38000 | 46200 | 37000 | 3.2 | 2.17 | 44600 | 3.14 | 1.95 | 10.6 | 8.8
Live | 215324375 |  | 8.8 | 18 | 12500 | 8300 | 7000 | 2.62 | 2.41 | 12400 | 2.91 | 2.21 | 8.8 | 7
Live | 215324377 |  | 9 | 17 | 24200 | 18400 | 17100 | 2.51 | 2.17 | 27000 | 2.63 | 2.01 | 8.5 | 6.9
Live | 215324376 |  | 9.9 | 18.3 | 17900 | 11200 | 10600 | 2.81 | 2.41 | 18800 | 2.9 | 2.1 | 8.7 | 6.7
Live | 215324374 |  | 10.9 | 19 | 12500 | 8300 | 7000 | 2.71 | 2.41 | 12400 | 3.13 | 2.16 | 9.7 | 7.5
Live | 215324373 |  | 8.8 | 19 | 12500 | 7900 | 7000 | 2.62 | 2.41 | 12400 | 2.88 | 2.21 | 9.2 | 7
Live | 215324372 |  | 10.1 | 18 | 9900 | 7200 | 6000 | 2.61 | 2.03 | 10600 | 2.68 | 1.83 | 9 | 7
Live | 215324371 |  | 12.5 | 19 | 28300 | 21600 | 19000 | 3.06 | 2.56 | 35100 | 3.43 | 2.3 | 11 | 8.5
Live | 215324370 |  | 12.2 | 21.2 | 29000 | 20000 | 18600 | 3.26 | 2.31 | 32600 | 3.2 | 2.27 | 11.1 | 8.4
Live | 215324369 |  | 12 | 22.1 | 26800 | 20500 | 18500 | 3.06 | 2.55 | 33100 | 3.43 | 2.3 | 10.5 | 8.1
Live | 215324367 |  | 13.3 | 20 | 20200 | 15900 | 14200 | 3.34 | 2.65 | 23000 | 3.92 | 2.41 | 11.4 | 8.8
Live | 215324365 |  | 12.5 | 22.4 | 19300 | 15100 | 12800 | 3.37 | 2.38 | 22200 | 3.27 | 2.05 | 10.4 | 8
Live | 215324366 |  | 12.5 | 20 | 19000 | 14100 | 14000 | 3.18 | 2.4 | 22000 | 3.49 | 2.19 | 10.6 | 8.2
Live | 215324364 |  | 12.5 | 23.9 | 18000 | 14600 | 13100 | 3.3 | 2.58 | 22900 | 3.67 | 2.16 | 13.5 | 9.4
Live | 215324363 |  | 12.5 | 20.8 | 17800 | 14800 | 12800 | 3.22 | 2.36 | 21500 | 3.26 | 2.19 | 11.4 | 8.5
Live | 215324362 |  | 12.5 | 22.3 | 18800 | 15200 | 13100 | 3.32 | 2.47 | 22800 | 3.55 | 2.25 | 12.2 | 8.6
Live | 215324360 |  | 12 | 19.5 | 12200 | 9800 | 8900 | 2.98 | 2.52 | 15700 | 3.33 | 2.44 | 10.5 | 8
Live | 215324361 |  | 12.8 | 23.5 | 18900 | 14900 | 12800 | 3.4 | 2.43 | 21000 | 3.22 | 2.1 | 10.8 | 8
Live | 215324359 |  | 11.7 | 19 | 13000 | 10300 | 8800 | 3.15 | 2.58 | 15600 | 3.49 | 2.24 | 10.3 | 8
Live | 215324358 |  | 12.7 | 24.7 | 13100 | 9600 | 8900 | 3.37 | 2.49 | 12900 | 3.15 | 2.51 | 11 | 8.2
Live | 215324357 |  | 12.5 | 21.2 | 14100 | 9300 | 8400 | 3.56 | 2.55 | 15000 | 3.66 | 2.39 | 10.4 | 7.9
Live | 215324356 |  | 12.3 | 22.2 | 13800 | 10000 | 8600 | 3.43 | 2.59 | 15300 | 3.42 | 2.47 | 10.1 | 7.8
Live | 215324355 |  | 13.1 | 25.5 | 14500 | 9600 | 8400 | 3.35 | 2.38 | 15400 | 3.5 | 2.3 | 10.7 | 8
Live | 215324354 |  | 13 | 19.8 | 11200 | 9800 | 8300 | 3.28 | 2.56 | 14500 | 3.7 | 2.32 | 11.5 | 9
Live | 215324353 |  | 12.8 | 19.6 | 11900 | 9600 | 8600 | 3.35 | 2.45 | 14000 | 3.45 | 2.25 | 11 | 8.8
Live | 215324352 |  | 16.3 | 26 | 12900 | 9600 | 8600 | 3.86 | 2.49 | 12700 | 3.38 | 2.27 | 13.9 | 10.1
Live | 215324351 |  | 14.3 | 21.7 | 12000 | 9300 | 8300 | 3.48 | 2.55 | 13700 | 3.62 | 2.17 | 11.3 | 8.8
Live | 215324350 |  | 14.4 | 22.2 | 11400 | 9900 | 8000 | 3.37 | 2.59 | 14300 | 3.2 | 2.17 | 11.8 | 9
Live | 215324349 |  | 14.9 | 26 | 13000 | 9400 | 8000 | 3.85 | 2.37 | 13800 | 3.58 | 2.37 | 12.5 | 9.2
Live | 215324348 |  | 13 | 23.5 | 13000 | 8700 | 7700 | 3.53 | 2.43 | 13600 | 3.59 | 2.33 | 9.5 | 7
Live | 215324345 |  | 12 | 20.5 | 25600 | 23300 | 24200 | 3.26 | 2.38 | 29500 | 3.36 | 2.16 | 12.1 | 9.8
Live | 215324347 |  | 12 | 19.6 | 37000 | 30200 | 35000 | 3.14 | 2.02 | 37800 | 2.79 | 1.98 | 10.5 | 8.6
Live | 215324346 |  | 12 | 19.2 | 28000 | 23600 | 24000 | 3.4 | 2.48 | 31400 | 3.71 | 2.18 | 11.7 | 9.3
Live | 215324344 |  | 12 | 20.8 | 26200 | 23900 | 23800 | 3.34 | 2.48 | 30700 | 3.61 | 2.23 | 11.6 | 9.2
Live | 215324343 |  | 13 | 21.2 | 27900 | 23200 | 24200 | 3.59 | 2.35 | 29700 | 3.39 | 2.34 | 13.5 | 9.8
Live | 215324342 |  | 12.1 | 18.5 | 20600 | 20000 | 18000 | 3.37 | 2.5 | 23000 | 3.85 | 2.1 | 11.1 | 9
Live | 215324341 |  | 12 | 18 | 18800 | 19000 | 18000 | 3.15 | 2.23 | 22000 | 2.87 | 2 | 10.8 | 9
Live | 215324340 |  | 12.6 | 20.5 | 19200 | 20200 | 17000 | 3.37 | 2.24 | 20700 | 3.32 | 1.86 | 10.3 | 8.2
Live | 215324339 |  | 12.5 | 20.2 | 17200 | 18800 | 17500 | 3.15 | 2.13 | 20000 | 3.12 | 1.95 | 10.3 | 8.7
Live | 215324338 |  | 12.5 | 20 | 18500 | 18000 | 17000 | 3.31 | 2.1 | 20000 | 3.01 | 1.9 | 12.4 | 9.5
Live | 215324337 |  | 12.5 | 20.7 | 19000 | 18800 | 17500 | 3.28 | 2.05 | 22200 | 3.27 | 1.89 | 12.2 | 9.2
Live | 215324335 |  | 12 | 20.2 | 13300 | 14000 | 12000 | 3.09 | 2.31 | 16500 | 3.41 | 1.95 | 10.6 | 8.5
Live | 215324334 |  | 12 | 20 | 13500 | 13100 | 11800 | 3.3 | 1.99 | 16200 | 3.27 | 1.9 | 10.2 | 8.2
Live | 215324336 |  | 12.5 | 21.5 | 19400 | 19200 | 18000 | 3.38 | 2 | 19500 | 2.79 | 1.92 | 11 | 8.5
Live | 215324333 |  | 12.7 | 25 | 14000 | 12400 | 11300 | 3.57 | 2.14 | 16100 | 3.5 | 1.88 | 10.6 | 8.3
Live | 215324332 |  | 12.7 | 22.3 | 15100 | 12900 | 11500 | 3.51 | 2.14 | 16300 | 3.59 | 1.99 | 11.6 | 8.9
Live | 215324331 |  | 13 | 23 | 13900 | 11900 | 11500 | 3.31 | 1.95 | 15200 | 3.23 | 1.99 | 10.2 | 8.2
Live | 215324330 |  | 13.5 | 25.5 | 13500 | 12800 | 11500 | 3.35 | 1.75 | 16000 | 3.35 | 1.8 | 10.5 | 8
Live | 215324329 |  | 14 | 20.6 | 13100 | 12600 | 11900 | 3.05 | 1.94 | 16500 | 3.41 | 1.85 | 13.8 | 10.8
Live | 215324328 |  | 13.5 | 21.5 | 13500 | 12600 | 11200 | 3.3 | 1.99 | 16000 | 3.23 | 1.89 | 12.5 | 9.7
Live | 215324327 |  | 15.2 | 27.3 | 13700 | 12200 | 11300 | 3.49 | 2.17 | 16100 | 3.5 | 1.84 | 10.9 | 8.9
Live | 215324326 |  | 14 | 22.7 | 13600 | 12600 | 11000 | 3.47 | 2.1 | 15700 | 3.46 | 1.84 | 12.2 | 9.3
Live | 215324325 |  | 14.7 | 24 | 12900 | 11900 | 10600 | 3.29 | 2 | 13900 | 3.02 | 1.83 | 12.2 | 9.5
Live | 215324323 |  | 14.5 | 21.5 | 11800 | 9100 | 7800 | 3.53 | 2.52 | 11100 | 3.1 | 2.41 | 13.8 | 10.8
Live | 215324324 |  | 15.5 | 27.5 | 13500 | 12800 | 11500 | 3.35 | 1.75 | 16000 | 3.35 | 1.8 | 12.5 | 9.5
Live | 215324322 |  | 15.2 | 22 | 12700 | 9500 | 8100 | 3.88 | 2.53 | 11500 | 3.55 | 2.4 | 12 | 10.3
Live | 215324321 |  | 18 | 25.7 | 12600 | 8600 | 7700 | 3.89 | 2.38 | 11000 | 2.96 | 2.4 | 14.8 | 11.5
Live | 215324320 |  | 10 | 17 | 63000 | 41500 | 40000 | 2.72 | 2.45 | 67000 | 3.8 | 2.2 | 9.8 | 7.6
Live | 215324319 |  | 9.6 | 19.5 | 54500 | 45300 | 35000 | 2.64 | 2.22 | 60000 | 3.05 | 2.01 | 9.5 | 7.2
Live | 215324318 |  | 10 | 17.2 | 56500 | 46500 | 38000 | 2.83 | 2.35 | 60500 | 3.48 | 2 | 9.8 | 7.7
Live | 215324317 |  | 9.5 | 19.9 | 50000 | 45100 | 38500 | 2.78 | 2.13 | 59100 | 2.96 | 1.95 | 10.2 | 7.8
Live | 215324316 |  | 9.5 | 19.1 | 50400 | 44600 | 40500 | 2.78 | 2.12 | 61700 | 3.04 | 2.11 | 9.9 | 7.7
Live | 215324313 |  | 9.7 | 20 | 39800 | 28100 | 26600 | 2.68 | 2.22 | 42200 | 3.45 | 2.2 | 10.4 | 7.9
Live | 215324315 |  | 10.2 | 18.8 | 42500 | 31000 | 25600 | 2.93 | 2.39 | 43500 | 3.79 | 2.1 | 10.2 | 7.8
Live | 215324314 |  | 10.2 | 20 | 39500 | 30900 | 26000 | 2.77 | 2.36 | 40400 | 3.38 | 2.17 | 10 | 7.7
Live | 215324311 |  | 9 | 18.1 | 54500 | 58000 | 54000 | 2.62 | 2.17 | 65500 | 3.2 | 1.91 | 10.7 | 8.5
Live | 215324312 |  | 10.2 | 15.9 | 60000 | 52000 | 53500 | 2.87 | 2.41 | 66000 | 3.76 | 2.1 | 10.4 | 8.7
Live | 215324309 |  | 9.4 | 18.7 | 53500 | 44500 | 47000 | 2.72 | 2.23 | 58700 | 2.92 | 1.83 | 10.1 | 8
Live | 215324310 |  | 10.4 | 16.8 | 56500 | 45500 | 47500 | 2.74 | 2.4 | 60000 | 3.27 | 2 | 10.8 | 8.8
Live | 215324308 |  | 10 | 18.2 | 52700 | 48000 | 47500 | 2.69 | 2.17 | 57400 | 2.97 | 1.96 | 11 | 8.8
Live | 215324307 |  | 12 | 17.8 | 37000 | 40000 | 37600 | 2.95 | 2.29 | 45500 | 3.46 | 2.1 | 11.1 | 9.2
Live | 215324306 |  | 12 | 20.2 | 38300 | 42400 | 39500 | 3.11 | 2.16 | 45400 | 3.27 | 2.02 | 10.8 | 8.9
Live | 215324305 |  | 12 | 21.3 | 38000 | 46200 | 37000 | 3.2 | 2.17 | 44600 | 3.14 | 1.95 | 10.6 | 8.8
Live | 215324302 |  | 8.8 | 18 | 12500 | 8300 | 7000 | 2.62 | 2.41 | 12400 | 2.91 | 2.21 | 8.8 | 7
Live | 215324304 |  | 9 | 17 | 24200 | 18400 | 17100 | 2.51 | 2.17 | 27000 | 2.63 | 2.01 | 8.5 | 6.9
Live | 215324303 |  | 9.9 | 18.3 | 17900 | 11200 | 10600 | 2.81 | 2.41 | 18800 | 2.9 | 2.1 | 8.7 | 6.7
Live | 215324301 |  | 10.9 | 19 | 12500 | 8300 | 7000 | 2.71 | 2.41 | 12400 | 3.13 | 2.16 | 9.7 | 7.5
Live | 215324300 |  | 8.8 | 19 | 12500 | 7900 | 7000 | 2.62 | 2.41 | 12400 | 2.88 | 2.21 | 9.2 | 7
Live | 215324299 |  | 10.1 | 18 | 9900 | 7200 | 6000 | 2.61 | 2.03 | 10600 | 2.68 | 1.83 | 9 | 7
Live | 215324297 |  | 12.2 | 21.2 | 29000 | 20000 | 18600 | 3.26 | 2.31 | 32600 | 3.2 | 2.27 | 11.1 | 8.4
Live | 215324296 |  | 12 | 22.1 | 26800 | 20500 | 18500 | 3.06 | 2.55 | 33100 | 3.43 | 2.3 | 10.5 | 8.1
Live | 215324298 |  | 12.5 | 19 | 28300 | 21600 | 19000 | 3.06 | 2.56 | 35100 | 3.43 | 2.3 | 11 | 8.5
Live | 215324294 |  | 13.3 | 20 | 20200 | 15900 | 14200 | 3.34 | 2.65 | 23000 | 3.92 | 2.41 | 11.4 | 8.8
Live | 215324293 |  | 12.5 | 20 | 19000 | 14100 | 14000 | 3.18 | 2.4 | 22000 | 3.49 | 2.19 | 10.6 | 8.2
Live | 215324292 |  | 12.5 | 22.4 | 19300 | 15100 | 12800 | 3.37 | 2.38 | 22200 | 3.27 | 2.05 | 10.4 | 8
Live | 215324291 |  | 12.5 | 23.9 | 18000 | 14600 | 13100 | 3.3 | 2.58 | 22900 | 3.67 | 2.16 | 13.5 | 9.4
Live | 215324290 |  | 12.5 | 20.8 | 17800 | 14800 | 12800 | 3.22 | 2.36 | 21500 | 3.26 | 2.19 | 11.4 | 8.5
Live | 215324289 |  | 12.5 | 22.3 | 18800 | 15200 | 13100 | 3.32 | 2.47 | 22800 | 3.55 | 2.25 | 12.2 | 8.6
Live | 215324288 |  | 12.8 | 23.5 | 18900 | 14900 | 12800 | 3.4 | 2.43 | 21000 | 3.22 | 2.1 | 10.8 | 8
Live | 215324287 |  | 12 | 19.5 | 12200 | 9800 | 8900 | 2.98 | 2.52 | 15700 | 3.33 | 2.44 | 10.5 | 8
Live | 215324286 |  | 11.7 | 19 | 13000 | 10300 | 8800 | 3.15 | 2.58 | 15600 | 3.49 | 2.24 | 10.3 | 8
Live | 215324285 |  | 12.7 | 24.7 | 13100 | 9600 | 8900 | 3.37 | 2.49 | 12900 | 3.15 | 2.51 | 11 | 8.2
Live | 215324284 |  | 12.5 | 21.2 | 14100 | 9300 | 8400 | 3.56 | 2.55 | 15000 | 3.66 | 2.39 | 10.4 | 7.9
Live | 215324283 |  | 12.3 | 22.2 | 13800 | 10000 | 8600 | 3.43 | 2.59 | 15300 | 3.42 | 2.47 | 10.1 | 7.8
Live | 215324281 |  | 13 | 19.8 | 11200 | 9800 | 8300 | 3.28 | 2.56 | 14500 | 3.7 | 2.32 | 11.5 | 9
Live | 215324282 |  | 13.1 | 25.5 | 14500 | 9600 | 8400 | 3.35 | 2.38 | 15400 | 3.5 | 2.3 | 10.7 | 8
Live | 215324280 |  | 12.8 | 19.6 | 11900 | 9600 | 8600 | 3.35 | 2.45 | 14000 | 3.45 | 2.25 | 11 | 8.8
Live | 215324279 |  | 16.3 | 26 | 12900 | 9600 | 8600 | 3.86 | 2.49 | 12700 | 3.38 | 2.27 | 13.9 | 10.1
Live | 215324278 |  | 14.3 | 21.7 | 12000 | 9300 | 8300 | 3.48 | 2.55 | 13700 | 3.62 | 2.17 | 11.3 | 8.8
Live | 215324277 |  | 14.4 | 22.2 | 11400 | 9900 | 8000 | 3.37 | 2.59 | 14300 | 3.2 | 2.17 | 11.8 | 9
Live | 215324276 |  | 14.9 | 26 | 13000 | 9400 | 8000 | 3.85 | 2.37 | 13800 | 3.58 | 2.37 | 12.5 | 9.2
Live | 215324275 |  | 13 | 23.5 | 13000 | 8700 | 7700 | 3.53 | 2.43 | 13600 | 3.59 | 2.33 | 9.5 | 7
Live | 215324274 |  | 12 | 19.6 | 37000 | 30200 | 35000 | 3.14 | 2.02 | 37800 | 2.79 | 1.98 | 10.5 | 8.6
Live | 215324272 |  | 12 | 20.5 | 25600 | 23300 | 24200 | 3.26 | 2.38 | 29500 | 3.36 | 2.16 | 12.1 | 9.8
Live | 215324271 |  | 12 | 20.8 | 26200 | 23900 | 23800 | 3.34 | 2.48 | 30700 | 3.61 | 2.23 | 11.6 | 9.2
Live | 215324273 |  | 12 | 19.2 | 28000 | 23600 | 24000 | 3.4 | 2.48 | 31400 | 3.71 | 2.18 | 11.7 | 9.3
Live | 215324269 |  | 12.1 | 18.5 | 20600 | 20000 | 18000 | 3.37 | 2.5 | 23000 | 3.85 | 2.1 | 11.1 | 9
Live | 215324270 |  | 13 | 21.2 | 27900 | 23200 | 24200 | 3.59 | 2.35 | 29700 | 3.39 | 2.34 | 13.5 | 9.8
Live | 215324267 |  | 12.6 | 20.5 | 19200 | 20200 | 17000 | 3.37 | 2.24 | 20700 | 3.32 | 1.86 | 10.3 | 8.2
Live | 215324268 |  | 12 | 18 | 18800 | 19000 | 18000 | 3.15 | 2.23 | 22000 | 2.87 | 2 | 10.8 | 9
Live | 215324266 |  | 12.5 | 20.2 | 17200 | 18800 | 17500 | 3.15 | 2.13 | 20000 | 3.12 | 1.95 | 10.3 | 8.7
Live | 215324265 |  | 12.5 | 20 | 18500 | 18000 | 17000 | 3.31 | 2.1 | 20000 | 3.01 | 1.9 | 12.4 | 9.5
Live | 215324264 |  | 12.5 | 20.7 | 19000 | 18800 | 17500 | 3.28 | 2.05 | 22200 | 3.27 | 1.89 | 12.2 | 9.2
Live | 215324486 |  | 12.6 | 20.5 | 19200 | 20200 | 17000 | 3.37 | 2.24 | 20700 | 3.32 | 1.86 | 10.3 | 8.2
Live | 215324485 |  | 12.5 | 20.2 | 17200 | 18800 | 17500 | 3.15 | 2.13 | 20000 | 3.12 | 1.95 | 10.3 | 8.7
Live | 215324484 |  | 12.5 | 20 | 18500 | 18000 | 17000 | 3.31 | 2.1 | 20000 | 3.01 | 1.9 | 12.4 | 9.5
Live | 215324483 |  | 12.5 | 20.7 | 19000 | 18800 | 17500 | 3.28 | 2.05 | 22200 | 3.27 | 1.89 | 12.2 | 9.2
Live | 215324481 |  | 12 | 20.2 | 13300 | 14000 | 12000 | 3.09 | 2.31 | 16500 | 3.41 | 1.95 | 10.6 | 8.5
Live | 215324482 |  | 12.5 | 21.5 | 19400 | 19200 | 18000 | 3.38 | 2 | 19500 | 2.79 | 1.92 | 11 | 8.5
Live | 215324480 |  | 12 | 20 | 13500 | 13100 | 11800 | 3.3 | 1.99 | 16200 | 3.27 | 1.9 | 10.2 | 8.2
Live | 215324479 |  | 12.7 | 25 | 14000 | 12400 | 11300 | 3.57 | 2.14 | 16100 | 3.5 | 1.88 | 10.6 | 8.3
Live | 215324478 |  | 12.7 | 22.3 | 15100 | 12900 | 11500 | 3.51 | 2.14 | 16300 | 3.59 | 1.99 | 11.6 | 8.9
Live | 215324477 |  | 13 | 23 | 13900 | 11900 | 11500 | 3.31 | 1.95 | 15200 | 3.23 | 1.99 | 10.2 | 8.2
Live | 215324475 |  | 14 | 20.6 | 13100 | 12600 | 11900 | 3.05 | 1.94 | 16500 | 3.41 | 1.85 | 13.8 | 10.8
Live | 215324474 |  | 13.5 | 21.5 | 13500 | 12600 | 11200 | 3.3 | 1.99 | 16000 | 3.23 | 1.89 | 12.5 | 9.7
Live | 215324476 |  | 13.5 | 25.5 | 13500 | 12800 | 11500 | 3.35 | 1.75 | 16000 | 3.35 | 1.8 | 10.5 | 8
Live | 215324473 |  | 15.2 | 27.3 | 13700 | 12200 | 11300 | 3.49 | 2.17 | 16100 | 3.5 | 1.84 | 10.9 | 8.9
Live | 215324472 |  | 14 | 22.7 | 13600 | 12600 | 11000 | 3.47 | 2.1 | 15700 | 3.46 | 1.84 | 12.2 | 9.3
Live | 215324471 |  | 14.7 | 24 | 12900 | 11900 | 10600 | 3.29 | 2 | 13900 | 3.02 | 1.83 | 12.2 | 9.5
Live | 215324470 |  | 15.5 | 27.5 | 13500 | 12800 | 11500 | 3.35 | 1.75 | 16000 | 3.35 | 1.8 | 12.5 | 9.5
Live | 215324469 |  | 14.5 | 21.5 | 11800 | 9100 | 7800 | 3.53 | 2.52 | 11100 | 3.1 | 2.41 | 13.8 | 10.8
Live | 215324468 |  | 15.2 | 22 | 12700 | 9500 | 8100 | 3.88 | 2.53 | 11500 | 3.55 | 2.4 | 12 | 10.3
Live | 215324467 |  | 18 | 25.7 | 12600 | 8600 | 7700 | 3.89 | 2.38 | 11000 | 2.96 | 2.4 | 14.8 | 11.5
Live | 215324466 |  | 10 | 17 | 63000 | 41500 | 40000 | 2.72 | 2.45 | 67000 | 3.8 | 2.2 | 9.8 | 7.6
Live | 215324463 |  | 9.5 | 19.9 | 50000 | 45100 | 38500 | 2.78 | 2.13 | 59100 | 2.96 | 1.95 | 10.2 | 7.8
Live | 215324465 |  | 9.6 | 19.5 | 54500 | 45300 | 35000 | 2.64 | 2.22 | 60000 | 3.05 | 2.01 | 9.5 | 7.2
Live | 215324464 |  | 10 | 17.2 | 56500 | 46500 | 38000 | 2.83 | 2.35 | 60500 | 3.48 | 2 | 9.8 | 7.7
Live | 215324462 |  | 9.5 | 19.1 | 50400 | 44600 | 40500 | 2.78 | 2.12 | 61700 | 3.04 | 2.11 | 9.9 | 7.7
Live | 215324461 |  | 10.2 | 18.8 | 42500 | 31000 | 25600 | 2.93 | 2.39 | 43500 | 3.79 | 2.1 | 10.2 | 7.8
Live | 215324459 |  | 9.7 | 20 | 39800 | 28100 | 26600 | 2.68 | 2.22 | 42200 | 3.45 | 2.2 | 10.4 | 7.9
Live | 215324460 |  | 10.2 | 20 | 39500 | 30900 | 26000 | 2.77 | 2.36 | 40400 | 3.38 | 2.17 | 10 | 7.7
Live | 215324457 |  | 9 | 18.1 | 54500 | 58000 | 54000 | 2.62 | 2.17 | 65500 | 3.2 | 1.91 | 10.7 | 8.5
Live | 215324458 |  | 10.2 | 15.9 | 60000 | 52000 | 53500 | 2.87 | 2.41 | 66000 | 3.76 | 2.1 | 10.4 | 8.7
Live | 215324456 |  | 10.4 | 16.8 | 56500 | 45500 | 47500 | 2.74 | 2.4 | 60000 | 3.27 | 2 | 10.8 | 8.8
Live | 215324455 |  | 9.4 | 18.7 | 53500 | 44500 | 47000 | 2.72 | 2.23 | 58700 | 2.92 | 1.83 | 10.1 | 8
Live | 215324454 |  | 10 | 18.2 | 52700 | 48000 | 47500 | 2.69 | 2.17 | 57400 | 2.97 | 1.96 | 11 | 8.8
Live | 215324452 |  | 12 | 20.2 | 38300 | 42400 | 39500 | 3.11 | 2.16 | 45400 | 3.27 | 2.02 | 10.8 | 8.9
Live | 215324451 |  | 12 | 21.3 | 38000 | 46200 | 37000 | 3.2 | 2.17 | 44600 | 3.14 | 1.95 | 10.6 | 8.8
Live | 215324453 |  | 12 | 17.8 | 37000 | 40000 | 37600 | 2.95 | 2.29 | 45500 | 3.46 | 2.1 | 11.1 | 9.2
Live | 215324450 |  | 9 | 17 | 24200 | 18400 | 17100 | 2.51 | 2.17 | 27000 | 2.63 | 2.01 | 8.5 | 6.9
Live | 215324449 |  | 9.9 | 18.3 | 17900 | 11200 | 10600 | 2.81 | 2.41 | 18800 | 2.9 | 2.1 | 8.7 | 6.7
Live | 215324448 |  | 8.8 | 18 | 12500 | 8300 | 7000 | 2.62 | 2.41 | 12400 | 2.91 | 2.21 | 8.8 | 7
Live | 215324447 |  | 10.9 | 19 | 12500 | 8300 | 7000 | 2.71 | 2.41 | 12400 | 3.13 | 2.16 | 9.7 | 7.5
Live | 215324446 |  | 8.8 | 19 | 12500 | 7900 | 7000 | 2.62 | 2.41 | 12400 | 2.88 | 2.21 | 9.2 | 7
Live | 215324443 |  | 12.2 | 21.2 | 29000 | 20000 | 18600 | 3.26 | 2.31 | 32600 | 3.2 | 2.27 | 11.1 | 8.4
Live | 215324445 |  | 10.1 | 18 | 9900 | 7200 | 6000 | 2.61 | 2.03 | 10600 | 2.68 | 1.83 | 9 | 7
Live | 215324444 |  | 12.5 | 19 | 28300 | 21600 | 19000 | 3.06 | 2.56 | 35100 | 3.43 | 2.3 | 11 | 8.5
Live | 215324442 |  | 12 | 22.1 | 26800 | 20500 | 18500 | 3.06 | 2.55 | 33100 | 3.43 | 2.3 | 10.5 | 8.1
Live | 215324440 |  | 13.3 | 20 | 20200 | 15900 | 14200 | 3.34 | 2.65 | 23000 | 3.92 | 2.41 | 11.4 | 8.8
Live | 215324439 |  | 12.5 | 20 | 19000 | 14100 | 14000 | 3.18 | 2.4 | 22000 | 3.49 | 2.19 | 10.6 | 8.2
Live | 215324438 |  | 12.5 | 22.4 | 19300 | 15100 | 12800 | 3.37 | 2.38 | 22200 | 3.27 | 2.05 | 10.4 | 8
Live | 215324437 |  | 12.5 | 23.9 | 18000 | 14600 | 13100 | 3.3 | 2.58 | 22900 | 3.67 | 2.16 | 13.5 | 9.4
Live | 215324436 |  | 12.5 | 20.8 | 17800 | 14800 | 12800 | 3.22 | 2.36 | 21500 | 3.26 | 2.19 | 11.4 | 8.5
Live | 215324435 |  | 12.5 | 22.3 | 18800 | 15200 | 13100 | 3.32 | 2.47 | 22800 | 3.55 | 2.25 | 12.2 | 8.6
Live | 215324433 |  | 12 | 19.5 | 12200 | 9800 | 8900 | 2.98 | 2.52 | 15700 | 3.33 | 2.44 | 10.5 | 8
Live | 215324263 |  | 12.5 | 21.5 | 19400 | 19200 | 18000 | 3.38 | 2 | 19500 | 2.79 | 1.92 | 11 | 8.5
Live | 215324262 |  | 12 | 20.2 | 13300 | 14000 | 12000 | 3.09 | 2.31 | 16500 | 3.41 | 1.95 | 10.6 | 8.5
Live | 215324261 |  | 12 | 20 | 13500 | 13100 | 11800 | 3.3 | 1.99 | 16200 | 3.27 | 1.9 | 10.2 | 8.2
Live | 215324260 |  | 12.7 | 25 | 14000 | 12400 | 11300 | 3.57 | 2.14 | 16100 | 3.5 | 1.88 | 10.6 | 8.3
Live | 215324259 |  | 12.7 | 22.3 | 15100 | 12900 | 11500 | 3.51 | 2.14 | 16300 | 3.59 | 1.99 | 11.6 | 8.9
Live | 215324258 |  | 13 | 23 | 13900 | 11900 | 11500 | 3.31 | 1.95 | 15200 | 3.23 | 1.99 | 10.2 | 8.2
Live | 215324256 |  | 14 | 20.6 | 13100 | 12600 | 11900 | 3.05 | 1.94 | 16500 | 3.41 | 1.85 | 13.8 | 10.8
Live | 215324255 |  | 13.5 | 21.5 | 13500 | 12600 | 11200 | 3.3 | 1.99 | 16000 | 3.23 | 1.89 | 12.5 | 9.7
Live | 215324257 |  | 13.5 | 25.5 | 13500 | 12800 | 11500 | 3.35 | 1.75 | 16000 | 3.35 | 1.8 | 10.5 | 8
Live | 215324254 |  | 15.2 | 27.3 | 13700 | 12200 | 11300 | 3.49 | 2.17 | 16100 | 3.5 | 1.84 | 10.9 | 8.9
Live | 215324253 |  | 14 | 22.7 | 13600 | 12600 | 11000 | 3.47 | 2.1 | 15700 | 3.46 | 1.84 | 12.2 | 9.3
Live | 215324252 |  | 14.7 | 24 | 12900 | 11900 | 10600 | 3.29 | 2 | 13900 | 3.02 | 1.83 | 12.2 | 9.5
Live | 215324251 |  | 15.5 | 27.5 | 13500 | 12800 | 11500 | 3.35 | 1.75 | 16000 | 3.35 | 1.8 | 12.5 | 9.5
Live | 215324250 |  | 14.5 | 21.5 | 11800 | 9100 | 7800 | 3.53 | 2.52 | 11100 | 3.1 | 2.41 | 13.8 | 10.8
Live | 215324247 |  | 10 | 17 | 63000 | 41500 | 40000 | 2.72 | 2.45 | 67000 | 3.8 | 2.2 | 9.8 | 7.6
Live | 215324249 |  | 15.2 | 22 | 12700 | 9500 | 8100 | 3.88 | 2.53 | 11500 | 3.55 | 2.4 | 12 | 10.3
Live | 215324248 |  | 18 | 25.7 | 12600 | 8600 | 7700 | 3.89 | 2.38 | 11000 | 2.96 | 2.4 | 14.8 | 11.5
Live | 215324246 |  | 9.6 | 19.5 | 54500 | 45300 | 35000 | 2.64 | 2.22 | 60000 | 3.05 | 2.01 | 9.5 | 7.2
Live | 215324245 |  | 10 | 17.2 | 56500 | 46500 | 38000 | 2.83 | 2.35 | 60500 | 3.48 | 2 | 9.8 | 7.7
Live | 215324244 |  | 9.5 | 19.9 | 50000 | 45100 | 38500 | 2.78 | 2.13 | 59100 | 2.96 | 1.95 | 10.2 | 7.8
Live | 215324243 |  | 9.5 | 19.1 | 50400 | 44600 | 40500 | 2.78 | 2.12 | 61700 | 3.04 | 2.11 | 9.9 | 7.7
Live | 215324242 |  | 10.2 | 18.8 | 42500 | 31000 | 25600 | 2.93 | 2.39 | 43500 | 3.79 | 2.1 | 10.2 | 7.8
Live | 215324241 |  | 10.2 | 20 | 39500 | 30900 | 26000 | 2.77 | 2.36 | 40400 | 3.38 | 2.17 | 10 | 7.7
Live | 215324240 |  | 9.7 | 20 | 39800 | 28100 | 26600 | 2.68 | 2.22 | 42200 | 3.45 | 2.2 | 10.4 | 7.9
Live | 215324238 |  | 9 | 18.1 | 54500 | 58000 | 54000 | 2.62 | 2.17 | 65500 | 3.2 | 1.91 | 10.7 | 8.5
Live | 215324239 |  | 10.2 | 15.9 | 60000 | 52000 | 53500 | 2.87 | 2.41 | 66000 | 3.76 | 2.1 | 10.4 | 8.7
Live | 215324236 |  | 9.4 | 18.7 | 53500 | 44500 | 47000 | 2.72 | 2.23 | 58700 | 2.92 | 1.83 | 10.1 | 8
Live | 215324237 |  | 10.4 | 16.8 | 56500 | 45500 | 47500 | 2.74 | 2.4 | 60000 | 3.27 | 2 | 10.8 | 8.8
Live | 215324235 |  | 10 | 18.2 | 52700 | 48000 | 47500 | 2.69 | 2.17 | 57400 | 2.97 | 1.96 | 11 | 8.8
Live | 215324234 |  | 12 | 17.8 | 37000 | 40000 | 37600 | 2.95 | 2.29 | 45500 | 3.46 | 2.1 | 11.1 | 9.2
Live | 215324233 |  | 12 | 20.2 | 38300 | 42400 | 39500 | 3.11 | 2.16 | 45400 | 3.27 | 2.02 | 10.8 | 8.9
Live | 215324232 |  | 12 | 21.3 | 38000 | 46200 | 37000 | 3.2 | 2.17 | 44600 | 3.14 | 1.95 | 10.6 | 8.8
Live | 215324231 |  | 9 | 17 | 24200 | 18400 | 17100 | 2.51 | 2.17 | 27000 | 2.63 | 2.01 | 8.5 | 6.9
Live | 215324230 |  | 9.9 | 18.3 | 17900 | 11200 | 10600 | 2.81 | 2.41 | 18800 | 2.9 | 2.1 | 8.7 | 6.7
Live | 215324229 |  | 8.8 | 18 | 12500 | 8300 | 7000 | 2.62 | 2.41 | 12400 | 2.91 | 2.21 | 8.8 | 7
Live | 215324228 |  | 10.9 | 19 | 12500 | 8300 | 7000 | 2.71 | 2.41 | 12400 | 3.13 | 2.16 | 9.7 | 7.5
Live | 215324227 |  | 8.8 | 19 | 12500 | 7900 | 7000 | 2.62 | 2.41 | 12400 | 2.88 | 2.21 | 9.2 | 7
Live | 215324226 |  | 10.1 | 18 | 9900 | 7200 | 6000 | 2.61 | 2.03 | 10600 | 2.68 | 1.83 | 9 | 7
Live | 215324225 |  | 12.5 | 19 | 28300 | 21600 | 19000 | 3.06 | 2.56 | 35100 | 3.43 | 2.3 | 11 | 8.5
Live | 215324224 |  | 12.2 | 21.2 | 29000 | 20000 | 18600 | 3.26 | 2.31 | 32600 | 3.2 | 2.27 | 11.1 | 8.4
Live | 215324223 |  | 12 | 22.1 | 26800 | 20500 | 18500 | 3.06 | 2.55 | 33100 | 3.43 | 2.3 | 10.5 | 8.1
Live | 215324221 |  | 13.3 | 20 | 20200 | 15900 | 14200 | 3.34 | 2.65 | 23000 | 3.92 | 2.41 | 11.4 | 8.8
Live | 215324219 |  | 12.5 | 22.4 | 19300 | 15100 | 12800 | 3.37 | 2.38 | 22200 | 3.27 | 2.05 | 10.4 | 8
Live | 215324220 |  | 12.5 | 20 | 19000 | 14100 | 14000 | 3.18 | 2.4 | 22000 | 3.49 | 2.19 | 10.6 | 8.2
Live | 215324218 |  | 12.5 | 23.9 | 18000 | 14600 | 13100 | 3.3 | 2.58 | 22900 | 3.67 | 2.16 | 13.5 | 9.4
Live | 215324217 |  | 12.5 | 20.8 | 17800 | 14800 | 12800 | 3.22 | 2.36 | 21500 | 3.26 | 2.19 | 11.4 | 8.5
Live | 215324216 |  | 12.5 | 22.3 | 18800 | 15200 | 13100 | 3.32 | 2.47 | 22800 | 3.55 | 2.25 | 12.2 | 8.6
Live | 215324215 |  | 12.8 | 23.5 | 18900 | 14900 | 12800 | 3.4 | 2.43 | 21000 | 3.22 | 2.1 | 10.8 | 8
Live | 215324214 |  | 12 | 19.5 | 12200 | 9800 | 8900 | 2.98 | 2.52 | 15700 | 3.33 | 2.44 | 10.5 | 8
Live | 215324213 |  | 11.7 | 19 | 13000 | 10300 | 8800 | 3.15 | 2.58 | 15600 | 3.49 | 2.24 | 10.3 | 8
Live | 215324212 |  | 12.7 | 24.7 | 13100 | 9600 | 8900 | 3.37 | 2.49 | 12900 | 3.15 | 2.51 | 11 | 8.2
Live | 215324211 |  | 12.5 | 21.2 | 14100 | 9300 | 8400 | 3.56 | 2.55 | 15000 | 3.66 | 2.39 | 10.4 | 7.9
Live | 215324210 |  | 12.3 | 22.2 | 13800 | 10000 | 8600 | 3.43 | 2.59 | 15300 | 3.42 | 2.47 | 10.1 | 7.8
Live | 215324208 |  | 13 | 19.8 | 11200 | 9800 | 8300 | 3.28 | 2.56 | 14500 | 3.7 | 2.32 | 11.5 | 9
Live | 215324209 |  | 13.1 | 25.5 | 14500 | 9600 | 8400 | 3.35 | 2.38 | 15400 | 3.5 | 2.3 | 10.7 | 8
Live | 215324207 |  | 12.8 | 19.6 | 11900 | 9600 | 8600 | 3.35 | 2.45 | 14000 | 3.45 | 2.25 | 11 | 8.8
Live | 215324206 |  | 16.3 | 26 | 12900 | 9600 | 8600 | 3.86 | 2.49 | 12700 | 3.38 | 2.27 | 13.9 | 10.1
Live | 215324205 |  | 14.3 | 21.7 | 12000 | 9300 | 8300 | 3.48 | 2.55 | 13700 | 3.62 | 2.17 | 11.3 | 8.8
Live | 215324204 |  | 14.4 | 22.2 | 11400 | 9900 | 8000 | 3.37 | 2.59 | 14300 | 3.2 | 2.17 | 11.8 | 9
Live | 215324203 |  | 14.9 | 26 | 13000 | 9400 | 8000 | 3.85 | 2.37 | 13800 | 3.58 | 2.37 | 12.5 | 9.2
Live | 215324202 |  | 13 | 23.5 | 13000 | 8700 | 7700 | 3.53 | 2.43 | 13600 | 3.59 | 2.33 | 9.5 | 7
Live | 215324201 |  | 12 | 19.6 | 37000 | 30200 | 35000 | 3.14 | 2.02 | 37800 | 2.79 | 1.98 | 10.5 | 8.6
Live | 215324199 |  | 12 | 20.5 | 25600 | 23300 | 24200 | 3.26 | 2.38 | 29500 | 3.36 | 2.16 | 12.1 | 9.8
Live | 215324198 |  | 12 | 20.8 | 26200 | 23900 | 23800 | 3.34 | 2.48 | 30700 | 3.61 | 2.23 | 11.6 | 9.2
Live | 215324200 |  | 12 | 19.2 | 28000 | 23600 | 24000 | 3.4 | 2.48 | 31400 | 3.71 | 2.18 | 11.7 | 9.3
Live | 215324196 |  | 12.1 | 18.5 | 20600 | 20000 | 18000 | 3.37 | 2.5 | 23000 | 3.85 | 2.1 | 11.1 | 9
Live | 215324197 |  | 13 | 21.2 | 27900 | 23200 | 24200 | 3.59 | 2.35 | 29700 | 3.39 | 2.34 | 13.5 | 9.8
Live | 215324194 |  | 12.6 | 20.5 | 19200 | 20200 | 17000 | 3.37 | 2.24 | 20700 | 3.32 | 1.86 | 10.3 | 8.2
Live | 215324195 |  | 12 | 18 | 18800 | 19000 | 18000 | 3.15 | 2.23 | 22000 | 2.87 | 2 | 10.8 | 9
Live | 215324193 |  | 12.5 | 20.2 | 17200 | 18800 | 17500 | 3.15 | 2.13 | 20000 | 3.12 | 1.95 | 10.3 | 8.7
Live | 215324192 |  | 12.5 | 20 | 18500 | 18000 | 17000 | 3.31 | 2.1 | 20000 | 3.01 | 1.9 | 12.4 | 9.5
Live | 215324191 |  | 12.5 | 20.7 | 19000 | 18800 | 17500 | 3.28 | 2.05 | 22200 | 3.27 | 1.89 | 12.2 | 9.2
Live | 215324190 |  | 12.5 | 21.5 | 19400 | 19200 | 18000 | 3.38 | 2 | 19500 | 2.79 | 1.92 | 11 | 8.5
Live | 215324189 |  | 12 | 20.2 | 13300 | 14000 | 12000 | 3.09 | 2.31 | 16500 | 3.41 | 1.95 | 10.6 | 8.5
Live | 215324188 |  | 12 | 20 | 13500 | 13100 | 11800 | 3.3 | 1.99 | 16200 | 3.27 | 1.9 | 10.2 | 8.2
Live | 215324187 |  | 12.7 | 25 | 14000 | 12400 | 11300 | 3.57 | 2.14 | 16100 | 3.5 | 1.88 | 10.6 | 8.3
Live | 215324186 |  | 12.7 | 22.3 | 15100 | 12900 | 11500 | 3.51 | 2.14 | 16300 | 3.59 | 1.99 | 11.6 | 8.9
Live | 215324185 |  | 13 | 23 | 13900 | 11900 | 11500 | 3.31 | 1.95 | 15200 | 3.23 | 1.99 | 10.2 | 8.2
Live | 215324183 |  | 14 | 20.6 | 13100 | 12600 | 11900 | 3.05 | 1.94 | 16500 | 3.41 | 1.85 | 13.8 | 10.8
Live | 215324184 |  | 13.5 | 25.5 | 13500 | 12800 | 11500 | 3.35 | 1.75 | 16000 | 3.35 | 1.8 | 10.5 | 8
Live | 215324182 |  | 13.5 | 21.5 | 13500 | 12600 | 11200 | 3.3 | 1.99 | 16000 | 3.23 | 1.89 | 12.5 | 9.7
Live | 215324181 |  | 15.2 | 27.3 | 13700 | 12200 | 11300 | 3.49 | 2.17 | 16100 | 3.5 | 1.84 | 10.9 | 8.9
Live | 215324180 |  | 14 | 22.7 | 13600 | 12600 | 11000 | 3.47 | 2.1 | 15700 | 3.46 | 1.84 | 12.2 | 9.3
Live | 215324179 |  | 14.7 | 24 | 12900 | 11900 | 10600 | 3.29 | 2 | 13900 | 3.02 | 1.83 | 12.2 | 9.5
Live | 215324177 |  | 14.5 | 21.5 | 11800 | 9100 | 7800 | 3.53 | 2.52 | 11100 | 3.1 | 2.41 | 13.8 | 10.8
Live | 215324178 |  | 15.5 | 27.5 | 13500 | 12800 | 11500 | 3.35 | 1.75 | 16000 | 3.35 | 1.8 | 12.5 | 9.5
Live | 215324176 |  | 15.2 | 22 | 12700 | 9500 | 8100 | 3.88 | 2.53 | 11500 | 3.55 | 2.4 | 12 | 10.3
Live | 215324175 |  | 18 | 25.7 | 12600 | 8600 | 7700 | 3.89 | 2.38 | 11000 | 2.96 | 2.4 | 14.8 | 11.5
Live | 215324174 |  | 10 | 17 | 63000 | 41500 | 40000 | 2.72 | 2.45 | 67000 | 3.8 | 2.2 | 9.8 | 7.6
Live | 215324173 |  | 9.6 | 19.5 | 54500 | 45300 | 35000 | 2.64 | 2.22 | 60000 | 3.05 | 2.01 | 9.5 | 7.2
Live | 215324172 |  | 10 | 17.2 | 56500 | 46500 | 38000 | 2.83 | 2.35 | 60500 | 3.48 | 2 | 9.8 | 7.7
Live | 215324171 |  | 9.5 | 19.9 | 50000 | 45100 | 38500 | 2.78 | 2.13 | 59100 | 2.96 | 1.95 | 10.2 | 7.8
Live | 215324170 |  | 9.5 | 19.1 | 50400 | 44600 | 40500 | 2.78 | 2.12 | 61700 | 3.04 | 2.11 | 9.9 | 7.7
Live | 215324167 |  | 9.7 | 20 | 39800 | 28100 | 26600 | 2.68 | 2.22 | 42200 | 3.45 | 2.2 | 10.4 | 7.9
Live | 215324169 |  | 10.2 | 18.8 | 42500 | 31000 | 25600 | 2.93 | 2.39 | 43500 | 3.79 | 2.1 | 10.2 | 7.8
Live | 215324168 |  | 10.2 | 20 | 39500 | 30900 | 26000 | 2.77 | 2.36 | 40400 | 3.38 | 2.17 | 10 | 7.7
Live | 215324165 |  | 9 | 18.1 | 54500 | 58000 | 54000 | 2.62 | 2.17 | 65500 | 3.2 | 1.91 | 10.7 | 8.5
Live | 215324166 |  | 10.2 | 15.9 | 60000 | 52000 | 53500 | 2.87 | 2.41 | 66000 | 3.76 | 2.1 | 10.4 | 8.7
Live | 215324163 |  | 9.4 | 18.7 | 53500 | 44500 | 47000 | 2.72 | 2.23 | 58700 | 2.92 | 1.83 | 10.1 | 8
Live | 215324164 |  | 10.4 | 16.8 | 56500 | 45500 | 47500 | 2.74 | 2.4 | 60000 | 3.27 | 2 | 10.8 | 8.8
Live | 215324162 |  | 10 | 18.2 | 52700 | 48000 | 47500 | 2.69 | 2.17 | 57400 | 2.97 | 1.96 | 11 | 8.8
Live | 215324160 |  | 12 | 20.2 | 38300 | 42400 | 39500 | 3.11 | 2.16 | 45400 | 3.27 | 2.02 | 10.8 | 8.9
Live | 215324161 |  | 12 | 17.8 | 37000 | 40000 | 37600 | 2.95 | 2.29 | 45500 | 3.46 | 2.1 | 11.1 | 9.2
Live | 215324159 |  | 12 | 21.3 | 38000 | 46200 | 37000 | 3.2 | 2.17 | 44600 | 3.14 | 1.95 | 10.6 | 8.8
Live | 215324158 |  | 9 | 17 | 24200 | 18400 | 17100 | 2.51 | 2.17 | 27000 | 2.63 | 2.01 | 8.5 | 6.9
Live | 215324157 |  | 9.9 | 18.3 | 17900 | 11200 | 10600 | 2.81 | 2.41 | 18800 | 2.9 | 2.1 | 8.7 | 6.7
Live | 215324156 |  | 8.8 | 18 | 12500 | 8300 | 7000 | 2.62 | 2.41 | 12400 | 2.91 | 2.21 | 8.8 | 7
Live | 215324155 |  | 10.9 | 19 | 12500 | 8300 | 7000 | 2.71 | 2.41 | 12400 | 3.13 | 2.16 | 9.7 | 7.5
Live | 215324154 |  | 8.8 | 19 | 12500 | 7900 | 7000 | 2.62 | 2.41 | 12400 | 2.88 | 2.21 | 9.2 | 7
Live | 215324153 |  | 10.1 | 18 | 9900 | 7200 | 6000 | 2.61 | 2.03 | 10600 | 2.68 | 1.83 | 9 | 7
Live | 215324152 |  | 12.5 | 19 | 28300 | 21600 | 19000 | 3.06 | 2.56 | 35100 | 3.43 | 2.3 | 11 | 8.5
Live | 215324151 |  | 12.2 | 21.2 | 29000 | 20000 | 18600 | 3.26 | 2.31 | 32600 | 3.2 | 2.27 | 11.1 | 8.4
Live | 215324150 |  | 12 | 22.1 | 26800 | 20500 | 18500 | 3.06 | 2.55 | 33100 | 3.43 | 2.3 | 10.5 | 8.1
Live | 215324148 |  | 13.3 | 20 | 20200 | 15900 | 14200 | 3.34 | 2.65 | 23000 | 3.92 | 2.41 | 11.4 | 8.8
Live | 215324146 |  | 12.5 | 22.4 | 19300 | 15100 | 12800 | 3.37 | 2.38 | 22200 | 3.27 | 2.05 | 10.4 | 8
Live | 215324147 |  | 12.5 | 20 | 19000 | 14100 | 14000 | 3.18 | 2.4 | 22000 | 3.49 | 2.19 | 10.6 | 8.2
Live | 215324145 |  | 12.5 | 23.9 | 18000 | 14600 | 13100 | 3.3 | 2.58 | 22900 | 3.67 | 2.16 | 13.5 | 9.4
Live | 215324144 |  | 12.5 | 20.8 | 17800 | 14800 | 12800 | 3.22 | 2.36 | 21500 | 3.26 | 2.19 | 11.4 | 8.5
Live | 215324143 |  | 12.5 | 22.3 | 18800 | 15200 | 13100 | 3.32 | 2.47 | 22800 | 3.55 | 2.25 | 12.2 | 8.6
Live | 215324141 |  | 12 | 19.5 | 12200 | 9800 | 8900 | 2.98 | 2.52 | 15700 | 3.33 | 2.44 | 10.5 | 8
Live | 215324142 |  | 12.8 | 23.5 | 18900 | 14900 | 12800 | 3.4 | 2.43 | 21000 | 3.22 | 2.1 | 10.8 | 8
Live | 215324140 |  | 11.7 | 19 | 13000 | 10300 | 8800 | 3.15 | 2.58 | 15600 | 3.49 | 2.24 | 10.3 | 8
Live | 215324139 |  | 12.7 | 24.7 | 13100 | 9600 | 8900 | 3.37 | 2.49 | 12900 | 3.15 | 2.51 | 11 | 8.2
Live | 215324138 |  | 12.5 | 21.2 | 14100 | 9300 | 8400 | 3.56 | 2.55 | 15000 | 3.66 | 2.39 | 10.4 | 7.9
Live | 215324137 |  | 12.3 | 22.2 | 13800 | 10000 | 8600 | 3.43 | 2.59 | 15300 | 3.42 | 2.47 | 10.1 | 7.8
Live | 215324135 |  | 13 | 19.8 | 11200 | 9800 | 8300 | 3.28 | 2.56 | 14500 | 3.7 | 2.32 | 11.5 | 9
Live | 215324134 |  | 12.8 | 19.6 | 11900 | 9600 | 8600 | 3.35 | 2.45 | 14000 | 3.45 | 2.25 | 11 | 8.8
Live | 215324136 |  | 13.1 | 25.5 | 14500 | 9600 | 8400 | 3.35 | 2.38 | 15400 | 3.5 | 2.3 | 10.7 | 8
Live | 215324133 |  | 16.3 | 26 | 12900 | 9600 | 8600 | 3.86 | 2.49 | 12700 | 3.38 | 2.27 | 13.9 | 10.1
Live | 215324132 |  | 14.3 | 21.7 | 12000 | 9300 | 8300 | 3.48 | 2.55 | 13700 | 3.62 | 2.17 | 11.3 | 8.8
Live | 215324131 |  | 14.4 | 22.2 | 11400 | 9900 | 8000 | 3.37 | 2.59 | 14300 | 3.2 | 2.17 | 11.8 | 9
Live | 215324130 |  | 14.9 | 26 | 13000 | 9400 | 8000 | 3.85 | 2.37 | 13800 | 3.58 | 2.37 | 12.5 | 9.2
Live | 215324129 |  | 13 | 23.5 | 13000 | 8700 | 7700 | 3.53 | 2.43 | 13600 | 3.59 | 2.33 | 9.5 | 7
Live | 215324128 |  | 12 | 19.6 | 37000 | 30200 | 35000 | 3.14 | 2.02 | 37800 | 2.79 | 1.98 | 10.5 | 8.6
Live | 215324126 |  | 12 | 20.5 | 25600 | 23300 | 24200 | 3.26 | 2.38 | 29500 | 3.36 | 2.16 | 12.1 | 9.8
Live | 215324125 |  | 12 | 20.8 | 26200 | 23900 | 23800 | 3.34 | 2.48 | 30700 | 3.61 | 2.23 | 11.6 | 9.2
Live | 215324127 |  | 12 | 19.2 | 28000 | 23600 | 24000 | 3.4 | 2.48 | 31400 | 3.71 | 2.18 | 11.7 | 9.3
Live | 215324124 |  | 13 | 21.2 | 27900 | 23200 | 24200 | 3.59 | 2.35 | 29700 | 3.39 | 2.34 | 13.5 | 9.8
Live | 215324123 |  | 12.1 | 18.5 | 20600 | 20000 | 18000 | 3.37 | 2.5 | 23000 | 3.85 | 2.1 | 11.1 | 9
Live | 215324121 |  | 12.6 | 20.5 | 19200 | 20200 | 17000 | 3.37 | 2.24 | 20700 | 3.32 | 1.86 | 10.3 | 8.2
Live | 215324122 |  | 12 | 18 | 18800 | 19000 | 18000 | 3.15 | 2.23 | 22000 | 2.87 | 2 | 10.8 | 9
Live | 215324120 |  | 12.5 | 20.2 | 17200 | 18800 | 17500 | 3.15 | 2.13 | 20000 | 3.12 | 1.95 | 10.3 | 8.7
Live | 215324119 |  | 12.5 | 20 | 18500 | 18000 | 17000 | 3.31 | 2.1 | 20000 | 3.01 | 1.9 | 12.4 | 9.5
Live | 215324118 |  | 12.5 | 20.7 | 19000 | 18800 | 17500 | 3.28 | 2.05 | 22200 | 3.27 | 1.89 | 12.2 | 9.2
Live | 215324117 |  | 12.5 | 21.5 | 19400 | 19200 | 18000 | 3.38 | 2 | 19500 | 2.79 | 1.92 | 11 | 8.5
Live | 215324116 |  | 12 | 20.2 | 13300 | 14000 | 12000 | 3.09 | 2.31 | 16500 | 3.41 | 1.95 | 10.6 | 8.5
Live | 215324115 |  | 12 | 20 | 13500 | 13100 | 11800 | 3.3 | 1.99 | 16200 | 3.27 | 1.9 | 10.2 | 8.2
Live | 215324114 |  | 12.7 | 25 | 14000 | 12400 | 11300 | 3.57 | 2.14 | 16100 | 3.5 | 1.88 | 10.6 | 8.3
Live | 215324113 |  | 12.7 | 22.3 | 15100 | 12900 | 11500 | 3.51 | 2.14 | 16300 | 3.59 | 1.99 | 11.6 | 8.9
Live | 215324110 |  | 14 | 20.6 | 13100 | 12600 | 11900 | 3.05 | 1.94 | 16500 | 3.41 | 1.85 | 13.8 | 10.8
Live | 215324109 |  | 13.5 | 21.5 | 13500 | 12600 | 11200 | 3.3 | 1.99 | 16000 | 3.23 | 1.89 | 12.5 | 9.7
Live | 215324112 |  | 13 | 23 | 13900 | 11900 | 11500 | 3.31 | 1.95 | 15200 | 3.23 | 1.99 | 10.2 | 8.2
Live | 215324111 |  | 13.5 | 25.5 | 13500 | 12800 | 11500 | 3.35 | 1.75 | 16000 | 3.35 | 1.8 | 10.5 | 8
Live | 215324108 |  | 15.2 | 27.3 | 13700 | 12200 | 11300 | 3.49 | 2.17 | 16100 | 3.5 | 1.84 | 10.9 | 8.9
Live | 215324107 |  | 14 | 22.7 | 13600 | 12600 | 11000 | 3.47 | 2.1 | 15700 | 3.46 | 1.84 | 12.2 | 9.3
Live | 215324106 |  | 14.7 | 24 | 12900 | 11900 | 10600 | 3.29 | 2 | 13900 | 3.02 | 1.83 | 12.2 | 9.5
Live | 215324104 |  | 14.5 | 21.5 | 11800 | 9100 | 7800 | 3.53 | 2.52 | 11100 | 3.1 | 2.41 | 13.8 | 10.8
Live | 215324103 |  | 15.2 | 22 | 12700 | 9500 | 8100 | 3.88 | 2.53 | 11500 | 3.55 | 2.4 | 12 | 10.3
Live | 215324102 |  | 18 | 25.7 | 12600 | 8600 | 7700 | 3.89 | 2.38 | 11000 | 2.96 | 2.4 | 14.8 | 11.5
Live | 215324105 |  | 15.5 | 27.5 | 13500 | 12800 | 11500 | 3.35 | 1.75 | 16000 | 3.35 | 1.8 | 12.5 | 9.5
Live | 215324101 |  | 10 | 17 | 63000 | 41500 | 40000 | 2.72 | 2.45 | 67000 | 3.8 | 2.2 | 9.8 | 7.6
Live | 215324098 |  | 9.5 | 19.9 | 50000 | 45100 | 38500 | 2.78 | 2.13 | 59100 | 2.96 | 1.95 | 10.2 | 7.8
Live | 215324100 |  | 9.6 | 19.5 | 54500 | 45300 | 35000 | 2.64 | 2.22 | 60000 | 3.05 | 2.01 | 9.5 | 7.2
Live | 215324099 |  | 10 | 17.2 | 56500 | 46500 | 38000 | 2.83 | 2.35 | 60500 | 3.48 | 2 | 9.8 | 7.7
Live | 215324097 |  | 9.5 | 19.1 | 50400 | 44600 | 40500 | 2.78 | 2.12 | 61700 | 3.04 | 2.11 | 9.9 | 7.7
Live | 215324096 |  | 10.2 | 18.8 | 42500 | 31000 | 25600 | 2.93 | 2.39 | 43500 | 3.79 | 2.1 | 10.2 | 7.8
Live | 215324095 |  | 10.2 | 20 | 39500 | 30900 | 26000 | 2.77 | 2.36 | 40400 | 3.38 | 2.17 | 10 | 7.7
Live | 215324094 |  | 9.7 | 20 | 39800 | 28100 | 26600 | 2.68 | 2.22 | 42200 | 3.45 | 2.2 | 10.4 | 7.9
Live | 215324093 |  | 10.2 | 15.9 | 60000 | 52000 | 53500 | 2.87 | 2.41 | 66000 | 3.76 | 2.1 | 10.4 | 8.7
Live | 215324092 |  | 9 | 18.1 | 54500 | 58000 | 54000 | 2.62 | 2.17 | 65500 | 3.2 | 1.91 | 10.7 | 8.5
Live | 215324091 |  | 10.4 | 16.8 | 56500 | 45500 | 47500 | 2.74 | 2.4 | 60000 | 3.27 | 2 | 10.8 | 8.8
Live | 215324090 |  | 9.4 | 18.7 | 53500 | 44500 | 47000 | 2.72 | 2.23 | 58700 | 2.92 | 1.83 | 10.1 | 8
Live | 215324089 |  | 10 | 18.2 | 52700 | 48000 | 47500 | 2.69 | 2.17 | 57400 | 2.97 | 1.96 | 11 | 8.8
Live | 215324087 |  | 12 | 20.2 | 38300 | 42400 | 39500 | 3.11 | 2.16 | 45400 | 3.27 | 2.02 | 10.8 | 8.9
Live | 215324086 |  | 12 | 21.3 | 38000 | 46200 | 37000 | 3.2 | 2.17 | 44600 | 3.14 | 1.95 | 10.6 | 8.8
Live | 215324088 |  | 12 | 17.8 | 37000 | 40000 | 37600 | 2.95 | 2.29 | 45500 | 3.46 | 2.1 | 11.1 | 9.2
Live | 215324085 |  | 9 | 17 | 24200 | 18400 | 17100 | 2.51 | 2.17 | 27000 | 2.63 | 2.01 | 8.5 | 6.9
Live | 215324084 |  | 9.9 | 18.3 | 17900 | 11200 | 10600 | 2.81 | 2.41 | 18800 | 2.9 | 2.1 | 8.7 | 6.7
Live | 215324083 |  | 8.8 | 18 | 12500 | 8300 | 7000 | 2.62 | 2.41 | 12400 | 2.91 | 2.21 | 8.8 | 7
Live | 215324082 |  | 10.9 | 19 | 12500 | 8300 | 7000 | 2.71 | 2.41 | 12400 | 3.13 | 2.16 | 9.7 | 7.5
Live | 215324081 |  | 8.8 | 19 | 12500 | 7900 | 7000 | 2.62 | 2.41 | 12400 | 2.88 | 2.21 | 9.2 | 7
Live | 215324080 |  | 10.1 | 18 | 9900 | 7200 | 6000 | 2.61 | 2.03 | 10600 | 2.68 | 1.83 | 9 | 7
Live | 215324079 |  | 12.5 | 19 | 28300 | 21600 | 19000 | 3.06 | 2.56 | 35100 | 3.43 | 2.3 | 11 | 8.5
Live | 215324078 |  | 12.2 | 21.2 | 29000 | 20000 | 18600 | 3.26 | 2.31 | 32600 | 3.2 | 2.27 | 11.1 | 8.4
Live | 215324077 |  | 12 | 22.1 | 26800 | 20500 | 18500 | 3.06 | 2.55 | 33100 | 3.43 | 2.3 | 10.5 | 8.1
Live | 215324076 |  | 13.3 | 20 | 20200 | 15900 | 14200 | 3.34 | 2.65 | 23000 | 3.92 | 2.41 | 11.4 | 8.8
Live | 215324075 |  | 12.5 | 20 | 19000 | 14100 | 14000 | 3.18 | 2.4 | 22000 | 3.49 | 2.19 | 10.6 | 8.2
Live | 215324074 |  | 12.5 | 22.4 | 19300 | 15100 | 12800 | 3.37 | 2.38 | 22200 | 3.27 | 2.05 | 10.4 | 8
Live | 215324073 |  | 12.5 | 23.9 | 18000 | 14600 | 13100 | 3.3 | 2.58 | 22900 | 3.67 | 2.16 | 13.5 | 9.4
Live | 215324072 |  | 12.5 | 20.8 | 17800 | 14800 | 12800 | 3.22 | 2.36 | 21500 | 3.26 | 2.19 | 11.4 | 8.5
Live | 215324071 |  | 12.5 | 22.3 | 18800 | 15200 | 13100 | 3.32 | 2.47 | 22800 | 3.55 | 2.25 | 12.2 | 8.6
Live | 215324070 |  | 12 | 19.5 | 12200 | 9800 | 8900 | 2.98 | 2.52 | 15700 | 3.33 | 2.44 | 10.5 | 8
Live | 215324069 |  | 11.7 | 19 | 13000 | 10300 | 8800 | 3.15 | 2.58 | 15600 | 3.49 | 2.24 | 10.3 | 8
Live | 215324068 |  | 12.7 | 24.7 | 13100 | 9600 | 8900 | 3.37 | 2.49 | 12900 | 3.15 | 2.51 | 11 | 8.2
Live | 215324067 |  | 12.5 | 21.2 | 14100 | 9300 | 8400 | 3.56 | 2.55 | 15000 | 3.66 | 2.39 | 10.4 | 7.9
Live | 215324066 |  | 12.3 | 22.2 | 13800 | 10000 | 8600 | 3.43 | 2.59 | 15300 | 3.42 | 2.47 | 10.1 | 7.8
Live | 215324065 |  | 13 | 19.8 | 11200 | 9800 | 8300 | 3.28 | 2.56 | 14500 | 3.7 | 2.32 | 11.5 | 9
Live | 215324064 |  | 12.8 | 19.6 | 11900 | 9600 | 8600 | 3.35 | 2.45 | 14000 | 3.45 | 2.25 | 11 | 8.8
Live | 215324063 |  | 16.3 | 26 | 12900 | 9600 | 8600 | 3.86 | 2.49 | 12700 | 3.38 | 2.27 | 13.9 | 10.1
Live | 215324062 |  | 14.3 | 21.7 | 12000 | 9300 | 8300 | 3.48 | 2.55 | 13700 | 3.62 | 2.17 | 11.3 | 8.8
Live | 215324060 |  | 12 | 20.5 | 25600 | 23300 | 24200 | 3.26 | 2.38 | 29500 | 3.36 | 2.16 | 12.1 | 9.8
Live | 215324059 |  | 12 | 20.8 | 26200 | 23900 | 23800 | 3.34 | 2.48 | 30700 | 3.61 | 2.23 | 11.6 | 9.2
Live | 215324061 |  | 12 | 19.2 | 28000 | 23600 | 24000 | 3.4 | 2.48 | 31400 | 3.71 | 2.18 | 11.7 | 9.3
Live | 215324058 |  | 12.1 | 18.5 | 20600 | 20000 | 18000 | 3.37 | 2.5 | 23000 | 3.85 | 2.1 | 11.1 | 9
Live | 215324057 |  | 12 | 18 | 18800 | 19000 | 18000 | 3.15 | 2.23 | 22000 | 2.87 | 2 | 10.8 | 9
Live | 215324056 |  | 12.6 | 20.5 | 19200 | 20200 | 17000 | 3.37 | 2.24 | 20700 | 3.32 | 1.86 | 10.3 | 8.2
Live | 215324055 |  | 12.5 | 20.2 | 17200 | 18800 | 17500 | 3.15 | 2.13 | 20000 | 3.12 | 1.95 | 10.3 | 8.7
Live | 215324054 |  | 12.5 | 20 | 18500 | 18000 | 17000 | 3.31 | 2.1 | 20000 | 3.01 | 1.9 | 12.4 | 9.5
Live | 215324053 |  | 12.5 | 20.7 | 19000 | 18800 | 17500 | 3.28 | 2.05 | 22200 | 3.27 | 1.89 | 12.2 | 9.2
Live | 215324052 |  | 12 | 20.2 | 13300 | 14000 | 12000 | 3.09 | 2.31 | 16500 | 3.41 | 1.95 | 10.6 | 8.5
Live | 215324051 |  | 12 | 20 | 13500 | 13100 | 11800 | 3.3 | 1.99 | 16200 | 3.27 | 1.9 | 10.2 | 8.2
Live | 215324050 |  | 12.7 | 25 | 14000 | 12400 | 11300 | 3.57 | 2.14 | 16100 | 3.5 | 1.88 | 10.6 | 8.3
Live | 215324049 |  | 12.7 | 22.3 | 15100 | 12900 | 11500 | 3.51 | 2.14 | 16300 | 3.59 | 1.99 | 11.6 | 8.9
Live | 215324048 |  | 13 | 23 | 13900 | 11900 | 11500 | 3.31 | 1.95 | 15200 | 3.23 | 1.99 | 10.2 | 8.2
Live | 215324047 |  | 14 | 20.6 | 13100 | 12600 | 11900 | 3.05 | 1.94 | 16500 | 3.41 | 1.85 | 13.8 | 10.8
Live | 215324046 |  | 13.5 | 21.5 | 13500 | 12600 | 11200 | 3.3 | 1.99 | 16000 | 3.23 | 1.89 | 12.5 | 9.7
Live | 215324045 |  | 15.2 | 27.3 | 13700 | 12200 | 11300 | 3.49 | 2.17 | 16100 | 3.5 | 1.84 | 10.9 | 8.9
Live | 215324044 |  | 14 | 22.7 | 13600 | 12600 | 11000 | 3.47 | 2.1 | 15700 | 3.46 | 1.84 | 12.2 | 9.3
Live | 215324043 |  | 14.7 | 24 | 12900 | 11900 | 10600 | 3.29 | 2 | 13900 | 3.02 | 1.83 | 12.2 | 9.5
Live | 215324042 |  | 14.5 | 21.5 | 11800 | 9100 | 7800 | 3.53 | 2.52 | 11100 | 3.1 | 2.41 | 13.8 | 10.8
Live | 215324040 |  | 10 | 17 | 63000 | 41500 | 40000 | 2.72 | 2.45 | 67000 | 3.8 | 2.2 | 9.8 | 7.6
Live | 215324041 |  | 15.2 | 22 | 12700 | 9500 | 8100 | 3.88 | 2.53 | 11500 | 3.55 | 2.4 | 12 | 10.3
Live | 215324037 |  | 9.5 | 19.9 | 50000 | 45100 | 38500 | 2.78 | 2.13 | 59100 | 2.96 | 1.95 | 10.2 | 7.8
Live | 215324039 |  | 9.6 | 19.5 | 54500 | 45300 | 35000 | 2.64 | 2.22 | 60000 | 3.05 | 2.01 | 9.5 | 7.2
Live | 215324038 |  | 10 | 17.2 | 56500 | 46500 | 38000 | 2.83 | 2.35 | 60500 | 3.48 | 2 | 9.8 | 7.7
Live | 215324036 |  | 9.5 | 19.1 | 50400 | 44600 | 40500 | 2.78 | 2.12 | 61700 | 3.04 | 2.11 | 9.9 | 7.7
Live | 215324035 |  | 10.2 | 18.8 | 42500 | 31000 | 25600 | 2.93 | 2.39 | 43500 | 3.79 | 2.1 | 10.2 | 7.8
Live | 215324033 |  | 9.7 | 20 | 39800 | 28100 | 26600 | 2.68 | 2.22 | 42200 | 3.45 | 2.2 | 10.4 | 7.9
Live | 215324034 |  | 10.2 | 20 | 39500 | 30900 | 26000 | 2.77 | 2.36 | 40400 | 3.38 | 2.17 | 10 | 7.7
Live | 215324031 |  | 9 | 18.1 | 54500 | 58000 | 54000 | 2.62 | 2.17 | 65500 | 3.2 | 1.91 | 10.7 | 8.5
Live | 215324032 |  | 10.2 | 15.9 | 60000 | 52000 | 53500 | 2.87 | 2.41 | 66000 | 3.76 | 2.1 | 10.4 | 8.7
Live | 215324029 |  | 9.4 | 18.7 | 53500 | 44500 | 47000 | 2.72 | 2.23 | 58700 | 2.92 | 1.83 | 10.1 | 8
Live | 215324030 |  | 10.4 | 16.8 | 56500 | 45500 | 47500 | 2.74 | 2.4 | 60000 | 3.27 | 2 | 10.8 | 8.8
Live | 215324028 |  | 10 | 18.2 | 52700 | 48000 | 47500 | 2.69 | 2.17 | 57400 | 2.97 | 1.96 | 11 | 8.8
Live | 215324027 |  | 12 | 17.8 | 37000 | 40000 | 37600 | 2.95 | 2.29 | 45500 | 3.46 | 2.1 | 11.1 | 9.2
Live | 215324026 |  | 12 | 20.2 | 38300 | 42400 | 39500 | 3.11 | 2.16 | 45400 | 3.27 | 2.02 | 10.8 | 8.9
Live | 215324025 |  | 12 | 21.3 | 38000 | 46200 | 37000 | 3.2 | 2.17 | 44600 | 3.14 | 1.95 | 10.6 | 8.8
Live | 215324022 |  | 8.8 | 18 | 12500 | 8300 | 7000 | 2.62 | 2.41 | 12400 | 2.91 | 2.21 | 8.8 | 7
Live | 215324024 |  | 9 | 17 | 24200 | 18400 | 17100 | 2.51 | 2.17 | 27000 | 2.63 | 2.01 | 8.5 | 6.9
Live | 215324023 |  | 9.9 | 18.3 | 17900 | 11200 | 10600 | 2.81 | 2.41 | 18800 | 2.9 | 2.1 | 8.7 | 6.7
Live | 215324021 |  | 10.9 | 19 | 12500 | 8300 | 7000 | 2.71 | 2.41 | 12400 | 3.13 | 2.16 | 9.7 | 7.5
Live | 215324020 |  | 8.8 | 19 | 12500 | 7900 | 7000 | 2.62 | 2.41 | 12400 | 2.88 | 2.21 | 9.2 | 7
Live | 215324017 |  | 12.2 | 21.2 | 29000 | 20000 | 18600 | 3.26 | 2.31 | 32600 | 3.2 | 2.27 | 11.1 | 8.4
Live | 215324019 |  | 10.1 | 18 | 9900 | 7200 | 6000 | 2.61 | 2.03 | 10600 | 2.68 | 1.83 | 9 | 7
Live | 215324018 |  | 12.5 | 19 | 28300 | 21600 | 19000 | 3.06 | 2.56 | 35100 | 3.43 | 2.3 | 11 | 8.5
Live | 215324015 |  | 13.3 | 20 | 20200 | 15900 | 14200 | 3.34 | 2.65 | 23000 | 3.92 | 2.41 | 11.4 | 8.8
Live | 215324016 |  | 12 | 22.1 | 26800 | 20500 | 18500 | 3.06 | 2.55 | 33100 | 3.43 | 2.3 | 10.5 | 8.1
Live | 215324013 |  | 12.5 | 22.4 | 19300 | 15100 | 12800 | 3.37 | 2.38 | 22200 | 3.27 | 2.05 | 10.4 | 8
Live | 215324014 |  | 12.5 | 20 | 19000 | 14100 | 14000 | 3.18 | 2.4 | 22000 | 3.49 | 2.19 | 10.6 | 8.2
Live | 215324012 |  | 12.5 | 23.9 | 18000 | 14600 | 13100 | 3.3 | 2.58 | 22900 | 3.67 | 2.16 | 13.5 | 9.4
Live | 215324009 |  | 12 | 19.5 | 12200 | 9800 | 8900 | 2.98 | 2.52 | 15700 | 3.33 | 2.44 | 10.5 | 8
Live | 215324011 |  | 12.5 | 20.8 | 17800 | 14800 | 12800 | 3.22 | 2.36 | 21500 | 3.26 | 2.19 | 11.4 | 8.5
Live | 215324010 |  | 12.5 | 22.3 | 18800 | 15200 | 13100 | 3.32 | 2.47 | 22800 | 3.55 | 2.25 | 12.2 | 8.6
Live | 215324008 |  | 11.7 | 19 | 13000 | 10300 | 8800 | 3.15 | 2.58 | 15600 | 3.49 | 2.24 | 10.3 | 8
Live | 215324007 |  | 12.7 | 24.7 | 13100 | 9600 | 8900 | 3.37 | 2.49 | 12900 | 3.15 | 2.51 | 11 | 8.2
Live | 215324006 |  | 12.5 | 21.2 | 14100 | 9300 | 8400 | 3.56 | 2.55 | 15000 | 3.66 | 2.39 | 10.4 | 7.9
Live | 215324004 |  | 13 | 19.8 | 11200 | 9800 | 8300 | 3.28 | 2.56 | 14500 | 3.7 | 2.32 | 11.5 | 9
Live | 215324005 |  | 12.3 | 22.2 | 13800 | 10000 | 8600 | 3.43 | 2.59 | 15300 | 3.42 | 2.47 | 10.1 | 7.8
Live | 215324003 |  | 12.8 | 19.6 | 11900 | 9600 | 8600 | 3.35 | 2.45 | 14000 | 3.45 | 2.25 | 11 | 8.8
Live | 215324002 |  | 16.3 | 26 | 12900 | 9600 | 8600 | 3.86 | 2.49 | 12700 | 3.38 | 2.27 | 13.9 | 10.1
Live | 215324001 |  | 14.3 | 21.7 | 12000 | 9300 | 8300 | 3.48 | 2.55 | 13700 | 3.62 | 2.17 | 11.3 | 8.8
Live | 215324000 |  | 12 | 19.2 | 28000 | 23600 | 24000 | 3.4 | 2.48 | 31400 | 3.71 | 2.18 | 11.7 | 9.3
Live | 215323999 |  | 12 | 20.5 | 25600 | 23300 | 24200 | 3.26 | 2.38 | 29500 | 3.36 | 2.16 | 12.1 | 9.8
Live | 215323997 |  | 12.1 | 18.5 | 20600 | 20000 | 18000 | 3.37 | 2.5 | 23000 | 3.85 | 2.1 | 11.1 | 9
Live | 215323998 |  | 12 | 20.8 | 26200 | 23900 | 23800 | 3.34 | 2.48 | 30700 | 3.61 | 2.23 | 11.6 | 9.2
Live | 215323996 |  | 12 | 18 | 18800 | 19000 | 18000 | 3.15 | 2.23 | 22000 | 2.87 | 2 | 10.8 | 9
Live | 215323995 |  | 12.6 | 20.5 | 19200 | 20200 | 17000 | 3.37 | 2.24 | 20700 | 3.32 | 1.86 | 10.3 | 8.2
Live | 215323994 |  | 12.5 | 20.2 | 17200 | 18800 | 17500 | 3.15 | 2.13 | 20000 | 3.12 | 1.95 | 10.3 | 8.7
Live | 215323991 |  | 12 | 20.2 | 13300 | 14000 | 12000 | 3.09 | 2.31 | 16500 | 3.41 | 1.95 | 10.6 | 8.5
Live | 215323993 |  | 12.5 | 20 | 18500 | 18000 | 17000 | 3.31 | 2.1 | 20000 | 3.01 | 1.9 | 12.4 | 9.5
Live | 215323992 |  | 12.5 | 20.7 | 19000 | 18800 | 17500 | 3.28 | 2.05 | 22200 | 3.27 | 1.89 | 12.2 | 9.2
Live | 215323990 |  | 12 | 20 | 13500 | 13100 | 11800 | 3.3 | 1.99 | 16200 | 3.27 | 1.9 | 10.2 | 8.2
Live | 215323989 |  | 12.7 | 25 | 14000 | 12400 | 11300 | 3.57 | 2.14 | 16100 | 3.5 | 1.88 | 10.6 | 8.3
Live | 215323988 |  | 12.7 | 22.3 | 15100 | 12900 | 11500 | 3.51 | 2.14 | 16300 | 3.59 | 1.99 | 11.6 | 8.9
Live | 215323986 |  | 14 | 20.6 | 13100 | 12600 | 11900 | 3.05 | 1.94 | 16500 | 3.41 | 1.85 | 13.8 | 10.8
Live | 215323985 |  | 13.5 | 21.5 | 13500 | 12600 | 11200 | 3.3 | 1.99 | 16000 | 3.23 | 1.89 | 12.5 | 9.7
Live | 215323987 |  | 13 | 23 | 13900 | 11900 | 11500 | 3.31 | 1.95 | 15200 | 3.23 | 1.99 | 10.2 | 8.2
Live | 215323984 |  | 15.2 | 27.3 | 13700 | 12200 | 11300 | 3.49 | 2.17 | 16100 | 3.5 | 1.84 | 10.9 | 8.9
Live | 215323983 |  | 14 | 22.7 | 13600 | 12600 | 11000 | 3.47 | 2.1 | 15700 | 3.46 | 1.84 | 12.2 | 9.3
Live | 215323982 |  | 14.7 | 24 | 12900 | 11900 | 10600 | 3.29 | 2 | 13900 | 3.02 | 1.83 | 12.2 | 9.5
Live | 215323981 |  | 14.5 | 21.5 | 11800 | 9100 | 7800 | 3.53 | 2.52 | 11100 | 3.1 | 2.41 | 13.8 | 10.8
Live | 215323980 |  | 15.2 | 22 | 12700 | 9500 | 8100 | 3.88 | 2.53 | 11500 | 3.55 | 2.4 | 12 | 10.3
Live | 215323979 |  | 10 | 17 | 63000 | 41500 | 40000 | 2.72 | 2.45 | 67000 | 3.8 | 2.2 | 9.8 | 7.6
Live | 215323978 |  | 9.6 | 19.5 | 54500 | 45300 | 35000 | 2.64 | 2.22 | 60000 | 3.05 | 2.01 | 9.5 | 7.2
Live | 215323976 |  | 9.5 | 19.9 | 50000 | 45100 | 38500 | 2.78 | 2.13 | 59100 | 2.96 | 1.95 | 10.2 | 7.8
Live | 215323975 |  | 9.5 | 19.1 | 50400 | 44600 | 40500 | 2.78 | 2.12 | 61700 | 3.04 | 2.11 | 9.9 | 7.7
Live | 215323977 |  | 10 | 17.2 | 56500 | 46500 | 38000 | 2.83 | 2.35 | 60500 | 3.48 | 2 | 9.8 | 7.7
Live | 215323972 |  | 9.7 | 20 | 39800 | 28100 | 26600 | 2.68 | 2.22 | 42200 | 3.45 | 2.2 | 10.4 | 7.9
Live | 215323974 |  | 10.2 | 18.8 | 42500 | 31000 | 25600 | 2.93 | 2.39 | 43500 | 3.79 | 2.1 | 10.2 | 7.8
Live | 215323973 |  | 10.2 | 20 | 39500 | 30900 | 26000 | 2.77 | 2.36 | 40400 | 3.38 | 2.17 | 10 | 7.7
Live | 215323970 |  | 9 | 18.1 | 54500 | 58000 | 54000 | 2.62 | 2.17 | 65500 | 3.2 | 1.91 | 10.7 | 8.5
Live | 215323971 |  | 10.2 | 15.9 | 60000 | 52000 | 53500 | 2.87 | 2.41 | 66000 | 3.76 | 2.1 | 10.4 | 8.7
Live | 215323968 |  | 9.4 | 18.7 | 53500 | 44500 | 47000 | 2.72 | 2.23 | 58700 | 2.92 | 1.83 | 10.1 | 8
Live | 215323969 |  | 10.4 | 16.8 | 56500 | 45500 | 47500 | 2.74 | 2.4 | 60000 | 3.27 | 2 | 10.8 | 8.8
Live | 215323967 |  | 10 | 18.2 | 52700 | 48000 | 47500 | 2.69 | 2.17 | 57400 | 2.97 | 1.96 | 11 | 8.8
Live | 215323966 |  | 12 | 17.8 | 37000 | 40000 | 37600 | 2.95 | 2.29 | 45500 | 3.46 | 2.1 | 11.1 | 9.2
Live | 215323965 |  | 12 | 20.2 | 38300 | 42400 | 39500 | 3.11 | 2.16 | 45400 | 3.27 | 2.02 | 10.8 | 8.9
Live | 215323964 |  | 12 | 21.3 | 38000 | 46200 | 37000 | 3.2 | 2.17 | 44600 | 3.14 | 1.95 | 10.6 | 8.8
Live | 215323963 |  | 9 | 17 | 24200 | 18400 | 17100 | 2.51 | 2.17 | 27000 | 2.63 | 2.01 | 8.5 | 6.9
Live | 215323962 |  | 9.9 | 18.3 | 17900 | 11200 | 10600 | 2.81 | 2.41 | 18800 | 2.9 | 2.1 | 8.7 | 6.7
Live | 215323961 |  | 8.8 | 18 | 12500 | 8300 | 7000 | 2.62 | 2.41 | 12400 | 2.91 | 2.21 | 8.8 | 7
Live | 215323960 |  | 10.9 | 19 | 12500 | 8300 | 7000 | 2.71 | 2.41 | 12400 | 3.13 | 2.16 | 9.7 | 7.5
Live | 215323959 |  | 8.8 | 19 | 12500 | 7900 | 7000 | 2.62 | 2.41 | 12400 | 2.88 | 2.21 | 9.2 | 7
Live | 215323958 |  | 10.1 | 18 | 9900 | 7200 | 6000 | 2.61 | 2.03 | 10600 | 2.68 | 1.83 | 9 | 7
Live | 215323956 |  | 12.2 | 21.2 | 29000 | 20000 | 18600 | 3.26 | 2.31 | 32600 | 3.2 | 2.27 | 11.1 | 8.4
Live | 215323957 |  | 12.5 | 19 | 28300 | 21600 | 19000 | 3.06 | 2.56 | 35100 | 3.43 | 2.3 | 11 | 8.5
Live | 215323954 |  | 13.3 | 20 | 20200 | 15900 | 14200 | 3.34 | 2.65 | 23000 | 3.92 | 2.41 | 11.4 | 8.8
Live | 215323955 |  | 12 | 22.1 | 26800 | 20500 | 18500 | 3.06 | 2.55 | 33100 | 3.43 | 2.3 | 10.5 | 8.1
Live | 215323952 |  | 12.5 | 22.4 | 19300 | 15100 | 12800 | 3.37 | 2.38 | 22200 | 3.27 | 2.05 | 10.4 | 8
Live | 215323953 |  | 12.5 | 20 | 19000 | 14100 | 14000 | 3.18 | 2.4 | 22000 | 3.49 | 2.19 | 10.6 | 8.2
Live | 215323951 |  | 12.5 | 23.9 | 18000 | 14600 | 13100 | 3.3 | 2.58 | 22900 | 3.67 | 2.16 | 13.5 | 9.4
Live | 215323950 |  | 12.5 | 20.8 | 17800 | 14800 | 12800 | 3.22 | 2.36 | 21500 | 3.26 | 2.19 | 11.4 | 8.5
Live | 215323948 |  | 12 | 19.5 | 12200 | 9800 | 8900 | 2.98 | 2.52 | 15700 | 3.33 | 2.44 | 10.5 | 8
Live | 215323949 |  | 12.5 | 22.3 | 18800 | 15200 | 13100 | 3.32 | 2.47 | 22800 | 3.55 | 2.25 | 12.2 | 8.6
Live | 215323947 |  | 11.7 | 19 | 13000 | 10300 | 8800 | 3.15 | 2.58 | 15600 | 3.49 | 2.24 | 10.3 | 8
Live | 215323946 |  | 12.7 | 24.7 | 13100 | 9600 | 8900 | 3.37 | 2.49 | 12900 | 3.15 | 2.51 | 11 | 8.2
Live | 215323945 |  | 12.5 | 21.2 | 14100 | 9300 | 8400 | 3.56 | 2.55 | 15000 | 3.66 | 2.39 | 10.4 | 7.9
Live | 215323943 |  | 13 | 19.8 | 11200 | 9800 | 8300 | 3.28 | 2.56 | 14500 | 3.7 | 2.32 | 11.5 | 9
Live | 215323944 |  | 12.3 | 22.2 | 13800 | 10000 | 8600 | 3.43 | 2.59 | 15300 | 3.42 | 2.47 | 10.1 | 7.8
Live | 215323942 |  | 12.8 | 19.6 | 11900 | 9600 | 8600 | 3.35 | 2.45 | 14000 | 3.45 | 2.25 | 11 | 8.8
Live | 215323941 |  | 16.3 | 26 | 12900 | 9600 | 8600 | 3.86 | 2.49 | 12700 | 3.38 | 2.27 | 13.9 | 10.1
Live | 215323940 |  | 14.3 | 21.7 | 12000 | 9300 | 8300 | 3.48 | 2.55 | 13700 | 3.62 | 2.17 | 11.3 | 8.8
Live | 215323938 |  | 12 | 20.5 | 25600 | 23300 | 24200 | 3.26 | 2.38 | 29500 | 3.36 | 2.16 | 12.1 | 9.8
Live | 215323937 |  | 12 | 20.8 | 26200 | 23900 | 23800 | 3.34 | 2.48 | 30700 | 3.61 | 2.23 | 11.6 | 9.2
Live | 215323939 |  | 12 | 19.2 | 28000 | 23600 | 24000 | 3.4 | 2.48 | 31400 | 3.71 | 2.18 | 11.7 | 9.3
Live | 215323936 |  | 12.1 | 18.5 | 20600 | 20000 | 18000 | 3.37 | 2.5 | 23000 | 3.85 | 2.1 | 11.1 | 9
Live | 215323935 |  | 12 | 18 | 18800 | 19000 | 18000 | 3.15 | 2.23 | 22000 | 2.87 | 2 | 10.8 | 9
Live | 215323934 |  | 12.6 | 20.5 | 19200 | 20200 | 17000 | 3.37 | 2.24 | 20700 | 3.32 | 1.86 | 10.3 | 8.2
Live | 215323933 |  | 12.5 | 20.2 | 17200 | 18800 | 17500 | 3.15 | 2.13 | 20000 | 3.12 | 1.95 | 10.3 | 8.7
Live | 215323932 |  | 12.5 | 20 | 18500 | 18000 | 17000 | 3.31 | 2.1 | 20000 | 3.01 | 1.9 | 12.4 | 9.5
Live | 215323930 |  | 12 | 20.2 | 13300 | 14000 | 12000 | 3.09 | 2.31 | 16500 | 3.41 | 1.95 | 10.6 | 8.5
Live | 215323931 |  | 12.5 | 20.7 | 19000 | 18800 | 17500 | 3.28 | 2.05 | 22200 | 3.27 | 1.89 | 12.2 | 9.2
Live | 215323929 |  | 12 | 20 | 13500 | 13100 | 11800 | 3.3 | 1.99 | 16200 | 3.27 | 1.9 | 10.2 | 8.2
Live | 215323928 |  | 12.7 | 25 | 14000 | 12400 | 11300 | 3.57 | 2.14 | 16100 | 3.5 | 1.88 | 10.6 | 8.3
Live | 215323925 |  | 14 | 20.6 | 13100 | 12600 | 11900 | 3.05 | 1.94 | 16500 | 3.41 | 1.85 | 13.8 | 10.8
Live | 215323927 |  | 12.7 | 22.3 | 15100 | 12900 | 11500 | 3.51 | 2.14 | 16300 | 3.59 | 1.99 | 11.6 | 8.9
Live | 215323926 |  | 13 | 23 | 13900 | 11900 | 11500 | 3.31 | 1.95 | 15200 | 3.23 | 1.99 | 10.2 | 8.2
Live | 215323924 |  | 13.5 | 21.5 | 13500 | 12600 | 11200 | 3.3 | 1.99 | 16000 | 3.23 | 1.89 | 12.5 | 9.7
Live | 215323923 |  | 15.2 | 27.3 | 13700 | 12200 | 11300 | 3.49 | 2.17 | 16100 | 3.5 | 1.84 | 10.9 | 8.9
Live | 215323922 |  | 14 | 22.7 | 13600 | 12600 | 11000 | 3.47 | 2.1 | 15700 | 3.46 | 1.84 | 12.2 | 9.3
Live | 215323921 |  | 14.7 | 24 | 12900 | 11900 | 10600 | 3.29 | 2 | 13900 | 3.02 | 1.83 | 12.2 | 9.5
Live | 215323920 |  | 14.5 | 21.5 | 11800 | 9100 | 7800 | 3.53 | 2.52 | 11100 | 3.1 | 2.41 | 13.8 | 10.8
Live | 215323919 |  | 15.2 | 22 | 12700 | 9500 | 8100 | 3.88 | 2.53 | 11500 | 3.55 | 2.4 | 12 | 10.3
Live | 215323918 |  | 10 | 17 | 63000 | 41500 | 40000 | 2.72 | 2.45 | 67000 | 3.8 | 2.2 | 9.8 | 7.6
Live | 215323917 |  | 9.6 | 19.5 | 54500 | 45300 | 35000 | 2.64 | 2.22 | 60000 | 3.05 | 2.01 | 9.5 | 7.2
Live | 215323916 |  | 10 | 17.2 | 56500 | 46500 | 38000 | 2.83 | 2.35 | 60500 | 3.48 | 2 | 9.8 | 7.7
Live | 215323915 |  | 9.5 | 19.9 | 50000 | 45100 | 38500 | 2.78 | 2.13 | 59100 | 2.96 | 1.95 | 10.2 | 7.8
Live | 215323914 |  | 9.5 | 19.1 | 50400 | 44600 | 40500 | 2.78 | 2.12 | 61700 | 3.04 | 2.11 | 9.9 | 7.7
Live | 215323913 |  | 10.2 | 18.8 | 42500 | 31000 | 25600 | 2.93 | 2.39 | 43500 | 3.79 | 2.1 | 10.2 | 7.8
Live | 215323912 |  | 10.2 | 20 | 39500 | 30900 | 26000 | 2.77 | 2.36 | 40400 | 3.38 | 2.17 | 10 | 7.7
Live | 215323911 |  | 9.7 | 20 | 39800 | 28100 | 26600 | 2.68 | 2.22 | 42200 | 3.45 | 2.2 | 10.4 | 7.9
Live | 215323910 |  | 10.2 | 15.9 | 60000 | 52000 | 53500 | 2.87 | 2.41 | 66000 | 3.76 | 2.1 | 10.4 | 8.7
Live | 215323909 |  | 9 | 18.1 | 54500 | 58000 | 54000 | 2.62 | 2.17 | 65500 | 3.2 | 1.91 | 10.7 | 8.5
Live | 215323908 |  | 10.4 | 16.8 | 56500 | 45500 | 47500 | 2.74 | 2.4 | 60000 | 3.27 | 2 | 10.8 | 8.8
Live | 215323907 |  | 9.4 | 18.7 | 53500 | 44500 | 47000 | 2.72 | 2.23 | 58700 | 2.92 | 1.83 | 10.1 | 8
Live | 215323906 |  | 10 | 18.2 | 52700 | 48000 | 47500 | 2.69 | 2.17 | 57400 | 2.97 | 1.96 | 11 | 8.8
Live | 215323904 |  | 12 | 20.2 | 38300 | 42400 | 39500 | 3.11 | 2.16 | 45400 | 3.27 | 2.02 | 10.8 | 8.9
Live | 215323903 |  | 12 | 21.3 | 38000 | 46200 | 37000 | 3.2 | 2.17 | 44600 | 3.14 | 1.95 | 10.6 | 8.8
Live | 215323905 |  | 12 | 17.8 | 37000 | 40000 | 37600 | 2.95 | 2.29 | 45500 | 3.46 | 2.1 | 11.1 | 9.2
Live | 215323902 |  | 9 | 17 | 24200 | 18400 | 17100 | 2.51 | 2.17 | 27000 | 2.63 | 2.01 | 8.5 | 6.9
Live | 215323901 |  | 9.9 | 18.3 | 17900 | 11200 | 10600 | 2.81 | 2.41 | 18800 | 2.9 | 2.1 | 8.7 | 6.7
Live | 215323900 |  | 8.8 | 18 | 12500 | 8300 | 7000 | 2.62 | 2.41 | 12400 | 2.91 | 2.21 | 8.8 | 7
Live | 215323899 |  | 10.9 | 19 | 12500 | 8300 | 7000 | 2.71 | 2.41 | 12400 | 3.13 | 2.16 | 9.7 | 7.5
Live | 215323898 |  | 8.8 | 19 | 12500 | 7900 | 7000 | 2.62 | 2.41 | 12400 | 2.88 | 2.21 | 9.2 | 7
Live | 215323897 |  | 10.1 | 18 | 9900 | 7200 | 6000 | 2.61 | 2.03 | 10600 | 2.68 | 1.83 | 9 | 7
Live | 215323896 |  | 12.5 | 19 | 28300 | 21600 | 19000 | 3.06 | 2.56 | 35100 | 3.43 | 2.3 | 11 | 8.5
Live | 215323893 |  | 13.3 | 20 | 20200 | 15900 | 14200 | 3.34 | 2.65 | 23000 | 3.92 | 2.41 | 11.4 | 8.8
Live | 215323895 |  | 12.2 | 21.2 | 29000 | 20000 | 18600 | 3.26 | 2.31 | 32600 | 3.2 | 2.27 | 11.1 | 8.4
Live | 215323894 |  | 12 | 22.1 | 26800 | 20500 | 18500 | 3.06 | 2.55 | 33100 | 3.43 | 2.3 | 10.5 | 8.1
Live | 215323891 |  | 12.5 | 22.4 | 19300 | 15100 | 12800 | 3.37 | 2.38 | 22200 | 3.27 | 2.05 | 10.4 | 8
Live | 215323892 |  | 12.5 | 20 | 19000 | 14100 | 14000 | 3.18 | 2.4 | 22000 | 3.49 | 2.19 | 10.6 | 8.2
Live | 215323890 |  | 12.5 | 23.9 | 18000 | 14600 | 13100 | 3.3 | 2.58 | 22900 | 3.67 | 2.16 | 13.5 | 9.4
Live | 215323889 |  | 12.5 | 20.8 | 17800 | 14800 | 12800 | 3.22 | 2.36 | 21500 | 3.26 | 2.19 | 11.4 | 8.5
Live | 215323888 |  | 12.5 | 22.3 | 18800 | 15200 | 13100 | 3.32 | 2.47 | 22800 | 3.55 | 2.25 | 12.2 | 8.6
Live | 215323887 |  | 12 | 19.5 | 12200 | 9800 | 8900 | 2.98 | 2.52 | 15700 | 3.33 | 2.44 | 10.5 | 8
Live | 215323886 |  | 11.7 | 19 | 13000 | 10300 | 8800 | 3.15 | 2.58 | 15600 | 3.49 | 2.24 | 10.3 | 8
Live | 215323885 |  | 12.7 | 24.7 | 13100 | 9600 | 8900 | 3.37 | 2.49 | 12900 | 3.15 | 2.51 | 11 | 8.2
Live | 215323884 |  | 12.5 | 21.2 | 14100 | 9300 | 8400 | 3.56 | 2.55 | 15000 | 3.66 | 2.39 | 10.4 | 7.9
Live | 215323883 |  | 12.3 | 22.2 | 13800 | 10000 | 8600 | 3.43 | 2.59 | 15300 | 3.42 | 2.47 | 10.1 | 7.8
Live | 215323882 |  | 13 | 19.8 | 11200 | 9800 | 8300 | 3.28 | 2.56 | 14500 | 3.7 | 2.32 | 11.5 | 9
Live | 215323881 |  | 12.8 | 19.6 | 11900 | 9600 | 8600 | 3.35 | 2.45 | 14000 | 3.45 | 2.25 | 11 | 8.8
Live | 215323880 |  | 16.3 | 26 | 12900 | 9600 | 8600 | 3.86 | 2.49 | 12700 | 3.38 | 2.27 | 13.9 | 10.1
Live | 215323879 |  | 14.3 | 21.7 | 12000 | 9300 | 8300 | 3.48 | 2.55 | 13700 | 3.62 | 2.17 | 11.3 | 8.8
Live | 215323878 |  | 12 | 19.2 | 28000 | 23600 | 24000 | 3.4 | 2.48 | 31400 | 3.71 | 2.18 | 11.7 | 9.3
Live | 215323877 |  | 12 | 20.5 | 25600 | 23300 | 24200 | 3.26 | 2.38 | 29500 | 3.36 | 2.16 | 12.1 | 9.8
Live | 215323876 |  | 12 | 20.8 | 26200 | 23900 | 23800 | 3.34 | 2.48 | 30700 | 3.61 | 2.23 | 11.6 | 9.2
Live | 215323875 |  | 12.1 | 18.5 | 20600 | 20000 | 18000 | 3.37 | 2.5 | 23000 | 3.85 | 2.1 | 11.1 | 9
Live | 215323873 |  | 12.6 | 20.5 | 19200 | 20200 | 17000 | 3.37 | 2.24 | 20700 | 3.32 | 1.86 | 10.3 | 8.2
Live | 215323874 |  | 12 | 18 | 18800 | 19000 | 18000 | 3.15 | 2.23 | 22000 | 2.87 | 2 | 10.8 | 9
Live | 215323872 |  | 12.5 | 20.2 | 17200 | 18800 | 17500 | 3.15 | 2.13 | 20000 | 3.12 | 1.95 | 10.3 | 8.7
Live | 215323871 |  | 12.5 | 20 | 18500 | 18000 | 17000 | 3.31 | 2.1 | 20000 | 3.01 | 1.9 | 12.4 | 9.5
Live | 215323869 |  | 12 | 20.2 | 13300 | 14000 | 12000 | 3.09 | 2.31 | 16500 | 3.41 | 1.95 | 10.6 | 8.5
Live | 215323870 |  | 12.5 | 20.7 | 19000 | 18800 | 17500 | 3.28 | 2.05 | 22200 | 3.27 | 1.89 | 12.2 | 9.2
Live | 215323868 |  | 12 | 20 | 13500 | 13100 | 11800 | 3.3 | 1.99 | 16200 | 3.27 | 1.9 | 10.2 | 8.2
Live | 215323867 |  | 12.7 | 25 | 14000 | 12400 | 11300 | 3.57 | 2.14 | 16100 | 3.5 | 1.88 | 10.6 | 8.3
Live | 215323864 |  | 14 | 20.6 | 13100 | 12600 | 11900 | 3.05 | 1.94 | 16500 | 3.41 | 1.85 | 13.8 | 10.8
Live | 215323866 |  | 12.7 | 22.3 | 15100 | 12900 | 11500 | 3.51 | 2.14 | 16300 | 3.59 | 1.99 | 11.6 | 8.9
Live | 215323865 |  | 13 | 23 | 13900 | 11900 | 11500 | 3.31 | 1.95 | 15200 | 3.23 | 1.99 | 10.2 | 8.2
Live | 215323863 |  | 13.5 | 21.5 | 13500 | 12600 | 11200 | 3.3 | 1.99 | 16000 | 3.23 | 1.89 | 12.5 | 9.7
Live | 215323862 |  | 15.2 | 27.3 | 13700 | 12200 | 11300 | 3.49 | 2.17 | 16100 | 3.5 | 1.84 | 10.9 | 8.9
Live | 215323861 |  | 14 | 22.7 | 13600 | 12600 | 11000 | 3.47 | 2.1 | 15700 | 3.46 | 1.84 | 12.2 | 9.3
Live | 215323860 |  | 14.7 | 24 | 12900 | 11900 | 10600 | 3.29 | 2 | 13900 | 3.02 | 1.83 | 12.2 | 9.5
Live | 215323857 |  | 10 | 17 | 63000 | 41500 | 40000 | 2.72 | 2.45 | 67000 | 3.8 | 2.2 | 9.8 | 7.6
Live | 215323859 |  | 14.5 | 21.5 | 11800 | 9100 | 7800 | 3.53 | 2.52 | 11100 | 3.1 | 2.41 | 13.8 | 10.8
Live | 215323858 |  | 15.2 | 22 | 12700 | 9500 | 8100 | 3.88 | 2.53 | 11500 | 3.55 | 2.4 | 12 | 10.3
Live | 215323856 |  | 9.6 | 19.5 | 54500 | 45300 | 35000 | 2.64 | 2.22 | 60000 | 3.05 | 2.01 | 9.5 | 7.2
Live | 215323855 |  | 10 | 17.2 | 56500 | 46500 | 38000 | 2.83 | 2.35 | 60500 | 3.48 | 2 | 9.8 | 7.7
Live | 215323854 |  | 9.5 | 19.9 | 50000 | 45100 | 38500 | 2.78 | 2.13 | 59100 | 2.96 | 1.95 | 10.2 | 7.8
Live | 215323853 |  | 9.5 | 19.1 | 50400 | 44600 | 40500 | 2.78 | 2.12 | 61700 | 3.04 | 2.11 | 9.9 | 7.7
Live | 215323850 |  | 9.7 | 20 | 39800 | 28100 | 26600 | 2.68 | 2.22 | 42200 | 3.45 | 2.2 | 10.4 | 7.9
Live | 215323852 |  | 10.2 | 18.8 | 42500 | 31000 | 25600 | 2.93 | 2.39 | 43500 | 3.79 | 2.1 | 10.2 | 7.8
Live | 215323851 |  | 10.2 | 20 | 39500 | 30900 | 26000 | 2.77 | 2.36 | 40400 | 3.38 | 2.17 | 10 | 7.7
Live | 215323849 |  | 10.2 | 15.9 | 60000 | 52000 | 53500 | 2.87 | 2.41 | 66000 | 3.76 | 2.1 | 10.4 | 8.7
Live | 215323848 |  | 9 | 18.1 | 54500 | 58000 | 54000 | 2.62 | 2.17 | 65500 | 3.2 | 1.91 | 10.7 | 8.5
Live | 215323847 |  | 10.4 | 16.8 | 56500 | 45500 | 47500 | 2.74 | 2.4 | 60000 | 3.27 | 2 | 10.8 | 8.8
Live | 215323846 |  | 9.4 | 18.7 | 53500 | 44500 | 47000 | 2.72 | 2.23 | 58700 | 2.92 | 1.83 | 10.1 | 8
Live | 215323845 |  | 10 | 18.2 | 52700 | 48000 | 47500 | 2.69 | 2.17 | 57400 | 2.97 | 1.96 | 11 | 8.8
Live | 215323843 |  | 12 | 20.2 | 38300 | 42400 | 39500 | 3.11 | 2.16 | 45400 | 3.27 | 2.02 | 10.8 | 8.9
Live | 215323844 |  | 12 | 17.8 | 37000 | 40000 | 37600 | 2.95 | 2.29 | 45500 | 3.46 | 2.1 | 11.1 | 9.2
Live | 215323842 |  | 12 | 21.3 | 38000 | 46200 | 37000 | 3.2 | 2.17 | 44600 | 3.14 | 1.95 | 10.6 | 8.8
Live | 215323841 |  | 9 | 17 | 24200 | 18400 | 17100 | 2.51 | 2.17 | 27000 | 2.63 | 2.01 | 8.5 | 6.9
Live | 215323839 |  | 8.8 | 18 | 12500 | 8300 | 7000 | 2.62 | 2.41 | 12400 | 2.91 | 2.21 | 8.8 | 7
Live | 215323840 |  | 9.9 | 18.3 | 17900 | 11200 | 10600 | 2.81 | 2.41 | 18800 | 2.9 | 2.1 | 8.7 | 6.7
Live | 215323838 |  | 10.9 | 19 | 12500 | 8300 | 7000 | 2.71 | 2.41 | 12400 | 3.13 | 2.16 | 9.7 | 7.5
Live | 215323837 |  | 8.8 | 19 | 12500 | 7900 | 7000 | 2.62 | 2.41 | 12400 | 2.88 | 2.21 | 9.2 | 7
Live | 215323836 |  | 10.1 | 18 | 9900 | 7200 | 6000 | 2.61 | 2.03 | 10600 | 2.68 | 1.83 | 9 | 7
Live | 215323835 |  | 12.5 | 19 | 28300 | 21600 | 19000 | 3.06 | 2.56 | 35100 | 3.43 | 2.3 | 11 | 8.5
Live | 215323834 |  | 12.2 | 21.2 | 29000 | 20000 | 18600 | 3.26 | 2.31 | 32600 | 3.2 | 2.27 | 11.1 | 8.4
Live | 215323833 |  | 12 | 22.1 | 26800 | 20500 | 18500 | 3.06 | 2.55 | 33100 | 3.43 | 2.3 | 10.5 | 8.1
Live | 215323832 |  | 13.3 | 20 | 20200 | 15900 | 14200 | 3.34 | 2.65 | 23000 | 3.92 | 2.41 | 11.4 | 8.8
Live | 215323831 |  | 12.5 | 20 | 19000 | 14100 | 14000 | 3.18 | 2.4 | 22000 | 3.49 | 2.19 | 10.6 | 8.2
Live | 215323830 |  | 12.5 | 22.4 | 19300 | 15100 | 12800 | 3.37 | 2.38 | 22200 | 3.27 | 2.05 | 10.4 | 8
Live | 215323829 |  | 12.5 | 23.9 | 18000 | 14600 | 13100 | 3.3 | 2.58 | 22900 | 3.67 | 2.16 | 13.5 | 9.4
Live | 215323828 |  | 12.5 | 20.8 | 17800 | 14800 | 12800 | 3.22 | 2.36 | 21500 | 3.26 | 2.19 | 11.4 | 8.5
Live | 215323826 |  | 12 | 19.5 | 12200 | 9800 | 8900 | 2.98 | 2.52 | 15700 | 3.33 | 2.44 | 10.5 | 8
Live | 215323827 |  | 12.5 | 22.3 | 18800 | 15200 | 13100 | 3.32 | 2.47 | 22800 | 3.55 | 2.25 | 12.2 | 8.6
Live | 215323825 |  | 11.7 | 19 | 13000 | 10300 | 8800 | 3.15 | 2.58 | 15600 | 3.49 | 2.24 | 10.3 | 8
Live | 215323824 |  | 12.7 | 24.7 | 13100 | 9600 | 8900 | 3.37 | 2.49 | 12900 | 3.15 | 2.51 | 11 | 8.2
Live | 215323823 |  | 12.5 | 21.2 | 14100 | 9300 | 8400 | 3.56 | 2.55 | 15000 | 3.66 | 2.39 | 10.4 | 7.9
Live | 215323822 |  | 12.3 | 22.2 | 13800 | 10000 | 8600 | 3.43 | 2.59 | 15300 | 3.42 | 2.47 | 10.1 | 7.8
Live | 215323821 |  | 13 | 19.8 | 11200 | 9800 | 8300 | 3.28 | 2.56 | 14500 | 3.7 | 2.32 | 11.5 | 9
Live | 215323820 |  | 12.8 | 19.6 | 11900 | 9600 | 8600 | 3.35 | 2.45 | 14000 | 3.45 | 2.25 | 11 | 8.8
Live | 215323819 |  | 16.3 | 26 | 12900 | 9600 | 8600 | 3.86 | 2.49 | 12700 | 3.38 | 2.27 | 13.9 | 10.1
Live | 215323818 |  | 14.3 | 21.7 | 12000 | 9300 | 8300 | 3.48 | 2.55 | 13700 | 3.62 | 2.17 | 11.3 | 8.8
Live | 215323816 |  | 12 | 20.5 | 25600 | 23300 | 24200 | 3.26 | 2.38 | 29500 | 3.36 | 2.16 | 12.1 | 9.8
Live | 215323815 |  | 12 | 20.8 | 26200 | 23900 | 23800 | 3.34 | 2.48 | 30700 | 3.61 | 2.23 | 11.6 | 9.2
Live | 215323817 |  | 12 | 19.2 | 28000 | 23600 | 24000 | 3.4 | 2.48 | 31400 | 3.71 | 2.18 | 11.7 | 9.3
Live | 215323814 |  | 12.1 | 18.5 | 20600 | 20000 | 18000 | 3.37 | 2.5 | 23000 | 3.85 | 2.1 | 11.1 | 9
Live | 215323813 |  | 12 | 18 | 18800 | 19000 | 18000 | 3.15 | 2.23 | 22000 | 2.87 | 2 | 10.8 | 9
Live | 215323812 |  | 12.6 | 20.5 | 19200 | 20200 | 17000 | 3.37 | 2.24 | 20700 | 3.32 | 1.86 | 10.3 | 8.2
Live | 215323811 |  | 12.5 | 20.2 | 17200 | 18800 | 17500 | 3.15 | 2.13 | 20000 | 3.12 | 1.95 | 10.3 | 8.7
Live | 215323810 |  | 12.5 | 20 | 18500 | 18000 | 17000 | 3.31 | 2.1 | 20000 | 3.01 | 1.9 | 12.4 | 9.5
Live | 215323808 |  | 12 | 20.2 | 13300 | 14000 | 12000 | 3.09 | 2.31 | 16500 | 3.41 | 1.95 | 10.6 | 8.5
Live | 215323809 |  | 12.5 | 20.7 | 19000 | 18800 | 17500 | 3.28 | 2.05 | 22200 | 3.27 | 1.89 | 12.2 | 9.2
Live | 215323807 |  | 12 | 20 | 13500 | 13100 | 11800 | 3.3 | 1.99 | 16200 | 3.27 | 1.9 | 10.2 | 8.2
Live | 215323806 |  | 12.7 | 25 | 14000 | 12400 | 11300 | 3.57 | 2.14 | 16100 | 3.5 | 1.88 | 10.6 | 8.3
Live | 215323805 |  | 12.7 | 22.3 | 15100 | 12900 | 11500 | 3.51 | 2.14 | 16300 | 3.59 | 1.99 | 11.6 | 8.9
Live | 215323804 |  | 13 | 23 | 13900 | 11900 | 11500 | 3.31 | 1.95 | 15200 | 3.23 | 1.99 | 10.2 | 8.2
Live | 215323803 |  | 14 | 20.6 | 13100 | 12600 | 11900 | 3.05 | 1.94 | 16500 | 3.41 | 1.85 | 13.8 | 10.8
Live | 215323802 |  | 13.5 | 21.5 | 13500 | 12600 | 11200 | 3.3 | 1.99 | 16000 | 3.23 | 1.89 | 12.5 | 9.7
Live | 215323801 |  | 15.2 | 27.3 | 13700 | 12200 | 11300 | 3.49 | 2.17 | 16100 | 3.5 | 1.84 | 10.9 | 8.9
Live | 215323800 |  | 14 | 22.7 | 13600 | 12600 | 11000 | 3.47 | 2.1 | 15700 | 3.46 | 1.84 | 12.2 | 9.3
Live | 215323799 |  | 14.7 | 24 | 12900 | 11900 | 10600 | 3.29 | 2 | 13900 | 3.02 | 1.83 | 12.2 | 9.5
Live | 215323798 |  | 14.5 | 21.5 | 11800 | 9100 | 7800 | 3.53 | 2.52 | 11100 | 3.1 | 2.41 | 13.8 | 10.8
Live | 215323797 |  | 15.2 | 22 | 12700 | 9500 | 8100 | 3.88 | 2.53 | 11500 | 3.55 | 2.4 | 12 | 10.3
Live | 215323796 |  | 14 | 23.1 | 29500 | 19300 | 19600 | 3.36 | 2.33 | 30800 | 2.87 | 2.54 | 11.7 | 8.7
Live | 215323795 |  | 12.8 | 23.5 | 18900 | 14900 | 12800 | 3.4 | 2.43 | 21000 | 3.22 | 2.1 | 10.8 | 8
Live | 215323794 |  | 13.1 | 25.5 | 14500 | 9600 | 8400 | 3.35 | 2.38 | 15400 | 3.5 | 2.3 | 10.7 | 8
Live | 215323793 |  | 14.9 | 26 | 13000 | 9400 | 8000 | 3.85 | 2.37 | 13800 | 3.58 | 2.37 | 12.5 | 9.2
Live | 215323792 |  | 13 | 23.5 | 13000 | 8700 | 7700 | 3.53 | 2.43 | 13600 | 3.59 | 2.33 | 9.5 | 7
Live | 215323791 |  | 12 | 19.6 | 37000 | 30200 | 35000 | 3.14 | 2.02 | 37800 | 2.79 | 1.98 | 10.5 | 8.6
Live | 215323790 |  | 13 | 21.2 | 27900 | 23200 | 24200 | 3.59 | 2.35 | 29700 | 3.39 | 2.34 | 13.5 | 9.8
Live | 215323789 |  | 12.5 | 21.5 | 19400 | 19200 | 18000 | 3.38 | 2 | 19500 | 2.79 | 1.92 | 11 | 8.5
Live | 215323788 |  | 13.5 | 25.5 | 13500 | 12800 | 11500 | 3.35 | 1.75 | 16000 | 3.35 | 1.8 | 10.5 | 8
Live | 215323787 |  | 15.5 | 27.5 | 13500 | 12800 | 11500 | 3.35 | 1.75 | 16000 | 3.35 | 1.8 | 12.5 | 9.5
Live | 215323785 |  | 14 | 23.1 | 29500 | 19300 | 19600 | 3.36 | 2.33 | 30800 | 2.87 | 2.54 | 11.7 | 8.7
Live | 215323784 |  | 12.8 | 23.5 | 18900 | 14900 | 12800 | 3.4 | 2.43 | 21000 | 3.22 | 2.1 | 10.8 | 8
Live | 215323786 |  | 18 | 25.7 | 12600 | 8600 | 7700 | 3.89 | 2.38 | 11000 | 2.96 | 2.4 | 14.8 | 11.5
Live | 215323783 |  | 13.1 | 25.5 | 14500 | 9600 | 8400 | 3.35 | 2.38 | 15400 | 3.5 | 2.3 | 10.7 | 8
Live | 215323782 |  | 14.9 | 26 | 13000 | 9400 | 8000 | 3.85 | 2.37 | 13800 | 3.58 | 2.37 | 12.5 | 9.2
Live | 215323781 |  | 13 | 23.5 | 13000 | 8700 | 7700 | 3.53 | 2.43 | 13600 | 3.59 | 2.33 | 9.5 | 7
Live | 215323780 |  | 12 | 19.6 | 37000 | 30200 | 35000 | 3.14 | 2.02 | 37800 | 2.79 | 1.98 | 10.5 | 8.6
Live | 215323779 |  | 13 | 21.2 | 27900 | 23200 | 24200 | 3.59 | 2.35 | 29700 | 3.39 | 2.34 | 13.5 | 9.8
Live | 215323778 |  | 12.5 | 21.5 | 19400 | 19200 | 18000 | 3.38 | 2 | 19500 | 2.79 | 1.92 | 11 | 8.5
Live | 215323777 |  | 13.5 | 25.5 | 13500 | 12800 | 11500 | 3.35 | 1.75 | 16000 | 3.35 | 1.8 | 10.5 | 8
Live | 215323776 |  | 15.5 | 27.5 | 13500 | 12800 | 11500 | 3.35 | 1.75 | 16000 | 3.35 | 1.8 | 12.5 | 9.5
Live | 215323774 |  | 14 | 23.1 | 29500 | 19300 | 19600 | 3.36 | 2.33 | 30800 | 2.87 | 2.54 | 11.7 | 8.7
Live | 215323773 |  | 12.8 | 23.5 | 18900 | 14900 | 12800 | 3.4 | 2.43 | 21000 | 3.22 | 2.1 | 10.8 | 8
Live | 215323772 |  | 13.1 | 25.5 | 14500 | 9600 | 8400 | 3.35 | 2.38 | 15400 | 3.5 | 2.3 | 10.7 | 8
Live | 215323775 |  | 18 | 25.7 | 12600 | 8600 | 7700 | 3.89 | 2.38 | 11000 | 2.96 | 2.4 | 14.8 | 11.5
Live | 215323771 |  | 14.9 | 26 | 13000 | 9400 | 8000 | 3.85 | 2.37 | 13800 | 3.58 | 2.37 | 12.5 | 9.2
Live | 215323770 |  | 13 | 23.5 | 13000 | 8700 | 7700 | 3.53 | 2.43 | 13600 | 3.59 | 2.33 | 9.5 | 7
Live | 215323769 |  | 12 | 19.6 | 37000 | 30200 | 35000 | 3.14 | 2.02 | 37800 | 2.79 | 1.98 | 10.5 | 8.6
Live | 215323768 |  | 13 | 21.2 | 27900 | 23200 | 24200 | 3.59 | 2.35 | 29700 | 3.39 | 2.34 | 13.5 | 9.8
Live | 215323767 |  | 12.5 | 21.5 | 19400 | 19200 | 18000 | 3.38 | 2 | 19500 | 2.79 | 1.92 | 11 | 8.5
Live | 215323763 |  | 14 | 23.1 | 29500 | 19300 | 19600 | 3.36 | 2.33 | 30800 | 2.87 | 2.54 | 11.7 | 8.7
Live | 215323764 |  | 18 | 25.7 | 12600 | 8600 | 7700 | 3.89 | 2.38 | 11000 | 2.96 | 2.4 | 14.8 | 11.5
Live | 215323766 |  | 13.5 | 25.5 | 13500 | 12800 | 11500 | 3.35 | 1.75 | 16000 | 3.35 | 1.8 | 10.5 | 8
Live | 215323765 |  | 15.5 | 27.5 | 13500 | 12800 | 11500 | 3.35 | 1.75 | 16000 | 3.35 | 1.8 | 12.5 | 9.5
Live | 215323762 |  | 12.8 | 23.5 | 18900 | 14900 | 12800 | 3.4 | 2.43 | 21000 | 3.22 | 2.1 | 10.8 | 8
Live | 215323761 |  | 13.1 | 25.5 | 14500 | 9600 | 8400 | 3.35 | 2.38 | 15400 | 3.5 | 2.3 | 10.7 | 8
Live | 215323760 |  | 14.9 | 26 | 13000 | 9400 | 8000 | 3.85 | 2.37 | 13800 | 3.58 | 2.37 | 12.5 | 9.2
Live | 215323759 |  | 13 | 23.5 | 13000 | 8700 | 7700 | 3.53 | 2.43 | 13600 | 3.59 | 2.33 | 9.5 | 7
Live | 215323758 |  | 12 | 19.6 | 37000 | 30200 | 35000 | 3.14 | 2.02 | 37800 | 2.79 | 1.98 | 10.5 | 8.6
Live | 215323757 |  | 13 | 21.2 | 27900 | 23200 | 24200 | 3.59 | 2.35 | 29700 | 3.39 | 2.34 | 13.5 | 9.8
Live | 215323756 |  | 12.5 | 21.5 | 19400 | 19200 | 18000 | 3.38 | 2 | 19500 | 2.79 | 1.92 | 11 | 8.5
Live | 215323755 |  | 13.5 | 25.5 | 13500 | 12800 | 11500 | 3.35 | 1.75 | 16000 | 3.35 | 1.8 | 10.5 | 8
Live | 215323754 |  | 15.5 | 27.5 | 13500 | 12800 | 11500 | 3.35 | 1.75 | 16000 | 3.35 | 1.8 | 12.5 | 9.5
Live | 215323752 |  | 14 | 23.1 | 29500 | 19300 | 19600 | 3.36 | 2.33 | 30800 | 2.87 | 2.54 | 11.7 | 8.7
Live | 215323751 |  | 12.8 | 23.5 | 18900 | 14900 | 12800 | 3.4 | 2.43 | 21000 | 3.22 | 2.1 | 10.8 | 8
Live | 215323750 |  | 13.1 | 25.5 | 14500 | 9600 | 8400 | 3.35 | 2.38 | 15400 | 3.5 | 2.3 | 10.7 | 8
Live | 215323749 |  | 14.9 | 26 | 13000 | 9400 | 8000 | 3.85 | 2.37 | 13800 | 3.58 | 2.37 | 12.5 | 9.2
Live | 215323753 |  | 18 | 25.7 | 12600 | 8600 | 7700 | 3.89 | 2.38 | 11000 | 2.96 | 2.4 | 14.8 | 11.5
Live | 215323748 |  | 13 | 23.5 | 13000 | 8700 | 7700 | 3.53 | 2.43 | 13600 | 3.59 | 2.33 | 9.5 | 7
Live | 215323747 |  | 12 | 19.6 | 37000 | 30200 | 35000 | 3.14 | 2.02 | 37800 | 2.79 | 1.98 | 10.5 | 8.6
Live | 215323746 |  | 13 | 21.2 | 27900 | 23200 | 24200 | 3.59 | 2.35 | 29700 | 3.39 | 2.34 | 13.5 | 9.8
Live | 215323745 |  | 12.5 | 21.5 | 19400 | 19200 | 18000 | 3.38 | 2 | 19500 | 2.79 | 1.92 | 11 | 8.5
Live | 215323742 |  | 18 | 25.7 | 12600 | 8600 | 7700 | 3.89 | 2.38 | 11000 | 2.96 | 2.4 | 14.8 | 11.5
Live | 215323744 |  | 13.5 | 25.5 | 13500 | 12800 | 11500 | 3.35 | 1.75 | 16000 | 3.35 | 1.8 | 10.5 | 8
Live | 215323743 |  | 15.5 | 27.5 | 13500 | 12800 | 11500 | 3.35 | 1.75 | 16000 | 3.35 | 1.8 | 12.5 | 9.5
Live | 217542256 |  | 14.4 | 22.2 | 11400 | 9900 | 8000 | 3.37 | 2.59 | 14300 | 3.2 | 2.17 | 11.8 | 9
Live | 217542255 |  | 14.4 | 22.2 | 11400 | 9900 | 8000 | 3.37 | 2.59 | 14300 | 3.2 | 2.17 | 11.8 | 9
Live | 217542254 |  | 14.4 | 22.2 | 11400 | 9900 | 8000 | 3.37 | 2.59 | 14300 | 3.2 | 2.17 | 11.8 | 9
Live | 217542253 |  | 14.4 | 22.2 | 11400 | 9900 | 8000 | 3.37 | 2.59 | 14300 | 3.2 | 2.17 | 11.8 | 9
Live | 217542246 |  | 14.4 | 22.2 | 11400 | 9900 | 8000 | 3.37 | 2.59 | 14300 | 3.2 | 2.17 | 11.8 | 9
Live | 217454966 |  | 14 | 23.1 | 29500 | 19300 | 19600 | 3.36 | 2.33 | 30800 | 2.87 | 2.54 | 11.7 | 8.7
Live | 217454965 |  | 14 | 23.1 | 29500 | 19300 | 19600 | 3.36 | 2.33 | 30800 | 2.87 | 2.54 | 11.7 | 8.7
Live | 217454964 |  | 14 | 23.1 | 29500 | 19300 | 19600 | 3.36 | 2.33 | 30800 | 2.87 | 2.54 | 11.7 | 8.7
Live | 217454963 |  | 14 | 23.1 | 29500 | 19300 | 19600 | 3.36 | 2.33 | 30800 | 2.87 | 2.54 | 11.7 | 8.7
Live | 217454962 |  | 14 | 23.1 | 29500 | 19300 | 19600 | 3.36 | 2.33 | 30800 | 2.87 | 2.54 | 11.7 | 8.7
Live | 217454961 |  | 14 | 23.1 | 29500 | 19300 | 19600 | 3.36 | 2.33 | 30800 | 2.87 | 2.54 | 11.7 | 8.7
Live | 217454960 |  | 14 | 23.1 | 29500 | 19300 | 19600 | 3.36 | 2.33 | 30800 | 2.87 | 2.54 | 11.7 | 8.7
Live | 217454959 |  | 14 | 23.1 | 29500 | 19300 | 19600 | 3.36 | 2.33 | 30800 | 2.87 | 2.54 | 11.7 | 8.7
Live | 217454958 |  | 14 | 23.1 | 29500 | 19300 | 19600 | 3.36 | 2.33 | 30800 | 2.87 | 2.54 | 11.7 | 8.7
Live | 217454957 |  | 14 | 23.1 | 29500 | 19300 | 19600 | 3.36 | 2.33 | 30800 | 2.87 | 2.54 | 11.7 | 8.7
Live | 217454956 |  | 14 | 23.1 | 29500 | 19300 | 19600 | 3.36 | 2.33 | 30800 | 2.87 | 2.54 | 11.7 | 8.7
Live | 217454955 |  | 14 | 23.1 | 29500 | 19300 | 19600 | 3.36 | 2.33 | 30800 | 2.87 | 2.54 | 11.7 | 8.7
Live | 216765650 |  | 10 | 18.7 | 54000 | 37000 | 36000 | 2.59 | 2.3 | 54000 | 2.97 | 1.85 | 9.5 | 7.3
Live | 216765648 |  | 10.5 | 18.5 | 28800 | 16000 | 18600 | 3.06 | 2 | 30000 | 3.19 | 2 | 8.5 | 7
Live | 216765649 |  | 9.5 | 18.8 | 36200 | 26000 | 25200 | 2.59 | 1.95 | 40000 | 2.93 | 1.9 | 8.5 | 6.6
Live | 216765647 |  | 11.7 | 18.5 | 21200 | 15000 | 15000 | 3.11 | 2.1 | 20600 | 3.3 | 2 | 9.2 | 7.5
Live | 216765646 |  | 10 | 18.7 | 54000 | 37000 | 36000 | 2.59 | 2.3 | 54000 | 2.97 | 1.85 | 9.5 | 7.3
Live | 216765644 |  | 10.5 | 18.5 | 28800 | 16000 | 18600 | 3.06 | 2 | 30000 | 3.19 | 2 | 8.5 | 7
Live | 216765645 |  | 9.5 | 18.8 | 36200 | 26000 | 25200 | 2.59 | 1.95 | 40000 | 2.93 | 1.9 | 8.5 | 6.6
Live | 216765643 |  | 11.7 | 18.5 | 21200 | 15000 | 15000 | 3.11 | 2.1 | 20600 | 3.3 | 2 | 9.2 | 7.5
Live | 216765642 |  | 10 | 18.7 | 54000 | 37000 | 36000 | 2.59 | 2.3 | 54000 | 2.97 | 1.85 | 9.5 | 7.3
Live | 216765641 |  | 9.5 | 18.8 | 36200 | 26000 | 25200 | 2.59 | 1.95 | 40000 | 2.93 | 1.9 | 8.5 | 6.6
Live | 216765639 |  | 11.7 | 18.5 | 21200 | 15000 | 15000 | 3.11 | 2.1 | 20600 | 3.3 | 2 | 9.2 | 7.5
Live | 216765640 |  | 10.5 | 18.5 | 28800 | 16000 | 18600 | 3.06 | 2 | 30000 | 3.19 | 2 | 8.5 | 7
Live | 216765637 |  | 9.5 | 18.8 | 36200 | 26000 | 25200 | 2.59 | 1.95 | 40000 | 2.93 | 1.9 | 8.5 | 6.6
Live | 216765638 |  | 10 | 18.7 | 54000 | 37000 | 36000 | 2.59 | 2.3 | 54000 | 2.97 | 1.85 | 9.5 | 7.3
Live | 216765636 |  | 10.5 | 18.5 | 28800 | 16000 | 18600 | 3.06 | 2 | 30000 | 3.19 | 2 | 8.5 | 7
Live | 216765635 |  | 11.7 | 18.5 | 21200 | 15000 | 15000 | 3.11 | 2.1 | 20600 | 3.3 | 2 | 9.2 | 7.5
Live | 216765634 |  | 10 | 18.7 | 54000 | 37000 | 36000 | 2.59 | 2.3 | 54000 | 2.97 | 1.85 | 9.5 | 7.3
Live | 216765631 |  | 11.7 | 18.5 | 21200 | 15000 | 15000 | 3.11 | 2.1 | 20600 | 3.3 | 2 | 9.2 | 7.5
Live | 216765632 |  | 10.5 | 18.5 | 28800 | 16000 | 18600 | 3.06 | 2 | 30000 | 3.19 | 2 | 8.5 | 7
Live | 216765633 |  | 9.5 | 18.8 | 36200 | 26000 | 25200 | 2.59 | 1.95 | 40000 | 2.93 | 1.9 | 8.5 | 6.6
Live | 216765630 |  | 10 | 18.7 | 54000 | 37000 | 36000 | 2.59 | 2.3 | 54000 | 2.97 | 1.85 | 9.5 | 7.3
Live | 216765627 |  | 11.7 | 18.5 | 21200 | 15000 | 15000 | 3.11 | 2.1 | 20600 | 3.3 | 2 | 9.2 | 7.5
Live | 216765628 |  | 10.5 | 18.5 | 28800 | 16000 | 18600 | 3.06 | 2 | 30000 | 3.19 | 2 | 8.5 | 7
Live | 216765629 |  | 9.5 | 18.8 | 36200 | 26000 | 25200 | 2.59 | 1.95 | 40000 | 2.93 | 1.9 | 8.5 | 6.6
Live | 216765626 |  | 10 | 18.7 | 54000 | 37000 | 36000 | 2.59 | 2.3 | 54000 | 2.97 | 1.85 | 9.5 | 7.3
Live | 216765624 |  | 10.5 | 18.5 | 28800 | 16000 | 18600 | 3.06 | 2 | 30000 | 3.19 | 2 | 8.5 | 7
Live | 216765625 |  | 9.5 | 18.8 | 36200 | 26000 | 25200 | 2.59 | 1.95 | 40000 | 2.93 | 1.9 | 8.5 | 6.6
Live | 216765623 |  | 11.7 | 18.5 | 21200 | 15000 | 15000 | 3.11 | 2.1 | 20600 | 3.3 | 2 | 9.2 | 7.5
Live | 216765622 |  | 10 | 18.7 | 54000 | 37000 | 36000 | 2.59 | 2.3 | 54000 | 2.97 | 1.85 | 9.5 | 7.3
Live | 216765620 |  | 10.5 | 18.5 | 28800 | 16000 | 18600 | 3.06 | 2 | 30000 | 3.19 | 2 | 8.5 | 7
Live | 216765621 |  | 9.5 | 18.8 | 36200 | 26000 | 25200 | 2.59 | 1.95 | 40000 | 2.93 | 1.9 | 8.5 | 6.6
Live | 216765619 |  | 11.7 | 18.5 | 21200 | 15000 | 15000 | 3.11 | 2.1 | 20600 | 3.3 | 2 | 9.2 | 7.5
Live | 216765618 |  | 10 | 18.7 | 54000 | 37000 | 36000 | 2.59 | 2.3 | 54000 | 2.97 | 1.85 | 9.5 | 7.3
Live | 216765617 |  | 9.5 | 18.8 | 36200 | 26000 | 25200 | 2.59 | 1.95 | 40000 | 2.93 | 1.9 | 8.5 | 6.6
Live | 216765615 |  | 11.7 | 18.5 | 21200 | 15000 | 15000 | 3.11 | 2.1 | 20600 | 3.3 | 2 | 9.2 | 7.5
Live | 216765616 |  | 10.5 | 18.5 | 28800 | 16000 | 18600 | 3.06 | 2 | 30000 | 3.19 | 2 | 8.5 | 7
Live | 216765612 |  | 10.5 | 18.5 | 28800 | 16000 | 18600 | 3.06 | 2 | 30000 | 3.19 | 2 | 8.5 | 7
Live | 216765613 |  | 9.5 | 18.8 | 36200 | 26000 | 25200 | 2.59 | 1.95 | 40000 | 2.93 | 1.9 | 8.5 | 6.6
Live | 216765614 |  | 10 | 18.7 | 54000 | 37000 | 36000 | 2.59 | 2.3 | 54000 | 2.97 | 1.85 | 9.5 | 7.3
Live | 216765611 |  | 11.7 | 18.5 | 21200 | 15000 | 15000 | 3.11 | 2.1 | 20600 | 3.3 | 2 | 9.2 | 7.5
Live | 216765609 |  | 9.5 | 18.8 | 36200 | 26000 | 25200 | 2.59 | 1.95 | 40000 | 2.93 | 1.9 | 8.5 | 6.6
Live | 216765610 |  | 10 | 18.7 | 54000 | 37000 | 36000 | 2.59 | 2.3 | 54000 | 2.97 | 1.85 | 9.5 | 7.3
Live | 216765607 |  | 11.7 | 18.5 | 21200 | 15000 | 15000 | 3.11 | 2.1 | 20600 | 3.3 | 2 | 9.2 | 7.5
Live | 216765608 |  | 10.5 | 18.5 | 28800 | 16000 | 18600 | 3.06 | 2 | 30000 | 3.19 | 2 | 8.5 | 7
Live | 216765606 |  | 10 | 18.7 | 54000 | 37000 | 36000 | 2.59 | 2.3 | 54000 | 2.97 | 1.85 | 9.5 | 7.3
Live | 216765605 |  | 9.5 | 18.8 | 36200 | 26000 | 25200 | 2.59 | 1.95 | 40000 | 2.93 | 1.9 | 8.5 | 6.6
Live | 216765603 |  | 11.7 | 18.5 | 21200 | 15000 | 15000 | 3.11 | 2.1 | 20600 | 3.3 | 2 | 9.2 | 7.5
Live | 216765604 |  | 10.5 | 18.5 | 28800 | 16000 | 18600 | 3.06 | 2 | 30000 | 3.19 | 2 | 8.5 | 7
Live | 216765602 |  | 10 | 18.7 | 54000 | 37000 | 36000 | 2.59 | 2.3 | 54000 | 2.97 | 1.85 | 9.5 | 7.3
Live | 216765599 |  | 11.7 | 18.5 | 21200 | 15000 | 15000 | 3.11 | 2.1 | 20600 | 3.3 | 2 | 9.2 | 7.5
Live | 216765600 |  | 10.5 | 18.5 | 28800 | 16000 | 18600 | 3.06 | 2 | 30000 | 3.19 | 2 | 8.5 | 7
Live | 216765601 |  | 9.5 | 18.8 | 36200 | 26000 | 25200 | 2.59 | 1.95 | 40000 | 2.93 | 1.9 | 8.5 | 6.6
Live | 216765597 |  | 9.5 | 18.8 | 36200 | 26000 | 25200 | 2.59 | 1.95 | 40000 | 2.93 | 1.9 | 8.5 | 6.6
Live | 216765598 |  | 10 | 18.7 | 54000 | 37000 | 36000 | 2.59 | 2.3 | 54000 | 2.97 | 1.85 | 9.5 | 7.3
Live | 216765595 |  | 11.7 | 18.5 | 21200 | 15000 | 15000 | 3.11 | 2.1 | 20600 | 3.3 | 2 | 9.2 | 7.5
Live | 216765596 |  | 10.5 | 18.5 | 28800 | 16000 | 18600 | 3.06 | 2 | 30000 | 3.19 | 2 | 8.5 | 7
Live | 216765594 |  | 10 | 18.7 | 54000 | 37000 | 36000 | 2.59 | 2.3 | 54000 | 2.97 | 1.85 | 9.5 | 7.3
Live | 216765592 |  | 10.5 | 18.5 | 28800 | 16000 | 18600 | 3.06 | 2 | 30000 | 3.19 | 2 | 8.5 | 7
Live | 216765593 |  | 9.5 | 18.8 | 36200 | 26000 | 25200 | 2.59 | 1.95 | 40000 | 2.93 | 1.9 | 8.5 | 6.6
Live | 216765591 |  | 11.7 | 18.5 | 21200 | 15000 | 15000 | 3.11 | 2.1 | 20600 | 3.3 | 2 | 9.2 | 7.5
Live | 216765588 |  | 10.5 | 18.5 | 28800 | 16000 | 18600 | 3.06 | 2 | 30000 | 3.19 | 2 | 8.5 | 7
Live | 216765589 |  | 9.5 | 18.8 | 36200 | 26000 | 25200 | 2.59 | 1.95 | 40000 | 2.93 | 1.9 | 8.5 | 6.6
Live | 216765590 |  | 10 | 18.7 | 54000 | 37000 | 36000 | 2.59 | 2.3 | 54000 | 2.97 | 1.85 | 9.5 | 7.3
Live | 216765587 |  | 11.7 | 18.5 | 21200 | 15000 | 15000 | 3.11 | 2.1 | 20600 | 3.3 | 2 | 9.2 | 7.5
Live | 216765584 |  | 10.5 | 18.5 | 28800 | 16000 | 18600 | 3.06 | 2 | 30000 | 3.19 | 2 | 8.5 | 7
Live | 216765585 |  | 9.5 | 18.8 | 36200 | 26000 | 25200 | 2.59 | 1.95 | 40000 | 2.93 | 1.9 | 8.5 | 6.6
Live | 216765586 |  | 10 | 18.7 | 54000 | 37000 | 36000 | 2.59 | 2.3 | 54000 | 2.97 | 1.85 | 9.5 | 7.3
Live | 216765583 |  | 11.7 | 18.5 | 21200 | 15000 | 15000 | 3.11 | 2.1 | 20600 | 3.3 | 2 | 9.2 | 7.5
Live | 217956874 |  | 10 | 18.6 | 61500 | 40500 | 38000 | 2.92 | 2.3 | 60500 | 3.41 | 2.05 | 9.4 | 7.2
Live | 217956873 |  | 10 | 18 | 61000 | 41000 | 40000 | 2.81 | 2.3 | 61000 | 3.44 | 2.1 | 9.2 | 7.1
Live | 217956872 |  | 10 | 19.2 | 62000 | 40000 | 36000 | 3.03 | 2.3 | 60000 | 3.38 | 2 | 9.6 | 7.3
Live | 217956871 |  | 11.85 | 20.85 | 50500 | 37500 | 37000 | 2.49 | 2.15 | 54000 | 3.04 | 2.1 | 10.3 | 7.9
Live | 217956870 |  | 12 | 20.4 | 52000 | 41000 | 38000 | 2.54 | 2.4 | 53000 | 2.99 | 2.1 | 10.6 | 8.1
Live | 217956869 |  | 11.7 | 21.3 | 49000 | 34000 | 36000 | 2.43 | 1.9 | 55000 | 3.1 | 2.1 | 10 | 7.7
Live | 217956868 |  | 11.85 | 21.55 | 40000 | 29000 | 26000 | 2.73 | 2.19 | 40250 | 3.12 | 2 | 9.6 | 7.45
Live | 217956867 |  | 11.7 | 20 | 40000 | 28000 | 26000 | 2.61 | 2.2 | 40500 | 3.3 | 2 | 9.2 | 7.4
Live | 217956866 |  | 12 | 23.1 | 40000 | 30000 | 26000 | 2.86 | 2.18 | 40000 | 2.97 | 2 | 10 | 7.5
Live | 217956865 |  | 12.1 | 22 | 32000 | 18300 | 18900 | 3.3 | 2.09 | 29000 | 3.5 | 2 | 9.25 | 7.05
Live | 217956864 |  | 12 | 21 | 32000 | 18600 | 18800 | 3.17 | 2.3 | 28800 | 3.67 | 2 | 9 | 7
Live | 217956863 |  | 12.2 | 23 | 32000 | 18000 | 19000 | 3.44 | 1.9 | 29200 | 3.34 | 2 | 9.5 | 7.1
Live | 217956879 |  | 11.7 | 20 | 40000 | 28000 | 26000 | 2.61 | 2.2 | 40500 | 3.3 | 2 | 9.2 | 7.4
Live | 217956878 |  | 12 | 23.1 | 40000 | 30000 | 26000 | 2.86 | 2.18 | 40000 | 2.97 | 2 | 10 | 7.5
Live | 217956877 |  | 12.1 | 22 | 32000 | 18300 | 18900 | 3.3 | 2.09 | 29000 | 3.5 | 2 | 9.25 | 7.05
Live | 217956876 |  | 12 | 21 | 32000 | 18600 | 18800 | 3.17 | 2.3 | 28800 | 3.67 | 2 | 9 | 7
Live | 217956875 |  | 12.2 | 23 | 32000 | 18000 | 19000 | 3.44 | 2.5 | 29200 | 3.34 | 2 | 9.5 | 7.1
Live | 217956862 |  | 12.25 | 21.5 | 22800 | 14300 | 14000 | 3.34 | 2.25 | 21800 | 3.65 | 2.25 | 10 | 7.75
Live | 217956861 |  | 12 | 20 | 24000 | 14600 | 14600 | 3.35 | 2.8 | 22000 | 4.03 | 2.3 | 10 | 7.8
Live | 217956860 |  | 12.5 | 23 | 21600 | 14000 | 13500 | 3.33 | 2.21 | 21600 | 3.33 | 2.2 | 10 | 7.7
Live | 217956856 |  | 9.3 | 19.5 | 36800 | 25600 | 24000 | 2.45 | 2.3 | 44000 | 2.69 | 2.02 | 9.1 | 7
Live | 217956855 |  | 11.5 | 20.2 | 18600 | 13300 | 11500 | 3.24 | 2.41 | 19200 | 2.8 | 1.99 | 9.1 | 7
Live | 217956854 |  | 10.8 | 21.3 | 13800 | 9300 | 8000 | 2.83 | 2.11 | 14100 | 3.15 | 1.8 | 9.2 | 7
Live | 217956853 |  | 12.6 | 21.6 | 10500 | 7500 | 7000 | 3.5 | 2 | 11200 | 2.98 | 1.99 | 9.4 | 7.2
Live | 217956852 |  | 12.5 | 21.5 | 10500 | 7600 | 7000 | 3.5 | 1.9 | 11200 | 3.53 | 1.95 | 9 | 7
Live | 217956859 |  | 12.5 | 22.3 | 24500 | 23400 | 24000 | 3.25 | 2.33 | 28100 | 3.2 | 2 | 13.3 | 9.6
Live | 217956858 |  | 13 | 21.7 | 20200 | 19800 | 18000 | 3.18 | 2.49 | 23000 | 3.74 | 2 | 10.8 | 8.8
Live | 217956857 |  | 13.2 | 24 | 13500 | 12800 | 11500 | 3.35 | 1.75 | 16000 | 3.35 | 1.8 | 10.5 | 8
Live | 217956886 |  | 10 | 18.6 | 61500 | 40500 | 38000 | 2.92 | 2.3 | 60500 | 3.41 | 2.05 | 9.4 | 7.2
Live | 217956885 |  | 10 | 18 | 61000 | 41000 | 40000 | 2.81 | 2.3 | 61000 | 3.44 | 2.1 | 9.2 | 7.1
Live | 217956884 |  | 10 | 19.2 | 62000 | 40000 | 36000 | 3.03 | 2.3 | 60000 | 3.5 | 2 | 9.6 | 7.3
Live | 217956883 |  | 11.85 | 20.85 | 50500 | 37500 | 37000 | 2.49 | 2.15 | 54000 | 3.04 | 2.1 | 10.3 | 7.9
Live | 217956882 |  | 12 | 20.4 | 52000 | 41000 | 38000 | 2.54 | 2.4 | 53000 | 2.99 | 2.1 | 10.6 | 8.1
Live | 217956881 |  | 11.7 | 21.3 | 49000 | 34000 | 36000 | 2.43 | 2.4 | 55000 | 3.1 | 2.1 | 10 | 7.7
Live | 217956880 |  | 11.85 | 21.55 | 40000 | 29000 | 26000 | 2.73 | 2.19 | 40250 | 3.12 | 2 | 9.6 | 7.45
Live | 217958936 |  | 12 | 20.4 | 25600 | 23300 | 24200 | 3.26 | 2.38 | 29500 | 3.36 | 2.16 | 12.1 | 9.8
Live | 217958935 |  | 12.5 | 20.4 | 19200 | 20200 | 17000 | 3.37 | 2.24 | 20700 | 3.32 | 1.86 | 10.3 | 8.2
Live | 217958934 |  | 9.5 | 19.5 | 54500 | 45300 | 35000 | 2.64 | 2.22 | 60000 | 3.05 | 2.01 | 9.5 | 7.2
Live | 217958933 |  | 9.5 | 19.8 | 50000 | 45100 | 38500 | 2.78 | 2.13 | 59100 | 2.96 | 1.95 | 10.2 | 7.8
Live | 217958932 |  | 10.1 | 20 | 39500 | 30900 | 26000 | 2.77 | 2.36 | 40400 | 3.38 | 2.17 | 10 | 7.7
Live | 217958939 |  | 9 | 18 | 54500 | 58000 | 54000 | 2.62 | 2.17 | 65500 | 3.2 | 1.91 | 10.7 | 8.5
Live | 217958938 |  | 9.4 | 18.5 | 53500 | 44500 | 47000 | 2.72 | 2.23 | 58700 | 2.92 | 1.83 | 10.1 | 8
Live | 217958937 |  | 12 | 20 | 38300 | 42400 | 39500 | 3.11 | 2.16 | 45400 | 3.27 | 2.02 | 10.8 | 8.9
Live | 217958931 |  | 12.2 | 21.1 | 29000 | 20000 | 18600 | 3.26 | 2.56 | 32600 | 3.2 | 2.27 | 11.1 | 8.4
Live | 217958930 |  | 12.5 | 22.3 | 19300 | 15100 | 12800 | 3.37 | 2.38 | 22200 | 3.27 | 2.05 | 10.4 | 8
Live | 217958929 |  | 13 | 23.4 | 13000 | 8700 | 7700 | 3.53 | 2.43 | 13600 | 3.59 | 2.33 | 9.5 | 7
Live | 217958928 |  | 14.5 | 25.4 | 13000 | 8600 | 7200 | 3.53 | 2.4 | 13600 | 3.59 | 2.22 | 10 | 8
Live | 217958927 |  | 15 | 25.6 | 27900 | 23200 | 22600 | 3.59 | 2.35 | 29700 | 3.57 | 2.34 | 16.2 | 12.9
Live | 217958926 |  | 14.2 | 29.4 | 16500 | 14600 | 13500 | 3.5 | 2.26 | 17200 | 3.19 | 2 | 14.5 | 10
Live | 217958925 |  | 17 | 33.3 | 16500 | 14600 | 13500 | 3.5 | 2.26 | 17200 | 3.19 | 2 | 22 | 16
Live | 217958924 |  | 13 | 23.5 | 27000 | 21300 | 17800 | 3.1 | 2.42 | 32700 | 2.89 | 2.15 | 10 | 7.7
Live | 217958923 |  | 13.5 | 24 | 20000 | 15000 | 13000 | 3.45 | 2.43 | 22000 | 3.68 | 2.35 | 11.1 | 8.3
Live | 217958922 |  | 12.2 | 23.1 | 13700 | 9900 | 8600 | 3.32 | 2.57 | 14400 | 3.27 | 2.36 | 11.5 | 8.5
Live | 217958921 |  | 14.7 | 24.6 | 10900 | 10200 | 8200 | 3.9 | 2.47 | 14200 | 3.36 | 2.33 | 13 | 9.5
Live | 217958920 |  | 12.5 | 23.2 | 13000 | 8800 | 7300 | 3.53 | 2.77 | 12800 | 3.83 | 2.21 | 10.4 | 7.6
Live | 217958919 |  | 15 | 24.5 | 13000 | 8800 | 7300 | 3.53 | 2.77 | 12800 | 3.83 | 2.21 | 10.7 | 8.2
Live | 217958961 |  | 12.5 | 20 | 19000 | 14100 | 14000 | 3.18 | 2.4 | 22000 | 3.49 | 2.19 | 10.5 | 8.2
Live | 217958960 |  | 11.7 | 19 | 13000 | 10300 | 8800 | 3.15 | 2.58 | 15600 | 3.49 | 2.24 | 10.2 | 8
Live | 217958959 |  | 12.8 | 19.5 | 11900 | 9600 | 8600 | 3.35 | 2.45 | 14000 | 3.45 | 2.25 | 11 | 8.8
Live | 217958962 |  | 13.4 | 21.4 | 13500 | 12600 | 11200 | 3.3 | 1.99 | 16000 | 3.23 | 1.89 | 12.5 | 9.7
Live | 217958956 |  | 12 | 20.7 | 26200 | 23900 | 23800 | 3.34 | 2.48 | 30700 | 3.61 | 2.23 | 11.6 | 9.2
Live | 217958955 |  | 12.5 | 20 | 18500 | 18000 | 17000 | 3.31 | 2.1 | 20000 | 3.01 | 1.9 | 12.3 | 9.5
Live | 217958946 |  | 12.5 | 20.6 | 19000 | 18800 | 17500 | 3.28 | 2.05 | 22200 | 3.27 | 1.89 | 12.2 | 9.2
Live | 217958954 |  | 12.5 | 22.2 | 15100 | 12900 | 11500 | 3.51 | 2.14 | 16300 | 3.59 | 1.99 | 11.6 | 8.9
Live | 217958945 |  | 13 | 23 | 13900 | 11900 | 11500 | 3.31 | 1.95 | 15200 | 3.23 | 1.99 | 10 | 8
Live | 217958944 |  | 14.6 | 24 | 12900 | 11900 | 10600 | 3.29 | 2 | 13900 | 3.02 | 1.83 | 12.1 | 9.5
Live | 217958952 |  | 9.5 | 19 | 50400 | 44600 | 40500 | 2.78 | 2.12 | 61700 | 3.04 | 2.11 | 9.9 | 7.7
Live | 217958951 |  | 9.6 | 20 | 39800 | 28100 | 26600 | 2.68 | 2.22 | 42200 | 3.45 | 2.2 | 10.3 | 7.9
Live | 217958958 |  | 10 | 18 | 52700 | 48000 | 47500 | 2.69 | 2.17 | 57400 | 2.97 | 1.96 | 11 | 8.8
Live | 217958957 |  | 12 | 21.2 | 38000 | 46200 | 37000 | 3.2 | 2.17 | 44600 | 3.14 | 1.95 | 10.6 | 8.8
Live | 217958950 |  | 12 | 22 | 26800 | 20500 | 18500 | 3.06 | 2.55 | 33100 | 3.43 | 2.3 | 10.5 | 8.1
Live | 217958949 |  | 12.5 | 20.7 | 17800 | 14800 | 12800 | 3.22 | 2.36 | 21500 | 3.26 | 2.19 | 11.4 | 8.5
Live | 217958942 |  | 12.5 | 22.2 | 18800 | 15200 | 13100 | 3.32 | 2.47 | 22800 | 3.55 | 2.25 | 12.2 | 8.6
Live | 217958948 |  | 12.5 | 21.1 | 14100 | 9300 | 8400 | 3.56 | 2.55 | 15000 | 3.66 | 2.39 | 10.4 | 7.9
Live | 217958941 |  | 12.3 | 22.1 | 13800 | 10000 | 8600 | 3.43 | 2.59 | 15300 | 3.42 | 2.47 | 10 | 7.8
Live | 217958947 |  | 14.3 | 21.6 | 12000 | 9300 | 8300 | 3.48 | 2.55 | 13700 | 3.62 | 2.17 | 11.3 | 8.8
Live | 217958940 |  | 14.4 | 22.1 | 11400 | 9900 | 8000 | 3.37 | 2.59 | 14300 | 3.2 | 2.17 | 11.8 | 9
Live | 217958953 |  | 14 | 22.6 | 13600 | 12600 | 11000 | 3.47 | 2.1 | 15700 | 3.46 | 1.84 | 12.1 | 9.3
Live | 217958943 |  | 15 | 22 | 12700 | 9500 | 8100 | 3.88 | 2.53 | 11500 | 3.55 | 2.4 | 12 | 10.3
Live | 217958971 |  | 10 | 17 | 63000 | 41500 | 40000 | 2.72 | 2.45 | 67000 | 3.8 | 2.2 | 9.7 | 7.6
Live | 217958978 |  | 10.2 | 15.8 | 60000 | 52000 | 53500 | 2.87 | 2.41 | 66000 | 3.76 | 2.1 | 10.4 | 8.7
Live | 217958970 |  | 10 | 17.1 | 56500 | 46500 | 38000 | 2.83 | 2.35 | 60500 | 3.48 | 2 | 9.8 | 7.7
Live | 217958969 |  | 10.1 | 18.7 | 42500 | 31000 | 25600 | 2.93 | 2.39 | 43500 | 3.79 | 2.1 | 10.2 | 7.8
Live | 217958977 |  | 10.4 | 16.7 | 56500 | 45500 | 47500 | 2.74 | 2.4 | 60000 | 3.27 | 2 | 10.8 | 8.8
Live | 217958976 |  | 12 | 17.7 | 37000 | 40000 | 37600 | 2.95 | 2.29 | 45500 | 3.46 | 2.1 | 11.1 | 9.2
Live | 217958968 |  | 12.5 | 19 | 28300 | 21600 | 19000 | 3.06 | 2.56 | 35100 | 3.43 | 2.3 | 11 | 8.5
Live | 217958967 |  | 13.3 | 20 | 20200 | 15900 | 14200 | 3.34 | 2.65 | 23000 | 3.92 | 2.41 | 11.3 | 8.8
Live | 217958966 |  | 12 | 19.5 | 12200 | 9800 | 8900 | 2.98 | 2.52 | 15700 | 3.33 | 2.44 | 10.5 | 8
Live | 217958965 |  | 13 | 19.7 | 11200 | 9800 | 8300 | 3.28 | 2.56 | 14500 | 3.7 | 2.32 | 11.5 | 9
Live | 217958975 |  | 12 | 19 | 28000 | 23600 | 24000 | 3.4 | 2.48 | 31400 | 3.71 | 2.18 | 11.7 | 9.3
Live | 217958974 |  | 12 | 18.4 | 20600 | 20000 | 18000 | 3.37 | 2.5 | 23000 | 3.85 | 2.1 | 11.1 | 9
Live | 217958964 |  | 12 | 18 | 18800 | 19000 | 18000 | 3.15 | 2.23 | 22000 | 2.87 | 2 | 10.5 | 9
Live | 217958973 |  | 12 | 20 | 13300 | 14000 | 12000 | 3.09 | 2.31 | 16500 | 3.41 | 1.95 | 10.6 | 8.5
Live | 217958963 |  | 12 | 20 | 13500 | 13100 | 11800 | 3.3 | 1.99 | 16200 | 3.27 | 1.9 | 10 | 8
Live | 217958972 |  | 14 | 20.5 | 13100 | 12600 | 11900 | 3.05 | 1.94 | 16500 | 3.41 | 1.85 | 13.8 | 10.8
Live | 217958984 |  | 12 | 20 | 24000 | 14600 | 14600 | 3.35 | 2.3 | 22000 | 4.03 | 2.3 | 10 | 7.8
Live | 217958983 |  | 14 | 25.1 | 21600 | 14000 | 13500 | 3.33 | 2.5 | 21600 | 3.88 | 2.3 | 9.8 | 7.8
Live | 217958982 |  | 12.5 | 20 | 17200 | 18800 | 17500 | 3.15 | 2.13 | 20000 | 3.12 | 1.95 | 10.3 | 8.7
Live | 217958981 |  | 12.5 | 25 | 14000 | 12400 | 11300 | 3.57 | 2.14 | 16100 | 3.5 | 1.88 | 10.5 | 8.3
Live | 217958980 |  | 12.5 | 23.8 | 18000 | 14600 | 13100 | 3.3 | 2.58 | 22900 | 3.67 | 2.16 | 13.5 | 9.4
Live | 217958979 |  | 12.7 | 24.6 | 13100 | 9600 | 8900 | 3.37 | 2.49 | 12900 | 3.15 | 2.51 | 11 | 8.2
Live | 217958991 |  | 11.85 | 21.55 | 40000 | 29000 | 26000 | 2.73 | 2.19 | 40250 | 3.12 | 2 | 9.6 | 7.45
Live | 217958990 |  | 11.7 | 20 | 40000 | 28000 | 26000 | 2.61 | 2.2 | 40500 | 3.3 | 2 | 9.2 | 7.4
Live | 217958989 |  | 12 | 23.1 | 40000 | 30000 | 26000 | 2.86 | 2.18 | 40000 | 2.97 | 2 | 10 | 7.5
Live | 217958994 |  | 12.25 | 22.2 | 53500 | 39750 | 37000 | 2.66 | 2.19 | 53000 | 2.99 | 2.05 | 10.45 | 8.05
Live | 217958993 |  | 12 | 20.4 | 52000 | 41000 | 38000 | 2.54 | 2.4 | 53000 | 2.99 | 2.1 | 10.6 | 8.1
Live | 217958992 |  | 12.5 | 24 | 55000 | 38500 | 36000 | 2.78 | 2 | 53000 | 2.99 | 2 | 10.3 | 8
Live | 217958988 |  | 12.5 | 23 | 32000 | 18800 | 18900 | 3.3 | 2.3 | 28900 | 3.6 | 2 | 9.25 | 7.2
Live | 217958987 |  | 12 | 21 | 32000 | 18600 | 18800 | 3.17 | 2.3 | 28800 | 3.67 | 2 | 9 | 7
Live | 217958986 |  | 13 | 25 | 32000 | 19000 | 19000 | 3.44 | 2.3 | 29000 | 3.54 | 2 | 9.5 | 7.4
Live | 217958985 |  | 13 | 22.55 | 22800 | 14300 | 14000 | 3.34 | 2.39 | 21800 | 3.97 | 2.31 | 9.9 | 7.8
Live | 217968405 |  | 13 | 22.55 | 22800 | 14300 | 14000 | 3.34 | 2.39 | 21800 | 3.97 | 2.31 | 9.9 | 7.8
Live | 217968404 |  | 12 | 20 | 24000 | 14600 | 14600 | 3.35 | 2.3 | 22000 | 4.03 | 2.3 | 10 | 7.8
Live | 217968403 |  | 14 | 25.1 | 21600 | 14000 | 13500 | 3.33 | 2.5 | 21600 | 3.88 | 2.3 | 9.8 | 7.8
Live | 217968402 |  | 14 | 23 | 29500 | 19300 | 19600 | 3.36 | 2.33 | 30800 | 2.87 | 2.54 | 11.7 | 8.7
Live | 217968401 |  | 12.7 | 23.5 | 18900 | 14900 | 12800 | 3.4 | 2.43 | 21000 | 3.22 | 2.1 | 10.8 | 8
Live | 217968400 |  | 13 | 25.5 | 14500 | 9600 | 8400 | 3.35 | 2.38 | 15400 | 3.5 | 2.3 | 10.6 | 8
Live | 217968399 |  | 14.9 | 25.8 | 13000 | 9400 | 8000 | 3.85 | 2.37 | 13800 | 3.58 | 2.37 | 12.5 | 9.2
Live | 217968411 |  | 11.85 | 22 | 41000 | 27300 | 26000 | 2.79 | 2.15 | 41500 | 3.24 | 2 | 9.35 | 7.4
Live | 217968410 |  | 11.7 | 20 | 40000 | 28000 | 26000 | 2.61 | 2.2 | 40500 | 3.3 | 2 | 9.2 | 7.4
Live | 217968409 |  | 12 | 24 | 42000 | 26600 | 26000 | 3 | 2.4 | 42500 | 3.19 | 2 | 9.5 | 7.4
Live | 217968408 |  | 12.5 | 23 | 32000 | 18800 | 18900 | 3.3 | 2.3 | 28900 | 3.6 | 2 | 9.25 | 7.2
Live | 217968407 |  | 12 | 21 | 32000 | 18600 | 18800 | 3.17 | 2.3 | 28800 | 3.67 | 2 | 9 | 7
Live | 217968406 |  | 13 | 25 | 32000 | 19000 | 19000 | 3.44 | 2.3 | 29000 | 3.54 | 2 | 9.5 | 7.4
Live | 217969270 |  | 14.4 | 24.6 | 11400 | 9300 | 8100 | 3.34 | 2.2 | 12500 | 2.75 | 2.26 | 13 | 9.5
Live | 217970308 |  | 10.8 | 21.3 | 13300 | 9200 | 8000 | 2.78 | 2.16 | 13400 | 2.91 | 1.91 | 9.1 | 7
Live | 217970307 |  | 12.5 | 21.5 | 9900 | 8000 | 6500 | 3.67 | 2.13 | 10200 | 3.15 | 1.96 | 9 | 7
Live | 217970310 |  | 11 | 20 | 33700 | 19800 | 19700 | 3.09 | 1.99 | 30900 | 3.09 | 1.88 | 9.2 | 6.9
Live | 217970309 |  | 10.8 | 19.2 | 19000 | 14800 | 11500 | 3.24 | 2.58 | 20200 | 3.2 | 2.15 | 9.6 | 7.5
Live | 217970333 |  | 11 | 20 | 33700 | 19800 | 19700 | 3.09 | 1.99 | 30900 | 3.09 | 1.88 | 9.2 | 6.9
Live | 217970332 |  | 10.8 | 19.2 | 19000 | 14800 | 11500 | 3.24 | 2.58 | 20200 | 3.2 | 2.15 | 9.6 | 7.5
Live | 217970331 |  | 10.8 | 21.3 | 13300 | 9200 | 8000 | 2.78 | 2.16 | 13400 | 2.91 | 1.91 | 9.1 | 7
Live | 217970330 |  | 12.5 | 21.5 | 9900 | 8000 | 6500 | 3.67 | 2.13 | 10200 | 3.15 | 1.96 | 9 | 7
Live | 217905259 |  | 12.25 | 21.5 | 22800 | 14300 | 14000 | 3.34 | 2.25 | 21800 | 3.65 | 2.25 | 10 | 7.75
Live | 217905258 |  | 12 | 20 | 24000 | 14600 | 14600 | 3.35 | 2.8 | 22000 | 4.03 | 2.3 | 10 | 7.8
Live | 217905257 |  | 12.5 | 23 | 21600 | 14000 | 13500 | 3.33 | 2.21 | 21600 | 3.33 | 2.2 | 10 | 7.7
Live | 217905256 |  | 11.7 | 20 | 35900 | 30200 | 34600 | 3.05 | 2 | 38200 | 2.72 | 1.91 | 10.5 | 8.6
Live | 217905271 |  | 10 | 18.6 | 61500 | 40500 | 38000 | 2.92 | 2.3 | 60500 | 3.41 | 2.05 | 9.4 | 7.2
Live | 217905270 |  | 10 | 18 | 61000 | 41000 | 40000 | 2.81 | 2.3 | 61000 | 3.44 | 2.1 | 9.2 | 7.1
Live | 217905269 |  | 10 | 19.2 | 62000 | 40000 | 36000 | 3.03 | 2.3 | 60000 | 3.5 | 2 | 9.6 | 7.3
Live | 217905268 |  | 11.85 | 20.85 | 50500 | 37500 | 37000 | 2.49 | 2.15 | 54000 | 3.04 | 2.1 | 10.3 | 7.9
Live | 217905267 |  | 12 | 20.4 | 52000 | 41000 | 38000 | 2.54 | 2.4 | 53000 | 2.99 | 2.1 | 10.6 | 8.1
Live | 217905266 |  | 11.7 | 21.3 | 49000 | 34000 | 36000 | 2.43 | 2.4 | 55000 | 3.1 | 2.1 | 10 | 7.7
Live | 217905265 |  | 11.85 | 21.55 | 40000 | 29000 | 26000 | 2.73 | 2.19 | 40250 | 3.12 | 2 | 9.6 | 7.45
Live | 217905264 |  | 11.7 | 20 | 40000 | 28000 | 26000 | 2.61 | 2.2 | 40500 | 3.3 | 2 | 9.2 | 7.4
Live | 217905263 |  | 12 | 23.1 | 40000 | 30000 | 26000 | 2.86 | 2.18 | 40000 | 2.97 | 2 | 10 | 7.5
Live | 217905262 |  | 12.1 | 22 | 32000 | 18300 | 18900 | 3.3 | 2.09 | 29000 | 3.5 | 2 | 9.25 | 7.05
Live | 217905261 |  | 12 | 21 | 32000 | 18600 | 18800 | 3.17 | 2.3 | 28800 | 3.67 | 2 | 9 | 7
Live | 217905260 |  | 12.2 | 23 | 32000 | 18000 | 19000 | 3.44 | 2.5 | 29200 | 3.34 | 2 | 9.5 | 7.1
Live | 217905286 |  | 11.85 | 20.7 | 59000 | 50500 | 48000 | 2.96 | 2.25 | 58500 | 3.27 | 2.05 | 10.65 | 8.65
Live | 217905285 |  | 11.7 | 20 | 60000 | 52000 | 48000 | 2.88 | 2.3 | 61000 | 3.51 | 2.1 | 10.7 | 8.8
Live | 217905284 |  | 12 | 21.4 | 58000 | 49000 | 48000 | 3.04 | 2.2 | 56000 | 3.04 | 2 | 10.6 | 8.5
Live | 217905283 |  | 11.85 | 20.8 | 56000 | 44000 | 48000 | 2.9 | 2.1 | 57500 | 3.3 | 2 | 10.6 | 8.7
Live | 217905282 |  | 11.7 | 20.4 | 57000 | 46000 | 48000 | 2.93 | 2.2 | 60000 | 3.52 | 2 | 11 | 9
Live | 217905281 |  | 12 | 21.2 | 55000 | 42000 | 48000 | 2.88 | 2 | 55000 | 3.1 | 2 | 10.2 | 8.4
Live | 217905280 |  | 12.1 | 20.45 | 42000 | 38500 | 37400 | 2.99 | 2.26 | 44500 | 3.01 | 1.95 | 10.85 | 9
Live | 217905279 |  | 12 | 19.4 | 42000 | 34000 | 38000 | 2.93 | 2.2 | 45000 | 3.61 | 2 | 10.4 | 8.8
Live | 217905278 |  | 12.2 | 21.5 | 42000 | 43000 | 37000 | 3.04 | 2.3 | 44000 | 2.58 | 1.9 | 11.3 | 9.2
Live | 217905277 |  | 12 | 20 | 35500 | 27000 | 27000 | 2.58 | 1.99 | 35250 | 2.78 | 1.95 | 9.75 | 7.9
Live | 217905276 |  | 12 | 19 | 38000 | 27000 | 27000 | 2.47 | 2.1 | 38500 | 2.82 | 2 | 9.5 | 7.7
Live | 217905275 |  | 12 | 21 | 33000 | 27000 | 27000 | 2.71 | 1.9 | 32000 | 2.73 | 1.9 | 10 | 8.1
Live | 217905274 |  | 13 | 20.5 | 27600 | 20000 | 18000 | 3.47 | 2.3 | 25400 | 3.31 | 2 | 10 | 7.75
Live | 217905273 |  | 13 | 20 | 27600 | 22000 | 18000 | 3.44 | 2.5 | 25400 | 3.38 | 2 | 10 | 8
Live | 217905272 |  | 13 | 21 | 27600 | 18000 | 18000 | 3.52 | 2.1 | 25400 | 3.24 | 2 | 10 | 7.5
Live | 217956237 |  | 10 | 15.2 | 36000 | 27000 | 30000 | 2.43 | 2.06 | 36600 | 3.05 | 1.8 | 8.5 | 6.6
Live | 217956238 |  | 10 | 15.2 | 36000 | 27000 | 30000 | 2.43 | 2.06 | 36600 | 3.05 | 1.8 | 8.5 | 6.6
Live | 217958914 |  | 8.5 | 16 | 37600 | 22400 | 23000 | 2.27 | 2.04 | 38800 | 3.07 | 2 | 7.7 | 6
Live | 217958916 |  | 11.7 | 19.7 | 29600 | 23200 | 18000 | 3.05 | 2.55 | 33800 | 3.36 | 2.2 | 9 | 7.3
Live | 217958915 |  | 12.1 | 18.5 | 20400 | 14800 | 13000 | 3.23 | 2.48 | 21800 | 3.55 | 2.3 | 9.8 | 7.7
Live | 217958917 |  | 12 | 18 | 20400 | 19800 | 18000 | 3.15 | 2.38 | 21600 | 3.3 | 2.2 | 10 | 8.3
Live | 217958918 |  | 12 | 18.7 | 27000 | 24000 | 23600 | 3.04 | 2.39 | 29000 | 3.27 | 2.1 | 10 | 8
Live | 217958995 |  | 11 | 17 | 34000 | 23600 | 20400 | 2.93 | 2.23 | 33000 | 3.58 | 2.1 | 8.7 | 7
Live | 217895406 |  | 11.7 | 18 | 56500 | 38500 | 37800 | 3.06 | 2.1 | 57000 | 2.98 | 1.9 | 8.5 | 6.6
Live | 217895405 |  | 11.4 | 17.5 | 56500 | 38000 | 37600 | 2.97 | 2.1 | 57000 | 3 | 1.8 | 8.5 | 6.6
Live | 217895404 |  | 11.7 | 16.5 | 53500 | 35600 | 33000 | 3.05 | 2.1 | 53500 | 3.23 | 1.9 | 9 | 6.6
Live | 217895403 |  | 11.7 | 16.5 | 53500 | 35600 | 32800 | 3.05 | 2.1 | 53000 | 3.22 | 1.9 | 8.8 | 6.6
Live | 217895402 |  | 11.7 | 16 | 50500 | 35000 | 31000 | 3.05 | 2.1 | 49500 | 3.11 | 1.8 | 8.8 | 6.6
Live | 217895401 |  | 11.7 | 17.5 | 34500 | 25600 | 24200 | 3.03 | 2.4 | 37800 | 3.12 | 1.9 | 9 | 6.6
Live | 217895400 |  | 11 | 17.5 | 34500 | 25200 | 24000 | 2.83 | 2.41 | 37800 | 3.03 | 1.88 | 9 | 6.6
Live | 217895399 |  | 11 | 16.5 | 34500 | 25000 | 24000 | 2.83 | 2.4 | 38000 | 3.14 | 1.88 | 9 | 6.6
Live | 217895398 |  | 11 | 16.5 | 34000 | 25000 | 24000 | 2.83 | 2.3 | 37800 | 3.12 | 1.9 | 9 | 6.6
Live | 217895397 |  | 10.6 | 16 | 34000 | 25000 | 23800 | 2.75 | 2.3 | 37600 | 3.01 | 1.85 | 9 | 6.6
Live | 217895396 |  | 12 | 18.5 | 30200 | 20000 | 17200 | 3.11 | 2.31 | 30800 | 3.22 | 1.9 | 9 | 6.6
Live | 217895395 |  | 12 | 18 | 30000 | 19600 | 16800 | 3.02 | 2.2 | 30600 | 3.2 | 1.85 | 9 | 6.6
Live | 217895666 |  | 10 | 16 | 54500 | 37600 | 35200 | 2.41 | 2.2 | 56000 | 2.8 | 1.9 | 8.5 | 6.6
Live | 217895665 |  | 10 | 16 | 54500 | 37600 | 34800 | 2.41 | 2.24 | 55000 | 2.75 | 1.9 | 8.5 | 6.6
Live | 217895412 |  | 10.5 | 16 | 51500 | 34200 | 33000 | 2.59 | 2.28 | 51000 | 2.82 | 1.85 | 8.5 | 6.6
Live | 217895411 |  | 10.5 | 16 | 51500 | 34000 | 33000 | 2.63 | 2.28 | 51000 | 2.82 | 1.85 | 8.5 | 6.6
Live | 217895410 |  | 10.5 | 16 | 47000 | 33000 | 31000 | 2.49 | 2.26 | 47000 | 2.66 | 1.85 | 8.5 | 6.6
Live | 217895664 |  | 10.2 | 15.2 | 33400 | 23000 | 22400 | 2.18 | 2.28 | 35600 | 2.65 | 1.85 | 8.5 | 6.6
Live | 217895663 |  | 10.2 | 16 | 33000 | 23000 | 22200 | 2.14 | 2.28 | 35600 | 2.65 | 1.85 | 8.5 | 6.6
Live | 217895662 |  | 10.5 | 15.2 | 33200 | 23000 | 22400 | 2.17 | 2.28 | 35600 | 2.91 | 1.85 | 8.5 | 6.6
Live | 217895661 |  | 10.5 | 16 | 32200 | 23000 | 22400 | 2.11 | 2.28 | 35200 | 2.87 | 1.82 | 8.5 | 6.6
Live | 217895660 |  | 10 | 16 | 32600 | 22800 | 22400 | 2.13 | 2.28 | 35200 | 2.87 | 1.82 | 8.5 | 6.6
Live | 217895409 |  | 10.6 | 16 | 27400 | 17600 | 16800 | 2.77 | 2.3 | 29200 | 2.96 | 1.8 | 8.5 | 6.6
Live | 217895408 |  | 10.6 | 16 | 27400 | 17600 | 16800 | 2.77 | 2.3 | 29200 | 2.96 | 1.8 | 8.5 | 6.6
Live | 217895407 |  | 10.6 | 16 | 27400 | 17600 | 16800 | 2.77 | 2.3 | 29200 | 2.96 | 1.8 | 8.5 | 6.6
Live | 216091613 |  | 12.1 | 18 | 18700 | 20000 | 18000 | 3.19 | 2.34 | 23000 | 3.55 | 2.2 | 10.8 | 8.7
Live | 216091621 |  | 12.1 | 18 | 18700 | 20000 | 18000 | 3.19 | 2.34 | 23000 | 3.55 | 2.2 | 10.8 | 8.7
Live | 216091676 |  | 12.1 | 18 | 18700 | 20000 | 18000 | 3.19 | 2.34 | 23000 | 3.55 | 2.2 | 10.8 | 8.7
Live | 216091675 |  | 12.1 | 18 | 18700 | 20000 | 18000 | 3.19 | 2.34 | 23000 | 3.55 | 2.2 | 10.8 | 8.7
Live | 216091674 |  | 12.1 | 18 | 18700 | 20000 | 18000 | 3.19 | 2.34 | 23000 | 3.55 | 2.2 | 10.8 | 8.7
Live | 216091673 |  | 12.1 | 18 | 18700 | 20000 | 18000 | 3.19 | 2.34 | 23000 | 3.55 | 2.2 | 10.8 | 8.7
Live | 216091672 |  | 12.1 | 18 | 18700 | 20000 | 18000 | 3.19 | 2.34 | 23000 | 3.55 | 2.2 | 10.8 | 8.7
Live | 216091671 |  | 12.1 | 18 | 18700 | 20000 | 18000 | 3.19 | 2.34 | 23000 | 3.55 | 2.2 | 10.8 | 8.7
Live | 216091670 |  | 12.1 | 18 | 18700 | 20000 | 18000 | 3.19 | 2.34 | 23000 | 3.55 | 2.2 | 10.8 | 8.7
Live | 216091669 |  | 12.1 | 18 | 18700 | 20000 | 18000 | 3.19 | 2.34 | 23000 | 3.55 | 2.2 | 10.8 | 8.7
Live | 216091668 |  | 12.1 | 18 | 18700 | 20000 | 18000 | 3.19 | 2.34 | 23000 | 3.55 | 2.2 | 10.8 | 8.7
Live | 216091693 |  | 12 | 19.2 | 27800 | 24000 | 24000 | 3.11 | 2.3 | 32200 | 3.5 | 2 | 11.1 | 8.9
Live | 216091689 |  | 12 | 19.2 | 27800 | 24000 | 24000 | 3.11 | 2.3 | 32200 | 3.5 | 2 | 11.1 | 8.9
Live | 216091729 |  | 12 | 19.2 | 27800 | 24000 | 24000 | 3.11 | 2.3 | 32200 | 3.5 | 2 | 11.1 | 8.9
Live | 216091728 |  | 12 | 19.2 | 27800 | 24000 | 24000 | 3.11 | 2.3 | 32200 | 3.5 | 2 | 11.1 | 8.9
Live | 216091727 |  | 12 | 19.2 | 27800 | 24000 | 24000 | 3.11 | 2.3 | 32200 | 3.5 | 2 | 11.1 | 8.9
Live | 216091726 |  | 12 | 19.2 | 27800 | 24000 | 24000 | 3.11 | 2.3 | 32200 | 3.5 | 2 | 11.1 | 8.9
Live | 216091725 |  | 12 | 19.2 | 27800 | 24000 | 24000 | 3.11 | 2.3 | 32200 | 3.5 | 2 | 11.1 | 8.9
Live | 216091724 |  | 12 | 19.2 | 27800 | 24000 | 24000 | 3.11 | 2.3 | 32200 | 3.5 | 2 | 11.1 | 8.9
Live | 216091723 |  | 12 | 19.2 | 27800 | 24000 | 24000 | 3.11 | 2.3 | 32200 | 3.5 | 2 | 11.1 | 8.9
Live | 216091722 |  | 12 | 19.2 | 27800 | 24000 | 24000 | 3.11 | 2.3 | 32200 | 3.5 | 2 | 11.1 | 8.9
Live | 216091721 |  | 12 | 19.2 | 27800 | 24000 | 24000 | 3.11 | 2.3 | 32200 | 3.5 | 2 | 11.1 | 8.9
Live | 216091685 |  | 12.5 | 19.8 | 17500 | 18800 | 16700 | 2.73 | 2.04 | 21500 | 2.84 | 1.93 | 11.2 | 8.5
Live | 216091684 |  | 12.5 | 19.8 | 17500 | 18800 | 16700 | 2.73 | 2.04 | 21500 | 2.84 | 1.93 | 11.2 | 8.5
Live | 216091683 |  | 12.5 | 19.8 | 17500 | 18800 | 16700 | 2.73 | 2.04 | 21500 | 2.84 | 1.93 | 11.2 | 8.5
Live | 216091682 |  | 12.5 | 19.8 | 17500 | 18800 | 16700 | 2.73 | 2.04 | 21500 | 2.84 | 1.93 | 11.2 | 8.5
Live | 216091681 |  | 12.5 | 19.8 | 17500 | 18800 | 16700 | 2.73 | 2.04 | 21500 | 2.84 | 1.93 | 11.2 | 8.5
Live | 216091680 |  | 12.5 | 19.8 | 17500 | 18800 | 16700 | 2.73 | 2.04 | 21500 | 2.84 | 1.93 | 11.2 | 8.5
Live | 216091679 |  | 12.5 | 19.8 | 17500 | 18800 | 16700 | 2.73 | 2.04 | 21500 | 2.84 | 1.93 | 11.2 | 8.5
Live | 216091678 |  | 12.5 | 19.8 | 17500 | 18800 | 16700 | 2.73 | 2.04 | 21500 | 2.84 | 1.93 | 11.2 | 8.5
Live | 216091677 |  | 12.5 | 19.8 | 17500 | 18800 | 16700 | 2.73 | 2.04 | 21500 | 2.84 | 1.93 | 11.2 | 8.5
Live | 216091622 |  | 12.5 | 19.8 | 17500 | 18800 | 16700 | 2.73 | 2.04 | 21500 | 2.84 | 1.93 | 11.2 | 8.5
Live | 216091614 |  | 12.5 | 19.8 | 17500 | 18800 | 16700 | 2.73 | 2.04 | 21500 | 2.84 | 1.93 | 11.2 | 8.5
Live | 216091600 |  | 11.5 | 20.1 | 33500 | 21100 | 18600 | 3.17 | 1.68 | 30200 | 2.47 | 1.92 | 9 | 6.9
Live | 216091599 |  | 11.5 | 20.1 | 33500 | 21100 | 18600 | 3.17 | 1.68 | 30200 | 2.47 | 1.92 | 9 | 6.9
Live | 216091557 |  | 11.5 | 20.1 | 33500 | 21100 | 18600 | 3.17 | 1.68 | 30200 | 2.47 | 1.92 | 9 | 6.9
Live | 216091556 |  | 11.5 | 20.1 | 33500 | 21100 | 18600 | 3.17 | 1.68 | 30200 | 2.47 | 1.92 | 9 | 6.9
Live | 216091554 |  | 11.5 | 20.1 | 33500 | 21100 | 18600 | 3.17 | 1.68 | 30200 | 2.47 | 1.92 | 9 | 6.9
Live | 216091553 |  | 11.5 | 20.1 | 33500 | 21100 | 18600 | 3.17 | 1.68 | 30200 | 2.47 | 1.92 | 9 | 6.9
Live | 216091549 |  | 11.5 | 20.1 | 33500 | 21100 | 18600 | 3.17 | 1.68 | 30200 | 2.47 | 1.92 | 9 | 6.9
Live | 216091548 |  | 11.5 | 20.1 | 33500 | 21100 | 18600 | 3.17 | 1.68 | 30200 | 2.47 | 1.92 | 9 | 6.9
Live | 216091546 |  | 11.5 | 20.1 | 33500 | 21100 | 18600 | 3.17 | 1.68 | 30200 | 2.47 | 1.92 | 9 | 6.9
Live | 216091545 |  | 11.5 | 20.1 | 33500 | 21100 | 18600 | 3.17 | 1.68 | 30200 | 2.47 | 1.92 | 9 | 6.9
Live | 216091543 |  | 11.5 | 20.1 | 33500 | 21100 | 18600 | 3.17 | 1.68 | 30200 | 2.47 | 1.92 | 9 | 6.9
Live | 216091740 |  | 11.5 | 20.1 | 33500 | 21100 | 18600 | 3.17 | 1.68 | 30200 | 2.47 | 1.92 | 9 | 6.9
Live | 216091739 |  | 11.5 | 20.1 | 33500 | 21100 | 18600 | 3.17 | 1.68 | 30200 | 2.47 | 1.92 | 9 | 6.9
Live | 216091738 |  | 11.5 | 20.1 | 33500 | 21100 | 18600 | 3.17 | 1.68 | 30200 | 2.47 | 1.92 | 9 | 6.9
Live | 216091737 |  | 11.5 | 20.1 | 33500 | 21100 | 18600 | 3.17 | 1.68 | 30200 | 2.47 | 1.92 | 9 | 6.9
Live | 216091736 |  | 11.5 | 20.1 | 33500 | 21100 | 18600 | 3.17 | 1.68 | 30200 | 2.47 | 1.92 | 9 | 6.9
Live | 216091735 |  | 11.5 | 20.1 | 33500 | 21100 | 18600 | 3.17 | 1.68 | 30200 | 2.47 | 1.92 | 9 | 6.9
Live | 216091734 |  | 11.5 | 20.1 | 33500 | 21100 | 18600 | 3.17 | 1.68 | 30200 | 2.47 | 1.92 | 9 | 6.9
Live | 216091733 |  | 11.5 | 20.1 | 33500 | 21100 | 18600 | 3.17 | 1.68 | 30200 | 2.47 | 1.92 | 9 | 6.9
Live | 216091732 |  | 11.5 | 20.1 | 33500 | 21100 | 18600 | 3.17 | 1.68 | 30200 | 2.47 | 1.92 | 9 | 6.9
Live | 216091731 |  | 11.5 | 20.1 | 33500 | 21100 | 18600 | 3.17 | 1.68 | 30200 | 2.47 | 1.92 | 9 | 6.9
Live | 216091730 |  | 11.5 | 20.1 | 33500 | 21100 | 18600 | 3.17 | 1.68 | 30200 | 2.47 | 1.92 | 9 | 6.9
Live | 216091742 |  | 14 | 27 | 16903 | 17087 | 13700 | 2.93 | 2.21 | 19035 | 3.15 | 1.85 | 12 | 9
Live | 216091741 |  | 14 | 27 | 16903 | 17087 | 13700 | 2.93 | 2.21 | 19035 | 3.15 | 1.85 | 12 | 9
Live | 216091690 |  | 11 | 20.5 | 25000 | 24000 | 25800 | 2.86 | 2.17 | 27000 | 2.82 | 2 | 11.5 | 9.2
Live | 216091686 |  | 11 | 20.5 | 25000 | 24000 | 25800 | 2.86 | 2.17 | 27000 | 2.82 | 2 | 11.5 | 9.2
Live | 216091702 |  | 11 | 20.5 | 25000 | 24000 | 25800 | 2.86 | 2.17 | 27000 | 2.82 | 2 | 11.5 | 9.2
Live | 216091701 |  | 11 | 20.5 | 25000 | 24000 | 25800 | 2.86 | 2.17 | 27000 | 2.82 | 2 | 11.5 | 9.2
Live | 216091700 |  | 11 | 20.5 | 25000 | 24000 | 25800 | 2.86 | 2.17 | 27000 | 2.82 | 2 | 11.5 | 9.2
Live | 216091699 |  | 11 | 20.5 | 25000 | 24000 | 25800 | 2.86 | 2.17 | 27000 | 2.82 | 2 | 11.5 | 9.2
Live | 216091698 |  | 11 | 20.5 | 25000 | 24000 | 25800 | 2.86 | 2.17 | 27000 | 2.82 | 2 | 11.5 | 9.2
Live | 216091697 |  | 11 | 20.5 | 25000 | 24000 | 25800 | 2.86 | 2.17 | 27000 | 2.82 | 2 | 11.5 | 9.2
Live | 216091696 |  | 11 | 20.5 | 25000 | 24000 | 25800 | 2.86 | 2.17 | 27000 | 2.82 | 2 | 11.5 | 9.2
Live | 216091695 |  | 11 | 20.5 | 25000 | 24000 | 25800 | 2.86 | 2.17 | 27000 | 2.82 | 2 | 11.5 | 9.2
Live | 216091694 |  | 11 | 20.5 | 25000 | 24000 | 25800 | 2.86 | 2.17 | 27000 | 2.82 | 2 | 11.5 | 9.2
Live | 216091460 |  | 15.8 | 26.5 | 12402 | 10041 | 7500 | 3.75 | 2.45 | 13241 | 3.73 | 2.09 | 13.6 | 10
Live | 216091458 |  | 15.8 | 26.5 | 12402 | 10041 | 7500 | 3.75 | 2.45 | 13241 | 3.73 | 2.09 | 13.6 | 10
Live | 216091456 |  | 15.8 | 26.5 | 12402 | 10041 | 7500 | 3.75 | 2.45 | 13241 | 3.73 | 2.09 | 13.6 | 10
Live | 216091455 |  | 15.8 | 26.5 | 12402 | 10041 | 7500 | 3.75 | 2.45 | 13241 | 3.73 | 2.09 | 13.6 | 10
Live | 216091452 |  | 15.8 | 26.5 | 12402 | 10041 | 7500 | 3.75 | 2.45 | 13241 | 3.73 | 2.09 | 13.6 | 10
Live | 216091451 |  | 15.8 | 26.5 | 12402 | 10041 | 7500 | 3.75 | 2.45 | 13241 | 3.73 | 2.09 | 13.6 | 10
Live | 216091449 |  | 15.8 | 26.5 | 12402 | 10041 | 7500 | 3.75 | 2.45 | 13241 | 3.73 | 2.09 | 13.6 | 10
Live | 216091447 |  | 15.8 | 26.5 | 12402 | 10041 | 7500 | 3.75 | 2.45 | 13241 | 3.73 | 2.09 | 13.6 | 10
Live | 216091445 |  | 15.8 | 26.5 | 12402 | 10041 | 7500 | 3.75 | 2.45 | 13241 | 3.73 | 2.09 | 13.6 | 10
Live | 216091576 |  | 15.8 | 26.5 | 12402 | 10041 | 7500 | 3.75 | 2.45 | 13241 | 3.73 | 2.09 | 13.6 | 10
Live | 216091574 |  | 15.8 | 26.5 | 12402 | 10041 | 7500 | 3.75 | 2.45 | 13241 | 3.73 | 2.09 | 13.6 | 10
Live | 216091720 |  | 12 | 19.2 | 27800 | 24000 | 27000 | 3.39 | 2.4 | 30400 | 3.18 | 2 | 10.5 | 8.8
Live | 216091719 |  | 12 | 19.2 | 27800 | 24000 | 27000 | 3.39 | 2.4 | 30400 | 3.18 | 2 | 10.5 | 8.8
Live | 216091718 |  | 12 | 19.2 | 27800 | 24000 | 27000 | 3.39 | 2.4 | 30400 | 3.18 | 2 | 10.5 | 8.8
Live | 216091717 |  | 12 | 19.2 | 27800 | 24000 | 27000 | 3.39 | 2.4 | 30400 | 3.18 | 2 | 10.5 | 8.8
Live | 216091716 |  | 12 | 19.2 | 27800 | 24000 | 27000 | 3.39 | 2.4 | 30400 | 3.18 | 2 | 10.5 | 8.8
Live | 216091715 |  | 12 | 19.2 | 27800 | 24000 | 27000 | 3.39 | 2.4 | 30400 | 3.18 | 2 | 10.5 | 8.8
Live | 216091714 |  | 12 | 19.2 | 27800 | 24000 | 27000 | 3.39 | 2.4 | 30400 | 3.18 | 2 | 10.5 | 8.8
Live | 216091713 |  | 12 | 19.2 | 27800 | 24000 | 27000 | 3.39 | 2.4 | 30400 | 3.18 | 2 | 10.5 | 8.8
Live | 216091712 |  | 12 | 19.2 | 27800 | 24000 | 27000 | 3.39 | 2.4 | 30400 | 3.18 | 2 | 10.5 | 8.8
Live | 216091688 |  | 12 | 19.2 | 27800 | 24000 | 27000 | 3.39 | 2.4 | 30400 | 3.18 | 2 | 10.5 | 8.8
Live | 216091692 |  | 12 | 19.2 | 27800 | 24000 | 27000 | 3.39 | 2.4 | 30400 | 3.18 | 2 | 10.5 | 8.8
Live | 216091691 |  | 11.7 | 20.5 | 26800 | 28000 | 25000 | 3.27 | 2.1 | 30500 | 3.58 | 2.1 | 11 | 9
Live | 216091687 |  | 11.7 | 20.5 | 26800 | 28000 | 25000 | 3.27 | 2.1 | 30500 | 3.58 | 2.1 | 11 | 9
Live | 216091711 |  | 11.7 | 20.5 | 26800 | 28000 | 25000 | 3.27 | 2.1 | 30500 | 3.58 | 2.1 | 11 | 9
Live | 216091710 |  | 11.7 | 20.5 | 26800 | 28000 | 25000 | 3.27 | 2.1 | 30500 | 3.58 | 2.1 | 11 | 9
Live | 216091709 |  | 11.7 | 20.5 | 26800 | 28000 | 25000 | 3.27 | 2.1 | 30500 | 3.58 | 2.1 | 11 | 9
Live | 216091708 |  | 11.7 | 20.5 | 26800 | 28000 | 25000 | 3.27 | 2.1 | 30500 | 3.58 | 2.1 | 11 | 9
Live | 216091707 |  | 11.7 | 20.5 | 26800 | 28000 | 25000 | 3.27 | 2.1 | 30500 | 3.58 | 2.1 | 11 | 9
Live | 216091706 |  | 11.7 | 20.5 | 26800 | 28000 | 25000 | 3.27 | 2.1 | 30500 | 3.58 | 2.1 | 11 | 9
Live | 216091705 |  | 11.7 | 20.5 | 26800 | 28000 | 25000 | 3.27 | 2.1 | 30500 | 3.58 | 2.1 | 11 | 9
Live | 216091704 |  | 11.7 | 20.5 | 26800 | 28000 | 25000 | 3.27 | 2.1 | 30500 | 3.58 | 2.1 | 11 | 9
Live | 216091703 |  | 11.7 | 20.5 | 26800 | 28000 | 25000 | 3.27 | 2.1 | 30500 | 3.58 | 2.1 | 11 | 9
Live | 216091637 |  | 12.5 | 20 | 17000 | 20000 | 16000 | 2.77 | 1.78 | 21000 | 2.56 | 1.75 | 9.5 | 7.8
Live | 216091636 |  | 12.5 | 20 | 17000 | 20000 | 16000 | 2.77 | 1.78 | 21000 | 2.56 | 1.75 | 9.5 | 7.8
Live | 216091634 |  | 12.5 | 20 | 17000 | 20000 | 16000 | 2.77 | 1.78 | 21000 | 2.56 | 1.75 | 9.5 | 7.8
Live | 216091633 |  | 12.5 | 20 | 17000 | 20000 | 16000 | 2.77 | 1.78 | 21000 | 2.56 | 1.75 | 9.5 | 7.8
Live | 216091630 |  | 12.5 | 20 | 17000 | 20000 | 16000 | 2.77 | 1.78 | 21000 | 2.56 | 1.75 | 9.5 | 7.8
Live | 216091629 |  | 12.5 | 20 | 17000 | 20000 | 16000 | 2.77 | 1.78 | 21000 | 2.56 | 1.75 | 9.5 | 7.8
Live | 216091627 |  | 12.5 | 20 | 17000 | 20000 | 16000 | 2.77 | 1.78 | 21000 | 2.56 | 1.75 | 9.5 | 7.8
Live | 216091625 |  | 12.5 | 20 | 17000 | 20000 | 16000 | 2.77 | 1.78 | 21000 | 2.56 | 1.75 | 9.5 | 7.8
Live | 216091624 |  | 12.5 | 20 | 17000 | 20000 | 16000 | 2.77 | 1.78 | 21000 | 2.56 | 1.75 | 9.5 | 7.8
Live | 216091616 |  | 12.5 | 20 | 17000 | 20000 | 16000 | 2.77 | 1.78 | 21000 | 2.56 | 1.75 | 9.5 | 7.8
Live | 216091606 |  | 12.5 | 20 | 17000 | 20000 | 16000 | 2.77 | 1.78 | 21000 | 2.56 | 1.75 | 9.5 | 7.8
Live | 216091609 |  | 12.5 | 20.5 | 19900 | 17000 | 16800 | 3.01 | 1.9 | 21500 | 2.86 | 1.86 | 9.8 | 7.5
Live | 216091618 |  | 12.5 | 20.5 | 19900 | 17000 | 16800 | 3.01 | 1.9 | 21500 | 2.86 | 1.86 | 9.8 | 7.5
Live | 216091652 |  | 12.5 | 20.5 | 19900 | 17000 | 16800 | 3.01 | 1.9 | 21500 | 2.86 | 1.86 | 9.8 | 7.5
Live | 216091651 |  | 12.5 | 20.5 | 19900 | 17000 | 16800 | 3.01 | 1.9 | 21500 | 2.86 | 1.86 | 9.8 | 7.5
Live | 216091649 |  | 12.5 | 20.5 | 19900 | 17000 | 16800 | 3.01 | 1.9 | 21500 | 2.86 | 1.86 | 9.8 | 7.5
Live | 216091648 |  | 12.5 | 20.5 | 19900 | 17000 | 16800 | 3.01 | 1.9 | 21500 | 2.86 | 1.86 | 9.8 | 7.5
Live | 216091645 |  | 12.5 | 20.5 | 19900 | 17000 | 16800 | 3.01 | 1.9 | 21500 | 2.86 | 1.86 | 9.8 | 7.5
Live | 216091644 |  | 12.5 | 20.5 | 19900 | 17000 | 16800 | 3.01 | 1.9 | 21500 | 2.86 | 1.86 | 9.8 | 7.5
Live | 216091642 |  | 12.5 | 20.5 | 19900 | 17000 | 16800 | 3.01 | 1.9 | 21500 | 2.86 | 1.86 | 9.8 | 7.5
Live | 216091640 |  | 12.5 | 20.5 | 19900 | 17000 | 16800 | 3.01 | 1.9 | 21500 | 2.86 | 1.86 | 9.8 | 7.5
Live | 216091639 |  | 12.5 | 20.5 | 19900 | 17000 | 16800 | 3.01 | 1.9 | 21500 | 2.86 | 1.86 | 9.8 | 7.5
Live | 216091666 |  | 11.7 | 18 | 18800 | 19000 | 17700 | 2.9 | 2.02 | 22000 | 2.87 | 1.85 | 9.5 | 7.5
Live | 216091665 |  | 11.7 | 18 | 18800 | 19000 | 17700 | 2.9 | 2.02 | 22000 | 2.87 | 1.85 | 9.5 | 7.5
Live | 216091663 |  | 11.7 | 18 | 18800 | 19000 | 17700 | 2.9 | 2.02 | 22000 | 2.87 | 1.85 | 9.5 | 7.5
Live | 216091662 |  | 11.7 | 18 | 18800 | 19000 | 17700 | 2.9 | 2.02 | 22000 | 2.87 | 1.85 | 9.5 | 7.5
Live | 216091661 |  | 11.7 | 18 | 18800 | 19000 | 17700 | 2.9 | 2.02 | 22000 | 2.87 | 1.85 | 9.5 | 7.5
Live | 216091659 |  | 11.7 | 18 | 18800 | 19000 | 17700 | 2.9 | 2.02 | 22000 | 2.87 | 1.85 | 9.5 | 7.5
Live | 216091657 |  | 11.7 | 18 | 18800 | 19000 | 17700 | 2.9 | 2.02 | 22000 | 2.87 | 1.85 | 9.5 | 7.5
Live | 216091656 |  | 11.7 | 18 | 18800 | 19000 | 17700 | 2.9 | 2.02 | 22000 | 2.87 | 1.85 | 9.5 | 7.5
Live | 216091654 |  | 11.7 | 18 | 18800 | 19000 | 17700 | 2.9 | 2.02 | 22000 | 2.87 | 1.85 | 9.5 | 7.5
Live | 216091619 |  | 11.7 | 18 | 18800 | 19000 | 17700 | 2.9 | 2.02 | 22000 | 2.87 | 1.85 | 9.5 | 7.5
Live | 216091611 |  | 11.7 | 18 | 18800 | 19000 | 17700 | 2.9 | 2.02 | 22000 | 2.87 | 1.85 | 9.5 | 7.5
Live | 216091542 |  | 13 | 21.5 | 26934 | 24485 | 25000 | 3.29 | 1.98 | 30995 | 3.36 | 2.21 | 11.4 | 9.2
Live | 216091540 |  | 13 | 21.5 | 26934 | 24485 | 25000 | 3.29 | 1.98 | 30995 | 3.36 | 2.21 | 11.4 | 9.2
Live | 216091539 |  | 13 | 21.5 | 26934 | 24485 | 25000 | 3.29 | 1.98 | 30995 | 3.36 | 2.21 | 11.4 | 9.2
Live | 216091537 |  | 13 | 21.5 | 26934 | 24485 | 25000 | 3.29 | 1.98 | 30995 | 3.36 | 2.21 | 11.4 | 9.2
Live | 216091535 |  | 13 | 21.5 | 26934 | 24485 | 25000 | 3.29 | 1.98 | 30995 | 3.36 | 2.21 | 11.4 | 9.2
Live | 216091533 |  | 13 | 21.5 | 26934 | 24485 | 25000 | 3.29 | 1.98 | 30995 | 3.36 | 2.21 | 11.4 | 9.2
Live | 216091531 |  | 13 | 21.5 | 26934 | 24485 | 25000 | 3.29 | 1.98 | 30995 | 3.36 | 2.21 | 11.4 | 9.2
Live | 216091527 |  | 13 | 21.5 | 26934 | 24485 | 25000 | 3.29 | 1.98 | 30995 | 3.36 | 2.21 | 11.4 | 9.2
Live | 216091524 |  | 13 | 21.5 | 26934 | 24485 | 25000 | 3.29 | 1.98 | 30995 | 3.36 | 2.21 | 11.4 | 9.2
Live | 216091596 |  | 13 | 21.5 | 26934 | 24485 | 25000 | 3.29 | 1.98 | 30995 | 3.36 | 2.21 | 11.4 | 9.2
Live | 216091594 |  | 13 | 21.5 | 26934 | 24485 | 25000 | 3.29 | 1.98 | 30995 | 3.36 | 2.21 | 11.4 | 9.2
Live | 216091592 |  | 12.5 | 21.5 | 19127 | 19200 | 18000 | 3.11 | 1.99 | 23211 | 3.01 | 1.8 | 11.3 | 7.9
Live | 216091591 |  | 12.5 | 21.5 | 19127 | 19200 | 18000 | 3.11 | 1.99 | 23211 | 3.01 | 1.8 | 11.3 | 7.9
Live | 216091523 |  | 12.5 | 21.5 | 19127 | 19200 | 18000 | 3.11 | 1.99 | 23211 | 3.01 | 1.8 | 11.3 | 7.9
Live | 216091521 |  | 12.5 | 21.5 | 19127 | 19200 | 18000 | 3.11 | 1.99 | 23211 | 3.01 | 1.8 | 11.3 | 7.9
Live | 216091519 |  | 12.5 | 21.5 | 19127 | 19200 | 18000 | 3.11 | 1.99 | 23211 | 3.01 | 1.8 | 11.3 | 7.9
Live | 216091518 |  | 12.5 | 21.5 | 19127 | 19200 | 18000 | 3.11 | 1.99 | 23211 | 3.01 | 1.8 | 11.3 | 7.9
Live | 216091515 |  | 12.5 | 21.5 | 19127 | 19200 | 18000 | 3.11 | 1.99 | 23211 | 3.01 | 1.8 | 11.3 | 7.9
Live | 216091513 |  | 12.5 | 21.5 | 19127 | 19200 | 18000 | 3.11 | 1.99 | 23211 | 3.01 | 1.8 | 11.3 | 7.9
Live | 216091512 |  | 12.5 | 21.5 | 19127 | 19200 | 18000 | 3.11 | 1.99 | 23211 | 3.01 | 1.8 | 11.3 | 7.9
Live | 216091510 |  | 12.5 | 21.5 | 19127 | 19200 | 18000 | 3.11 | 1.99 | 23211 | 3.01 | 1.8 | 11.3 | 7.9
Live | 216091508 |  | 12.5 | 21.5 | 19127 | 19200 | 18000 | 3.11 | 1.99 | 23211 | 3.01 | 1.8 | 11.3 | 7.9
Live | 216091588 |  | 14 | 25.5 | 14146 | 13112 | 12000 | 3.32 | 2.11 | 15613 | 2.95 | 1.8 | 10.4 | 8
Live | 216091587 |  | 14 | 25.5 | 14146 | 13112 | 12000 | 3.32 | 2.11 | 15613 | 2.95 | 1.8 | 10.4 | 8
Live | 216091507 |  | 14 | 25.5 | 14146 | 13112 | 12000 | 3.32 | 2.11 | 15613 | 2.95 | 1.8 | 10.4 | 8
Live | 216091505 |  | 14 | 25.5 | 14146 | 13112 | 12000 | 3.32 | 2.11 | 15613 | 2.95 | 1.8 | 10.4 | 8
Live | 216091503 |  | 14 | 25.5 | 14146 | 13112 | 12000 | 3.32 | 2.11 | 15613 | 2.95 | 1.8 | 10.4 | 8
Live | 216091502 |  | 14 | 25.5 | 14146 | 13112 | 12000 | 3.32 | 2.11 | 15613 | 2.95 | 1.8 | 10.4 | 8
Live | 216091499 |  | 14 | 25.5 | 14146 | 13112 | 12000 | 3.32 | 2.11 | 15613 | 2.95 | 1.8 | 10.4 | 8
Live | 216091497 |  | 14 | 25.5 | 14146 | 13112 | 12000 | 3.32 | 2.11 | 15613 | 2.95 | 1.8 | 10.4 | 8
Live | 216091496 |  | 14 | 25.5 | 14146 | 13112 | 12000 | 3.32 | 2.11 | 15613 | 2.95 | 1.8 | 10.4 | 8
Live | 216091494 |  | 14 | 25.5 | 14146 | 13112 | 12000 | 3.32 | 2.11 | 15613 | 2.95 | 1.8 | 10.4 | 8
Live | 216091493 |  | 14 | 25.5 | 14146 | 13112 | 12000 | 3.32 | 2.11 | 15613 | 2.95 | 1.8 | 10.4 | 8
Live | 216091475 |  | 16.2 | 28.1 | 14398 | 12371 | 10600 | 3.58 | 2.04 | 15296 | 2.99 | 2 | 11.5 | 9
Live | 216091474 |  | 16.2 | 28.1 | 14398 | 12371 | 10600 | 3.58 | 2.04 | 15296 | 2.99 | 2 | 11.5 | 9
Live | 216091473 |  | 16.2 | 28.1 | 14398 | 12371 | 10600 | 3.58 | 2.04 | 15296 | 2.99 | 2 | 11.5 | 9
Live | 216091471 |  | 16.2 | 28.1 | 14398 | 12371 | 10600 | 3.58 | 2.04 | 15296 | 2.99 | 2 | 11.5 | 9
Live | 216091468 |  | 16.2 | 28.1 | 14398 | 12371 | 10600 | 3.58 | 2.04 | 15296 | 2.99 | 2 | 11.5 | 9
Live | 216091466 |  | 16.2 | 28.1 | 14398 | 12371 | 10600 | 3.58 | 2.04 | 15296 | 2.99 | 2 | 11.5 | 9
Live | 216091464 |  | 16.2 | 28.1 | 14398 | 12371 | 10600 | 3.58 | 2.04 | 15296 | 2.99 | 2 | 11.5 | 9
Live | 216091463 |  | 16.2 | 28.1 | 14398 | 12371 | 10600 | 3.58 | 2.04 | 15296 | 2.99 | 2 | 11.5 | 9
Live | 216091461 |  | 16.2 | 28.1 | 14398 | 12371 | 10600 | 3.58 | 2.04 | 15296 | 2.99 | 2 | 11.5 | 9
Live | 216091580 |  | 16.2 | 28.1 | 14398 | 12371 | 10600 | 3.58 | 2.04 | 15296 | 2.99 | 2 | 11.5 | 9
Live | 216091579 |  | 16.2 | 28.1 | 14398 | 12371 | 10600 | 3.58 | 2.04 | 15296 | 2.99 | 2 | 11.5 | 9
Live | 216091584 |  | 13 | 23.5 | 12700 | 9250 | 6800 | 3.38 | 2.56 | 13630 | 3.57 | 2.17 | 10 | 7.4
Live | 216091583 |  | 13 | 23.5 | 12700 | 9250 | 6800 | 3.38 | 2.56 | 13630 | 3.57 | 2.17 | 10 | 7.4
Live | 216091491 |  | 13 | 23.5 | 12700 | 9250 | 6800 | 3.38 | 2.56 | 13630 | 3.57 | 2.17 | 10 | 7.4
Live | 216091490 |  | 13 | 23.5 | 12700 | 9250 | 6800 | 3.38 | 2.56 | 13630 | 3.57 | 2.17 | 10 | 7.4
Live | 216091488 |  | 13 | 23.5 | 12700 | 9250 | 6800 | 3.38 | 2.56 | 13630 | 3.57 | 2.17 | 10 | 7.4
Live | 216091487 |  | 13 | 23.5 | 12700 | 9250 | 6800 | 3.38 | 2.56 | 13630 | 3.57 | 2.17 | 10 | 7.4
Live | 216091483 |  | 13 | 23.5 | 12700 | 9250 | 6800 | 3.38 | 2.56 | 13630 | 3.57 | 2.17 | 10 | 7.4
Live | 216091482 |  | 13 | 23.5 | 12700 | 9250 | 6800 | 3.38 | 2.56 | 13630 | 3.57 | 2.17 | 10 | 7.4
Live | 216091480 |  | 13 | 23.5 | 12700 | 9250 | 6800 | 3.38 | 2.56 | 13630 | 3.57 | 2.17 | 10 | 7.4
Live | 216091478 |  | 13 | 23.5 | 12700 | 9250 | 6800 | 3.38 | 2.56 | 13630 | 3.57 | 2.17 | 10 | 7.4
Live | 216091477 |  | 13 | 23.5 | 12700 | 9250 | 6800 | 3.38 | 2.56 | 13630 | 3.57 | 2.17 | 10 | 7.4
Live | 212521294 |  | 12.4 | 24.1 | 26934 | 24485 | 16100 | 3.29 | 1.98 | 30995 | 3.36 | 1.92 | 12 | 8.5
Live | 212521293 |  | 12.4 | 24.1 | 26934 | 24485 | 16100 | 3.29 | 1.98 | 30995 | 3.36 | 1.92 | 12 | 8.5
Live | 212521292 |  | 12.4 | 24.1 | 26934 | 24485 | 16100 | 3.29 | 1.98 | 30995 | 3.36 | 1.92 | 12 | 8.5
Live | 212521291 |  | 12.4 | 24.1 | 26934 | 24485 | 16100 | 3.29 | 1.98 | 30995 | 3.36 | 1.92 | 12 | 8.5
Live | 212521290 |  | 12.4 | 24.1 | 26934 | 24485 | 16100 | 3.29 | 1.98 | 30995 | 3.36 | 1.92 | 12 | 8.5
Live | 212521289 |  | 12.4 | 24.1 | 26934 | 24485 | 16100 | 3.29 | 1.98 | 30995 | 3.36 | 1.92 | 12 | 8.5
Live | 212521288 |  | 12.4 | 24.1 | 26934 | 24485 | 16100 | 3.29 | 1.98 | 30995 | 3.36 | 1.92 | 12 | 8.5
Live | 212521287 |  | 12.4 | 24.1 | 26934 | 24485 | 16100 | 3.29 | 1.98 | 30995 | 3.36 | 1.92 | 12 | 8.5
Live | 212521286 |  | 12.4 | 24.1 | 26934 | 24485 | 16100 | 3.29 | 1.98 | 30995 | 3.36 | 1.92 | 12 | 8.5
Live | 212521285 |  | 12.4 | 24.1 | 26934 | 24485 | 16100 | 3.29 | 1.98 | 30995 | 3.36 | 1.92 | 12 | 8.5
Live | 212521284 |  | 12.4 | 24.1 | 26934 | 24485 | 16100 | 3.29 | 1.98 | 30995 | 3.36 | 1.92 | 12 | 8.5
Live | 212521283 |  | 12.4 | 24.1 | 26934 | 24485 | 16100 | 3.29 | 1.98 | 30995 | 3.36 | 1.92 | 12 | 8.5
Live | 212521282 |  | 12.4 | 24.1 | 26934 | 24485 | 16100 | 3.29 | 1.98 | 30995 | 3.36 | 1.92 | 12 | 8.5
Live | 212521281 |  | 12.4 | 24.1 | 26934 | 24485 | 16100 | 3.29 | 1.98 | 30995 | 3.36 | 1.92 | 12 | 8.5
Live | 212521280 |  | 12.4 | 24.1 | 26934 | 24485 | 16100 | 3.29 | 1.98 | 30995 | 3.36 | 1.92 | 12 | 8.5
Live | 212521279 |  | 12.4 | 24.1 | 26934 | 24485 | 16100 | 3.29 | 1.98 | 30995 | 3.36 | 1.92 | 12 | 8.5
Live | 211756594 |  | 12.5 | 19.8 | 17500 | 18800 | 16700 | 2.73 | 2.04 | 21500 | 2.84 | 1.93 | 11.2 | 8.5
Live | 210857447 |  | 12.5 | 19.8 | 17500 | 18800 | 16700 | 2.73 | 2.04 | 21500 | 2.84 | 1.93 | 11.2 | 8.5
Live | 210857455 |  | 12.5 | 19.8 | 17500 | 18800 | 16700 | 2.73 | 2.04 | 21500 | 2.84 | 1.93 | 11.2 | 8.5
Live | 210857451 |  | 12.5 | 19.8 | 17500 | 18800 | 16700 | 2.73 | 2.04 | 21500 | 2.84 | 1.93 | 11.2 | 8.5
Live | 210857459 |  | 12.5 | 19.8 | 17500 | 18800 | 16700 | 2.73 | 2.04 | 21500 | 2.84 | 1.93 | 11.2 | 8.5
Live | 210857463 |  | 12.5 | 19.8 | 17500 | 18800 | 16700 | 2.73 | 2.04 | 21500 | 2.84 | 1.93 | 11.2 | 8.5
Live | 210857431 |  | 12.5 | 19.8 | 17500 | 18800 | 16700 | 2.73 | 2.04 | 21500 | 2.84 | 1.93 | 11.2 | 8.5
Live | 210857427 |  | 12.5 | 19.8 | 17500 | 18800 | 16700 | 2.73 | 2.04 | 21500 | 2.84 | 1.93 | 11.2 | 8.5
Live | 210857443 |  | 12.5 | 19.8 | 17500 | 18800 | 16700 | 2.73 | 2.04 | 21500 | 2.84 | 1.93 | 11.2 | 8.5
Live | 210857439 |  | 12.5 | 19.8 | 17500 | 18800 | 16700 | 2.73 | 2.04 | 21500 | 2.84 | 1.93 | 11.2 | 8.5
Live | 210857435 |  | 12.5 | 19.8 | 17500 | 18800 | 16700 | 2.73 | 2.04 | 21500 | 2.84 | 1.93 | 11.2 | 8.5
Live | 210857434 |  | 14.5 | 22 | 11200 | 10000 | 8000 | 3.35 | 2.4 | 12500 | 3.33 | 2 | 10.8 | 9
Live | 210857438 |  | 14.5 | 22 | 11200 | 10000 | 8000 | 3.35 | 2.4 | 12500 | 3.33 | 2 | 10.8 | 9
Live | 210857442 |  | 14.5 | 22 | 11200 | 10000 | 8000 | 3.35 | 2.4 | 12500 | 3.33 | 2 | 10.8 | 9
Live | 210857426 |  | 14.5 | 22 | 11200 | 10000 | 8000 | 3.35 | 2.4 | 12500 | 3.33 | 2 | 10.8 | 9
Live | 210857430 |  | 14.5 | 22 | 11200 | 10000 | 8000 | 3.35 | 2.4 | 12500 | 3.33 | 2 | 10.8 | 9
Live | 210857462 |  | 14.5 | 22 | 11200 | 10000 | 8000 | 3.35 | 2.4 | 12500 | 3.33 | 2 | 10.8 | 9
Live | 210857465 |  | 14.5 | 22 | 11200 | 10000 | 8000 | 3.35 | 2.4 | 12500 | 3.33 | 2 | 10.8 | 9
Live | 210857458 |  | 14.5 | 22 | 11200 | 10000 | 8000 | 3.35 | 2.4 | 12500 | 3.33 | 2 | 10.8 | 9
Live | 210857450 |  | 14.5 | 22 | 11200 | 10000 | 8000 | 3.35 | 2.4 | 12500 | 3.33 | 2 | 10.8 | 9
Live | 210857454 |  | 14.5 | 22 | 11200 | 10000 | 8000 | 3.35 | 2.4 | 12500 | 3.33 | 2 | 10.8 | 9
Live | 210857446 |  | 14.5 | 22 | 11200 | 10000 | 8000 | 3.35 | 2.4 | 12500 | 3.33 | 2 | 10.8 | 9
Live | 210857467 |  | 14.5 | 22 | 11200 | 10000 | 8000 | 3.35 | 2.4 | 12500 | 3.33 | 2 | 10.8 | 9
Live | 210857469 |  | 14.5 | 22 | 11200 | 10000 | 8000 | 3.35 | 2.4 | 12500 | 3.33 | 2 | 10.8 | 9
Live | 210857471 |  | 14.5 | 22 | 11200 | 10000 | 8000 | 3.35 | 2.4 | 12500 | 3.33 | 2 | 10.8 | 9
Live | 210857473 |  | 14.5 | 22 | 11200 | 10000 | 8000 | 3.35 | 2.4 | 12500 | 3.33 | 2 | 10.8 | 9
Live | 211756593 |  | 14.5 | 22 | 11200 | 10000 | 8000 | 3.35 | 2.4 | 12500 | 3.33 | 2 | 10.8 | 9
Live | 211756595 |  | 13 | 23 | 14100 | 11500 | 11000 | 3.28 | 2.07 | 15000 | 2.93 | 1.8 | 10 | 7.8
Live | 210857472 |  | 13 | 23 | 14100 | 11500 | 11000 | 3.28 | 2.07 | 15000 | 2.93 | 1.8 | 10 | 7.8
Live | 210857470 |  | 13 | 23 | 14100 | 11500 | 11000 | 3.28 | 2.07 | 15000 | 2.93 | 1.8 | 10 | 7.8
Live | 210857468 |  | 13 | 23 | 14100 | 11500 | 11000 | 3.28 | 2.07 | 15000 | 2.93 | 1.8 | 10 | 7.8
Live | 210857466 |  | 13 | 23 | 14100 | 11500 | 11000 | 3.28 | 2.07 | 15000 | 2.93 | 1.8 | 10 | 7.8
Live | 210857474 |  | 13 | 23 | 14100 | 11500 | 11000 | 3.28 | 2.07 | 15000 | 2.93 | 1.8 | 10 | 7.8
Live | 210857460 |  | 13 | 23 | 14100 | 11500 | 11000 | 3.28 | 2.07 | 15000 | 2.93 | 1.8 | 10 | 7.8
Live | 210857448 |  | 13 | 23 | 14100 | 11500 | 11000 | 3.28 | 2.07 | 15000 | 2.93 | 1.8 | 10 | 7.8
Live | 210857444 |  | 13 | 23 | 14100 | 11500 | 11000 | 3.28 | 2.07 | 15000 | 2.93 | 1.8 | 10 | 7.8
Live | 210857456 |  | 13 | 23 | 14100 | 11500 | 11000 | 3.28 | 2.07 | 15000 | 2.93 | 1.8 | 10 | 7.8
Live | 210857452 |  | 13 | 23 | 14100 | 11500 | 11000 | 3.28 | 2.07 | 15000 | 2.93 | 1.8 | 10 | 7.8
Live | 210857464 |  | 13 | 23 | 14100 | 11500 | 11000 | 3.28 | 2.07 | 15000 | 2.93 | 1.8 | 10 | 7.8
Live | 210857432 |  | 13 | 23 | 14100 | 11500 | 11000 | 3.28 | 2.07 | 15000 | 2.93 | 1.8 | 10 | 7.8
Live | 210857428 |  | 13 | 23 | 14100 | 11500 | 11000 | 3.28 | 2.07 | 15000 | 2.93 | 1.8 | 10 | 7.8
Live | 210857440 |  | 13 | 23 | 14100 | 11500 | 11000 | 3.28 | 2.07 | 15000 | 2.93 | 1.8 | 10 | 7.8
Live | 210857436 |  | 13 | 23 | 14100 | 11500 | 11000 | 3.28 | 2.07 | 15000 | 2.93 | 1.8 | 10 | 7.8
Live | 210857441 |  | 13 | 24 | 12200 | 11400 | 10500 | 3.11 | 1.83 | 14000 | 2.93 | 1.8 | 12.4 | 9.5
Live | 210857437 |  | 13 | 24 | 12200 | 11400 | 10500 | 3.11 | 1.83 | 14000 | 2.93 | 1.8 | 12.4 | 9.5
Live | 210857433 |  | 13 | 24 | 12200 | 11400 | 10500 | 3.11 | 1.83 | 14000 | 2.93 | 1.8 | 12.4 | 9.5
Live | 210857429 |  | 13 | 24 | 12200 | 11400 | 10500 | 3.11 | 1.83 | 14000 | 2.93 | 1.8 | 12.4 | 9.5
Live | 210857425 |  | 13 | 24 | 12200 | 11400 | 10500 | 3.11 | 1.83 | 14000 | 2.93 | 1.8 | 12.4 | 9.5
Live | 210857461 |  | 13 | 24 | 12200 | 11400 | 10500 | 3.11 | 1.83 | 14000 | 2.93 | 1.8 | 12.4 | 9.5
Live | 210857457 |  | 13 | 24 | 12200 | 11400 | 10500 | 3.11 | 1.83 | 14000 | 2.93 | 1.8 | 12.4 | 9.5
Live | 210857453 |  | 13 | 24 | 12200 | 11400 | 10500 | 3.11 | 1.83 | 14000 | 2.93 | 1.8 | 12.4 | 9.5
Live | 210857449 |  | 13 | 24 | 12200 | 11400 | 10500 | 3.11 | 1.83 | 14000 | 2.93 | 1.8 | 12.4 | 9.5
Live | 210857445 |  | 13 | 24 | 12200 | 11400 | 10500 | 3.11 | 1.83 | 14000 | 2.93 | 1.8 | 12.4 | 9.5
Live | 211756592 |  | 13 | 24 | 12200 | 11400 | 10500 | 3.11 | 1.83 | 14000 | 2.93 | 1.8 | 12.4 | 9.5
Live | 211756586 |  | 12.1 | 18 | 18700 | 20000 | 18000 | 3.19 | 2.34 | 23000 | 3.55 | 2.2 | 10.8 | 8.7
Live | 211132688 |  | 12.1 | 18 | 18700 | 20000 | 18000 | 3.19 | 2.34 | 23000 | 3.55 | 2.2 | 10.8 | 8.7
Live | 211132685 |  | 12.1 | 18 | 18700 | 20000 | 18000 | 3.19 | 2.34 | 23000 | 3.55 | 2.2 | 10.8 | 8.7
Live | 211132682 |  | 12.1 | 18 | 18700 | 20000 | 18000 | 3.19 | 2.34 | 23000 | 3.55 | 2.2 | 10.8 | 8.7
Live | 211132930 |  | 12.1 | 18 | 18700 | 20000 | 18000 | 3.19 | 2.34 | 23000 | 3.55 | 2.2 | 10.8 | 8.7
Live | 211132941 |  | 12.1 | 18 | 18700 | 20000 | 18000 | 3.19 | 2.34 | 23000 | 3.55 | 2.2 | 10.8 | 8.7
Live | 211132918 |  | 12.1 | 18 | 18700 | 20000 | 18000 | 3.19 | 2.34 | 23000 | 3.55 | 2.2 | 10.8 | 8.7
Live | 211132700 |  | 12.1 | 18 | 18700 | 20000 | 18000 | 3.19 | 2.34 | 23000 | 3.55 | 2.2 | 10.8 | 8.7
Live | 211132697 |  | 12.1 | 18 | 18700 | 20000 | 18000 | 3.19 | 2.34 | 23000 | 3.55 | 2.2 | 10.8 | 8.7
Live | 211132694 |  | 12.1 | 18 | 18700 | 20000 | 18000 | 3.19 | 2.34 | 23000 | 3.55 | 2.2 | 10.8 | 8.7
Live | 211132691 |  | 12.1 | 18 | 18700 | 20000 | 18000 | 3.19 | 2.34 | 23000 | 3.55 | 2.2 | 10.8 | 8.7
Live | 211132706 |  | 12.1 | 18 | 18700 | 20000 | 18000 | 3.19 | 2.34 | 23000 | 3.55 | 2.2 | 10.8 | 8.7
Live | 211132703 |  | 12.1 | 18 | 18700 | 20000 | 18000 | 3.19 | 2.34 | 23000 | 3.55 | 2.2 | 10.8 | 8.7
Live | 211132679 |  | 12.1 | 18 | 18700 | 20000 | 18000 | 3.19 | 2.34 | 23000 | 3.55 | 2.2 | 10.8 | 8.7
Live | 211132964 |  | 12.1 | 18 | 18700 | 20000 | 18000 | 3.19 | 2.34 | 23000 | 3.55 | 2.2 | 10.8 | 8.7
Live | 211132952 |  | 12.1 | 18 | 18700 | 20000 | 18000 | 3.19 | 2.34 | 23000 | 3.55 | 2.2 | 10.8 | 8.7
Live | 211132957 |  | 12 | 19.2 | 27800 | 24000 | 24000 | 3.11 | 2.3 | 32200 | 3.5 | 2 | 11.1 | 8.9
Live | 211132968 |  | 12 | 19.2 | 27800 | 24000 | 24000 | 3.11 | 2.3 | 32200 | 3.5 | 2 | 11.1 | 8.9
Live | 211132720 |  | 12 | 19.2 | 27800 | 24000 | 24000 | 3.11 | 2.3 | 32200 | 3.5 | 2 | 11.1 | 8.9
Live | 211132716 |  | 12 | 19.2 | 27800 | 24000 | 24000 | 3.11 | 2.3 | 32200 | 3.5 | 2 | 11.1 | 8.9
Live | 211132712 |  | 12 | 19.2 | 27800 | 24000 | 24000 | 3.11 | 2.3 | 32200 | 3.5 | 2 | 11.1 | 8.9
Live | 211132724 |  | 12 | 19.2 | 27800 | 24000 | 24000 | 3.11 | 2.3 | 32200 | 3.5 | 2 | 11.1 | 8.9
Live | 211132732 |  | 12 | 19.2 | 27800 | 24000 | 24000 | 3.11 | 2.3 | 32200 | 3.5 | 2 | 11.1 | 8.9
Live | 211132728 |  | 12 | 19.2 | 27800 | 24000 | 24000 | 3.11 | 2.3 | 32200 | 3.5 | 2 | 11.1 | 8.9
Live | 211132736 |  | 12 | 19.2 | 27800 | 24000 | 24000 | 3.11 | 2.3 | 32200 | 3.5 | 2 | 11.1 | 8.9
Live | 211132740 |  | 12 | 19.2 | 27800 | 24000 | 24000 | 3.11 | 2.3 | 32200 | 3.5 | 2 | 11.1 | 8.9
Live | 211132748 |  | 12 | 19.2 | 27800 | 24000 | 24000 | 3.11 | 2.3 | 32200 | 3.5 | 2 | 11.1 | 8.9
Live | 211132744 |  | 12 | 19.2 | 27800 | 24000 | 24000 | 3.11 | 2.3 | 32200 | 3.5 | 2 | 11.1 | 8.9
Live | 211132946 |  | 12 | 19.2 | 27800 | 24000 | 24000 | 3.11 | 2.3 | 32200 | 3.5 | 2 | 11.1 | 8.9
Live | 211132935 |  | 12 | 19.2 | 27800 | 24000 | 24000 | 3.11 | 2.3 | 32200 | 3.5 | 2 | 11.1 | 8.9
Live | 211132923 |  | 12 | 19.2 | 27800 | 24000 | 24000 | 3.11 | 2.3 | 32200 | 3.5 | 2 | 11.1 | 8.9
Live | 211756590 |  | 12 | 19.2 | 27800 | 24000 | 24000 | 3.11 | 2.3 | 32200 | 3.5 | 2 | 11.1 | 8.9
Live | 211756588 |  | 12 | 20 | 14000 | 12200 | 12000 | 3.13 | 2.22 | 15000 | 3.26 | 1.85 | 9.5 | 8
Live | 211132925 |  | 12 | 20 | 14000 | 12200 | 12000 | 3.13 | 2.22 | 15000 | 3.26 | 1.85 | 9.5 | 8
Live | 211132937 |  | 12 | 20 | 14000 | 12200 | 12000 | 3.13 | 2.22 | 15000 | 3.26 | 1.85 | 9.5 | 8
Live | 211132708 |  | 12 | 20 | 14000 | 12200 | 12000 | 3.13 | 2.22 | 15000 | 3.26 | 1.85 | 9.5 | 8
Live | 211132702 |  | 12 | 20 | 14000 | 12200 | 12000 | 3.13 | 2.22 | 15000 | 3.26 | 1.85 | 9.5 | 8
Live | 211132705 |  | 12 | 20 | 14000 | 12200 | 12000 | 3.13 | 2.22 | 15000 | 3.26 | 1.85 | 9.5 | 8
Live | 211132690 |  | 12 | 20 | 14000 | 12200 | 12000 | 3.13 | 2.22 | 15000 | 3.26 | 1.85 | 9.5 | 8
Live | 211132693 |  | 12 | 20 | 14000 | 12200 | 12000 | 3.13 | 2.22 | 15000 | 3.26 | 1.85 | 9.5 | 8
Live | 211132696 |  | 12 | 20 | 14000 | 12200 | 12000 | 3.13 | 2.22 | 15000 | 3.26 | 1.85 | 9.5 | 8
Live | 211132699 |  | 12 | 20 | 14000 | 12200 | 12000 | 3.13 | 2.22 | 15000 | 3.26 | 1.85 | 9.5 | 8
Live | 211132970 |  | 12 | 20 | 14000 | 12200 | 12000 | 3.13 | 2.22 | 15000 | 3.26 | 1.85 | 9.5 | 8
Live | 211132948 |  | 12 | 20 | 14000 | 12200 | 12000 | 3.13 | 2.22 | 15000 | 3.26 | 1.85 | 9.5 | 8
Live | 211132959 |  | 12 | 20 | 14000 | 12200 | 12000 | 3.13 | 2.22 | 15000 | 3.26 | 1.85 | 9.5 | 8
Live | 211132681 |  | 12 | 20 | 14000 | 12200 | 12000 | 3.13 | 2.22 | 15000 | 3.26 | 1.85 | 9.5 | 8
Live | 211132684 |  | 12 | 20 | 14000 | 12200 | 12000 | 3.13 | 2.22 | 15000 | 3.26 | 1.85 | 9.5 | 8
Live | 211132687 |  | 12 | 20 | 14000 | 12200 | 12000 | 3.13 | 2.22 | 15000 | 3.26 | 1.85 | 9.5 | 8
Live | 211132686 |  | 13.6 | 20.5 | 13000 | 12000 | 10800 | 3.17 | 2.24 | 14000 | 3.16 | 1.9 | 10 | 8
Live | 211132683 |  | 13.6 | 20.5 | 13000 | 12000 | 10800 | 3.17 | 2.24 | 14000 | 3.16 | 1.9 | 10 | 8
Live | 211132680 |  | 13.6 | 20.5 | 13000 | 12000 | 10800 | 3.17 | 2.24 | 14000 | 3.16 | 1.9 | 10 | 8
Live | 211132954 |  | 13.6 | 20.5 | 13000 | 12000 | 10800 | 3.17 | 2.24 | 14000 | 3.16 | 1.9 | 10 | 8
Live | 211132965 |  | 13.6 | 20.5 | 13000 | 12000 | 10800 | 3.17 | 2.24 | 14000 | 3.16 | 1.9 | 10 | 8
Live | 211132698 |  | 13.6 | 20.5 | 13000 | 12000 | 10800 | 3.17 | 2.24 | 14000 | 3.16 | 1.9 | 10 | 8
Live | 211132695 |  | 13.6 | 20.5 | 13000 | 12000 | 10800 | 3.17 | 2.24 | 14000 | 3.16 | 1.9 | 10 | 8
Live | 211132692 |  | 13.6 | 20.5 | 13000 | 12000 | 10800 | 3.17 | 2.24 | 14000 | 3.16 | 1.9 | 10 | 8
Live | 211132689 |  | 13.6 | 20.5 | 13000 | 12000 | 10800 | 3.17 | 2.24 | 14000 | 3.16 | 1.9 | 10 | 8
Live | 211132704 |  | 13.6 | 20.5 | 13000 | 12000 | 10800 | 3.17 | 2.24 | 14000 | 3.16 | 1.9 | 10 | 8
Live | 211132701 |  | 13.6 | 20.5 | 13000 | 12000 | 10800 | 3.17 | 2.24 | 14000 | 3.16 | 1.9 | 10 | 8
Live | 211132707 |  | 13.6 | 20.5 | 13000 | 12000 | 10800 | 3.17 | 2.24 | 14000 | 3.16 | 1.9 | 10 | 8
Live | 211132920 |  | 13.6 | 20.5 | 13000 | 12000 | 10800 | 3.17 | 2.24 | 14000 | 3.16 | 1.9 | 10 | 8
Live | 211132932 |  | 13.6 | 20.5 | 13000 | 12000 | 10800 | 3.17 | 2.24 | 14000 | 3.16 | 1.9 | 10 | 8
Live | 211132943 |  | 13.6 | 20.5 | 13000 | 12000 | 10800 | 3.17 | 2.24 | 14000 | 3.16 | 1.9 | 10 | 8
Live | 211756587 |  | 13.6 | 20.5 | 13000 | 12000 | 10800 | 3.17 | 2.24 | 14000 | 3.16 | 1.9 | 10 | 8
Live | 211756589 |  | 8.8 | 15.2 | 48500 | 40000 | 35600 | 2.37 | 2.14 | 55500 | 3.13 | 1.93 | 9.7 | 7.5
Live | 211132944 |  | 8.8 | 15.2 | 48500 | 40000 | 35600 | 2.37 | 2.14 | 55500 | 3.13 | 1.93 | 9.7 | 7.5
Live | 211132933 |  | 8.8 | 15.2 | 48500 | 40000 | 35600 | 2.37 | 2.14 | 55500 | 3.13 | 1.93 | 9.7 | 7.5
Live | 211132922 |  | 8.8 | 15.2 | 48500 | 40000 | 35600 | 2.37 | 2.14 | 55500 | 3.13 | 1.93 | 9.7 | 7.5
Live | 211132747 |  | 8.8 | 15.2 | 48500 | 40000 | 35600 | 2.37 | 2.14 | 55500 | 3.13 | 1.93 | 9.7 | 7.5
Live | 211132743 |  | 8.8 | 15.2 | 48500 | 40000 | 35600 | 2.37 | 2.14 | 55500 | 3.13 | 1.93 | 9.7 | 7.5
Live | 211132739 |  | 8.8 | 15.2 | 48500 | 40000 | 35600 | 2.37 | 2.14 | 55500 | 3.13 | 1.93 | 9.7 | 7.5
Live | 211132735 |  | 8.8 | 15.2 | 48500 | 40000 | 35600 | 2.37 | 2.14 | 55500 | 3.13 | 1.93 | 9.7 | 7.5
Live | 211132727 |  | 8.8 | 15.2 | 48500 | 40000 | 35600 | 2.37 | 2.14 | 55500 | 3.13 | 1.93 | 9.7 | 7.5
Live | 211132731 |  | 8.8 | 15.2 | 48500 | 40000 | 35600 | 2.37 | 2.14 | 55500 | 3.13 | 1.93 | 9.7 | 7.5
Live | 211132723 |  | 8.8 | 15.2 | 48500 | 40000 | 35600 | 2.37 | 2.14 | 55500 | 3.13 | 1.93 | 9.7 | 7.5
Live | 211132711 |  | 8.8 | 15.2 | 48500 | 40000 | 35600 | 2.37 | 2.14 | 55500 | 3.13 | 1.93 | 9.7 | 7.5
Live | 211132715 |  | 8.8 | 15.2 | 48500 | 40000 | 35600 | 2.37 | 2.14 | 55500 | 3.13 | 1.93 | 9.7 | 7.5
Live | 211132719 |  | 8.8 | 15.2 | 48500 | 40000 | 35600 | 2.37 | 2.14 | 55500 | 3.13 | 1.93 | 9.7 | 7.5
Live | 211132966 |  | 8.8 | 15.2 | 48500 | 40000 | 35600 | 2.37 | 2.14 | 55500 | 3.13 | 1.93 | 9.7 | 7.5
Live | 211132956 |  | 8.8 | 15.2 | 48500 | 40000 | 35600 | 2.37 | 2.14 | 55500 | 3.13 | 1.93 | 9.7 | 7.5
Live | 211756476 |  | 9.2 | 16 | 37000 | 26400 | 24400 | 2.38 | 2.24 | 42000 | 3.42 | 2.08 | 10.2 | 8
Live | 211132949 |  | 9.2 | 16 | 37000 | 26400 | 24400 | 2.38 | 2.24 | 42000 | 3.42 | 2.08 | 10.2 | 8
Live | 211132971 |  | 9.2 | 16 | 37000 | 26400 | 24400 | 2.38 | 2.24 | 42000 | 3.42 | 2.08 | 10.2 | 8
Live | 211132960 |  | 9.2 | 16 | 37000 | 26400 | 24400 | 2.38 | 2.24 | 42000 | 3.42 | 2.08 | 10.2 | 8
Live | 211132709 |  | 9.2 | 16 | 37000 | 26400 | 24400 | 2.38 | 2.24 | 42000 | 3.42 | 2.08 | 10.2 | 8
Live | 211132717 |  | 9.2 | 16 | 37000 | 26400 | 24400 | 2.38 | 2.24 | 42000 | 3.42 | 2.08 | 10.2 | 8
Live | 211132713 |  | 9.2 | 16 | 37000 | 26400 | 24400 | 2.38 | 2.24 | 42000 | 3.42 | 2.08 | 10.2 | 8
Live | 211132725 |  | 9.2 | 16 | 37000 | 26400 | 24400 | 2.38 | 2.24 | 42000 | 3.42 | 2.08 | 10.2 | 8
Live | 211132721 |  | 9.2 | 16 | 37000 | 26400 | 24400 | 2.38 | 2.24 | 42000 | 3.42 | 2.08 | 10.2 | 8
Live | 211132733 |  | 9.2 | 16 | 37000 | 26400 | 24400 | 2.38 | 2.24 | 42000 | 3.42 | 2.08 | 10.2 | 8
Live | 211132729 |  | 9.2 | 16 | 37000 | 26400 | 24400 | 2.38 | 2.24 | 42000 | 3.42 | 2.08 | 10.2 | 8
Live | 211132741 |  | 9.2 | 16 | 37000 | 26400 | 24400 | 2.38 | 2.24 | 42000 | 3.42 | 2.08 | 10.2 | 8
Live | 211132737 |  | 9.2 | 16 | 37000 | 26400 | 24400 | 2.38 | 2.24 | 42000 | 3.42 | 2.08 | 10.2 | 8
Live | 211132745 |  | 9.2 | 16 | 37000 | 26400 | 24400 | 2.38 | 2.24 | 42000 | 3.42 | 2.08 | 10.2 | 8
Live | 211132927 |  | 9.2 | 16 | 37000 | 26400 | 24400 | 2.38 | 2.24 | 42000 | 3.42 | 2.08 | 10.2 | 8
Live | 211132938 |  | 9.2 | 16 | 37000 | 26400 | 24400 | 2.38 | 2.24 | 42000 | 3.42 | 2.08 | 10.2 | 8
Live | 209270290 |  | 12.5 | 19.8 | 17500 | 18800 | 16700 | 2.73 | 2.04 | 21500 | 2.84 | 1.93 | 11.2 | 8.5
Live | 209270294 |  | 12.5 | 19.8 | 17500 | 18800 | 16700 | 2.73 | 2.04 | 21500 | 2.84 | 1.93 | 11.2 | 8.5
Live | 209270298 |  | 12.5 | 19.8 | 17500 | 18800 | 16700 | 2.73 | 2.04 | 21500 | 2.84 | 1.93 | 11.2 | 8.5
Live | 209270302 |  | 12.5 | 19.8 | 17500 | 18800 | 16700 | 2.73 | 2.04 | 21500 | 2.84 | 1.93 | 11.2 | 8.5
Live | 209270256 |  | 12.5 | 19.8 | 17500 | 18800 | 16700 | 2.73 | 2.04 | 21500 | 2.84 | 1.93 | 11.2 | 8.5
Live | 209270260 |  | 12.5 | 19.8 | 17500 | 18800 | 16700 | 2.73 | 2.04 | 21500 | 2.84 | 1.93 | 11.2 | 8.5
Live | 209270264 |  | 12.5 | 19.8 | 17500 | 18800 | 16700 | 2.73 | 2.04 | 21500 | 2.84 | 1.93 | 11.2 | 8.5
Live | 209270268 |  | 12.5 | 19.8 | 17500 | 18800 | 16700 | 2.73 | 2.04 | 21500 | 2.84 | 1.93 | 11.2 | 8.5
Live | 209270272 |  | 12.5 | 19.8 | 17500 | 18800 | 16700 | 2.73 | 2.04 | 21500 | 2.84 | 1.93 | 11.2 | 8.5
Live | 209270276 |  | 12.5 | 19.8 | 17500 | 18800 | 16700 | 2.73 | 2.04 | 21500 | 2.84 | 1.93 | 11.2 | 8.5
Live | 209270280 |  | 12.5 | 19.8 | 17500 | 18800 | 16700 | 2.73 | 2.04 | 21500 | 2.84 | 1.93 | 11.2 | 8.5
Live | 209270284 |  | 12.5 | 19.8 | 17500 | 18800 | 16700 | 2.73 | 2.04 | 21500 | 2.84 | 1.93 | 11.2 | 8.5
Live | 209270306 |  | 12.5 | 19.8 | 17500 | 18800 | 16700 | 2.73 | 2.04 | 21500 | 2.84 | 1.93 | 11.2 | 8.5
Live | 211756597 |  | 12.5 | 19.8 | 17500 | 18800 | 16700 | 2.73 | 2.04 | 21500 | 2.84 | 1.93 | 11.2 | 8.5
Live | 209270248 |  | 12.5 | 19.8 | 17500 | 18800 | 16700 | 2.73 | 2.04 | 21500 | 2.84 | 1.93 | 11.2 | 8.5
Live | 209270252 |  | 12.5 | 19.8 | 17500 | 18800 | 16700 | 2.73 | 2.04 | 21500 | 2.84 | 1.93 | 11.2 | 8.5
Live | 211756598 |  | 14.5 | 22 | 11200 | 10000 | 8000 | 3.35 | 2.4 | 12500 | 3.33 | 2 | 10.8 | 9
Live | 211756599 |  | 13 | 23 | 14100 | 11500 | 11000 | 3.28 | 2.07 | 15000 | 2.93 | 1.8 | 10 | 7.8
Live | 209270247 |  | 13 | 24 | 12200 | 11400 | 10500 | 3.11 | 1.83 | 14000 | 2.93 | 1.8 | 12.4 | 9.5
Live | 209270251 |  | 13 | 24 | 12200 | 11400 | 10500 | 3.11 | 1.83 | 14000 | 2.93 | 1.8 | 12.4 | 9.5
Live | 211756596 |  | 13 | 24 | 12200 | 11400 | 10500 | 3.11 | 1.83 | 14000 | 2.93 | 1.8 | 12.4 | 9.5
Live | 209270305 |  | 13 | 24 | 12200 | 11400 | 10500 | 3.11 | 1.83 | 14000 | 2.93 | 1.8 | 12.4 | 9.5
Live | 209270283 |  | 13 | 24 | 12200 | 11400 | 10500 | 3.11 | 1.83 | 14000 | 2.93 | 1.8 | 12.4 | 9.5
Live | 209270279 |  | 13 | 24 | 12200 | 11400 | 10500 | 3.11 | 1.83 | 14000 | 2.93 | 1.8 | 12.4 | 9.5
Live | 209270275 |  | 13 | 24 | 12200 | 11400 | 10500 | 3.11 | 1.83 | 14000 | 2.93 | 1.8 | 12.4 | 9.5
Live | 209270271 |  | 13 | 24 | 12200 | 11400 | 10500 | 3.11 | 1.83 | 14000 | 2.93 | 1.8 | 12.4 | 9.5
Live | 209270267 |  | 13 | 24 | 12200 | 11400 | 10500 | 3.11 | 1.83 | 14000 | 2.93 | 1.8 | 12.4 | 9.5
Live | 209270263 |  | 13 | 24 | 12200 | 11400 | 10500 | 3.11 | 1.83 | 14000 | 2.93 | 1.8 | 12.4 | 9.5
Live | 209270259 |  | 13 | 24 | 12200 | 11400 | 10500 | 3.11 | 1.83 | 14000 | 2.93 | 1.8 | 12.4 | 9.5
Live | 209270255 |  | 13 | 24 | 12200 | 11400 | 10500 | 3.11 | 1.83 | 14000 | 2.93 | 1.8 | 12.4 | 9.5
Live | 209270301 |  | 13 | 24 | 12200 | 11400 | 10500 | 3.11 | 1.83 | 14000 | 2.93 | 1.8 | 12.4 | 9.5
Live | 209270297 |  | 13 | 24 | 12200 | 11400 | 10500 | 3.11 | 1.83 | 14000 | 2.93 | 1.8 | 12.4 | 9.5
Live | 209270293 |  | 13 | 24 | 12200 | 11400 | 10500 | 3.11 | 1.83 | 14000 | 2.93 | 1.8 | 12.4 | 9.5
Live | 209270289 |  | 13 | 24 | 12200 | 11400 | 10500 | 3.11 | 1.83 | 14000 | 2.93 | 1.8 | 12.4 | 9.5
Live | 209948200 |  | 13.3 | 24.2 | 14400 | 12800 | 11900 | 3.43 | 2.33 | 16000 | 3.45 | 1.99 | 10.7 | 8.7
Live | 209948199 |  | 13.3 | 24.2 | 14400 | 12800 | 11900 | 3.43 | 2.33 | 16000 | 3.45 | 1.99 | 10.7 | 8.7
Live | 209948198 |  | 13.3 | 24.2 | 14400 | 12800 | 11900 | 3.43 | 2.33 | 16000 | 3.45 | 1.99 | 10.7 | 8.7
Live | 209948197 |  | 13.3 | 24.2 | 14400 | 12800 | 11900 | 3.43 | 2.33 | 16000 | 3.45 | 1.99 | 10.7 | 8.7
Live | 209948196 |  | 13.3 | 24.2 | 14400 | 12800 | 11900 | 3.43 | 2.33 | 16000 | 3.45 | 1.99 | 10.7 | 8.7
Live | 209948195 |  | 13.3 | 24.2 | 14400 | 12800 | 11900 | 3.43 | 2.33 | 16000 | 3.45 | 1.99 | 10.7 | 8.7
Live | 209948194 |  | 13.3 | 24.2 | 14400 | 12800 | 11900 | 3.43 | 2.33 | 16000 | 3.45 | 1.99 | 10.7 | 8.7
Live | 209948193 |  | 13.3 | 24.2 | 14400 | 12800 | 11900 | 3.43 | 2.33 | 16000 | 3.45 | 1.99 | 10.7 | 8.7
Live | 209948192 |  | 13.3 | 24.2 | 14400 | 12800 | 11900 | 3.43 | 2.33 | 16000 | 3.45 | 1.99 | 10.7 | 8.7
Live | 209948191 |  | 13.3 | 24.2 | 14400 | 12800 | 11900 | 3.43 | 2.33 | 16000 | 3.45 | 1.99 | 10.7 | 8.7
Live | 209948190 |  | 13.3 | 24.2 | 14400 | 12800 | 11900 | 3.43 | 2.33 | 16000 | 3.45 | 1.99 | 10.7 | 8.7
Live | 209948189 |  | 13.3 | 24.2 | 14400 | 12800 | 11900 | 3.43 | 2.33 | 16000 | 3.45 | 1.99 | 10.7 | 8.7
Live | 209948188 |  | 13.3 | 24.2 | 14400 | 12800 | 11900 | 3.43 | 2.33 | 16000 | 3.45 | 1.99 | 10.7 | 8.7
Live | 209948187 |  | 13.3 | 24.2 | 14400 | 12800 | 11900 | 3.43 | 2.33 | 16000 | 3.45 | 1.99 | 10.7 | 8.7
Live | 209948186 |  | 13.3 | 24.2 | 14400 | 12800 | 11900 | 3.43 | 2.33 | 16000 | 3.45 | 1.99 | 10.7 | 8.7
Live | 211756591 |  | 13.3 | 24.2 | 14400 | 12800 | 11900 | 3.43 | 2.33 | 16000 | 3.45 | 1.99 | 10.7 | 8.7
Live | 208101301 |  | 10.3 | 17 | 62000 | 36000 | 30200 | 2.87 | 2.29 | 60500 | 3.51 | 2 | 8.4 | 6.5
Live | 208101285 |  | 10.3 | 17 | 62000 | 36000 | 30200 | 2.87 | 2.29 | 60500 | 3.51 | 2 | 8.4 | 6.5
Live | 208101287 |  | 10.3 | 17 | 62000 | 36000 | 30200 | 2.87 | 2.29 | 60500 | 3.51 | 2 | 8.4 | 6.5
Live | 208101289 |  | 10.3 | 17 | 62000 | 36000 | 30200 | 2.87 | 2.29 | 60500 | 3.51 | 2 | 8.4 | 6.5
Live | 208101291 |  | 10.3 | 17 | 62000 | 36000 | 30200 | 2.87 | 2.29 | 60500 | 3.51 | 2 | 8.4 | 6.5
Live | 208101293 |  | 10.3 | 17 | 62000 | 36000 | 30200 | 2.87 | 2.29 | 60500 | 3.51 | 2 | 8.4 | 6.5
Live | 208101295 |  | 10.3 | 17 | 62000 | 36000 | 30200 | 2.87 | 2.29 | 60500 | 3.51 | 2 | 8.4 | 6.5
Live | 208101297 |  | 10.3 | 17 | 62000 | 36000 | 30200 | 2.87 | 2.29 | 60500 | 3.51 | 2 | 8.4 | 6.5
Live | 208101299 |  | 10.3 | 17 | 62000 | 36000 | 30200 | 2.87 | 2.29 | 60500 | 3.51 | 2 | 8.4 | 6.5
Live | 208101273 |  | 10.3 | 17 | 62000 | 36000 | 30200 | 2.87 | 2.29 | 60500 | 3.51 | 2 | 8.4 | 6.5
Live | 208101275 |  | 10.3 | 17 | 62000 | 36000 | 30200 | 2.87 | 2.29 | 60500 | 3.51 | 2 | 8.4 | 6.5
Live | 208101277 |  | 10.3 | 17 | 62000 | 36000 | 30200 | 2.87 | 2.29 | 60500 | 3.51 | 2 | 8.4 | 6.5
Live | 208101279 |  | 10.3 | 17 | 62000 | 36000 | 30200 | 2.87 | 2.29 | 60500 | 3.51 | 2 | 8.4 | 6.5
Live | 208101281 |  | 10.3 | 17 | 62000 | 36000 | 30200 | 2.87 | 2.29 | 60500 | 3.51 | 2 | 8.4 | 6.5
Live | 208101283 |  | 10.3 | 17 | 62000 | 36000 | 30200 | 2.87 | 2.29 | 60500 | 3.51 | 2 | 8.4 | 6.5
Live | 211132940 |  | 10.3 | 17 | 62000 | 36000 | 30200 | 2.87 | 2.29 | 60500 | 3.51 | 2 | 8.4 | 6.5
Live | 211132929 |  | 10.3 | 17 | 62000 | 36000 | 30200 | 2.87 | 2.29 | 60500 | 3.51 | 2 | 8.4 | 6.5
Live | 211132742 |  | 10.3 | 17 | 62000 | 36000 | 30200 | 2.87 | 2.29 | 60500 | 3.51 | 2 | 8.4 | 6.5
Live | 211132746 |  | 10.3 | 17 | 62000 | 36000 | 30200 | 2.87 | 2.29 | 60500 | 3.51 | 2 | 8.4 | 6.5
Live | 211132738 |  | 10.3 | 17 | 62000 | 36000 | 30200 | 2.87 | 2.29 | 60500 | 3.51 | 2 | 8.4 | 6.5
Live | 211132734 |  | 10.3 | 17 | 62000 | 36000 | 30200 | 2.87 | 2.29 | 60500 | 3.51 | 2 | 8.4 | 6.5
Live | 211132730 |  | 10.3 | 17 | 62000 | 36000 | 30200 | 2.87 | 2.29 | 60500 | 3.51 | 2 | 8.4 | 6.5
Live | 211132726 |  | 10.3 | 17 | 62000 | 36000 | 30200 | 2.87 | 2.29 | 60500 | 3.51 | 2 | 8.4 | 6.5
Live | 211132722 |  | 10.3 | 17 | 62000 | 36000 | 30200 | 2.87 | 2.29 | 60500 | 3.51 | 2 | 8.4 | 6.5
Live | 211132718 |  | 10.3 | 17 | 62000 | 36000 | 30200 | 2.87 | 2.29 | 60500 | 3.51 | 2 | 8.4 | 6.5
Live | 211132714 |  | 10.3 | 17 | 62000 | 36000 | 30200 | 2.87 | 2.29 | 60500 | 3.51 | 2 | 8.4 | 6.5
Live | 211132710 |  | 10.3 | 17 | 62000 | 36000 | 30200 | 2.87 | 2.29 | 60500 | 3.51 | 2 | 8.4 | 6.5
Live | 211132962 |  | 10.3 | 17 | 62000 | 36000 | 30200 | 2.87 | 2.29 | 60500 | 3.51 | 2 | 8.4 | 6.5
Live | 211132951 |  | 10.3 | 17 | 62000 | 36000 | 30200 | 2.87 | 2.29 | 60500 | 3.51 | 2 | 8.4 | 6.5
Live | 211132973 |  | 10.3 | 17 | 62000 | 36000 | 30200 | 2.87 | 2.29 | 60500 | 3.51 | 2 | 8.4 | 6.5
Live | 211756477 |  | 10.3 | 17 | 62000 | 36000 | 30200 | 2.87 | 2.29 | 60500 | 3.51 | 2 | 8.4 | 6.5
Live | 211756495 |  | 10.3 | 17 | 62000 | 36000 | 30200 | 2.87 | 2.29 | 60500 | 3.51 | 2 | 8.4 | 6.5
Live | 211756496 |  | 9.8 | 19.8 | 54200 | 35200 | 34400 | 2.76 | 1.98 | 60500 | 3.06 | 2.02 | 9 | 7
Live | 208101282 |  | 9.8 | 19.8 | 54200 | 35200 | 34400 | 2.76 | 1.98 | 60500 | 3.06 | 2.02 | 9 | 7
Live | 208101280 |  | 9.8 | 19.8 | 54200 | 35200 | 34400 | 2.76 | 1.98 | 60500 | 3.06 | 2.02 | 9 | 7
Live | 208101278 |  | 9.8 | 19.8 | 54200 | 35200 | 34400 | 2.76 | 1.98 | 60500 | 3.06 | 2.02 | 9 | 7
Live | 208101276 |  | 9.8 | 19.8 | 54200 | 35200 | 34400 | 2.76 | 1.98 | 60500 | 3.06 | 2.02 | 9 | 7
Live | 208101274 |  | 9.8 | 19.8 | 54200 | 35200 | 34400 | 2.76 | 1.98 | 60500 | 3.06 | 2.02 | 9 | 7
Live | 208101298 |  | 9.8 | 19.8 | 54200 | 35200 | 34400 | 2.76 | 1.98 | 60500 | 3.06 | 2.02 | 9 | 7
Live | 208101296 |  | 9.8 | 19.8 | 54200 | 35200 | 34400 | 2.76 | 1.98 | 60500 | 3.06 | 2.02 | 9 | 7
Live | 208101294 |  | 9.8 | 19.8 | 54200 | 35200 | 34400 | 2.76 | 1.98 | 60500 | 3.06 | 2.02 | 9 | 7
Live | 208101292 |  | 9.8 | 19.8 | 54200 | 35200 | 34400 | 2.76 | 1.98 | 60500 | 3.06 | 2.02 | 9 | 7
Live | 208101290 |  | 9.8 | 19.8 | 54200 | 35200 | 34400 | 2.76 | 1.98 | 60500 | 3.06 | 2.02 | 9 | 7
Live | 208101288 |  | 9.8 | 19.8 | 54200 | 35200 | 34400 | 2.76 | 1.98 | 60500 | 3.06 | 2.02 | 9 | 7
Live | 208101286 |  | 9.8 | 19.8 | 54200 | 35200 | 34400 | 2.76 | 1.98 | 60500 | 3.06 | 2.02 | 9 | 7
Live | 208101284 |  | 9.8 | 19.8 | 54200 | 35200 | 34400 | 2.76 | 1.98 | 60500 | 3.06 | 2.02 | 9 | 7
Live | 208101300 |  | 9.8 | 19.8 | 54200 | 35200 | 34400 | 2.76 | 1.98 | 60500 | 3.06 | 2.02 | 9 | 7
Live | 208101302 |  | 9.8 | 19.8 | 54200 | 35200 | 34400 | 2.76 | 1.98 | 60500 | 3.06 | 2.02 | 9 | 7
Live | 208447626 |  | 11.5 | 20.1 | 33500 | 21100 | 18600 | 3.17 | 1.68 | 30200 | 2.47 | 1.92 | 9 | 6.9
Live | 208447634 |  | 11.5 | 20.1 | 33500 | 21100 | 18600 | 3.17 | 1.68 | 30200 | 2.47 | 1.92 | 9 | 6.9
Live | 208447642 |  | 11.5 | 20.1 | 33500 | 21100 | 18600 | 3.17 | 1.68 | 30200 | 2.47 | 1.92 | 9 | 6.9
Live | 208447650 |  | 11.5 | 20.1 | 33500 | 21100 | 18600 | 3.17 | 1.68 | 30200 | 2.47 | 1.92 | 9 | 6.9
Live | 208447658 |  | 11.5 | 20.1 | 33500 | 21100 | 18600 | 3.17 | 1.68 | 30200 | 2.47 | 1.92 | 9 | 6.9
Live | 208447666 |  | 11.5 | 20.1 | 33500 | 21100 | 18600 | 3.17 | 1.68 | 30200 | 2.47 | 1.92 | 9 | 6.9
Live | 208447674 |  | 11.5 | 20.1 | 33500 | 21100 | 18600 | 3.17 | 1.68 | 30200 | 2.47 | 1.92 | 9 | 6.9
Live | 208447682 |  | 11.5 | 20.1 | 33500 | 21100 | 18600 | 3.17 | 1.68 | 30200 | 2.47 | 1.92 | 9 | 6.9
Live | 208447618 |  | 11.5 | 20.1 | 33500 | 21100 | 18600 | 3.17 | 1.68 | 30200 | 2.47 | 1.92 | 9 | 6.9
Live | 208102137 |  | 11.5 | 20.1 | 33500 | 21100 | 18600 | 3.17 | 1.68 | 30200 | 2.47 | 1.92 | 9 | 6.9
Live | 208102136 |  | 11.5 | 20.1 | 33500 | 21100 | 18600 | 3.17 | 1.68 | 30200 | 2.47 | 1.92 | 9 | 6.9
Live | 208102135 |  | 11.5 | 20.1 | 33500 | 21100 | 18600 | 3.17 | 1.68 | 30200 | 2.47 | 1.92 | 9 | 6.9
Live | 208102134 |  | 11.5 | 20.1 | 33500 | 21100 | 18600 | 3.17 | 1.68 | 30200 | 2.47 | 1.92 | 9 | 6.9
Live | 208102133 |  | 11.5 | 20.1 | 33500 | 21100 | 18600 | 3.17 | 1.68 | 30200 | 2.47 | 1.92 | 9 | 6.9
Live | 208447690 |  | 11.5 | 20.1 | 33500 | 21100 | 18600 | 3.17 | 1.68 | 30200 | 2.47 | 1.92 | 9 | 6.9
Live | 211756492 |  | 11.5 | 20.1 | 33500 | 21100 | 18600 | 3.17 | 1.68 | 30200 | 2.47 | 1.92 | 9 | 6.9
Live | 210605770 |  | 12.2 | 21 | 32000 | 23000 | 20000 | 3.03 | 2.1 | 30800 | 2.78 | 1.85 | 8.7 | 6.6
Live | 210605772 |  | 12.2 | 21 | 32000 | 23000 | 20000 | 3.03 | 2.1 | 30800 | 2.78 | 1.85 | 8.7 | 6.6
Live | 210605774 |  | 12.2 | 21 | 32000 | 23000 | 20000 | 3.03 | 2.1 | 30800 | 2.78 | 1.85 | 8.7 | 6.6
Live | 210605776 |  | 12.2 | 21 | 32000 | 23000 | 20000 | 3.03 | 2.1 | 30800 | 2.78 | 1.85 | 8.7 | 6.6
Live | 210605778 |  | 12.2 | 21 | 32000 | 23000 | 20000 | 3.03 | 2.1 | 30800 | 2.78 | 1.85 | 8.7 | 6.6
Live | 211756516 |  | 12.2 | 21 | 32000 | 23000 | 20000 | 3.03 | 2.1 | 30800 | 2.78 | 1.85 | 8.7 | 6.6
Live | 211756515 |  | 12.2 | 21 | 32000 | 23000 | 20000 | 3.03 | 2.1 | 30800 | 2.78 | 1.85 | 8.7 | 6.6
Live | 208447698 |  | 12.2 | 21 | 32000 | 23000 | 20000 | 3.03 | 2.1 | 30800 | 2.78 | 1.85 | 8.7 | 6.6
Live | 208447706 |  | 12.2 | 21 | 32000 | 23000 | 20000 | 3.03 | 2.1 | 30800 | 2.78 | 1.85 | 8.7 | 6.6
Live | 208447714 |  | 12.2 | 21 | 32000 | 23000 | 20000 | 3.03 | 2.1 | 30800 | 2.78 | 1.85 | 8.7 | 6.6
Live | 208447722 |  | 12.2 | 21 | 32000 | 23000 | 20000 | 3.03 | 2.1 | 30800 | 2.78 | 1.85 | 8.7 | 6.6
Live | 208447730 |  | 12.2 | 21 | 32000 | 23000 | 20000 | 3.03 | 2.1 | 30800 | 2.78 | 1.85 | 8.7 | 6.6
Live | 208447738 |  | 12.2 | 21 | 32000 | 23000 | 20000 | 3.03 | 2.1 | 30800 | 2.78 | 1.85 | 8.7 | 6.6
Live | 208447746 |  | 12.2 | 21 | 32000 | 23000 | 20000 | 3.03 | 2.1 | 30800 | 2.78 | 1.85 | 8.7 | 6.6
Live | 208447754 |  | 12.2 | 21 | 32000 | 23000 | 20000 | 3.03 | 2.1 | 30800 | 2.78 | 1.85 | 8.7 | 6.6
Live | 208447762 |  | 12.2 | 21 | 32000 | 23000 | 20000 | 3.03 | 2.1 | 30800 | 2.78 | 1.85 | 8.7 | 6.6
Live | 208447770 |  | 12.2 | 21 | 32000 | 23000 | 20000 | 3.03 | 2.1 | 30800 | 2.78 | 1.85 | 8.7 | 6.6
Live | 208102132 |  | 12.2 | 21 | 32000 | 23000 | 20000 | 3.03 | 2.1 | 30800 | 2.78 | 1.85 | 8.7 | 6.6
Live | 208102131 |  | 12.2 | 21 | 32000 | 23000 | 20000 | 3.03 | 2.1 | 30800 | 2.78 | 1.85 | 8.7 | 6.6
Live | 208102130 |  | 12.2 | 21 | 32000 | 23000 | 20000 | 3.03 | 2.1 | 30800 | 2.78 | 1.85 | 8.7 | 6.6
Live | 208102129 |  | 12.2 | 21 | 32000 | 23000 | 20000 | 3.03 | 2.1 | 30800 | 2.78 | 1.85 | 8.7 | 6.6
Live | 208102128 |  | 12.2 | 21 | 32000 | 23000 | 20000 | 3.03 | 2.1 | 30800 | 2.78 | 1.85 | 8.7 | 6.6
Live | 208102127 |  | 12.2 | 21 | 32000 | 23000 | 20000 | 3.03 | 2.1 | 30800 | 2.78 | 1.85 | 8.7 | 6.6
Live | 208102126 |  | 12.2 | 21 | 32000 | 23000 | 20000 | 3.03 | 2.1 | 30800 | 2.78 | 1.85 | 8.7 | 6.6
Live | 208102125 |  | 12.2 | 21 | 32000 | 23000 | 20000 | 3.03 | 2.1 | 30800 | 2.78 | 1.85 | 8.7 | 6.6
Live | 208102124 |  | 12.2 | 21 | 32000 | 23000 | 20000 | 3.03 | 2.1 | 30800 | 2.78 | 1.85 | 8.7 | 6.6
Live | 208102123 |  | 12.2 | 21 | 32000 | 23000 | 20000 | 3.03 | 2.1 | 30800 | 2.78 | 1.85 | 8.7 | 6.6
Live | 211756613 |  | 10.9 | 20.8 | 50000 | 37000 | 33000 | 2.99 | 2.17 | 52000 | 3.17 | 1.75 | 9.6 | 7.2
Live | 207643154 |  | 10.9 | 20.8 | 50000 | 37000 | 33000 | 2.99 | 2.17 | 52000 | 3.17 | 1.75 | 9.6 | 7.2
Live | 207643133 |  | 10.9 | 20.8 | 50000 | 37000 | 33000 | 2.99 | 2.17 | 52000 | 3.17 | 1.75 | 9.6 | 7.2
Live | 207643091 |  | 10.9 | 20.8 | 50000 | 37000 | 33000 | 2.99 | 2.17 | 52000 | 3.17 | 1.75 | 9.6 | 7.2
Live | 207643112 |  | 10.9 | 20.8 | 50000 | 37000 | 33000 | 2.99 | 2.17 | 52000 | 3.17 | 1.75 | 9.6 | 7.2
Live | 207643070 |  | 10.9 | 20.8 | 50000 | 37000 | 33000 | 2.99 | 2.17 | 52000 | 3.17 | 1.75 | 9.6 | 7.2
Live | 207643175 |  | 10.9 | 20.8 | 50000 | 37000 | 33000 | 2.99 | 2.17 | 52000 | 3.17 | 1.75 | 9.6 | 7.2
Live | 207643196 |  | 10.9 | 20.8 | 50000 | 37000 | 33000 | 2.99 | 2.17 | 52000 | 3.17 | 1.75 | 9.6 | 7.2
Live | 207643186 |  | 10.6 | 23.1 | 40000 | 29600 | 25600 | 2.79 | 2.09 | 44000 | 3.15 | 1.92 | 9.6 | 7.2
Live | 207643165 |  | 10.6 | 23.1 | 40000 | 29600 | 25600 | 2.79 | 2.09 | 44000 | 3.15 | 1.92 | 9.6 | 7.2
Live | 207643081 |  | 10.6 | 23.1 | 40000 | 29600 | 25600 | 2.79 | 2.09 | 44000 | 3.15 | 1.92 | 9.6 | 7.2
Live | 207643102 |  | 10.6 | 23.1 | 40000 | 29600 | 25600 | 2.79 | 2.09 | 44000 | 3.15 | 1.92 | 9.6 | 7.2
Live | 207643123 |  | 10.6 | 23.1 | 40000 | 29600 | 25600 | 2.79 | 2.09 | 44000 | 3.15 | 1.92 | 9.6 | 7.2
Live | 207643144 |  | 10.6 | 23.1 | 40000 | 29600 | 25600 | 2.79 | 2.09 | 44000 | 3.15 | 1.92 | 9.6 | 7.2
Live | 211756502 |  | 10.6 | 23.1 | 40000 | 29600 | 25600 | 2.79 | 2.09 | 44000 | 3.15 | 1.92 | 9.6 | 7.2
Live | 211756611 |  | 11.35 | 21.05 | 48500 | 45000 | 43500 | 3.02 | 2.2 | 58000 | 3.09 | 2 | 9.4 | 7.7
Live | 207643148 |  | 11.35 | 21.05 | 48500 | 45000 | 43500 | 3.02 | 2.2 | 58000 | 3.09 | 2 | 9.4 | 7.7
Live | 207643127 |  | 11.35 | 21.05 | 48500 | 45000 | 43500 | 3.02 | 2.2 | 58000 | 3.09 | 2 | 9.4 | 7.7
Live | 207643106 |  | 11.35 | 21.05 | 48500 | 45000 | 43500 | 3.02 | 2.2 | 58000 | 3.09 | 2 | 9.4 | 7.7
Live | 207643085 |  | 11.35 | 21.05 | 48500 | 45000 | 43500 | 3.02 | 2.2 | 58000 | 3.09 | 2 | 9.4 | 7.7
Live | 207643169 |  | 11.35 | 21.05 | 48500 | 45000 | 43500 | 3.02 | 2.2 | 58000 | 3.09 | 2 | 9.4 | 7.7
Live | 207643190 |  | 11.35 | 21.05 | 48500 | 45000 | 43500 | 3.02 | 2.2 | 58000 | 3.09 | 2 | 9.4 | 7.7
Live | 207643189 |  | 11.7 | 20.9 | 48500 | 45000 | 42500 | 3.02 | 2.2 | 58000 | 3.09 | 2 | 9 | 7.4
Live | 207643168 |  | 11.7 | 20.9 | 48500 | 45000 | 42500 | 3.02 | 2.2 | 58000 | 3.09 | 2 | 9 | 7.4
Live | 207643084 |  | 11.7 | 20.9 | 48500 | 45000 | 42500 | 3.02 | 2.2 | 58000 | 3.09 | 2 | 9 | 7.4
Live | 207643105 |  | 11.7 | 20.9 | 48500 | 45000 | 42500 | 3.02 | 2.2 | 58000 | 3.09 | 2 | 9 | 7.4
Live | 207643126 |  | 11.7 | 20.9 | 48500 | 45000 | 42500 | 3.02 | 2.2 | 58000 | 3.09 | 2 | 9 | 7.4
Live | 207643147 |  | 11.7 | 20.9 | 48500 | 45000 | 42500 | 3.02 | 2.2 | 58000 | 3.09 | 2 | 9 | 7.4
Live | 211756576 |  | 11.7 | 20.9 | 48500 | 45000 | 42500 | 3.02 | 2.2 | 58000 | 3.09 | 2 | 9 | 7.4
Live | 211756610 |  | 12.1 | 19.5 | 44000 | 35200 | 34400 | 2.8 | 1.88 | 44000 | 2.87 | 1.8 | 9.85 | 8
Live | 207643151 |  | 12.1 | 19.5 | 44000 | 35200 | 34400 | 2.8 | 1.88 | 44000 | 2.87 | 1.8 | 9.85 | 8
Live | 207643130 |  | 12.1 | 19.5 | 44000 | 35200 | 34400 | 2.8 | 1.88 | 44000 | 2.87 | 1.8 | 9.85 | 8
Live | 207643109 |  | 12.1 | 19.5 | 44000 | 35200 | 34400 | 2.8 | 1.88 | 44000 | 2.87 | 1.8 | 9.85 | 8
Live | 207643088 |  | 12.1 | 19.5 | 44000 | 35200 | 34400 | 2.8 | 1.88 | 44000 | 2.87 | 1.8 | 9.85 | 8
Live | 207643067 |  | 12.1 | 19.5 | 44000 | 35200 | 34400 | 2.8 | 1.88 | 44000 | 2.87 | 1.8 | 9.85 | 8
Live | 207643172 |  | 12.1 | 19.5 | 44000 | 35200 | 34400 | 2.8 | 1.88 | 44000 | 2.87 | 1.8 | 9.85 | 8
Live | 207643193 |  | 12.1 | 19.5 | 44000 | 35200 | 34400 | 2.8 | 1.88 | 44000 | 2.87 | 1.8 | 9.85 | 8
Live | 207643178 |  | 12.25 | 20 | 21600 | 16000 | 12900 | 3.17 | 2.23 | 24000 | 3.52 | 2 | 10 | 7.65
Live | 207643073 |  | 12.25 | 20 | 21600 | 16000 | 12900 | 3.17 | 2.23 | 24000 | 3.52 | 2 | 10 | 7.65
Live | 207643094 |  | 12.25 | 20 | 21600 | 16000 | 12900 | 3.17 | 2.23 | 24000 | 3.52 | 2 | 10 | 7.65
Live | 207643136 |  | 12.25 | 20 | 21600 | 16000 | 12900 | 3.17 | 2.23 | 24000 | 3.52 | 2 | 10 | 7.65
Live | 207643115 |  | 12.25 | 20 | 21600 | 16000 | 12900 | 3.17 | 2.23 | 24000 | 3.52 | 2 | 10 | 7.65
Live | 207643157 |  | 12.25 | 20 | 21600 | 16000 | 12900 | 3.17 | 2.23 | 24000 | 3.52 | 2 | 10 | 7.65
Live | 211756521 |  | 12.25 | 20 | 21600 | 16000 | 12900 | 3.17 | 2.23 | 24000 | 3.52 | 2 | 10 | 7.65
Live | 211756557 |  | 12 | 19 | 21600 | 16000 | 13300 | 3.17 | 2.23 | 24000 | 3.52 | 2 | 9.8 | 7.6
Live | 207643156 |  | 12 | 19 | 21600 | 16000 | 13300 | 3.17 | 2.23 | 24000 | 3.52 | 2 | 9.8 | 7.6
Live | 207643114 |  | 12 | 19 | 21600 | 16000 | 13300 | 3.17 | 2.23 | 24000 | 3.52 | 2 | 9.8 | 7.6
Live | 207643135 |  | 12 | 19 | 21600 | 16000 | 13300 | 3.17 | 2.23 | 24000 | 3.52 | 2 | 9.8 | 7.6
Live | 207643093 |  | 12 | 19 | 21600 | 16000 | 13300 | 3.17 | 2.23 | 24000 | 3.52 | 2 | 9.8 | 7.6
Live | 207643072 |  | 12 | 19 | 21600 | 16000 | 13300 | 3.17 | 2.23 | 24000 | 3.52 | 2 | 9.8 | 7.6
Live | 207643177 |  | 12 | 19 | 21600 | 16000 | 13300 | 3.17 | 2.23 | 24000 | 3.52 | 2 | 9.8 | 7.6
Live | 207643188 |  | 11 | 21.2 | 48500 | 45000 | 45000 | 3.02 | 2.2 | 58000 | 3.09 | 2 | 10 | 8
Live | 207643167 |  | 11 | 21.2 | 48500 | 45000 | 45000 | 3.02 | 2.2 | 58000 | 3.09 | 2 | 10 | 8
Live | 207643083 |  | 11 | 21.2 | 48500 | 45000 | 45000 | 3.02 | 2.2 | 58000 | 3.09 | 2 | 10 | 8
Live | 207643104 |  | 11 | 21.2 | 48500 | 45000 | 45000 | 3.02 | 2.2 | 58000 | 3.09 | 2 | 10 | 8
Live | 207643125 |  | 11 | 21.2 | 48500 | 45000 | 45000 | 3.02 | 2.2 | 58000 | 3.09 | 2 | 10 | 8
Live | 207643146 |  | 11 | 21.2 | 48500 | 45000 | 45000 | 3.02 | 2.2 | 58000 | 3.09 | 2 | 10 | 8
Live | 211756575 |  | 11 | 21.2 | 48500 | 45000 | 45000 | 3.02 | 2.2 | 58000 | 3.09 | 2 | 10 | 8
Live | 211756577 |  | 12.5 | 20 | 44000 | 35200 | 36000 | 2.8 | 1.88 | 44000 | 2.87 | 1.9 | 9.7 | 7.9
Live | 207643149 |  | 12.5 | 20 | 44000 | 35200 | 36000 | 2.8 | 1.88 | 44000 | 2.87 | 1.9 | 9.7 | 7.9
Live | 207643128 |  | 12.5 | 20 | 44000 | 35200 | 36000 | 2.8 | 1.88 | 44000 | 2.87 | 1.9 | 9.7 | 7.9
Live | 207643107 |  | 12.5 | 20 | 44000 | 35200 | 36000 | 2.8 | 1.88 | 44000 | 2.87 | 1.9 | 9.7 | 7.9
Live | 207643086 |  | 12.5 | 20 | 44000 | 35200 | 36000 | 2.8 | 1.88 | 44000 | 2.87 | 1.9 | 9.7 | 7.9
Live | 207643065 |  | 12.5 | 20 | 44000 | 35200 | 36000 | 2.8 | 1.88 | 44000 | 2.87 | 1.9 | 9.7 | 7.9
Live | 207643170 |  | 12.5 | 20 | 44000 | 35200 | 36000 | 2.8 | 1.88 | 44000 | 2.87 | 1.9 | 9.7 | 7.9
Live | 207643191 |  | 12.5 | 20 | 44000 | 35200 | 36000 | 2.8 | 1.88 | 44000 | 2.87 | 1.9 | 9.7 | 7.9
Live | 207643194 |  | 11 | 21.1 | 50000 | 37000 | 33000 | 2.99 | 2.17 | 52000 | 3.17 | 1.8 | 9.5 | 7.2
Live | 207643173 |  | 11 | 21.1 | 50000 | 37000 | 33000 | 2.99 | 2.17 | 52000 | 3.17 | 1.8 | 9.5 | 7.2
Live | 207643068 |  | 11 | 21.1 | 50000 | 37000 | 33000 | 2.99 | 2.17 | 52000 | 3.17 | 1.8 | 9.5 | 7.2
Live | 207643110 |  | 11 | 21.1 | 50000 | 37000 | 33000 | 2.99 | 2.17 | 52000 | 3.17 | 1.8 | 9.5 | 7.2
Live | 207643089 |  | 11 | 21.1 | 50000 | 37000 | 33000 | 2.99 | 2.17 | 52000 | 3.17 | 1.8 | 9.5 | 7.2
Live | 207643131 |  | 11 | 21.1 | 50000 | 37000 | 33000 | 2.99 | 2.17 | 52000 | 3.17 | 1.8 | 9.5 | 7.2
Live | 207643152 |  | 11 | 21.1 | 50000 | 37000 | 33000 | 2.99 | 2.17 | 52000 | 3.17 | 1.8 | 9.5 | 7.2
Live | 211756503 |  | 11 | 21.1 | 50000 | 37000 | 33000 | 2.99 | 2.17 | 52000 | 3.17 | 1.8 | 9.5 | 7.2
Live | 211756520 |  | 12.5 | 21 | 21600 | 16000 | 12600 | 3.17 | 2.23 | 24000 | 3.52 | 2 | 10.2 | 7.7
Live | 207643155 |  | 12.5 | 21 | 21600 | 16000 | 12600 | 3.17 | 2.23 | 24000 | 3.52 | 2 | 10.2 | 7.7
Live | 207643134 |  | 12.5 | 21 | 21600 | 16000 | 12600 | 3.17 | 2.23 | 24000 | 3.52 | 2 | 10.2 | 7.7
Live | 207643113 |  | 12.5 | 21 | 21600 | 16000 | 12600 | 3.17 | 2.23 | 24000 | 3.52 | 2 | 10.2 | 7.7
Live | 207643092 |  | 12.5 | 21 | 21600 | 16000 | 12600 | 3.17 | 2.23 | 24000 | 3.52 | 2 | 10.2 | 7.7
Live | 207643071 |  | 12.5 | 21 | 21600 | 16000 | 12600 | 3.17 | 2.23 | 24000 | 3.52 | 2 | 10.2 | 7.7
Live | 207643176 |  | 12.5 | 21 | 21600 | 16000 | 12600 | 3.17 | 2.23 | 24000 | 3.52 | 2 | 10.2 | 7.7
Live | 207683495 |  | 12.65 | 20.6 | 44000 | 35200 | 34400 | 2.8 | 1.88 | 44000 | 2.87 | 1.8 | 10.15 | 8.2
Live | 207683490 |  | 11.65 | 21.95 | 50000 | 37000 | 33000 | 2.99 | 2.17 | 52000 | 3.17 | 1.75 | 9.2 | 7
Live | 207683486 |  | 13.6 | 22.2 | 44000 | 35200 | 36000 | 2.8 | 1.88 | 44000 | 2.87 | 1.9 | 10.3 | 8.3
Live | 207683488 |  | 12.5 | 23.4 | 50000 | 37000 | 33000 | 2.99 | 2.17 | 52000 | 3.17 | 1.8 | 8.7 | 6.8
Live | 207683476 |  | 12.95 | 22.95 | 30000 | 22600 | 18200 | 2.75 | 2.25 | 34000 | 3.44 | 1.9 | 9.85 | 7.5
Live | 207683477 |  | 13 | 26 | 40000 | 29600 | 25200 | 2.79 | 2.09 | 44000 | 3.15 | 1.8 | 9.8 | 7.8
Live | 207683475 |  | 12.5 | 21.3 | 30000 | 22600 | 18000 | 2.75 | 2.25 | 34000 | 3.44 | 1.9 | 9.7 | 7.3
Live | 207683474 |  | 13.4 | 24.6 | 30000 | 22600 | 18500 | 2.75 | 2.25 | 34000 | 3.44 | 1.9 | 10 | 7.7
Live | 207826658 |  | 15.3 | 26.3 | 26934 | 24485 | 24000 | 3.29 | 1.98 | 30995 | 3.36 | 2.89 | 15.5 | 11.6
Live | 207826657 |  | 15.3 | 26.3 | 26934 | 24485 | 24000 | 3.29 | 1.98 | 30995 | 3.36 | 2.89 | 15.5 | 11.6
Live | 207826656 |  | 15.3 | 26.3 | 26934 | 24485 | 24000 | 3.29 | 1.98 | 30995 | 3.36 | 2.89 | 15.5 | 11.6
Live | 207826655 |  | 15.3 | 26.3 | 26934 | 24485 | 24000 | 3.29 | 1.98 | 30995 | 3.36 | 2.89 | 15.5 | 11.6
Live | 207826654 |  | 15.3 | 26.3 | 26934 | 24485 | 24000 | 3.29 | 1.98 | 30995 | 3.36 | 2.89 | 15.5 | 11.6
Live | 207826653 |  | 15.3 | 26.3 | 26934 | 24485 | 24000 | 3.29 | 1.98 | 30995 | 3.36 | 2.89 | 15.5 | 11.6
Live | 207826652 |  | 15.3 | 26.3 | 26934 | 24485 | 24000 | 3.29 | 1.98 | 30995 | 3.36 | 2.89 | 15.5 | 11.6
Live | 207826651 |  | 15.3 | 26.3 | 26934 | 24485 | 24000 | 3.29 | 1.98 | 30995 | 3.36 | 2.89 | 15.5 | 11.6
Live | 207826650 |  | 15.3 | 26.3 | 26934 | 24485 | 24000 | 3.29 | 1.98 | 30995 | 3.36 | 2.89 | 15.5 | 11.6
Live | 207826649 |  | 15.3 | 26.3 | 26934 | 24485 | 24000 | 3.29 | 1.98 | 30995 | 3.36 | 2.89 | 15.5 | 11.6
Live | 207826648 |  | 15.3 | 26.3 | 26934 | 24485 | 24000 | 3.29 | 1.98 | 30995 | 3.36 | 2.89 | 15.5 | 11.6
Live | 207826647 |  | 15.3 | 26.3 | 26934 | 24485 | 24000 | 3.29 | 1.98 | 30995 | 3.36 | 2.89 | 15.5 | 11.6
Live | 207826646 |  | 15.3 | 26.3 | 26934 | 24485 | 24000 | 3.29 | 1.98 | 30995 | 3.36 | 2.89 | 15.5 | 11.6
Live | 207826645 |  | 15.3 | 26.3 | 26934 | 24485 | 24000 | 3.29 | 1.98 | 30995 | 3.36 | 2.89 | 15.5 | 11.6
Live | 207826644 |  | 15.3 | 26.3 | 26934 | 24485 | 24000 | 3.29 | 1.98 | 30995 | 3.36 | 2.89 | 15.5 | 11.6
Live | 211756581 |  | 15.3 | 26.3 | 26934 | 24485 | 24000 | 3.29 | 1.98 | 30995 | 3.36 | 2.89 | 15.5 | 11.6
Live | 211756560 |  | 11 | 20.5 | 25000 | 24000 | 25800 | 2.86 | 2.17 | 27000 | 2.82 | 2 | 11.5 | 9.2
Live | 207683327 |  | 11 | 20.5 | 25000 | 24000 | 25800 | 2.86 | 2.17 | 27000 | 2.82 | 2 | 11.5 | 9.2
Live | 207683320 |  | 11 | 20.5 | 25000 | 24000 | 25800 | 2.86 | 2.17 | 27000 | 2.82 | 2 | 11.5 | 9.2
Live | 207683306 |  | 11 | 20.5 | 25000 | 24000 | 25800 | 2.86 | 2.17 | 27000 | 2.82 | 2 | 11.5 | 9.2
Live | 207683313 |  | 11 | 20.5 | 25000 | 24000 | 25800 | 2.86 | 2.17 | 27000 | 2.82 | 2 | 11.5 | 9.2
Live | 207683299 |  | 11 | 20.5 | 25000 | 24000 | 25800 | 2.86 | 2.17 | 27000 | 2.82 | 2 | 11.5 | 9.2
Live | 207683292 |  | 11 | 20.5 | 25000 | 24000 | 25800 | 2.86 | 2.17 | 27000 | 2.82 | 2 | 11.5 | 9.2
Live | 207683362 |  | 11 | 20.5 | 25000 | 24000 | 25800 | 2.86 | 2.17 | 27000 | 2.82 | 2 | 11.5 | 9.2
Live | 207683369 |  | 11 | 20.5 | 25000 | 24000 | 25800 | 2.86 | 2.17 | 27000 | 2.82 | 2 | 11.5 | 9.2
Live | 207683355 |  | 11 | 20.5 | 25000 | 24000 | 25800 | 2.86 | 2.17 | 27000 | 2.82 | 2 | 11.5 | 9.2
Live | 207683348 |  | 11 | 20.5 | 25000 | 24000 | 25800 | 2.86 | 2.17 | 27000 | 2.82 | 2 | 11.5 | 9.2
Live | 207683334 |  | 11 | 20.5 | 25000 | 24000 | 25800 | 2.86 | 2.17 | 27000 | 2.82 | 2 | 11.5 | 9.2
Live | 207683341 |  | 11 | 20.5 | 25000 | 24000 | 25800 | 2.86 | 2.17 | 27000 | 2.82 | 2 | 11.5 | 9.2
Live | 207683390 |  | 11 | 20.5 | 25000 | 24000 | 25800 | 2.86 | 2.17 | 27000 | 2.82 | 2 | 11.5 | 9.2
Live | 207683383 |  | 11 | 20.5 | 25000 | 24000 | 25800 | 2.86 | 2.17 | 27000 | 2.82 | 2 | 11.5 | 9.2
Live | 207683376 |  | 11 | 20.5 | 25000 | 24000 | 25800 | 2.86 | 2.17 | 27000 | 2.82 | 2 | 11.5 | 9.2
Live | 207683374 |  | 8.5 | 15.1 | 48000 | 41000 | 34000 | 2.49 | 2.32 | 63000 | 3.08 | 1.91 | 9.3 | 7.3
Live | 207683381 |  | 8.5 | 15.1 | 48000 | 41000 | 34000 | 2.49 | 2.32 | 63000 | 3.08 | 1.91 | 9.3 | 7.3
Live | 207683388 |  | 8.5 | 15.1 | 48000 | 41000 | 34000 | 2.49 | 2.32 | 63000 | 3.08 | 1.91 | 9.3 | 7.3
Live | 207683339 |  | 8.5 | 15.1 | 48000 | 41000 | 34000 | 2.49 | 2.32 | 63000 | 3.08 | 1.91 | 9.3 | 7.3
Live | 207683346 |  | 8.5 | 15.1 | 48000 | 41000 | 34000 | 2.49 | 2.32 | 63000 | 3.08 | 1.91 | 9.3 | 7.3
Live | 207683353 |  | 8.5 | 15.1 | 48000 | 41000 | 34000 | 2.49 | 2.32 | 63000 | 3.08 | 1.91 | 9.3 | 7.3
Live | 207683360 |  | 8.5 | 15.1 | 48000 | 41000 | 34000 | 2.49 | 2.32 | 63000 | 3.08 | 1.91 | 9.3 | 7.3
Live | 207683367 |  | 8.5 | 15.1 | 48000 | 41000 | 34000 | 2.49 | 2.32 | 63000 | 3.08 | 1.91 | 9.3 | 7.3
Live | 207683290 |  | 8.5 | 15.1 | 48000 | 41000 | 34000 | 2.49 | 2.32 | 63000 | 3.08 | 1.91 | 9.3 | 7.3
Live | 207683297 |  | 8.5 | 15.1 | 48000 | 41000 | 34000 | 2.49 | 2.32 | 63000 | 3.08 | 1.91 | 9.3 | 7.3
Live | 207683304 |  | 8.5 | 15.1 | 48000 | 41000 | 34000 | 2.49 | 2.32 | 63000 | 3.08 | 1.91 | 9.3 | 7.3
Live | 207683311 |  | 8.5 | 15.1 | 48000 | 41000 | 34000 | 2.49 | 2.32 | 63000 | 3.08 | 1.91 | 9.3 | 7.3
Live | 207683318 |  | 8.5 | 15.1 | 48000 | 41000 | 34000 | 2.49 | 2.32 | 63000 | 3.08 | 1.91 | 9.3 | 7.3
Live | 207683325 |  | 8.5 | 15.1 | 48000 | 41000 | 34000 | 2.49 | 2.32 | 63000 | 3.08 | 1.91 | 9.3 | 7.3
Live | 207683332 |  | 8.5 | 15.1 | 48000 | 41000 | 34000 | 2.49 | 2.32 | 63000 | 3.08 | 1.91 | 9.3 | 7.3
Live | 211756474 |  | 8.5 | 15.1 | 48000 | 41000 | 34000 | 2.49 | 2.32 | 63000 | 3.08 | 1.91 | 9.3 | 7.3
Live | 211756556 |  | 9.5 | 18.5 | 50800 | 39000 | 34600 | 2.64 | 2.05 | 55000 | 2.91 | 1.92 | 9.8 | 7.5
Live | 207683331 |  | 9.5 | 18.5 | 50800 | 39000 | 34600 | 2.64 | 2.05 | 55000 | 2.91 | 1.92 | 9.8 | 7.5
Live | 207683324 |  | 9.5 | 18.5 | 50800 | 39000 | 34600 | 2.64 | 2.05 | 55000 | 2.91 | 1.92 | 9.8 | 7.5
Live | 207683317 |  | 9.5 | 18.5 | 50800 | 39000 | 34600 | 2.64 | 2.05 | 55000 | 2.91 | 1.92 | 9.8 | 7.5
Live | 207683310 |  | 9.5 | 18.5 | 50800 | 39000 | 34600 | 2.64 | 2.05 | 55000 | 2.91 | 1.92 | 9.8 | 7.5
Live | 207683303 |  | 9.5 | 18.5 | 50800 | 39000 | 34600 | 2.64 | 2.05 | 55000 | 2.91 | 1.92 | 9.8 | 7.5
Live | 207683296 |  | 9.5 | 18.5 | 50800 | 39000 | 34600 | 2.64 | 2.05 | 55000 | 2.91 | 1.92 | 9.8 | 7.5
Live | 207683289 |  | 9.5 | 18.5 | 50800 | 39000 | 34600 | 2.64 | 2.05 | 55000 | 2.91 | 1.92 | 9.8 | 7.5
Live | 207683366 |  | 9.5 | 18.5 | 50800 | 39000 | 34600 | 2.64 | 2.05 | 55000 | 2.91 | 1.92 | 9.8 | 7.5
Live | 207683359 |  | 9.5 | 18.5 | 50800 | 39000 | 34600 | 2.64 | 2.05 | 55000 | 2.91 | 1.92 | 9.8 | 7.5
Live | 207683352 |  | 9.5 | 18.5 | 50800 | 39000 | 34600 | 2.64 | 2.05 | 55000 | 2.91 | 1.92 | 9.8 | 7.5
Live | 207683345 |  | 9.5 | 18.5 | 50800 | 39000 | 34600 | 2.64 | 2.05 | 55000 | 2.91 | 1.92 | 9.8 | 7.5
Live | 207683338 |  | 9.5 | 18.5 | 50800 | 39000 | 34600 | 2.64 | 2.05 | 55000 | 2.91 | 1.92 | 9.8 | 7.5
Live | 207683387 |  | 9.5 | 18.5 | 50800 | 39000 | 34600 | 2.64 | 2.05 | 55000 | 2.91 | 1.92 | 9.8 | 7.5
Live | 207683380 |  | 9.5 | 18.5 | 50800 | 39000 | 34600 | 2.64 | 2.05 | 55000 | 2.91 | 1.92 | 9.8 | 7.5
Live | 207683373 |  | 9.5 | 18.5 | 50800 | 39000 | 34600 | 2.64 | 2.05 | 55000 | 2.91 | 1.92 | 9.8 | 7.5
Live | 207683389 |  | 9.3 | 18.9 | 49000 | 36000 | 35000 | 2.55 | 2.26 | 50000 | 2.5 | 1.85 | 10 | 7.5
Live | 207683375 |  | 9.3 | 18.9 | 49000 | 36000 | 35000 | 2.55 | 2.26 | 50000 | 2.5 | 1.85 | 10 | 7.5
Live | 207683382 |  | 9.3 | 18.9 | 49000 | 36000 | 35000 | 2.55 | 2.26 | 50000 | 2.5 | 1.85 | 10 | 7.5
Live | 207683340 |  | 9.3 | 18.9 | 49000 | 36000 | 35000 | 2.55 | 2.26 | 50000 | 2.5 | 1.85 | 10 | 7.5
Live | 207683333 |  | 9.3 | 18.9 | 49000 | 36000 | 35000 | 2.55 | 2.26 | 50000 | 2.5 | 1.85 | 10 | 7.5
Live | 207683347 |  | 9.3 | 18.9 | 49000 | 36000 | 35000 | 2.55 | 2.26 | 50000 | 2.5 | 1.85 | 10 | 7.5
Live | 207683354 |  | 9.3 | 18.9 | 49000 | 36000 | 35000 | 2.55 | 2.26 | 50000 | 2.5 | 1.85 | 10 | 7.5
Live | 207683368 |  | 9.3 | 18.9 | 49000 | 36000 | 35000 | 2.55 | 2.26 | 50000 | 2.5 | 1.85 | 10 | 7.5
Live | 207683361 |  | 9.3 | 18.9 | 49000 | 36000 | 35000 | 2.55 | 2.26 | 50000 | 2.5 | 1.85 | 10 | 7.5
Live | 207683291 |  | 9.3 | 18.9 | 49000 | 36000 | 35000 | 2.55 | 2.26 | 50000 | 2.5 | 1.85 | 10 | 7.5
Live | 207683298 |  | 9.3 | 18.9 | 49000 | 36000 | 35000 | 2.55 | 2.26 | 50000 | 2.5 | 1.85 | 10 | 7.5
Live | 207683312 |  | 9.3 | 18.9 | 49000 | 36000 | 35000 | 2.55 | 2.26 | 50000 | 2.5 | 1.85 | 10 | 7.5
Live | 207683305 |  | 9.3 | 18.9 | 49000 | 36000 | 35000 | 2.55 | 2.26 | 50000 | 2.5 | 1.85 | 10 | 7.5
Live | 207683319 |  | 9.3 | 18.9 | 49000 | 36000 | 35000 | 2.55 | 2.26 | 50000 | 2.5 | 1.85 | 10 | 7.5
Live | 207683326 |  | 9.3 | 18.9 | 49000 | 36000 | 35000 | 2.55 | 2.26 | 50000 | 2.5 | 1.85 | 10 | 7.5
Live | 211756559 |  | 9.3 | 18.9 | 49000 | 36000 | 35000 | 2.55 | 2.26 | 50000 | 2.5 | 1.85 | 10 | 7.5
Live | 211756472 |  | 8.8 | 15.8 | 36000 | 26000 | 22000 | 2.47 | 2.22 | 40000 | 3.3 | 1.91 | 8.8 | 7
Live | 207683329 |  | 8.8 | 15.8 | 36000 | 26000 | 22000 | 2.47 | 2.22 | 40000 | 3.3 | 1.91 | 8.8 | 7
Live | 207683315 |  | 8.8 | 15.8 | 36000 | 26000 | 22000 | 2.47 | 2.22 | 40000 | 3.3 | 1.91 | 8.8 | 7
Live | 207683322 |  | 8.8 | 15.8 | 36000 | 26000 | 22000 | 2.47 | 2.22 | 40000 | 3.3 | 1.91 | 8.8 | 7
Live | 207683308 |  | 8.8 | 15.8 | 36000 | 26000 | 22000 | 2.47 | 2.22 | 40000 | 3.3 | 1.91 | 8.8 | 7
Live | 207683301 |  | 8.8 | 15.8 | 36000 | 26000 | 22000 | 2.47 | 2.22 | 40000 | 3.3 | 1.91 | 8.8 | 7
Live | 207683287 |  | 8.8 | 15.8 | 36000 | 26000 | 22000 | 2.47 | 2.22 | 40000 | 3.3 | 1.91 | 8.8 | 7
Live | 207683294 |  | 8.8 | 15.8 | 36000 | 26000 | 22000 | 2.47 | 2.22 | 40000 | 3.3 | 1.91 | 8.8 | 7
Live | 207683364 |  | 8.8 | 15.8 | 36000 | 26000 | 22000 | 2.47 | 2.22 | 40000 | 3.3 | 1.91 | 8.8 | 7
Live | 207683357 |  | 8.8 | 15.8 | 36000 | 26000 | 22000 | 2.47 | 2.22 | 40000 | 3.3 | 1.91 | 8.8 | 7
Live | 207683343 |  | 8.8 | 15.8 | 36000 | 26000 | 22000 | 2.47 | 2.22 | 40000 | 3.3 | 1.91 | 8.8 | 7
Live | 207683350 |  | 8.8 | 15.8 | 36000 | 26000 | 22000 | 2.47 | 2.22 | 40000 | 3.3 | 1.91 | 8.8 | 7
Live | 207683336 |  | 8.8 | 15.8 | 36000 | 26000 | 22000 | 2.47 | 2.22 | 40000 | 3.3 | 1.91 | 8.8 | 7
Live | 207683385 |  | 8.8 | 15.8 | 36000 | 26000 | 22000 | 2.47 | 2.22 | 40000 | 3.3 | 1.91 | 8.8 | 7
Live | 207683371 |  | 8.8 | 15.8 | 36000 | 26000 | 22000 | 2.47 | 2.22 | 40000 | 3.3 | 1.91 | 8.8 | 7
Live | 207683378 |  | 8.8 | 15.8 | 36000 | 26000 | 22000 | 2.47 | 2.22 | 40000 | 3.3 | 1.91 | 8.8 | 7
Live | 207683377 |  | 9.4 | 19.2 | 36400 | 26000 | 22000 | 2.67 | 2.13 | 44000 | 2.9 | 2 | 8.8 | 7
Live | 207683370 |  | 9.4 | 19.2 | 36400 | 26000 | 22000 | 2.67 | 2.13 | 44000 | 2.9 | 2 | 8.8 | 7
Live | 207683384 |  | 9.4 | 19.2 | 36400 | 26000 | 22000 | 2.67 | 2.13 | 44000 | 2.9 | 2 | 8.8 | 7
Live | 207683335 |  | 9.4 | 19.2 | 36400 | 26000 | 22000 | 2.67 | 2.13 | 44000 | 2.9 | 2 | 8.8 | 7
Live | 207683349 |  | 9.4 | 19.2 | 36400 | 26000 | 22000 | 2.67 | 2.13 | 44000 | 2.9 | 2 | 8.8 | 7
Live | 207683342 |  | 9.4 | 19.2 | 36400 | 26000 | 22000 | 2.67 | 2.13 | 44000 | 2.9 | 2 | 8.8 | 7
Live | 207683356 |  | 9.4 | 19.2 | 36400 | 26000 | 22000 | 2.67 | 2.13 | 44000 | 2.9 | 2 | 8.8 | 7
Live | 207683363 |  | 9.4 | 19.2 | 36400 | 26000 | 22000 | 2.67 | 2.13 | 44000 | 2.9 | 2 | 8.8 | 7
Live | 207683293 |  | 9.4 | 19.2 | 36400 | 26000 | 22000 | 2.67 | 2.13 | 44000 | 2.9 | 2 | 8.8 | 7
Live | 207683286 |  | 9.4 | 19.2 | 36400 | 26000 | 22000 | 2.67 | 2.13 | 44000 | 2.9 | 2 | 8.8 | 7
Live | 207683300 |  | 9.4 | 19.2 | 36400 | 26000 | 22000 | 2.67 | 2.13 | 44000 | 2.9 | 2 | 8.8 | 7
Live | 207683307 |  | 9.4 | 19.2 | 36400 | 26000 | 22000 | 2.67 | 2.13 | 44000 | 2.9 | 2 | 8.8 | 7
Live | 207683321 |  | 9.4 | 19.2 | 36400 | 26000 | 22000 | 2.67 | 2.13 | 44000 | 2.9 | 2 | 8.8 | 7
Live | 207683314 |  | 9.4 | 19.2 | 36400 | 26000 | 22000 | 2.67 | 2.13 | 44000 | 2.9 | 2 | 8.8 | 7
Live | 207683328 |  | 9.4 | 19.2 | 36400 | 26000 | 22000 | 2.67 | 2.13 | 44000 | 2.9 | 2 | 8.8 | 7
Live | 211756471 |  | 9.4 | 19.2 | 36400 | 26000 | 22000 | 2.67 | 2.13 | 44000 | 2.9 | 2 | 8.8 | 7
Live | 211756473 |  | 8.5 | 19 | 36400 | 25000 | 22000 | 2.45 | 2.11 | 46500 | 2.75 | 1.8 | 9 | 7
Live | 207683330 |  | 8.5 | 19 | 36400 | 25000 | 22000 | 2.45 | 2.11 | 46500 | 2.75 | 1.8 | 9 | 7
Live | 207683323 |  | 8.5 | 19 | 36400 | 25000 | 22000 | 2.45 | 2.11 | 46500 | 2.75 | 1.8 | 9 | 7
Live | 207683316 |  | 8.5 | 19 | 36400 | 25000 | 22000 | 2.45 | 2.11 | 46500 | 2.75 | 1.8 | 9 | 7
Live | 207683309 |  | 8.5 | 19 | 36400 | 25000 | 22000 | 2.45 | 2.11 | 46500 | 2.75 | 1.8 | 9 | 7
Live | 207683302 |  | 8.5 | 19 | 36400 | 25000 | 22000 | 2.45 | 2.11 | 46500 | 2.75 | 1.8 | 9 | 7
Live | 207683295 |  | 8.5 | 19 | 36400 | 25000 | 22000 | 2.45 | 2.11 | 46500 | 2.75 | 1.8 | 9 | 7
Live | 207683288 |  | 8.5 | 19 | 36400 | 25000 | 22000 | 2.45 | 2.11 | 46500 | 2.75 | 1.8 | 9 | 7
Live | 207683365 |  | 8.5 | 19 | 36400 | 25000 | 22000 | 2.45 | 2.11 | 46500 | 2.75 | 1.8 | 9 | 7
Live | 207683358 |  | 8.5 | 19 | 36400 | 25000 | 22000 | 2.45 | 2.11 | 46500 | 2.75 | 1.8 | 9 | 7
Live | 207683351 |  | 8.5 | 19 | 36400 | 25000 | 22000 | 2.45 | 2.11 | 46500 | 2.75 | 1.8 | 9 | 7
Live | 207683344 |  | 8.5 | 19 | 36400 | 25000 | 22000 | 2.45 | 2.11 | 46500 | 2.75 | 1.8 | 9 | 7
Live | 207683337 |  | 8.5 | 19 | 36400 | 25000 | 22000 | 2.45 | 2.11 | 46500 | 2.75 | 1.8 | 9 | 7
Live | 207683386 |  | 8.5 | 19 | 36400 | 25000 | 22000 | 2.45 | 2.11 | 46500 | 2.75 | 1.8 | 9 | 7
Live | 207683379 |  | 8.5 | 19 | 36400 | 25000 | 22000 | 2.45 | 2.11 | 46500 | 2.75 | 1.8 | 9 | 7
Live | 207683372 |  | 8.5 | 19 | 36400 | 25000 | 22000 | 2.45 | 2.11 | 46500 | 2.75 | 1.8 | 9 | 7
Live | 211756558 |  | 15 | 23.5 | 11500 | 10000 | 7100 | 3.4 | 2.38 | 11400 | 2.86 | 1.84 | 12 | 10
Live | 211756600 |  | 15.8 | 26.5 | 12402 | 10041 | 7500 | 3.75 | 2.45 | 13241 | 3.73 | 2.09 | 13.6 | 10
Live | 208447685 |  | 15.8 | 26.5 | 12402 | 10041 | 7500 | 3.75 | 2.45 | 13241 | 3.73 | 2.09 | 13.6 | 10
Live | 208447693 |  | 15.8 | 26.5 | 12402 | 10041 | 7500 | 3.75 | 2.45 | 13241 | 3.73 | 2.09 | 13.6 | 10
Live | 208447677 |  | 15.8 | 26.5 | 12402 | 10041 | 7500 | 3.75 | 2.45 | 13241 | 3.73 | 2.09 | 13.6 | 10
Live | 208447669 |  | 15.8 | 26.5 | 12402 | 10041 | 7500 | 3.75 | 2.45 | 13241 | 3.73 | 2.09 | 13.6 | 10
Live | 208447661 |  | 15.8 | 26.5 | 12402 | 10041 | 7500 | 3.75 | 2.45 | 13241 | 3.73 | 2.09 | 13.6 | 10
Live | 208447653 |  | 15.8 | 26.5 | 12402 | 10041 | 7500 | 3.75 | 2.45 | 13241 | 3.73 | 2.09 | 13.6 | 10
Live | 208447645 |  | 15.8 | 26.5 | 12402 | 10041 | 7500 | 3.75 | 2.45 | 13241 | 3.73 | 2.09 | 13.6 | 10
Live | 208447637 |  | 15.8 | 26.5 | 12402 | 10041 | 7500 | 3.75 | 2.45 | 13241 | 3.73 | 2.09 | 13.6 | 10
Live | 208447629 |  | 15.8 | 26.5 | 12402 | 10041 | 7500 | 3.75 | 2.45 | 13241 | 3.73 | 2.09 | 13.6 | 10
Live | 208447621 |  | 15.8 | 26.5 | 12402 | 10041 | 7500 | 3.75 | 2.45 | 13241 | 3.73 | 2.09 | 13.6 | 10
Live | 207683485 |  | 11.7 | 21.35 | 48500 | 45000 | 43500 | 3.02 | 2.2 | 58000 | 3.09 | 2 | 9.4 | 7.5
Live | 207683473 |  | 12.95 | 20.95 | 21600 | 16000 | 12900 | 3.17 | 2.23 | 24000 | 3.52 | 2 | 10.15 | 7.8
Live | 207683484 |  | 11.7 | 20.9 | 48500 | 45000 | 42500 | 3.02 | 2.2 | 58000 | 3.09 | 2 | 9 | 7.4
Live | 207683483 |  | 11.7 | 21.8 | 48500 | 45000 | 45000 | 3.02 | 2.2 | 58000 | 3.09 | 2 | 9.8 | 7.6
Live | 207683472 |  | 12 | 19 | 21600 | 16000 | 13300 | 3.17 | 2.23 | 24000 | 3.52 | 2 | 9.8 | 7.6
Live | 207683480 |  | 11.7 | 23.9 | 40000 | 29600 | 25200 | 2.79 | 2.09 | 44000 | 3.15 | 1.8 | 9.5 | 7.1
Live | 207683471 |  | 13.9 | 22.9 | 21600 | 16000 | 12600 | 3.17 | 2.23 | 24000 | 3.52 | 2 | 10.5 | 8
Live | 211756494 |  | 9.5 | 18.5 | 26183 | 19257 | 14800 | 2.56 | 2.11 | 26811 | 2.71 | 1.83 | 8.6 | 6.6
Live | 209847246 |  | 9.5 | 18.5 | 26183 | 19257 | 14800 | 2.56 | 2.11 | 26811 | 2.71 | 1.83 | 8.6 | 6.6
Live | 208447701 |  | 9.5 | 18.5 | 26183 | 19257 | 14800 | 2.56 | 2.11 | 26811 | 2.71 | 1.83 | 8.6 | 6.6
Live | 208447709 |  | 9.5 | 18.5 | 26183 | 19257 | 14800 | 2.56 | 2.11 | 26811 | 2.71 | 1.83 | 8.6 | 6.6
Live | 208447717 |  | 9.5 | 18.5 | 26183 | 19257 | 14800 | 2.56 | 2.11 | 26811 | 2.71 | 1.83 | 8.6 | 6.6
Live | 208447725 |  | 9.5 | 18.5 | 26183 | 19257 | 14800 | 2.56 | 2.11 | 26811 | 2.71 | 1.83 | 8.6 | 6.6
Live | 208447733 |  | 9.5 | 18.5 | 26183 | 19257 | 14800 | 2.56 | 2.11 | 26811 | 2.71 | 1.83 | 8.6 | 6.6
Live | 208447741 |  | 9.5 | 18.5 | 26183 | 19257 | 14800 | 2.56 | 2.11 | 26811 | 2.71 | 1.83 | 8.6 | 6.6
Live | 208447841 |  | 9.5 | 18.5 | 26183 | 19257 | 14800 | 2.56 | 2.11 | 26811 | 2.71 | 1.83 | 8.6 | 6.6
Live | 208447837 |  | 9.5 | 18.5 | 26183 | 19257 | 14800 | 2.56 | 2.11 | 26811 | 2.71 | 1.83 | 8.6 | 6.6
Live | 208447833 |  | 9.5 | 18.5 | 26183 | 19257 | 14800 | 2.56 | 2.11 | 26811 | 2.71 | 1.83 | 8.6 | 6.6
Live | 208447749 |  | 9.5 | 18.5 | 26183 | 19257 | 14800 | 2.56 | 2.11 | 26811 | 2.71 | 1.83 | 8.6 | 6.6
Live | 208447757 |  | 9.5 | 18.5 | 26183 | 19257 | 14800 | 2.56 | 2.11 | 26811 | 2.71 | 1.83 | 8.6 | 6.6
Live | 208447773 |  | 9.5 | 18.5 | 26183 | 19257 | 14800 | 2.56 | 2.11 | 26811 | 2.71 | 1.83 | 8.6 | 6.6
Live | 208447825 |  | 9.5 | 18.5 | 26183 | 19257 | 14800 | 2.56 | 2.11 | 26811 | 2.71 | 1.83 | 8.6 | 6.6
Live | 208447829 |  | 9.5 | 18.5 | 26183 | 19257 | 14800 | 2.56 | 2.11 | 26811 | 2.71 | 1.83 | 8.6 | 6.6
Live | 208447765 |  | 9.5 | 18.5 | 26183 | 19257 | 14800 | 2.56 | 2.11 | 26811 | 2.71 | 1.83 | 8.6 | 6.6
Live | 208447769 |  | 11 | 19.5 | 18900 | 14370 | 11700 | 3.04 | 2.49 | 20570 | 3.21 | 2.07 | 8.7 | 6.8
Live | 208447761 |  | 11 | 19.5 | 18900 | 14370 | 11700 | 3.04 | 2.49 | 20570 | 3.21 | 2.07 | 8.7 | 6.8
Live | 208447753 |  | 11 | 19.5 | 18900 | 14370 | 11700 | 3.04 | 2.49 | 20570 | 3.21 | 2.07 | 8.7 | 6.8
Live | 208447745 |  | 11 | 19.5 | 18900 | 14370 | 11700 | 3.04 | 2.49 | 20570 | 3.21 | 2.07 | 8.7 | 6.8
Live | 208447737 |  | 11 | 19.5 | 18900 | 14370 | 11700 | 3.04 | 2.49 | 20570 | 3.21 | 2.07 | 8.7 | 6.8
Live | 208447729 |  | 11 | 19.5 | 18900 | 14370 | 11700 | 3.04 | 2.49 | 20570 | 3.21 | 2.07 | 8.7 | 6.8
Live | 208447721 |  | 11 | 19.5 | 18900 | 14370 | 11700 | 3.04 | 2.49 | 20570 | 3.21 | 2.07 | 8.7 | 6.8
Live | 208447697 |  | 11 | 19.5 | 18900 | 14370 | 11700 | 3.04 | 2.49 | 20570 | 3.21 | 2.07 | 8.7 | 6.8
Live | 208447713 |  | 11 | 19.5 | 18900 | 14370 | 11700 | 3.04 | 2.49 | 20570 | 3.21 | 2.07 | 8.7 | 6.8
Live | 208447705 |  | 11 | 19.5 | 18900 | 14370 | 11700 | 3.04 | 2.49 | 20570 | 3.21 | 2.07 | 8.7 | 6.8
Live | 210605779 |  | 11 | 19.5 | 18900 | 14370 | 11700 | 3.04 | 2.49 | 20570 | 3.21 | 2.07 | 8.7 | 6.8
Live | 210605777 |  | 11 | 19.5 | 18900 | 14370 | 11700 | 3.04 | 2.49 | 20570 | 3.21 | 2.07 | 8.7 | 6.8
Live | 210605775 |  | 11 | 19.5 | 18900 | 14370 | 11700 | 3.04 | 2.49 | 20570 | 3.21 | 2.07 | 8.7 | 6.8
Live | 210605773 |  | 11 | 19.5 | 18900 | 14370 | 11700 | 3.04 | 2.49 | 20570 | 3.21 | 2.07 | 8.7 | 6.8
Live | 210605771 |  | 11 | 19.5 | 18900 | 14370 | 11700 | 3.04 | 2.49 | 20570 | 3.21 | 2.07 | 8.7 | 6.8
Live | 209847241 |  | 11 | 19.5 | 18900 | 14370 | 11700 | 3.04 | 2.49 | 20570 | 3.21 | 2.07 | 8.7 | 6.8
Live | 211756490 |  | 11 | 19.5 | 18900 | 14370 | 11700 | 3.04 | 2.49 | 20570 | 3.21 | 2.07 | 8.7 | 6.8
Live | 211756491 |  | 10.8 | 21.4 | 13350 | 9300 | 8000 | 2.56 | 2 | 13900 | 2.93 | 1.79 | 9.2 | 6.9
Live | 209847243 |  | 10.8 | 21.4 | 13350 | 9300 | 8000 | 2.56 | 2 | 13900 | 2.93 | 1.79 | 9.2 | 6.9
Live | 208447699 |  | 10.8 | 21.4 | 13350 | 9300 | 8000 | 2.56 | 2 | 13900 | 2.93 | 1.79 | 9.2 | 6.9
Live | 208447707 |  | 10.8 | 21.4 | 13350 | 9300 | 8000 | 2.56 | 2 | 13900 | 2.93 | 1.79 | 9.2 | 6.9
Live | 208447715 |  | 10.8 | 21.4 | 13350 | 9300 | 8000 | 2.56 | 2 | 13900 | 2.93 | 1.79 | 9.2 | 6.9
Live | 208447723 |  | 10.8 | 21.4 | 13350 | 9300 | 8000 | 2.56 | 2 | 13900 | 2.93 | 1.79 | 9.2 | 6.9
Live | 208447731 |  | 10.8 | 21.4 | 13350 | 9300 | 8000 | 2.56 | 2 | 13900 | 2.93 | 1.79 | 9.2 | 6.9
Live | 208447739 |  | 10.8 | 21.4 | 13350 | 9300 | 8000 | 2.56 | 2 | 13900 | 2.93 | 1.79 | 9.2 | 6.9
Live | 208447747 |  | 10.8 | 21.4 | 13350 | 9300 | 8000 | 2.56 | 2 | 13900 | 2.93 | 1.79 | 9.2 | 6.9
Live | 208447755 |  | 10.8 | 21.4 | 13350 | 9300 | 8000 | 2.56 | 2 | 13900 | 2.93 | 1.79 | 9.2 | 6.9
Live | 208447828 |  | 10.8 | 21.4 | 13350 | 9300 | 8000 | 2.56 | 2 | 13900 | 2.93 | 1.79 | 9.2 | 6.9
Live | 208447824 |  | 10.8 | 21.4 | 13350 | 9300 | 8000 | 2.56 | 2 | 13900 | 2.93 | 1.79 | 9.2 | 6.9
Live | 208447763 |  | 10.8 | 21.4 | 13350 | 9300 | 8000 | 2.56 | 2 | 13900 | 2.93 | 1.79 | 9.2 | 6.9
Live | 208447832 |  | 10.8 | 21.4 | 13350 | 9300 | 8000 | 2.56 | 2 | 13900 | 2.93 | 1.79 | 9.2 | 6.9
Live | 208447836 |  | 10.8 | 21.4 | 13350 | 9300 | 8000 | 2.56 | 2 | 13900 | 2.93 | 1.79 | 9.2 | 6.9
Live | 208447840 |  | 10.8 | 21.4 | 13350 | 9300 | 8000 | 2.56 | 2 | 13900 | 2.93 | 1.79 | 9.2 | 6.9
Live | 208447771 |  | 10.8 | 21.4 | 13350 | 9300 | 8000 | 2.56 | 2 | 13900 | 2.93 | 1.79 | 9.2 | 6.9
Live | 208447847 |  | 12.6 | 21.7 | 10710 | 8065 | 7000 | 3.34 | 2.17 | 10747 | 2.72 | 1.99 | 9.4 | 7.2
Live | 208447849 |  | 12.6 | 21.7 | 10710 | 8065 | 7000 | 3.34 | 2.17 | 10747 | 2.72 | 1.99 | 9.4 | 7.2
Live | 208447853 |  | 12.6 | 21.7 | 10710 | 8065 | 7000 | 3.34 | 2.17 | 10747 | 2.72 | 1.99 | 9.4 | 7.2
Live | 208447851 |  | 12.6 | 21.7 | 10710 | 8065 | 7000 | 3.34 | 2.17 | 10747 | 2.72 | 1.99 | 9.4 | 7.2
Live | 208447845 |  | 12.6 | 21.7 | 10710 | 8065 | 7000 | 3.34 | 2.17 | 10747 | 2.72 | 1.99 | 9.4 | 7.2
Live | 208447764 |  | 12.6 | 21.7 | 10710 | 8065 | 7000 | 3.34 | 2.17 | 10747 | 2.72 | 1.99 | 9.4 | 7.2
Live | 208447772 |  | 12.6 | 21.7 | 10710 | 8065 | 7000 | 3.34 | 2.17 | 10747 | 2.72 | 1.99 | 9.4 | 7.2
Live | 208447756 |  | 12.6 | 21.7 | 10710 | 8065 | 7000 | 3.34 | 2.17 | 10747 | 2.72 | 1.99 | 9.4 | 7.2
Live | 208447748 |  | 12.6 | 21.7 | 10710 | 8065 | 7000 | 3.34 | 2.17 | 10747 | 2.72 | 1.99 | 9.4 | 7.2
Live | 208447740 |  | 12.6 | 21.7 | 10710 | 8065 | 7000 | 3.34 | 2.17 | 10747 | 2.72 | 1.99 | 9.4 | 7.2
Live | 208447732 |  | 12.6 | 21.7 | 10710 | 8065 | 7000 | 3.34 | 2.17 | 10747 | 2.72 | 1.99 | 9.4 | 7.2
Live | 208447724 |  | 12.6 | 21.7 | 10710 | 8065 | 7000 | 3.34 | 2.17 | 10747 | 2.72 | 1.99 | 9.4 | 7.2
Live | 208447716 |  | 12.6 | 21.7 | 10710 | 8065 | 7000 | 3.34 | 2.17 | 10747 | 2.72 | 1.99 | 9.4 | 7.2
Live | 208447708 |  | 12.6 | 21.7 | 10710 | 8065 | 7000 | 3.34 | 2.17 | 10747 | 2.72 | 1.99 | 9.4 | 7.2
Live | 208447700 |  | 12.6 | 21.7 | 10710 | 8065 | 7000 | 3.34 | 2.17 | 10747 | 2.72 | 1.99 | 9.4 | 7.2
Live | 209847245 |  | 12.6 | 21.7 | 10710 | 8065 | 7000 | 3.34 | 2.17 | 10747 | 2.72 | 1.99 | 9.4 | 7.2
Live | 211756601 |  | 12.6 | 21.7 | 10710 | 8065 | 7000 | 3.34 | 2.17 | 10747 | 2.72 | 1.99 | 9.4 | 7.2
Live | 211756493 |  | 10.3 | 20.8 | 12850 | 8200 | 6300 | 2.83 | 1.35 | 12500 | 2.64 | 1.78 | 8.7 | 6.5
Live | 209847242 |  | 10.3 | 20.8 | 12850 | 8200 | 6300 | 2.83 | 1.35 | 12500 | 2.64 | 1.78 | 8.7 | 6.5
Live | 208447694 |  | 10.3 | 20.8 | 12850 | 8200 | 6300 | 2.83 | 1.35 | 12500 | 2.64 | 1.78 | 8.7 | 6.5
Live | 208447702 |  | 10.3 | 20.8 | 12850 | 8200 | 6300 | 2.83 | 1.35 | 12500 | 2.64 | 1.78 | 8.7 | 6.5
Live | 208447710 |  | 10.3 | 20.8 | 12850 | 8200 | 6300 | 2.83 | 1.35 | 12500 | 2.64 | 1.78 | 8.7 | 6.5
Live | 208447718 |  | 10.3 | 20.8 | 12850 | 8200 | 6300 | 2.83 | 1.35 | 12500 | 2.64 | 1.78 | 8.7 | 6.5
Live | 208447726 |  | 10.3 | 20.8 | 12850 | 8200 | 6300 | 2.83 | 1.35 | 12500 | 2.64 | 1.78 | 8.7 | 6.5
Live | 208447734 |  | 10.3 | 20.8 | 12850 | 8200 | 6300 | 2.83 | 1.35 | 12500 | 2.64 | 1.78 | 8.7 | 6.5
Live | 208447742 |  | 10.3 | 20.8 | 12850 | 8200 | 6300 | 2.83 | 1.35 | 12500 | 2.64 | 1.78 | 8.7 | 6.5
Live | 208447750 |  | 10.3 | 20.8 | 12850 | 8200 | 6300 | 2.83 | 1.35 | 12500 | 2.64 | 1.78 | 8.7 | 6.5
Live | 208447758 |  | 10.3 | 20.8 | 12850 | 8200 | 6300 | 2.83 | 1.35 | 12500 | 2.64 | 1.78 | 8.7 | 6.5
Live | 208447826 |  | 10.3 | 20.8 | 12850 | 8200 | 6300 | 2.83 | 1.35 | 12500 | 2.64 | 1.78 | 8.7 | 6.5
Live | 208447766 |  | 10.3 | 20.8 | 12850 | 8200 | 6300 | 2.83 | 1.35 | 12500 | 2.64 | 1.78 | 8.7 | 6.5
Live | 208447834 |  | 10.3 | 20.8 | 12850 | 8200 | 6300 | 2.83 | 1.35 | 12500 | 2.64 | 1.78 | 8.7 | 6.5
Live | 208447830 |  | 10.3 | 20.8 | 12850 | 8200 | 6300 | 2.83 | 1.35 | 12500 | 2.64 | 1.78 | 8.7 | 6.5
Live | 208447838 |  | 10.3 | 20.8 | 12850 | 8200 | 6300 | 2.83 | 1.35 | 12500 | 2.64 | 1.78 | 8.7 | 6.5
Live | 208447842 |  | 10.3 | 20.8 | 12850 | 8200 | 6300 | 2.83 | 1.35 | 12500 | 2.64 | 1.78 | 8.7 | 6.5
Live | 208447850 |  | 12.5 | 21.5 | 10532 | 7973 | 7000 | 3.25 | 1.88 | 10652 | 2.62 | 2.16 | 9.1 | 7
Live | 208447852 |  | 12.5 | 21.5 | 10532 | 7973 | 7000 | 3.25 | 1.88 | 10652 | 2.62 | 2.16 | 9.1 | 7
Live | 208447848 |  | 12.5 | 21.5 | 10532 | 7973 | 7000 | 3.25 | 1.88 | 10652 | 2.62 | 2.16 | 9.1 | 7
Live | 208447846 |  | 12.5 | 21.5 | 10532 | 7973 | 7000 | 3.25 | 1.88 | 10652 | 2.62 | 2.16 | 9.1 | 7
Live | 208447844 |  | 12.5 | 21.5 | 10532 | 7973 | 7000 | 3.25 | 1.88 | 10652 | 2.62 | 2.16 | 9.1 | 7
Live | 208447767 |  | 12.5 | 21.5 | 10532 | 7973 | 7000 | 3.25 | 1.88 | 10652 | 2.62 | 2.16 | 9.1 | 7
Live | 208447759 |  | 12.5 | 21.5 | 10532 | 7973 | 7000 | 3.25 | 1.88 | 10652 | 2.62 | 2.16 | 9.1 | 7
Live | 208447751 |  | 12.5 | 21.5 | 10532 | 7973 | 7000 | 3.25 | 1.88 | 10652 | 2.62 | 2.16 | 9.1 | 7
Live | 208447743 |  | 12.5 | 21.5 | 10532 | 7973 | 7000 | 3.25 | 1.88 | 10652 | 2.62 | 2.16 | 9.1 | 7
Live | 208447735 |  | 12.5 | 21.5 | 10532 | 7973 | 7000 | 3.25 | 1.88 | 10652 | 2.62 | 2.16 | 9.1 | 7
Live | 208447727 |  | 12.5 | 21.5 | 10532 | 7973 | 7000 | 3.25 | 1.88 | 10652 | 2.62 | 2.16 | 9.1 | 7
Live | 208447719 |  | 12.5 | 21.5 | 10532 | 7973 | 7000 | 3.25 | 1.88 | 10652 | 2.62 | 2.16 | 9.1 | 7
Live | 208447711 |  | 12.5 | 21.5 | 10532 | 7973 | 7000 | 3.25 | 1.88 | 10652 | 2.62 | 2.16 | 9.1 | 7
Live | 208447703 |  | 12.5 | 21.5 | 10532 | 7973 | 7000 | 3.25 | 1.88 | 10652 | 2.62 | 2.16 | 9.1 | 7
Live | 208447695 |  | 12.5 | 21.5 | 10532 | 7973 | 7000 | 3.25 | 1.88 | 10652 | 2.62 | 2.16 | 9.1 | 7
Live | 209847244 |  | 12.5 | 21.5 | 10532 | 7973 | 7000 | 3.25 | 1.88 | 10652 | 2.62 | 2.16 | 9.1 | 7
Live | 211756585 |  | 12.5 | 21.5 | 10532 | 7973 | 7000 | 3.25 | 1.88 | 10652 | 2.62 | 2.16 | 9.1 | 7
Live | 211756518 |  | 12.5 | 22.7 | 12304 | 9018 | 6700 | 3.57 | 2.4 | 12570 | 3.04 | 2.07 | 10.4 | 7.6
Live | 211756566 |  | 12.5 | 22.3 | 26610 | 23737 | 23000 | 3.18 | 1.82 | 27412 | 2.59 | 1.8 | 10.3 | 7.7
Live | 211756565 |  | 13 | 22 | 20226 | 21447 | 17200 | 3.17 | 1.98 | 23068 | 3.1 | 1.89 | 10.6 | 7.9
Live | 211756564 |  | 13 | 23.1 | 14231 | 12477 | 11000 | 3.34 | 2.01 | 13598 | 2.57 | 1.89 | 10.5 | 8
Live | 211756563 |  | 15.8 | 26.4 | 13428 | 12235 | 11300 | 3.45 | 1.98 | 12880 | 2.9 | 1.9 | 11.6 | 8.5
Live | 211756579 |  | 12 | 19.2 | 27800 | 24000 | 27000 | 3.39 | 2.4 | 30400 | 3.18 | 2 | 10.5 | 8.8
Live | 211756580 |  | 11.7 | 20.5 | 26800 | 28000 | 25000 | 3.27 | 2.1 | 30500 | 3.58 | 2.1 | 11 | 9
Live | 211756572 |  | 12.5 | 20 | 17000 | 20000 | 16000 | 2.77 | 1.78 | 21000 | 2.56 | 1.75 | 9.5 | 7.8
Live | 211756574 |  | 12.5 | 20.5 | 19900 | 17000 | 16800 | 3.01 | 1.9 | 21500 | 2.86 | 1.86 | 9.8 | 7.5
Live | 211756573 |  | 11.7 | 18 | 18800 | 19000 | 17700 | 2.9 | 2.02 | 22000 | 2.87 | 1.85 | 9.5 | 7.5
Live | 211756571 |  | 13 | 23.6 | 13000 | 12900 | 12000 | 2.91 | 2.2 | 15000 | 3.14 | 1.89 | 10 | 8.1
Live | 211756570 |  | 11.7 | 19.5 | 14400 | 12600 | 12100 | 3.13 | 1.95 | 16300 | 3.18 | 1.96 | 10 | 8.2
Live | 211756569 |  | 12.7 | 22.3 | 13700 | 14000 | 11300 | 2.97 | 2.29 | 15300 | 3.32 | 1.89 | 10.2 | 8
Live | 211756568 |  | 13.2 | 20.2 | 12500 | 11600 | 10800 | 3.19 | 1.9 | 15600 | 3.07 | 1.9 | 12 | 9.5
Live | 211756567 |  | 13 | 20.5 | 11000 | 11000 | 10000 | 2.8 | 1.69 | 13000 | 2.78 | 1.8 | 10.3 | 7.8
Live | 211756584 |  | 13 | 21.5 | 26934 | 24485 | 25000 | 3.29 | 1.98 | 30995 | 3.36 | 2.21 | 11.4 | 9.2
Live | 208447615 |  | 13 | 21.5 | 26934 | 24485 | 25000 | 3.29 | 1.98 | 30995 | 3.36 | 2.21 | 11.4 | 9.2
Live | 208447623 |  | 13 | 21.5 | 26934 | 24485 | 25000 | 3.29 | 1.98 | 30995 | 3.36 | 2.21 | 11.4 | 9.2
Live | 208447631 |  | 13 | 21.5 | 26934 | 24485 | 25000 | 3.29 | 1.98 | 30995 | 3.36 | 2.21 | 11.4 | 9.2
Live | 208447639 |  | 13 | 21.5 | 26934 | 24485 | 25000 | 3.29 | 1.98 | 30995 | 3.36 | 2.21 | 11.4 | 9.2
Live | 208447647 |  | 13 | 21.5 | 26934 | 24485 | 25000 | 3.29 | 1.98 | 30995 | 3.36 | 2.21 | 11.4 | 9.2
Live | 208447655 |  | 13 | 21.5 | 26934 | 24485 | 25000 | 3.29 | 1.98 | 30995 | 3.36 | 2.21 | 11.4 | 9.2
Live | 208447663 |  | 13 | 21.5 | 26934 | 24485 | 25000 | 3.29 | 1.98 | 30995 | 3.36 | 2.21 | 11.4 | 9.2
Live | 208447671 |  | 13 | 21.5 | 26934 | 24485 | 25000 | 3.29 | 1.98 | 30995 | 3.36 | 2.21 | 11.4 | 9.2
Live | 208447679 |  | 13 | 21.5 | 26934 | 24485 | 25000 | 3.29 | 1.98 | 30995 | 3.36 | 2.21 | 11.4 | 9.2
Live | 208447687 |  | 13 | 21.5 | 26934 | 24485 | 25000 | 3.29 | 1.98 | 30995 | 3.36 | 2.21 | 11.4 | 9.2
Live | 208447691 |  | 12.5 | 21.5 | 19127 | 19200 | 18000 | 3.11 | 1.99 | 23211 | 3.01 | 1.8 | 11.3 | 7.9
Live | 208447683 |  | 12.5 | 21.5 | 19127 | 19200 | 18000 | 3.11 | 1.99 | 23211 | 3.01 | 1.8 | 11.3 | 7.9
Live | 208447675 |  | 12.5 | 21.5 | 19127 | 19200 | 18000 | 3.11 | 1.99 | 23211 | 3.01 | 1.8 | 11.3 | 7.9
Live | 208447667 |  | 12.5 | 21.5 | 19127 | 19200 | 18000 | 3.11 | 1.99 | 23211 | 3.01 | 1.8 | 11.3 | 7.9
Live | 208447659 |  | 12.5 | 21.5 | 19127 | 19200 | 18000 | 3.11 | 1.99 | 23211 | 3.01 | 1.8 | 11.3 | 7.9
Live | 208447651 |  | 12.5 | 21.5 | 19127 | 19200 | 18000 | 3.11 | 1.99 | 23211 | 3.01 | 1.8 | 11.3 | 7.9
Live | 208447643 |  | 12.5 | 21.5 | 19127 | 19200 | 18000 | 3.11 | 1.99 | 23211 | 3.01 | 1.8 | 11.3 | 7.9
Live | 208447635 |  | 12.5 | 21.5 | 19127 | 19200 | 18000 | 3.11 | 1.99 | 23211 | 3.01 | 1.8 | 11.3 | 7.9
Live | 208447627 |  | 12.5 | 21.5 | 19127 | 19200 | 18000 | 3.11 | 1.99 | 23211 | 3.01 | 1.8 | 11.3 | 7.9
Live | 208447619 |  | 12.5 | 21.5 | 19127 | 19200 | 18000 | 3.11 | 1.99 | 23211 | 3.01 | 1.8 | 11.3 | 7.9
Live | 211756603 |  | 12.5 | 21.5 | 19127 | 19200 | 18000 | 3.11 | 1.99 | 23211 | 3.01 | 1.8 | 11.3 | 7.9
Live | 208447686 |  | 14 | 25.5 | 14146 | 13112 | 12000 | 3.32 | 2.11 | 15613 | 2.95 | 1.8 | 10.4 | 8
Live | 208447678 |  | 14 | 25.5 | 14146 | 13112 | 12000 | 3.32 | 2.11 | 15613 | 2.95 | 1.8 | 10.4 | 8
Live | 208447670 |  | 14 | 25.5 | 14146 | 13112 | 12000 | 3.32 | 2.11 | 15613 | 2.95 | 1.8 | 10.4 | 8
Live | 208447662 |  | 14 | 25.5 | 14146 | 13112 | 12000 | 3.32 | 2.11 | 15613 | 2.95 | 1.8 | 10.4 | 8
Live | 208447654 |  | 14 | 25.5 | 14146 | 13112 | 12000 | 3.32 | 2.11 | 15613 | 2.95 | 1.8 | 10.4 | 8
Live | 208447646 |  | 14 | 25.5 | 14146 | 13112 | 12000 | 3.32 | 2.11 | 15613 | 2.95 | 1.8 | 10.4 | 8
Live | 208447638 |  | 14 | 25.5 | 14146 | 13112 | 12000 | 3.32 | 2.11 | 15613 | 2.95 | 1.8 | 10.4 | 8
Live | 208447630 |  | 14 | 25.5 | 14146 | 13112 | 12000 | 3.32 | 2.11 | 15613 | 2.95 | 1.8 | 10.4 | 8
Live | 208447622 |  | 14 | 25.5 | 14146 | 13112 | 12000 | 3.32 | 2.11 | 15613 | 2.95 | 1.8 | 10.4 | 8
Live | 208447614 |  | 14 | 25.5 | 14146 | 13112 | 12000 | 3.32 | 2.11 | 15613 | 2.95 | 1.8 | 10.4 | 8
Live | 211756583 |  | 14 | 25.5 | 14146 | 13112 | 12000 | 3.32 | 2.11 | 15613 | 2.95 | 1.8 | 10.4 | 8
Live | 211756602 |  | 16.2 | 28.1 | 14398 | 12371 | 10600 | 3.58 | 2.04 | 15296 | 2.99 | 2 | 11.5 | 9
Live | 208447617 |  | 16.2 | 28.1 | 14398 | 12371 | 10600 | 3.58 | 2.04 | 15296 | 2.99 | 2 | 11.5 | 9
Live | 208447625 |  | 16.2 | 28.1 | 14398 | 12371 | 10600 | 3.58 | 2.04 | 15296 | 2.99 | 2 | 11.5 | 9
Live | 208447633 |  | 16.2 | 28.1 | 14398 | 12371 | 10600 | 3.58 | 2.04 | 15296 | 2.99 | 2 | 11.5 | 9
Live | 208447641 |  | 16.2 | 28.1 | 14398 | 12371 | 10600 | 3.58 | 2.04 | 15296 | 2.99 | 2 | 11.5 | 9
Live | 208447649 |  | 16.2 | 28.1 | 14398 | 12371 | 10600 | 3.58 | 2.04 | 15296 | 2.99 | 2 | 11.5 | 9
Live | 208447657 |  | 16.2 | 28.1 | 14398 | 12371 | 10600 | 3.58 | 2.04 | 15296 | 2.99 | 2 | 11.5 | 9
Live | 208447665 |  | 16.2 | 28.1 | 14398 | 12371 | 10600 | 3.58 | 2.04 | 15296 | 2.99 | 2 | 11.5 | 9
Live | 208447673 |  | 16.2 | 28.1 | 14398 | 12371 | 10600 | 3.58 | 2.04 | 15296 | 2.99 | 2 | 11.5 | 9
Live | 208447681 |  | 16.2 | 28.1 | 14398 | 12371 | 10600 | 3.58 | 2.04 | 15296 | 2.99 | 2 | 11.5 | 9
Live | 208447689 |  | 16.2 | 28.1 | 14398 | 12371 | 10600 | 3.58 | 2.04 | 15296 | 2.99 | 2 | 11.5 | 9
Live | 208447692 |  | 13 | 23.5 | 12700 | 9250 | 6800 | 3.38 | 2.56 | 13630 | 3.57 | 2.17 | 10 | 7.4
Live | 208447684 |  | 13 | 23.5 | 12700 | 9250 | 6800 | 3.38 | 2.56 | 13630 | 3.57 | 2.17 | 10 | 7.4
Live | 208447676 |  | 13 | 23.5 | 12700 | 9250 | 6800 | 3.38 | 2.56 | 13630 | 3.57 | 2.17 | 10 | 7.4
Live | 208447668 |  | 13 | 23.5 | 12700 | 9250 | 6800 | 3.38 | 2.56 | 13630 | 3.57 | 2.17 | 10 | 7.4
Live | 208447660 |  | 13 | 23.5 | 12700 | 9250 | 6800 | 3.38 | 2.56 | 13630 | 3.57 | 2.17 | 10 | 7.4
Live | 208447652 |  | 13 | 23.5 | 12700 | 9250 | 6800 | 3.38 | 2.56 | 13630 | 3.57 | 2.17 | 10 | 7.4
Live | 208447644 |  | 13 | 23.5 | 12700 | 9250 | 6800 | 3.38 | 2.56 | 13630 | 3.57 | 2.17 | 10 | 7.4
Live | 208447636 |  | 13 | 23.5 | 12700 | 9250 | 6800 | 3.38 | 2.56 | 13630 | 3.57 | 2.17 | 10 | 7.4
Live | 208447628 |  | 13 | 23.5 | 12700 | 9250 | 6800 | 3.38 | 2.56 | 13630 | 3.57 | 2.17 | 10 | 7.4
Live | 208447620 |  | 13 | 23.5 | 12700 | 9250 | 6800 | 3.38 | 2.56 | 13630 | 3.57 | 2.17 | 10 | 7.4
Live | 211756514 |  | 13 | 23.5 | 12700 | 9250 | 6800 | 3.38 | 2.56 | 13630 | 3.57 | 2.17 | 10 | 7.4
Live | 207643028 |  | 10.9 | 20.8 | 50000 | 37000 | 33000 | 2.99 | 2.17 | 52000 | 3.17 | 1.75 | 9.6 | 7.2
Live | 207643007 |  | 10.9 | 20.8 | 50000 | 37000 | 33000 | 2.99 | 2.17 | 52000 | 3.17 | 1.75 | 9.6 | 7.2
Live | 207643049 |  | 10.9 | 20.8 | 50000 | 37000 | 33000 | 2.99 | 2.17 | 52000 | 3.17 | 1.75 | 9.6 | 7.2
Live | 207642997 |  | 10.6 | 23.1 | 40000 | 29600 | 25600 | 2.79 | 2.09 | 44000 | 3.15 | 1.92 | 9.6 | 7.2
Live | 207643018 |  | 10.6 | 23.1 | 40000 | 29600 | 25600 | 2.79 | 2.09 | 44000 | 3.15 | 1.92 | 9.6 | 7.2
Live | 207643039 |  | 10.6 | 23.1 | 40000 | 29600 | 25600 | 2.79 | 2.09 | 44000 | 3.15 | 1.92 | 9.6 | 7.2
Live | 207643060 |  | 10.6 | 23.1 | 40000 | 29600 | 25600 | 2.79 | 2.09 | 44000 | 3.15 | 1.92 | 9.6 | 7.2
Live | 207643043 |  | 11.35 | 21.05 | 48500 | 45000 | 43500 | 3.02 | 2.2 | 58000 | 3.09 | 2 | 9.4 | 7.7
Live | 207643001 |  | 11.35 | 21.05 | 48500 | 45000 | 43500 | 3.02 | 2.2 | 58000 | 3.09 | 2 | 9.4 | 7.7
Live | 207643022 |  | 11.35 | 21.05 | 48500 | 45000 | 43500 | 3.02 | 2.2 | 58000 | 3.09 | 2 | 9.4 | 7.7
Live | 207643064 |  | 11.35 | 21.05 | 48500 | 45000 | 43500 | 3.02 | 2.2 | 58000 | 3.09 | 2 | 9.4 | 7.7
Live | 207643063 |  | 11.7 | 20.9 | 48500 | 45000 | 42500 | 3.02 | 2.2 | 58000 | 3.09 | 2 | 9 | 7.4
Live | 207643021 |  | 11.7 | 20.9 | 48500 | 45000 | 42500 | 3.02 | 2.2 | 58000 | 3.09 | 2 | 9 | 7.4
Live | 207643000 |  | 11.7 | 20.9 | 48500 | 45000 | 42500 | 3.02 | 2.2 | 58000 | 3.09 | 2 | 9 | 7.4
Live | 207643042 |  | 11.7 | 20.9 | 48500 | 45000 | 42500 | 3.02 | 2.2 | 58000 | 3.09 | 2 | 9 | 7.4
Live | 207643046 |  | 12.1 | 19.5 | 44000 | 35200 | 34400 | 2.8 | 1.88 | 44000 | 2.87 | 1.8 | 9.85 | 8
Live | 207643025 |  | 12.1 | 19.5 | 44000 | 35200 | 34400 | 2.8 | 1.88 | 44000 | 2.87 | 1.8 | 9.85 | 8
Live | 207643004 |  | 12.1 | 19.5 | 44000 | 35200 | 34400 | 2.8 | 1.88 | 44000 | 2.87 | 1.8 | 9.85 | 8
Live | 207643052 |  | 12.25 | 20 | 21600 | 16000 | 12900 | 3.17 | 2.23 | 24000 | 3.52 | 2 | 10 | 7.65
Live | 207643010 |  | 12.25 | 20 | 21600 | 16000 | 12900 | 3.17 | 2.23 | 24000 | 3.52 | 2 | 10 | 7.65
Live | 207643031 |  | 12.25 | 20 | 21600 | 16000 | 12900 | 3.17 | 2.23 | 24000 | 3.52 | 2 | 10 | 7.65
Live | 207642989 |  | 12.25 | 20 | 21600 | 16000 | 12900 | 3.17 | 2.23 | 24000 | 3.52 | 2 | 10 | 7.65
Live | 207642988 |  | 12 | 19 | 21600 | 16000 | 13300 | 3.17 | 2.23 | 24000 | 3.52 | 2 | 9.8 | 7.6
Live | 207643030 |  | 12 | 19 | 21600 | 16000 | 13300 | 3.17 | 2.23 | 24000 | 3.52 | 2 | 9.8 | 7.6
Live | 207643009 |  | 12 | 19 | 21600 | 16000 | 13300 | 3.17 | 2.23 | 24000 | 3.52 | 2 | 9.8 | 7.6
Live | 207643051 |  | 12 | 19 | 21600 | 16000 | 13300 | 3.17 | 2.23 | 24000 | 3.52 | 2 | 9.8 | 7.6
Live | 207643062 |  | 11 | 21.2 | 48500 | 45000 | 45000 | 3.02 | 2.2 | 58000 | 3.09 | 2 | 10 | 8
Live | 207643020 |  | 11 | 21.2 | 48500 | 45000 | 45000 | 3.02 | 2.2 | 58000 | 3.09 | 2 | 10 | 8
Live | 207642999 |  | 11 | 21.2 | 48500 | 45000 | 45000 | 3.02 | 2.2 | 58000 | 3.09 | 2 | 10 | 8
Live | 207643041 |  | 11 | 21.2 | 48500 | 45000 | 45000 | 3.02 | 2.2 | 58000 | 3.09 | 2 | 10 | 8
Live | 207643044 |  | 12.5 | 20 | 44000 | 35200 | 36000 | 2.8 | 1.88 | 44000 | 2.87 | 1.9 | 9.7 | 7.9
Live | 207643023 |  | 12.5 | 20 | 44000 | 35200 | 36000 | 2.8 | 1.88 | 44000 | 2.87 | 1.9 | 9.7 | 7.9
Live | 207643002 |  | 12.5 | 20 | 44000 | 35200 | 36000 | 2.8 | 1.88 | 44000 | 2.87 | 1.9 | 9.7 | 7.9
Live | 207643047 |  | 11 | 21.1 | 50000 | 37000 | 33000 | 2.99 | 2.17 | 52000 | 3.17 | 1.8 | 9.5 | 7.2
Live | 207643005 |  | 11 | 21.1 | 50000 | 37000 | 33000 | 2.99 | 2.17 | 52000 | 3.17 | 1.8 | 9.5 | 7.2
Live | 207643026 |  | 11 | 21.1 | 50000 | 37000 | 33000 | 2.99 | 2.17 | 52000 | 3.17 | 1.8 | 9.5 | 7.2
Live | 207643029 |  | 12.5 | 21 | 21600 | 16000 | 12600 | 3.17 | 2.23 | 24000 | 3.52 | 2 | 10.2 | 7.7
Live | 207643008 |  | 12.5 | 21 | 21600 | 16000 | 12600 | 3.17 | 2.23 | 24000 | 3.52 | 2 | 10.2 | 7.7
Live | 207643050 |  | 12.5 | 21 | 21600 | 16000 | 12600 | 3.17 | 2.23 | 24000 | 3.52 | 2 | 10.2 | 7.7
Live | 207642987 |  | 12.5 | 21 | 21600 | 16000 | 12600 | 3.17 | 2.23 | 24000 | 3.52 | 2 | 10.2 | 7.7
Live | 207642893 |  | 12.65 | 20.6 | 44000 | 35200 | 34400 | 2.8 | 1.88 | 44000 | 2.87 | 1.8 | 10.15 | 8.2
Live | 207642956 |  | 12.65 | 20.6 | 44000 | 35200 | 34400 | 2.8 | 1.88 | 44000 | 2.87 | 1.8 | 10.15 | 8.2
Live | 207642977 |  | 12.65 | 20.6 | 44000 | 35200 | 34400 | 2.8 | 1.88 | 44000 | 2.87 | 1.8 | 10.15 | 8.2
Live | 207642914 |  | 12.65 | 20.6 | 44000 | 35200 | 34400 | 2.8 | 1.88 | 44000 | 2.87 | 1.8 | 10.15 | 8.2
Live | 207642935 |  | 12.65 | 20.6 | 44000 | 35200 | 34400 | 2.8 | 1.88 | 44000 | 2.87 | 1.8 | 10.15 | 8.2
Live | 207642938 |  | 11.65 | 21.95 | 50000 | 37000 | 33000 | 2.99 | 2.17 | 52000 | 3.17 | 1.75 | 9.2 | 7
Live | 207642917 |  | 11.65 | 21.95 | 50000 | 37000 | 33000 | 2.99 | 2.17 | 52000 | 3.17 | 1.75 | 9.2 | 7
Live | 207642980 |  | 11.65 | 21.95 | 50000 | 37000 | 33000 | 2.99 | 2.17 | 52000 | 3.17 | 1.75 | 9.2 | 7
Live | 207642959 |  | 11.65 | 21.95 | 50000 | 37000 | 33000 | 2.99 | 2.17 | 52000 | 3.17 | 1.75 | 9.2 | 7
Live | 207642896 |  | 11.65 | 21.95 | 50000 | 37000 | 33000 | 2.99 | 2.17 | 52000 | 3.17 | 1.75 | 9.2 | 7
Live | 207642912 |  | 13.6 | 22.2 | 44000 | 35200 | 36000 | 2.8 | 1.88 | 44000 | 2.87 | 1.9 | 10.3 | 8.3
Live | 207642933 |  | 13.6 | 22.2 | 44000 | 35200 | 36000 | 2.8 | 1.88 | 44000 | 2.87 | 1.9 | 10.3 | 8.3
Live | 207642975 |  | 13.6 | 22.2 | 44000 | 35200 | 36000 | 2.8 | 1.88 | 44000 | 2.87 | 1.9 | 10.3 | 8.3
Live | 207642954 |  | 13.6 | 22.2 | 44000 | 35200 | 36000 | 2.8 | 1.88 | 44000 | 2.87 | 1.9 | 10.3 | 8.3
Live | 207642891 |  | 13.6 | 22.2 | 44000 | 35200 | 36000 | 2.8 | 1.88 | 44000 | 2.87 | 1.9 | 10.3 | 8.3
Live | 207642936 |  | 12.5 | 23.4 | 50000 | 37000 | 33000 | 2.99 | 2.17 | 52000 | 3.17 | 1.8 | 8.7 | 6.8
Live | 207642915 |  | 12.5 | 23.4 | 50000 | 37000 | 33000 | 2.99 | 2.17 | 52000 | 3.17 | 1.8 | 8.7 | 6.8
Live | 207642978 |  | 12.5 | 23.4 | 50000 | 37000 | 33000 | 2.99 | 2.17 | 52000 | 3.17 | 1.8 | 8.7 | 6.8
Live | 207642957 |  | 12.5 | 23.4 | 50000 | 37000 | 33000 | 2.99 | 2.17 | 52000 | 3.17 | 1.8 | 8.7 | 6.8
Live | 207642894 |  | 12.5 | 23.4 | 50000 | 37000 | 33000 | 2.99 | 2.17 | 52000 | 3.17 | 1.8 | 8.7 | 6.8
Live | 207642923 |  | 12.95 | 22.95 | 30000 | 22600 | 18200 | 2.75 | 2.25 | 34000 | 3.44 | 1.9 | 9.85 | 7.5
Live | 207642902 |  | 12.95 | 22.95 | 30000 | 22600 | 18200 | 2.75 | 2.25 | 34000 | 3.44 | 1.9 | 9.85 | 7.5
Live | 207642944 |  | 12.95 | 22.95 | 30000 | 22600 | 18200 | 2.75 | 2.25 | 34000 | 3.44 | 1.9 | 9.85 | 7.5
Live | 207642965 |  | 12.95 | 22.95 | 30000 | 22600 | 18200 | 2.75 | 2.25 | 34000 | 3.44 | 1.9 | 9.85 | 7.5
Live | 207642881 |  | 12.95 | 22.95 | 30000 | 22600 | 18200 | 2.75 | 2.25 | 34000 | 3.44 | 1.9 | 9.85 | 7.5
Live | 207642903 |  | 13 | 26 | 40000 | 29600 | 25200 | 2.79 | 2.09 | 44000 | 3.15 | 1.8 | 9.8 | 7.8
Live | 207642924 |  | 13 | 26 | 40000 | 29600 | 25200 | 2.79 | 2.09 | 44000 | 3.15 | 1.8 | 9.8 | 7.8
Live | 207642945 |  | 13 | 26 | 40000 | 29600 | 25200 | 2.79 | 2.09 | 44000 | 3.15 | 1.8 | 9.8 | 7.8
Live | 207642966 |  | 13 | 26 | 40000 | 29600 | 25200 | 2.79 | 2.09 | 44000 | 3.15 | 1.8 | 9.8 | 7.8
Live | 207642882 |  | 13 | 26 | 40000 | 29600 | 25200 | 2.79 | 2.09 | 44000 | 3.15 | 1.8 | 9.8 | 7.8
Live | 207642880 |  | 12.5 | 21.3 | 30000 | 22600 | 18000 | 2.75 | 2.25 | 34000 | 3.44 | 1.9 | 9.7 | 7.3
Live | 207642964 |  | 12.5 | 21.3 | 30000 | 22600 | 18000 | 2.75 | 2.25 | 34000 | 3.44 | 1.9 | 9.7 | 7.3
Live | 207642943 |  | 12.5 | 21.3 | 30000 | 22600 | 18000 | 2.75 | 2.25 | 34000 | 3.44 | 1.9 | 9.7 | 7.3
Live | 207642922 |  | 12.5 | 21.3 | 30000 | 22600 | 18000 | 2.75 | 2.25 | 34000 | 3.44 | 1.9 | 9.7 | 7.3
Live | 207642901 |  | 12.5 | 21.3 | 30000 | 22600 | 18000 | 2.75 | 2.25 | 34000 | 3.44 | 1.9 | 9.7 | 7.3
Live | 207642900 |  | 13.4 | 24.6 | 30000 | 22600 | 18500 | 2.75 | 2.25 | 34000 | 3.44 | 1.9 | 10 | 7.7
Live | 207642921 |  | 13.4 | 24.6 | 30000 | 22600 | 18500 | 2.75 | 2.25 | 34000 | 3.44 | 1.9 | 10 | 7.7
Live | 207642942 |  | 13.4 | 24.6 | 30000 | 22600 | 18500 | 2.75 | 2.25 | 34000 | 3.44 | 1.9 | 10 | 7.7
Live | 207642963 |  | 13.4 | 24.6 | 30000 | 22600 | 18500 | 2.75 | 2.25 | 34000 | 3.44 | 1.9 | 10 | 7.7
Live | 207642879 |  | 13.4 | 24.6 | 30000 | 22600 | 18500 | 2.75 | 2.25 | 34000 | 3.44 | 1.9 | 10 | 7.7
Live | 207614949 |  | 16 | 28.5 | 16903 | 17087 | 13700 | 2.93 | 2.21 | 19035 | 3.15 | 1.85 | 18 | 12
Live | 207614951 |  | 16 | 28.5 | 16903 | 17087 | 13700 | 2.93 | 2.21 | 19035 | 3.15 | 1.85 | 18 | 12
Live | 207614953 |  | 16 | 28.5 | 16903 | 17087 | 13700 | 2.93 | 2.21 | 19035 | 3.15 | 1.85 | 18 | 12
Live | 207614955 |  | 16 | 28.5 | 16903 | 17087 | 13700 | 2.93 | 2.21 | 19035 | 3.15 | 1.85 | 18 | 12
Live | 207614957 |  | 16 | 28.5 | 16903 | 17087 | 13700 | 2.93 | 2.21 | 19035 | 3.15 | 1.85 | 18 | 12
Live | 207614958 |  | 14 | 27 | 16903 | 17087 | 13700 | 2.93 | 2.21 | 19035 | 3.15 | 1.85 | 12 | 9
Live | 207614956 |  | 14 | 27 | 16903 | 17087 | 13700 | 2.93 | 2.21 | 19035 | 3.15 | 1.85 | 12 | 9
Live | 207614954 |  | 14 | 27 | 16903 | 17087 | 13700 | 2.93 | 2.21 | 19035 | 3.15 | 1.85 | 12 | 9
Live | 207614952 |  | 14 | 27 | 16903 | 17087 | 13700 | 2.93 | 2.21 | 19035 | 3.15 | 1.85 | 12 | 9
Live | 207614950 |  | 14 | 27 | 16903 | 17087 | 13700 | 2.93 | 2.21 | 19035 | 3.15 | 1.85 | 12 | 9
Live | 207188905 |  | 15 | 23.5 | 11500 | 10000 | 7100 | 3.4 | 2.38 | 11400 | 2.86 | 1.84 | 12 | 10
Live | 207188929 |  | 15 | 23.5 | 11500 | 10000 | 7100 | 3.4 | 2.38 | 11400 | 2.86 | 1.84 | 12 | 10
Live | 207188926 |  | 15 | 23.5 | 11500 | 10000 | 7100 | 3.4 | 2.38 | 11400 | 2.86 | 1.84 | 12 | 10
Live | 207188923 |  | 15 | 23.5 | 11500 | 10000 | 7100 | 3.4 | 2.38 | 11400 | 2.86 | 1.84 | 12 | 10
Live | 207188920 |  | 15 | 23.5 | 11500 | 10000 | 7100 | 3.4 | 2.38 | 11400 | 2.86 | 1.84 | 12 | 10
Live | 207188917 |  | 15 | 23.5 | 11500 | 10000 | 7100 | 3.4 | 2.38 | 11400 | 2.86 | 1.84 | 12 | 10
Live | 207188914 |  | 15 | 23.5 | 11500 | 10000 | 7100 | 3.4 | 2.38 | 11400 | 2.86 | 1.84 | 12 | 10
Live | 207188911 |  | 15 | 23.5 | 11500 | 10000 | 7100 | 3.4 | 2.38 | 11400 | 2.86 | 1.84 | 12 | 10
Live | 207188908 |  | 15 | 23.5 | 11500 | 10000 | 7100 | 3.4 | 2.38 | 11400 | 2.86 | 1.84 | 12 | 10
Live | 207188932 |  | 15 | 23.5 | 11500 | 10000 | 7100 | 3.4 | 2.38 | 11400 | 2.86 | 1.84 | 12 | 10
Live | 207188939 |  | 15.8 | 26.5 | 12402 | 10041 | 7500 | 3.75 | 2.45 | 13241 | 3.73 | 2.09 | 13.6 | 10
Live | 207188938 |  | 15.8 | 26.5 | 12402 | 10041 | 7500 | 3.75 | 2.45 | 13241 | 3.73 | 2.09 | 13.6 | 10
Live | 207188937 |  | 15.8 | 26.5 | 12402 | 10041 | 7500 | 3.75 | 2.45 | 13241 | 3.73 | 2.09 | 13.6 | 10
Live | 207188936 |  | 15.8 | 26.5 | 12402 | 10041 | 7500 | 3.75 | 2.45 | 13241 | 3.73 | 2.09 | 13.6 | 10
Live | 207188935 |  | 15.8 | 26.5 | 12402 | 10041 | 7500 | 3.75 | 2.45 | 13241 | 3.73 | 2.09 | 13.6 | 10
Live | 207642890 |  | 11.7 | 21.35 | 48500 | 45000 | 43500 | 3.02 | 2.2 | 58000 | 3.09 | 2 | 9.4 | 7.5
Live | 207642953 |  | 11.7 | 21.35 | 48500 | 45000 | 43500 | 3.02 | 2.2 | 58000 | 3.09 | 2 | 9.4 | 7.5
Live | 207642974 |  | 11.7 | 21.35 | 48500 | 45000 | 43500 | 3.02 | 2.2 | 58000 | 3.09 | 2 | 9.4 | 7.5
Live | 207642932 |  | 11.7 | 21.35 | 48500 | 45000 | 43500 | 3.02 | 2.2 | 58000 | 3.09 | 2 | 9.4 | 7.5
Live | 207642911 |  | 11.7 | 21.35 | 48500 | 45000 | 43500 | 3.02 | 2.2 | 58000 | 3.09 | 2 | 9.4 | 7.5
Live | 207642878 |  | 12.95 | 20.95 | 21600 | 16000 | 12900 | 3.17 | 2.23 | 24000 | 3.52 | 2 | 10.15 | 7.8
Live | 207642962 |  | 12.95 | 20.95 | 21600 | 16000 | 12900 | 3.17 | 2.23 | 24000 | 3.52 | 2 | 10.15 | 7.8
Live | 207642941 |  | 12.95 | 20.95 | 21600 | 16000 | 12900 | 3.17 | 2.23 | 24000 | 3.52 | 2 | 10.15 | 7.8
Live | 207642899 |  | 12.95 | 20.95 | 21600 | 16000 | 12900 | 3.17 | 2.23 | 24000 | 3.52 | 2 | 10.15 | 7.8
Live | 207642920 |  | 12.95 | 20.95 | 21600 | 16000 | 12900 | 3.17 | 2.23 | 24000 | 3.52 | 2 | 10.15 | 7.8
Live | 207642910 |  | 11.7 | 20.9 | 48500 | 45000 | 42500 | 3.02 | 2.2 | 58000 | 3.09 | 2 | 9 | 7.4
Live | 207642931 |  | 11.7 | 20.9 | 48500 | 45000 | 42500 | 3.02 | 2.2 | 58000 | 3.09 | 2 | 9 | 7.4
Live | 207642973 |  | 11.7 | 20.9 | 48500 | 45000 | 42500 | 3.02 | 2.2 | 58000 | 3.09 | 2 | 9 | 7.4
Live | 207642952 |  | 11.7 | 20.9 | 48500 | 45000 | 42500 | 3.02 | 2.2 | 58000 | 3.09 | 2 | 9 | 7.4
Live | 207642889 |  | 11.7 | 20.9 | 48500 | 45000 | 42500 | 3.02 | 2.2 | 58000 | 3.09 | 2 | 9 | 7.4
Live | 207642888 |  | 11.7 | 21.8 | 48500 | 45000 | 45000 | 3.02 | 2.2 | 58000 | 3.09 | 2 | 9.8 | 7.6
Live | 207642951 |  | 11.7 | 21.8 | 48500 | 45000 | 45000 | 3.02 | 2.2 | 58000 | 3.09 | 2 | 9.8 | 7.6
Live | 207642972 |  | 11.7 | 21.8 | 48500 | 45000 | 45000 | 3.02 | 2.2 | 58000 | 3.09 | 2 | 9.8 | 7.6
Live | 207642930 |  | 11.7 | 21.8 | 48500 | 45000 | 45000 | 3.02 | 2.2 | 58000 | 3.09 | 2 | 9.8 | 7.6
Live | 207642909 |  | 11.7 | 21.8 | 48500 | 45000 | 45000 | 3.02 | 2.2 | 58000 | 3.09 | 2 | 9.8 | 7.6
Live | 207642877 |  | 12 | 19 | 21600 | 16000 | 13300 | 3.17 | 2.23 | 24000 | 3.52 | 2 | 9.8 | 7.6
Live | 207642961 |  | 12 | 19 | 21600 | 16000 | 13300 | 3.17 | 2.23 | 24000 | 3.52 | 2 | 9.8 | 7.6
Live | 207642940 |  | 12 | 19 | 21600 | 16000 | 13300 | 3.17 | 2.23 | 24000 | 3.52 | 2 | 9.8 | 7.6
Live | 207642919 |  | 12 | 19 | 21600 | 16000 | 13300 | 3.17 | 2.23 | 24000 | 3.52 | 2 | 9.8 | 7.6
Live | 207642898 |  | 12 | 19 | 21600 | 16000 | 13300 | 3.17 | 2.23 | 24000 | 3.52 | 2 | 9.8 | 7.6
Live | 207642906 |  | 11.7 | 23.9 | 40000 | 29600 | 25200 | 2.79 | 2.09 | 44000 | 3.15 | 1.8 | 9.5 | 7.1
Live | 207642927 |  | 11.7 | 23.9 | 40000 | 29600 | 25200 | 2.79 | 2.09 | 44000 | 3.15 | 1.8 | 9.5 | 7.1
Live | 207642969 |  | 11.7 | 23.9 | 40000 | 29600 | 25200 | 2.79 | 2.09 | 44000 | 3.15 | 1.8 | 9.5 | 7.1
Live | 207642948 |  | 11.7 | 23.9 | 40000 | 29600 | 25200 | 2.79 | 2.09 | 44000 | 3.15 | 1.8 | 9.5 | 7.1
Live | 207642885 |  | 11.7 | 23.9 | 40000 | 29600 | 25200 | 2.79 | 2.09 | 44000 | 3.15 | 1.8 | 9.5 | 7.1
Live | 207642960 |  | 13.9 | 22.9 | 21600 | 16000 | 12600 | 3.17 | 2.23 | 24000 | 3.52 | 2 | 10.5 | 8
Live | 207642939 |  | 13.9 | 22.9 | 21600 | 16000 | 12600 | 3.17 | 2.23 | 24000 | 3.52 | 2 | 10.5 | 8
Live | 207642918 |  | 13.9 | 22.9 | 21600 | 16000 | 12600 | 3.17 | 2.23 | 24000 | 3.52 | 2 | 10.5 | 8
Live | 207642897 |  | 13.9 | 22.9 | 21600 | 16000 | 12600 | 3.17 | 2.23 | 24000 | 3.52 | 2 | 10.5 | 8
Live | 207642876 |  | 13.9 | 22.9 | 21600 | 16000 | 12600 | 3.17 | 2.23 | 24000 | 3.52 | 2 | 10.5 | 8
Live | 206361868 |  | 12.5 | 22.7 | 12304 | 9018 | 6700 | 3.57 | 2.4 | 12570 | 3.04 | 2.07 | 10.4 | 7.6
Live | 206361913 |  | 12.5 | 22.7 | 12304 | 9018 | 6700 | 3.57 | 2.4 | 12570 | 3.04 | 2.07 | 10.4 | 7.6
Live | 206361908 |  | 12.5 | 22.7 | 12304 | 9018 | 6700 | 3.57 | 2.4 | 12570 | 3.04 | 2.07 | 10.4 | 7.6
Live | 206361903 |  | 12.5 | 22.7 | 12304 | 9018 | 6700 | 3.57 | 2.4 | 12570 | 3.04 | 2.07 | 10.4 | 7.6
Live | 206361898 |  | 12.5 | 22.7 | 12304 | 9018 | 6700 | 3.57 | 2.4 | 12570 | 3.04 | 2.07 | 10.4 | 7.6
Live | 206361893 |  | 12.5 | 22.7 | 12304 | 9018 | 6700 | 3.57 | 2.4 | 12570 | 3.04 | 2.07 | 10.4 | 7.6
Live | 206361888 |  | 12.5 | 22.7 | 12304 | 9018 | 6700 | 3.57 | 2.4 | 12570 | 3.04 | 2.07 | 10.4 | 7.6
Live | 206361883 |  | 12.5 | 22.7 | 12304 | 9018 | 6700 | 3.57 | 2.4 | 12570 | 3.04 | 2.07 | 10.4 | 7.6
Live | 206361878 |  | 12.5 | 22.7 | 12304 | 9018 | 6700 | 3.57 | 2.4 | 12570 | 3.04 | 2.07 | 10.4 | 7.6
Live | 206361873 |  | 12.5 | 22.7 | 12304 | 9018 | 6700 | 3.57 | 2.4 | 12570 | 3.04 | 2.07 | 10.4 | 7.6
Live | 206361872 |  | 12.5 | 22.3 | 26610 | 23737 | 23000 | 3.18 | 1.82 | 27412 | 2.59 | 1.8 | 10.3 | 7.7
Live | 206361877 |  | 12.5 | 22.3 | 26610 | 23737 | 23000 | 3.18 | 1.82 | 27412 | 2.59 | 1.8 | 10.3 | 7.7
Live | 206361882 |  | 12.5 | 22.3 | 26610 | 23737 | 23000 | 3.18 | 1.82 | 27412 | 2.59 | 1.8 | 10.3 | 7.7
Live | 206361887 |  | 12.5 | 22.3 | 26610 | 23737 | 23000 | 3.18 | 1.82 | 27412 | 2.59 | 1.8 | 10.3 | 7.7
Live | 206361892 |  | 12.5 | 22.3 | 26610 | 23737 | 23000 | 3.18 | 1.82 | 27412 | 2.59 | 1.8 | 10.3 | 7.7
Live | 206361897 |  | 12.5 | 22.3 | 26610 | 23737 | 23000 | 3.18 | 1.82 | 27412 | 2.59 | 1.8 | 10.3 | 7.7
Live | 206361902 |  | 12.5 | 22.3 | 26610 | 23737 | 23000 | 3.18 | 1.82 | 27412 | 2.59 | 1.8 | 10.3 | 7.7
Live | 206361907 |  | 12.5 | 22.3 | 26610 | 23737 | 23000 | 3.18 | 1.82 | 27412 | 2.59 | 1.8 | 10.3 | 7.7
Live | 206361912 |  | 12.5 | 22.3 | 26610 | 23737 | 23000 | 3.18 | 1.82 | 27412 | 2.59 | 1.8 | 10.3 | 7.7
Live | 206361917 |  | 12.5 | 22.3 | 26610 | 23737 | 23000 | 3.18 | 1.82 | 27412 | 2.59 | 1.8 | 10.3 | 7.7
Live | 206361916 |  | 13 | 22 | 20226 | 21447 | 17200 | 3.17 | 1.98 | 23068 | 3.1 | 1.89 | 10.6 | 7.9
Live | 206361911 |  | 13 | 22 | 20226 | 21447 | 17200 | 3.17 | 1.98 | 23068 | 3.1 | 1.89 | 10.6 | 7.9
Live | 206361906 |  | 13 | 22 | 20226 | 21447 | 17200 | 3.17 | 1.98 | 23068 | 3.1 | 1.89 | 10.6 | 7.9
Live | 206361901 |  | 13 | 22 | 20226 | 21447 | 17200 | 3.17 | 1.98 | 23068 | 3.1 | 1.89 | 10.6 | 7.9
Live | 206361896 |  | 13 | 22 | 20226 | 21447 | 17200 | 3.17 | 1.98 | 23068 | 3.1 | 1.89 | 10.6 | 7.9
Live | 206361891 |  | 13 | 22 | 20226 | 21447 | 17200 | 3.17 | 1.98 | 23068 | 3.1 | 1.89 | 10.6 | 7.9
Live | 206361886 |  | 13 | 22 | 20226 | 21447 | 17200 | 3.17 | 1.98 | 23068 | 3.1 | 1.89 | 10.6 | 7.9
Live | 206361881 |  | 13 | 22 | 20226 | 21447 | 17200 | 3.17 | 1.98 | 23068 | 3.1 | 1.89 | 10.6 | 7.9
Live | 206361876 |  | 13 | 22 | 20226 | 21447 | 17200 | 3.17 | 1.98 | 23068 | 3.1 | 1.89 | 10.6 | 7.9
Live | 206361871 |  | 13 | 22 | 20226 | 21447 | 17200 | 3.17 | 1.98 | 23068 | 3.1 | 1.89 | 10.6 | 7.9
Live | 206361870 |  | 13 | 23.1 | 14231 | 12477 | 11000 | 3.34 | 2.01 | 13598 | 2.57 | 1.89 | 10.5 | 8
Live | 206361875 |  | 13 | 23.1 | 14231 | 12477 | 11000 | 3.34 | 2.01 | 13598 | 2.57 | 1.89 | 10.5 | 8
Live | 206361880 |  | 13 | 23.1 | 14231 | 12477 | 11000 | 3.34 | 2.01 | 13598 | 2.57 | 1.89 | 10.5 | 8
Live | 206361885 |  | 13 | 23.1 | 14231 | 12477 | 11000 | 3.34 | 2.01 | 13598 | 2.57 | 1.89 | 10.5 | 8
Live | 206361890 |  | 13 | 23.1 | 14231 | 12477 | 11000 | 3.34 | 2.01 | 13598 | 2.57 | 1.89 | 10.5 | 8
Live | 206361895 |  | 13 | 23.1 | 14231 | 12477 | 11000 | 3.34 | 2.01 | 13598 | 2.57 | 1.89 | 10.5 | 8
Live | 206361900 |  | 13 | 23.1 | 14231 | 12477 | 11000 | 3.34 | 2.01 | 13598 | 2.57 | 1.89 | 10.5 | 8
Live | 206361905 |  | 13 | 23.1 | 14231 | 12477 | 11000 | 3.34 | 2.01 | 13598 | 2.57 | 1.89 | 10.5 | 8
Live | 206361910 |  | 13 | 23.1 | 14231 | 12477 | 11000 | 3.34 | 2.01 | 13598 | 2.57 | 1.89 | 10.5 | 8
Live | 206361915 |  | 13 | 23.1 | 14231 | 12477 | 11000 | 3.34 | 2.01 | 13598 | 2.57 | 1.89 | 10.5 | 8
Live | 206361914 |  | 15.8 | 26.4 | 13428 | 12235 | 11300 | 3.45 | 1.98 | 12880 | 2.9 | 1.9 | 11.6 | 8.5
Live | 206361909 |  | 15.8 | 26.4 | 13428 | 12235 | 11300 | 3.45 | 1.98 | 12880 | 2.9 | 1.9 | 11.6 | 8.5
Live | 206361904 |  | 15.8 | 26.4 | 13428 | 12235 | 11300 | 3.45 | 1.98 | 12880 | 2.9 | 1.9 | 11.6 | 8.5
Live | 206361899 |  | 15.8 | 26.4 | 13428 | 12235 | 11300 | 3.45 | 1.98 | 12880 | 2.9 | 1.9 | 11.6 | 8.5
Live | 206361894 |  | 15.8 | 26.4 | 13428 | 12235 | 11300 | 3.45 | 1.98 | 12880 | 2.9 | 1.9 | 11.6 | 8.5
Live | 206361889 |  | 15.8 | 26.4 | 13428 | 12235 | 11300 | 3.45 | 1.98 | 12880 | 2.9 | 1.9 | 11.6 | 8.5
Live | 206361884 |  | 15.8 | 26.4 | 13428 | 12235 | 11300 | 3.45 | 1.98 | 12880 | 2.9 | 1.9 | 11.6 | 8.5
Live | 206361879 |  | 15.8 | 26.4 | 13428 | 12235 | 11300 | 3.45 | 1.98 | 12880 | 2.9 | 1.9 | 11.6 | 8.5
Live | 206361874 |  | 15.8 | 26.4 | 13428 | 12235 | 11300 | 3.45 | 1.98 | 12880 | 2.9 | 1.9 | 11.6 | 8.5
Live | 206361869 |  | 15.8 | 26.4 | 13428 | 12235 | 11300 | 3.45 | 1.98 | 12880 | 2.9 | 1.9 | 11.6 | 8.5
Live | 206350479 |  | 12 | 19.2 | 27800 | 24000 | 27000 | 3.39 | 2.4 | 30400 | 3.18 | 2 | 10.5 | 8.8
Live | 206350457 |  | 12 | 19.2 | 27800 | 24000 | 27000 | 3.39 | 2.4 | 30400 | 3.18 | 2 | 10.5 | 8.8
Live | 206350468 |  | 12 | 19.2 | 27800 | 24000 | 27000 | 3.39 | 2.4 | 30400 | 3.18 | 2 | 10.5 | 8.8
Live | 206350490 |  | 12 | 19.2 | 27800 | 24000 | 27000 | 3.39 | 2.4 | 30400 | 3.18 | 2 | 10.5 | 8.8
Live | 206350435 |  | 12 | 19.2 | 27800 | 24000 | 27000 | 3.39 | 2.4 | 30400 | 3.18 | 2 | 10.5 | 8.8
Live | 206350446 |  | 12 | 19.2 | 27800 | 24000 | 27000 | 3.39 | 2.4 | 30400 | 3.18 | 2 | 10.5 | 8.8
Live | 206350413 |  | 12 | 19.2 | 27800 | 24000 | 27000 | 3.39 | 2.4 | 30400 | 3.18 | 2 | 10.5 | 8.8
Live | 206350424 |  | 12 | 19.2 | 27800 | 24000 | 27000 | 3.39 | 2.4 | 30400 | 3.18 | 2 | 10.5 | 8.8
Live | 206350402 |  | 12 | 19.2 | 27800 | 24000 | 27000 | 3.39 | 2.4 | 30400 | 3.18 | 2 | 10.5 | 8.8
Live | 206350380 |  | 12 | 19.2 | 27800 | 24000 | 27000 | 3.39 | 2.4 | 30400 | 3.18 | 2 | 10.5 | 8.8
Live | 206350391 |  | 12 | 19.2 | 27800 | 24000 | 27000 | 3.39 | 2.4 | 30400 | 3.18 | 2 | 10.5 | 8.8
Live | 206350347 |  | 12 | 19.2 | 27800 | 24000 | 27000 | 3.39 | 2.4 | 30400 | 3.18 | 2 | 10.5 | 8.8
Live | 206350336 |  | 12 | 19.2 | 27800 | 24000 | 27000 | 3.39 | 2.4 | 30400 | 3.18 | 2 | 10.5 | 8.8
Live | 206350358 |  | 12 | 19.2 | 27800 | 24000 | 27000 | 3.39 | 2.4 | 30400 | 3.18 | 2 | 10.5 | 8.8
Live | 206350369 |  | 12 | 19.2 | 27800 | 24000 | 27000 | 3.39 | 2.4 | 30400 | 3.18 | 2 | 10.5 | 8.8
Live | 206350491 |  | 11.7 | 20.5 | 26800 | 28000 | 25000 | 3.27 | 2.1 | 30500 | 3.58 | 2.1 | 11 | 9
Live | 206350480 |  | 11.7 | 20.5 | 26800 | 28000 | 25000 | 3.27 | 2.1 | 30500 | 3.58 | 2.1 | 11 | 9
Live | 206350469 |  | 11.7 | 20.5 | 26800 | 28000 | 25000 | 3.27 | 2.1 | 30500 | 3.58 | 2.1 | 11 | 9
Live | 206350458 |  | 11.7 | 20.5 | 26800 | 28000 | 25000 | 3.27 | 2.1 | 30500 | 3.58 | 2.1 | 11 | 9
Live | 206350447 |  | 11.7 | 20.5 | 26800 | 28000 | 25000 | 3.27 | 2.1 | 30500 | 3.58 | 2.1 | 11 | 9
Live | 206350436 |  | 11.7 | 20.5 | 26800 | 28000 | 25000 | 3.27 | 2.1 | 30500 | 3.58 | 2.1 | 11 | 9
Live | 206350425 |  | 11.7 | 20.5 | 26800 | 28000 | 25000 | 3.27 | 2.1 | 30500 | 3.58 | 2.1 | 11 | 9
Live | 206350414 |  | 11.7 | 20.5 | 26800 | 28000 | 25000 | 3.27 | 2.1 | 30500 | 3.58 | 2.1 | 11 | 9
Live | 206350403 |  | 11.7 | 20.5 | 26800 | 28000 | 25000 | 3.27 | 2.1 | 30500 | 3.58 | 2.1 | 11 | 9
Live | 206350392 |  | 11.7 | 20.5 | 26800 | 28000 | 25000 | 3.27 | 2.1 | 30500 | 3.58 | 2.1 | 11 | 9
Live | 206350381 |  | 11.7 | 20.5 | 26800 | 28000 | 25000 | 3.27 | 2.1 | 30500 | 3.58 | 2.1 | 11 | 9
Live | 206350370 |  | 11.7 | 20.5 | 26800 | 28000 | 25000 | 3.27 | 2.1 | 30500 | 3.58 | 2.1 | 11 | 9
Live | 206350359 |  | 11.7 | 20.5 | 26800 | 28000 | 25000 | 3.27 | 2.1 | 30500 | 3.58 | 2.1 | 11 | 9
Live | 206350348 |  | 11.7 | 20.5 | 26800 | 28000 | 25000 | 3.27 | 2.1 | 30500 | 3.58 | 2.1 | 11 | 9
Live | 206350337 |  | 11.7 | 20.5 | 26800 | 28000 | 25000 | 3.27 | 2.1 | 30500 | 3.58 | 2.1 | 11 | 9
Live | 206350332 |  | 12.5 | 20 | 17000 | 20000 | 16000 | 2.77 | 1.78 | 21000 | 2.56 | 1.75 | 9.5 | 7.8
Live | 206350343 |  | 12.5 | 20 | 17000 | 20000 | 16000 | 2.77 | 1.78 | 21000 | 2.56 | 1.75 | 9.5 | 7.8
Live | 206350354 |  | 12.5 | 20 | 17000 | 20000 | 16000 | 2.77 | 1.78 | 21000 | 2.56 | 1.75 | 9.5 | 7.8
Live | 206350365 |  | 12.5 | 20 | 17000 | 20000 | 16000 | 2.77 | 1.78 | 21000 | 2.56 | 1.75 | 9.5 | 7.8
Live | 206350376 |  | 12.5 | 20 | 17000 | 20000 | 16000 | 2.77 | 1.78 | 21000 | 2.56 | 1.75 | 9.5 | 7.8
Live | 206350387 |  | 12.5 | 20 | 17000 | 20000 | 16000 | 2.77 | 1.78 | 21000 | 2.56 | 1.75 | 9.5 | 7.8
Live | 206350398 |  | 12.5 | 20 | 17000 | 20000 | 16000 | 2.77 | 1.78 | 21000 | 2.56 | 1.75 | 9.5 | 7.8
Live | 206350409 |  | 12.5 | 20 | 17000 | 20000 | 16000 | 2.77 | 1.78 | 21000 | 2.56 | 1.75 | 9.5 | 7.8
Live | 206350420 |  | 12.5 | 20 | 17000 | 20000 | 16000 | 2.77 | 1.78 | 21000 | 2.56 | 1.75 | 9.5 | 7.8
Live | 206350431 |  | 12.5 | 20 | 17000 | 20000 | 16000 | 2.77 | 1.78 | 21000 | 2.56 | 1.75 | 9.5 | 7.8
Live | 206350442 |  | 12.5 | 20 | 17000 | 20000 | 16000 | 2.77 | 1.78 | 21000 | 2.56 | 1.75 | 9.5 | 7.8
Live | 206350453 |  | 12.5 | 20 | 17000 | 20000 | 16000 | 2.77 | 1.78 | 21000 | 2.56 | 1.75 | 9.5 | 7.8
Live | 206350464 |  | 12.5 | 20 | 17000 | 20000 | 16000 | 2.77 | 1.78 | 21000 | 2.56 | 1.75 | 9.5 | 7.8
Live | 206350486 |  | 12.5 | 20 | 17000 | 20000 | 16000 | 2.77 | 1.78 | 21000 | 2.56 | 1.75 | 9.5 | 7.8
Live | 206350475 |  | 12.5 | 20 | 17000 | 20000 | 16000 | 2.77 | 1.78 | 21000 | 2.56 | 1.75 | 9.5 | 7.8
Live | 206350477 |  | 12.5 | 20.5 | 19900 | 17000 | 16800 | 3.01 | 1.9 | 21500 | 2.86 | 1.86 | 9.8 | 7.5
Live | 206350466 |  | 12.5 | 20.5 | 19900 | 17000 | 16800 | 3.01 | 1.9 | 21500 | 2.86 | 1.86 | 9.8 | 7.5
Live | 206350455 |  | 12.5 | 20.5 | 19900 | 17000 | 16800 | 3.01 | 1.9 | 21500 | 2.86 | 1.86 | 9.8 | 7.5
Live | 206350488 |  | 12.5 | 20.5 | 19900 | 17000 | 16800 | 3.01 | 1.9 | 21500 | 2.86 | 1.86 | 9.8 | 7.5
Live | 206350444 |  | 12.5 | 20.5 | 19900 | 17000 | 16800 | 3.01 | 1.9 | 21500 | 2.86 | 1.86 | 9.8 | 7.5
Live | 206350433 |  | 12.5 | 20.5 | 19900 | 17000 | 16800 | 3.01 | 1.9 | 21500 | 2.86 | 1.86 | 9.8 | 7.5
Live | 206350422 |  | 12.5 | 20.5 | 19900 | 17000 | 16800 | 3.01 | 1.9 | 21500 | 2.86 | 1.86 | 9.8 | 7.5
Live | 206350411 |  | 12.5 | 20.5 | 19900 | 17000 | 16800 | 3.01 | 1.9 | 21500 | 2.86 | 1.86 | 9.8 | 7.5
Live | 206350400 |  | 12.5 | 20.5 | 19900 | 17000 | 16800 | 3.01 | 1.9 | 21500 | 2.86 | 1.86 | 9.8 | 7.5
Live | 206350389 |  | 12.5 | 20.5 | 19900 | 17000 | 16800 | 3.01 | 1.9 | 21500 | 2.86 | 1.86 | 9.8 | 7.5
Live | 206350378 |  | 12.5 | 20.5 | 19900 | 17000 | 16800 | 3.01 | 1.9 | 21500 | 2.86 | 1.86 | 9.8 | 7.5
Live | 206350367 |  | 12.5 | 20.5 | 19900 | 17000 | 16800 | 3.01 | 1.9 | 21500 | 2.86 | 1.86 | 9.8 | 7.5
Live | 206350356 |  | 12.5 | 20.5 | 19900 | 17000 | 16800 | 3.01 | 1.9 | 21500 | 2.86 | 1.86 | 9.8 | 7.5
Live | 206350334 |  | 12.5 | 20.5 | 19900 | 17000 | 16800 | 3.01 | 1.9 | 21500 | 2.86 | 1.86 | 9.8 | 7.5
Live | 206350345 |  | 12.5 | 20.5 | 19900 | 17000 | 16800 | 3.01 | 1.9 | 21500 | 2.86 | 1.86 | 9.8 | 7.5
Live | 206350344 |  | 11.7 | 18 | 18800 | 19000 | 17700 | 2.9 | 2.02 | 22000 | 2.87 | 1.85 | 9.5 | 7.5
Live | 206350333 |  | 11.7 | 18 | 18800 | 19000 | 17700 | 2.9 | 2.02 | 22000 | 2.87 | 1.85 | 9.5 | 7.5
Live | 206350355 |  | 11.7 | 18 | 18800 | 19000 | 17700 | 2.9 | 2.02 | 22000 | 2.87 | 1.85 | 9.5 | 7.5
Live | 206350366 |  | 11.7 | 18 | 18800 | 19000 | 17700 | 2.9 | 2.02 | 22000 | 2.87 | 1.85 | 9.5 | 7.5
Live | 206350377 |  | 11.7 | 18 | 18800 | 19000 | 17700 | 2.9 | 2.02 | 22000 | 2.87 | 1.85 | 9.5 | 7.5
Live | 206350388 |  | 11.7 | 18 | 18800 | 19000 | 17700 | 2.9 | 2.02 | 22000 | 2.87 | 1.85 | 9.5 | 7.5
Live | 206350399 |  | 11.7 | 18 | 18800 | 19000 | 17700 | 2.9 | 2.02 | 22000 | 2.87 | 1.85 | 9.5 | 7.5
Live | 206350410 |  | 11.7 | 18 | 18800 | 19000 | 17700 | 2.9 | 2.02 | 22000 | 2.87 | 1.85 | 9.5 | 7.5
Live | 206350421 |  | 11.7 | 18 | 18800 | 19000 | 17700 | 2.9 | 2.02 | 22000 | 2.87 | 1.85 | 9.5 | 7.5
Live | 206350432 |  | 11.7 | 18 | 18800 | 19000 | 17700 | 2.9 | 2.02 | 22000 | 2.87 | 1.85 | 9.5 | 7.5
Live | 206350443 |  | 11.7 | 18 | 18800 | 19000 | 17700 | 2.9 | 2.02 | 22000 | 2.87 | 1.85 | 9.5 | 7.5
Live | 206350487 |  | 11.7 | 18 | 18800 | 19000 | 17700 | 2.9 | 2.02 | 22000 | 2.87 | 1.85 | 9.5 | 7.5
Live | 206350454 |  | 11.7 | 18 | 18800 | 19000 | 17700 | 2.9 | 2.02 | 22000 | 2.87 | 1.85 | 9.5 | 7.5
Live | 206350465 |  | 11.7 | 18 | 18800 | 19000 | 17700 | 2.9 | 2.02 | 22000 | 2.87 | 1.85 | 9.5 | 7.5
Live | 206350476 |  | 11.7 | 18 | 18800 | 19000 | 17700 | 2.9 | 2.02 | 22000 | 2.87 | 1.85 | 9.5 | 7.5
Live | 206350485 |  | 13 | 23.6 | 13000 | 12900 | 12000 | 2.91 | 2.2 | 15000 | 3.14 | 1.89 | 10 | 8.1
Live | 206350474 |  | 13 | 23.6 | 13000 | 12900 | 12000 | 2.91 | 2.2 | 15000 | 3.14 | 1.89 | 10 | 8.1
Live | 206350463 |  | 13 | 23.6 | 13000 | 12900 | 12000 | 2.91 | 2.2 | 15000 | 3.14 | 1.89 | 10 | 8.1
Live | 206350452 |  | 13 | 23.6 | 13000 | 12900 | 12000 | 2.91 | 2.2 | 15000 | 3.14 | 1.89 | 10 | 8.1
Live | 206350441 |  | 13 | 23.6 | 13000 | 12900 | 12000 | 2.91 | 2.2 | 15000 | 3.14 | 1.89 | 10 | 8.1
Live | 206350430 |  | 13 | 23.6 | 13000 | 12900 | 12000 | 2.91 | 2.2 | 15000 | 3.14 | 1.89 | 10 | 8.1
Live | 206350419 |  | 13 | 23.6 | 13000 | 12900 | 12000 | 2.91 | 2.2 | 15000 | 3.14 | 1.89 | 10 | 8.1
Live | 206350408 |  | 13 | 23.6 | 13000 | 12900 | 12000 | 2.91 | 2.2 | 15000 | 3.14 | 1.89 | 10 | 8.1
Live | 206350397 |  | 13 | 23.6 | 13000 | 12900 | 12000 | 2.91 | 2.2 | 15000 | 3.14 | 1.89 | 10 | 8.1
Live | 206350386 |  | 13 | 23.6 | 13000 | 12900 | 12000 | 2.91 | 2.2 | 15000 | 3.14 | 1.89 | 10 | 8.1
Live | 206350375 |  | 13 | 23.6 | 13000 | 12900 | 12000 | 2.91 | 2.2 | 15000 | 3.14 | 1.89 | 10 | 8.1
Live | 206350364 |  | 13 | 23.6 | 13000 | 12900 | 12000 | 2.91 | 2.2 | 15000 | 3.14 | 1.89 | 10 | 8.1
Live | 206350353 |  | 13 | 23.6 | 13000 | 12900 | 12000 | 2.91 | 2.2 | 15000 | 3.14 | 1.89 | 10 | 8.1
Live | 206350342 |  | 13 | 23.6 | 13000 | 12900 | 12000 | 2.91 | 2.2 | 15000 | 3.14 | 1.89 | 10 | 8.1
Live | 206350331 |  | 13 | 23.6 | 13000 | 12900 | 12000 | 2.91 | 2.2 | 15000 | 3.14 | 1.89 | 10 | 8.1
Live | 206350330 |  | 11.7 | 19.5 | 14400 | 12600 | 12100 | 3.13 | 1.95 | 16300 | 3.18 | 1.96 | 10 | 8.2
Live | 206350341 |  | 11.7 | 19.5 | 14400 | 12600 | 12100 | 3.13 | 1.95 | 16300 | 3.18 | 1.96 | 10 | 8.2
Live | 206350352 |  | 11.7 | 19.5 | 14400 | 12600 | 12100 | 3.13 | 1.95 | 16300 | 3.18 | 1.96 | 10 | 8.2
Live | 206350363 |  | 11.7 | 19.5 | 14400 | 12600 | 12100 | 3.13 | 1.95 | 16300 | 3.18 | 1.96 | 10 | 8.2
Live | 206350374 |  | 11.7 | 19.5 | 14400 | 12600 | 12100 | 3.13 | 1.95 | 16300 | 3.18 | 1.96 | 10 | 8.2
Live | 206350385 |  | 11.7 | 19.5 | 14400 | 12600 | 12100 | 3.13 | 1.95 | 16300 | 3.18 | 1.96 | 10 | 8.2
Live | 206350396 |  | 11.7 | 19.5 | 14400 | 12600 | 12100 | 3.13 | 1.95 | 16300 | 3.18 | 1.96 | 10 | 8.2
Live | 206350407 |  | 11.7 | 19.5 | 14400 | 12600 | 12100 | 3.13 | 1.95 | 16300 | 3.18 | 1.96 | 10 | 8.2
Live | 206350418 |  | 11.7 | 19.5 | 14400 | 12600 | 12100 | 3.13 | 1.95 | 16300 | 3.18 | 1.96 | 10 | 8.2
Live | 206350429 |  | 11.7 | 19.5 | 14400 | 12600 | 12100 | 3.13 | 1.95 | 16300 | 3.18 | 1.96 | 10 | 8.2
Live | 206350440 |  | 11.7 | 19.5 | 14400 | 12600 | 12100 | 3.13 | 1.95 | 16300 | 3.18 | 1.96 | 10 | 8.2
Live | 206350451 |  | 11.7 | 19.5 | 14400 | 12600 | 12100 | 3.13 | 1.95 | 16300 | 3.18 | 1.96 | 10 | 8.2
Live | 206350462 |  | 11.7 | 19.5 | 14400 | 12600 | 12100 | 3.13 | 1.95 | 16300 | 3.18 | 1.96 | 10 | 8.2
Live | 206350473 |  | 11.7 | 19.5 | 14400 | 12600 | 12100 | 3.13 | 1.95 | 16300 | 3.18 | 1.96 | 10 | 8.2
Live | 206350484 |  | 11.7 | 19.5 | 14400 | 12600 | 12100 | 3.13 | 1.95 | 16300 | 3.18 | 1.96 | 10 | 8.2
Live | 206350483 |  | 12.7 | 22.3 | 13700 | 14000 | 11300 | 2.97 | 2.29 | 15300 | 3.32 | 1.89 | 10.2 | 8
Live | 206350472 |  | 12.7 | 22.3 | 13700 | 14000 | 11300 | 2.97 | 2.29 | 15300 | 3.32 | 1.89 | 10.2 | 8
Live | 206350461 |  | 12.7 | 22.3 | 13700 | 14000 | 11300 | 2.97 | 2.29 | 15300 | 3.32 | 1.89 | 10.2 | 8
Live | 206350450 |  | 12.7 | 22.3 | 13700 | 14000 | 11300 | 2.97 | 2.29 | 15300 | 3.32 | 1.89 | 10.2 | 8
Live | 206350439 |  | 12.7 | 22.3 | 13700 | 14000 | 11300 | 2.97 | 2.29 | 15300 | 3.32 | 1.89 | 10.2 | 8
Live | 206350428 |  | 12.7 | 22.3 | 13700 | 14000 | 11300 | 2.97 | 2.29 | 15300 | 3.32 | 1.89 | 10.2 | 8
Live | 206350417 |  | 12.7 | 22.3 | 13700 | 14000 | 11300 | 2.97 | 2.29 | 15300 | 3.32 | 1.89 | 10.2 | 8
Live | 206350406 |  | 12.7 | 22.3 | 13700 | 14000 | 11300 | 2.97 | 2.29 | 15300 | 3.32 | 1.89 | 10.2 | 8
Live | 206350395 |  | 12.7 | 22.3 | 13700 | 14000 | 11300 | 2.97 | 2.29 | 15300 | 3.32 | 1.89 | 10.2 | 8
Live | 206350384 |  | 12.7 | 22.3 | 13700 | 14000 | 11300 | 2.97 | 2.29 | 15300 | 3.32 | 1.89 | 10.2 | 8
Live | 206350373 |  | 12.7 | 22.3 | 13700 | 14000 | 11300 | 2.97 | 2.29 | 15300 | 3.32 | 1.89 | 10.2 | 8
Live | 206350362 |  | 12.7 | 22.3 | 13700 | 14000 | 11300 | 2.97 | 2.29 | 15300 | 3.32 | 1.89 | 10.2 | 8
Live | 206350351 |  | 12.7 | 22.3 | 13700 | 14000 | 11300 | 2.97 | 2.29 | 15300 | 3.32 | 1.89 | 10.2 | 8
Live | 206350340 |  | 12.7 | 22.3 | 13700 | 14000 | 11300 | 2.97 | 2.29 | 15300 | 3.32 | 1.89 | 10.2 | 8
Live | 206350329 |  | 12.7 | 22.3 | 13700 | 14000 | 11300 | 2.97 | 2.29 | 15300 | 3.32 | 1.89 | 10.2 | 8
Live | 206350328 |  | 13.2 | 20.2 | 12500 | 11600 | 10800 | 3.19 | 1.9 | 15600 | 3.07 | 1.9 | 12 | 9.5
Live | 206350339 |  | 13.2 | 20.2 | 12500 | 11600 | 10800 | 3.19 | 1.9 | 15600 | 3.07 | 1.9 | 12 | 9.5
Live | 206350350 |  | 13.2 | 20.2 | 12500 | 11600 | 10800 | 3.19 | 1.9 | 15600 | 3.07 | 1.9 | 12 | 9.5
Live | 206350361 |  | 13.2 | 20.2 | 12500 | 11600 | 10800 | 3.19 | 1.9 | 15600 | 3.07 | 1.9 | 12 | 9.5
Live | 206350372 |  | 13.2 | 20.2 | 12500 | 11600 | 10800 | 3.19 | 1.9 | 15600 | 3.07 | 1.9 | 12 | 9.5
Live | 206350383 |  | 13.2 | 20.2 | 12500 | 11600 | 10800 | 3.19 | 1.9 | 15600 | 3.07 | 1.9 | 12 | 9.5
Live | 206350394 |  | 13.2 | 20.2 | 12500 | 11600 | 10800 | 3.19 | 1.9 | 15600 | 3.07 | 1.9 | 12 | 9.5
Live | 206350405 |  | 13.2 | 20.2 | 12500 | 11600 | 10800 | 3.19 | 1.9 | 15600 | 3.07 | 1.9 | 12 | 9.5
Live | 206350416 |  | 13.2 | 20.2 | 12500 | 11600 | 10800 | 3.19 | 1.9 | 15600 | 3.07 | 1.9 | 12 | 9.5
Live | 206350427 |  | 13.2 | 20.2 | 12500 | 11600 | 10800 | 3.19 | 1.9 | 15600 | 3.07 | 1.9 | 12 | 9.5
Live | 206350438 |  | 13.2 | 20.2 | 12500 | 11600 | 10800 | 3.19 | 1.9 | 15600 | 3.07 | 1.9 | 12 | 9.5
Live | 206350449 |  | 13.2 | 20.2 | 12500 | 11600 | 10800 | 3.19 | 1.9 | 15600 | 3.07 | 1.9 | 12 | 9.5
Live | 206350460 |  | 13.2 | 20.2 | 12500 | 11600 | 10800 | 3.19 | 1.9 | 15600 | 3.07 | 1.9 | 12 | 9.5
Live | 206350471 |  | 13.2 | 20.2 | 12500 | 11600 | 10800 | 3.19 | 1.9 | 15600 | 3.07 | 1.9 | 12 | 9.5
Live | 206350482 |  | 13.2 | 20.2 | 12500 | 11600 | 10800 | 3.19 | 1.9 | 15600 | 3.07 | 1.9 | 12 | 9.5
Live | 206350481 |  | 13 | 20.5 | 11000 | 11000 | 10000 | 2.8 | 1.69 | 13000 | 2.78 | 1.8 | 10.3 | 7.8
Live | 206350470 |  | 13 | 20.5 | 11000 | 11000 | 10000 | 2.8 | 1.69 | 13000 | 2.78 | 1.8 | 10.3 | 7.8
Live | 206350459 |  | 13 | 20.5 | 11000 | 11000 | 10000 | 2.8 | 1.69 | 13000 | 2.78 | 1.8 | 10.3 | 7.8
Live | 206350448 |  | 13 | 20.5 | 11000 | 11000 | 10000 | 2.8 | 1.69 | 13000 | 2.78 | 1.8 | 10.3 | 7.8
Live | 206350437 |  | 13 | 20.5 | 11000 | 11000 | 10000 | 2.8 | 1.69 | 13000 | 2.78 | 1.8 | 10.3 | 7.8
Live | 206350426 |  | 13 | 20.5 | 11000 | 11000 | 10000 | 2.8 | 1.69 | 13000 | 2.78 | 1.8 | 10.3 | 7.8
Live | 206350415 |  | 13 | 20.5 | 11000 | 11000 | 10000 | 2.8 | 1.69 | 13000 | 2.78 | 1.8 | 10.3 | 7.8
Live | 206350404 |  | 13 | 20.5 | 11000 | 11000 | 10000 | 2.8 | 1.69 | 13000 | 2.78 | 1.8 | 10.3 | 7.8
Live | 206350393 |  | 13 | 20.5 | 11000 | 11000 | 10000 | 2.8 | 1.69 | 13000 | 2.78 | 1.8 | 10.3 | 7.8
Live | 206350382 |  | 13 | 20.5 | 11000 | 11000 | 10000 | 2.8 | 1.69 | 13000 | 2.78 | 1.8 | 10.3 | 7.8
Live | 206350371 |  | 13 | 20.5 | 11000 | 11000 | 10000 | 2.8 | 1.69 | 13000 | 2.78 | 1.8 | 10.3 | 7.8
Live | 206350360 |  | 13 | 20.5 | 11000 | 11000 | 10000 | 2.8 | 1.69 | 13000 | 2.78 | 1.8 | 10.3 | 7.8
Live | 206350349 |  | 13 | 20.5 | 11000 | 11000 | 10000 | 2.8 | 1.69 | 13000 | 2.78 | 1.8 | 10.3 | 7.8
Live | 206350338 |  | 13 | 20.5 | 11000 | 11000 | 10000 | 2.8 | 1.69 | 13000 | 2.78 | 1.8 | 10.3 | 7.8
Live | 206350327 |  | 13 | 20.5 | 11000 | 11000 | 10000 | 2.8 | 1.69 | 13000 | 2.78 | 1.8 | 10.3 | 7.8
Live | 206348145 |  | 13 | 21.5 | 26934 | 24485 | 25000 | 3.29 | 1.98 | 30995 | 3.36 | 2.21 | 11.4 | 9.2
Live | 206350326 |  | 13 | 21.5 | 26934 | 24485 | 25000 | 3.29 | 1.98 | 30995 | 3.36 | 2.21 | 11.4 | 9.2
Live | 206350321 |  | 13 | 21.5 | 26934 | 24485 | 25000 | 3.29 | 1.98 | 30995 | 3.36 | 2.21 | 11.4 | 9.2
Live | 206350316 |  | 13 | 21.5 | 26934 | 24485 | 25000 | 3.29 | 1.98 | 30995 | 3.36 | 2.21 | 11.4 | 9.2
Live | 206348138 |  | 13 | 21.5 | 26934 | 24485 | 25000 | 3.29 | 1.98 | 30995 | 3.36 | 2.21 | 11.4 | 9.2
Live | 206348137 |  | 12.5 | 21.5 | 19127 | 19200 | 18000 | 3.11 | 1.99 | 23211 | 3.01 | 1.8 | 11.3 | 7.9
Live | 206350315 |  | 12.5 | 21.5 | 19127 | 19200 | 18000 | 3.11 | 1.99 | 23211 | 3.01 | 1.8 | 11.3 | 7.9
Live | 206350320 |  | 12.5 | 21.5 | 19127 | 19200 | 18000 | 3.11 | 1.99 | 23211 | 3.01 | 1.8 | 11.3 | 7.9
Live | 206350325 |  | 12.5 | 21.5 | 19127 | 19200 | 18000 | 3.11 | 1.99 | 23211 | 3.01 | 1.8 | 11.3 | 7.9
Live | 206348144 |  | 12.5 | 21.5 | 19127 | 19200 | 18000 | 3.11 | 1.99 | 23211 | 3.01 | 1.8 | 11.3 | 7.9
Live | 206350324 |  | 14 | 25.5 | 14146 | 13112 | 12000 | 3.32 | 2.11 | 15613 | 2.95 | 1.8 | 10.4 | 8
Live | 206350319 |  | 14 | 25.5 | 14146 | 13112 | 12000 | 3.32 | 2.11 | 15613 | 2.95 | 1.8 | 10.4 | 8
Live | 206350314 |  | 14 | 25.5 | 14146 | 13112 | 12000 | 3.32 | 2.11 | 15613 | 2.95 | 1.8 | 10.4 | 8
Live | 206348143 |  | 14 | 25.5 | 14146 | 13112 | 12000 | 3.32 | 2.11 | 15613 | 2.95 | 1.8 | 10.4 | 8
Live | 206348136 |  | 14 | 25.5 | 14146 | 13112 | 12000 | 3.32 | 2.11 | 15613 | 2.95 | 1.8 | 10.4 | 8
Live | 206348135 |  | 16.2 | 28.1 | 14398 | 12371 | 10600 | 3.58 | 2.04 | 15296 | 2.99 | 2 | 11.5 | 9
Live | 206348142 |  | 16.2 | 28.1 | 14398 | 12371 | 10600 | 3.58 | 2.04 | 15296 | 2.99 | 2 | 11.5 | 9
Live | 206350313 |  | 16.2 | 28.1 | 14398 | 12371 | 10600 | 3.58 | 2.04 | 15296 | 2.99 | 2 | 11.5 | 9
Live | 206350318 |  | 16.2 | 28.1 | 14398 | 12371 | 10600 | 3.58 | 2.04 | 15296 | 2.99 | 2 | 11.5 | 9
Live | 206350323 |  | 16.2 | 28.1 | 14398 | 12371 | 10600 | 3.58 | 2.04 | 15296 | 2.99 | 2 | 11.5 | 9
Live | 206350322 |  | 13 | 23.5 | 12700 | 9250 | 6800 | 3.38 | 2.56 | 13630 | 3.57 | 2.17 | 10 | 7.4
Live | 206350317 |  | 13 | 23.5 | 12700 | 9250 | 6800 | 3.38 | 2.56 | 13630 | 3.57 | 2.17 | 10 | 7.4
Live | 206350312 |  | 13 | 23.5 | 12700 | 9250 | 6800 | 3.38 | 2.56 | 13630 | 3.57 | 2.17 | 10 | 7.4
Live | 206348141 |  | 13 | 23.5 | 12700 | 9250 | 6800 | 3.38 | 2.56 | 13630 | 3.57 | 2.17 | 10 | 7.4
Live | 206348134 |  | 13 | 23.5 | 12700 | 9250 | 6800 | 3.38 | 2.56 | 13630 | 3.57 | 2.17 | 10 | 7.4
Live | 213372157 |  | 10.7 | 16.1 | 27000 | 25000 | 20000 | 2.93 | 2.24 | 34000 | 3.06 | 2 | 9.8 | 7.8
Live | 213372149 |  | 10.7 | 16.1 | 27000 | 25000 | 20000 | 2.93 | 2.24 | 34000 | 3.06 | 2 | 9.8 | 7.8
Live | 213372165 |  | 10.7 | 16.1 | 27000 | 25000 | 20000 | 2.93 | 2.24 | 34000 | 3.06 | 2 | 9.8 | 7.8
Live | 213372173 |  | 10.7 | 16.1 | 27000 | 25000 | 20000 | 2.93 | 2.24 | 34000 | 3.06 | 2 | 9.8 | 7.8
Live | 213372189 |  | 10.7 | 16.1 | 27000 | 25000 | 20000 | 2.93 | 2.24 | 34000 | 3.06 | 2 | 9.8 | 7.8
Live | 213372181 |  | 10.7 | 16.1 | 27000 | 25000 | 20000 | 2.93 | 2.24 | 34000 | 3.06 | 2 | 9.8 | 7.8
Live | 213372133 |  | 10.7 | 16.1 | 27000 | 25000 | 20000 | 2.93 | 2.24 | 34000 | 3.06 | 2 | 9.8 | 7.8
Live | 213372141 |  | 10.7 | 16.1 | 27000 | 25000 | 20000 | 2.93 | 2.24 | 34000 | 3.06 | 2 | 9.8 | 7.8
Live | 213372125 |  | 10.7 | 16.1 | 27000 | 25000 | 20000 | 2.93 | 2.24 | 34000 | 3.06 | 2 | 9.8 | 7.8
Live | 213372117 |  | 10.7 | 16.1 | 27000 | 25000 | 20000 | 2.93 | 2.24 | 34000 | 3.06 | 2 | 9.8 | 7.8
Live | 213372237 |  | 10.7 | 16.1 | 27000 | 25000 | 20000 | 2.93 | 2.24 | 34000 | 3.06 | 2 | 9.8 | 7.8
Live | 213372197 |  | 10.7 | 16.1 | 27000 | 25000 | 20000 | 2.93 | 2.24 | 34000 | 3.06 | 2 | 9.8 | 7.8
Live | 213372205 |  | 10.7 | 16.1 | 27000 | 25000 | 20000 | 2.93 | 2.24 | 34000 | 3.06 | 2 | 9.8 | 7.8
Live | 213372221 |  | 10.7 | 16.1 | 27000 | 25000 | 20000 | 2.93 | 2.24 | 34000 | 3.06 | 2 | 9.8 | 7.8
Live | 213372213 |  | 10.7 | 16.1 | 27000 | 25000 | 20000 | 2.93 | 2.24 | 34000 | 3.06 | 2 | 9.8 | 7.8
Live | 213372229 |  | 10.7 | 16.1 | 27000 | 25000 | 20000 | 2.93 | 2.24 | 34000 | 3.06 | 2 | 9.8 | 7.8
Live | 213372232 |  | 10 | 15.5 | 40000 | 38000 | 31600 | 2.34 | 1.9 | 45000 | 2.64 | 1.85 | 8.6 | 7
Live | 213372224 |  | 10 | 15.5 | 40000 | 38000 | 31600 | 2.34 | 1.9 | 45000 | 2.64 | 1.85 | 8.6 | 7
Live | 213372216 |  | 10 | 15.5 | 40000 | 38000 | 31600 | 2.34 | 1.9 | 45000 | 2.64 | 1.85 | 8.6 | 7
Live | 213372208 |  | 10 | 15.5 | 40000 | 38000 | 31600 | 2.34 | 1.9 | 45000 | 2.64 | 1.85 | 8.6 | 7
Live | 213372200 |  | 10 | 15.5 | 40000 | 38000 | 31600 | 2.34 | 1.9 | 45000 | 2.64 | 1.85 | 8.6 | 7
Live | 213372192 |  | 10 | 15.5 | 40000 | 38000 | 31600 | 2.34 | 1.9 | 45000 | 2.64 | 1.85 | 8.6 | 7
Live | 213372120 |  | 10 | 15.5 | 40000 | 38000 | 31600 | 2.34 | 1.9 | 45000 | 2.64 | 1.85 | 8.6 | 7
Live | 213372144 |  | 10 | 15.5 | 40000 | 38000 | 31600 | 2.34 | 1.9 | 45000 | 2.64 | 1.85 | 8.6 | 7
Live | 213372136 |  | 10 | 15.5 | 40000 | 38000 | 31600 | 2.34 | 1.9 | 45000 | 2.64 | 1.85 | 8.6 | 7
Live | 213372128 |  | 10 | 15.5 | 40000 | 38000 | 31600 | 2.34 | 1.9 | 45000 | 2.64 | 1.85 | 8.6 | 7
Live | 213372184 |  | 10 | 15.5 | 40000 | 38000 | 31600 | 2.34 | 1.9 | 45000 | 2.64 | 1.85 | 8.6 | 7
Live | 213372176 |  | 10 | 15.5 | 40000 | 38000 | 31600 | 2.34 | 1.9 | 45000 | 2.64 | 1.85 | 8.6 | 7
Live | 213372168 |  | 10 | 15.5 | 40000 | 38000 | 31600 | 2.34 | 1.9 | 45000 | 2.64 | 1.85 | 8.6 | 7
Live | 213372160 |  | 10 | 15.5 | 40000 | 38000 | 31600 | 2.34 | 1.9 | 45000 | 2.64 | 1.85 | 8.6 | 7
Live | 213372152 |  | 10 | 15.5 | 40000 | 38000 | 31600 | 2.34 | 1.9 | 45000 | 2.64 | 1.85 | 8.6 | 7
Live | 213372155 |  | 8.6 | 14.5 | 54000 | 38000 | 46500 | 2.57 | 2.26 | 60000 | 2.76 | 1.8 | 8.6 | 7.1
Live | 213372163 |  | 8.6 | 14.5 | 54000 | 38000 | 46500 | 2.57 | 2.26 | 60000 | 2.76 | 1.8 | 8.6 | 7.1
Live | 213372171 |  | 8.6 | 14.5 | 54000 | 38000 | 46500 | 2.57 | 2.26 | 60000 | 2.76 | 1.8 | 8.6 | 7.1
Live | 213372179 |  | 8.6 | 14.5 | 54000 | 38000 | 46500 | 2.57 | 2.26 | 60000 | 2.76 | 1.8 | 8.6 | 7.1
Live | 213372187 |  | 8.6 | 14.5 | 54000 | 38000 | 46500 | 2.57 | 2.26 | 60000 | 2.76 | 1.8 | 8.6 | 7.1
Live | 213372131 |  | 8.6 | 14.5 | 54000 | 38000 | 46500 | 2.57 | 2.26 | 60000 | 2.76 | 1.8 | 8.6 | 7.1
Live | 213372139 |  | 8.6 | 14.5 | 54000 | 38000 | 46500 | 2.57 | 2.26 | 60000 | 2.76 | 1.8 | 8.6 | 7.1
Live | 213372147 |  | 8.6 | 14.5 | 54000 | 38000 | 46500 | 2.57 | 2.26 | 60000 | 2.76 | 1.8 | 8.6 | 7.1
Live | 213372123 |  | 8.6 | 14.5 | 54000 | 38000 | 46500 | 2.57 | 2.26 | 60000 | 2.76 | 1.8 | 8.6 | 7.1
Live | 213372235 |  | 8.6 | 14.5 | 54000 | 38000 | 46500 | 2.57 | 2.26 | 60000 | 2.76 | 1.8 | 8.6 | 7.1
Live | 213372195 |  | 8.6 | 14.5 | 54000 | 38000 | 46500 | 2.57 | 2.26 | 60000 | 2.76 | 1.8 | 8.6 | 7.1
Live | 213372203 |  | 8.6 | 14.5 | 54000 | 38000 | 46500 | 2.57 | 2.26 | 60000 | 2.76 | 1.8 | 8.6 | 7.1
Live | 213372211 |  | 8.6 | 14.5 | 54000 | 38000 | 46500 | 2.57 | 2.26 | 60000 | 2.76 | 1.8 | 8.6 | 7.1
Live | 213372219 |  | 8.6 | 14.5 | 54000 | 38000 | 46500 | 2.57 | 2.26 | 60000 | 2.76 | 1.8 | 8.6 | 7.1
Live | 213372227 |  | 8.6 | 14.5 | 54000 | 38000 | 46500 | 2.57 | 2.26 | 60000 | 2.76 | 1.8 | 8.6 | 7.1
Live | 217622218 |  | 8.8 | 15.3 | 56000 | 52500 | 48500 | 2.54 | 2.3 | 69000 | 2.8 | 1.91 | 9.4 | 7.6
Live | 217622225 |  | 8.8 | 15.3 | 56000 | 52500 | 48500 | 2.54 | 2.3 | 69000 | 2.8 | 1.91 | 9.4 | 7.6
Live | 217622239 |  | 8.8 | 15.3 | 56000 | 52500 | 48500 | 2.54 | 2.3 | 69000 | 2.8 | 1.91 | 9.4 | 7.6
Live | 217622232 |  | 8.8 | 15.3 | 56000 | 52500 | 48500 | 2.54 | 2.3 | 69000 | 2.8 | 1.91 | 9.4 | 7.6
Live | 217622246 |  | 8.8 | 15.3 | 56000 | 52500 | 48500 | 2.54 | 2.3 | 69000 | 2.8 | 1.91 | 9.4 | 7.6
Live | 217622281 |  | 8.8 | 15.3 | 56000 | 52500 | 48500 | 2.54 | 2.3 | 69000 | 2.8 | 1.91 | 9.4 | 7.6
Live | 217622274 |  | 8.8 | 15.3 | 56000 | 52500 | 48500 | 2.54 | 2.3 | 69000 | 2.8 | 1.91 | 9.4 | 7.6
Live | 217622267 |  | 8.8 | 15.3 | 56000 | 52500 | 48500 | 2.54 | 2.3 | 69000 | 2.8 | 1.91 | 9.4 | 7.6
Live | 217622260 |  | 8.8 | 15.3 | 56000 | 52500 | 48500 | 2.54 | 2.3 | 69000 | 2.8 | 1.91 | 9.4 | 7.6
Live | 217622253 |  | 8.8 | 15.3 | 56000 | 52500 | 48500 | 2.54 | 2.3 | 69000 | 2.8 | 1.91 | 9.4 | 7.6
Live | 216620242 |  | 8.8 | 15.3 | 56000 | 52500 | 48500 | 2.54 | 2.3 | 69000 | 2.8 | 1.91 | 9.4 | 7.6
Live | 216620230 |  | 8.8 | 15.3 | 56000 | 52500 | 48500 | 2.54 | 2.3 | 69000 | 2.8 | 1.91 | 9.4 | 7.6
Live | 216620254 |  | 8.8 | 15.3 | 56000 | 52500 | 48500 | 2.54 | 2.3 | 69000 | 2.8 | 1.91 | 9.4 | 7.6
Live | 216620266 |  | 8.8 | 15.3 | 56000 | 52500 | 48500 | 2.54 | 2.3 | 69000 | 2.8 | 1.91 | 9.4 | 7.6
Live | 216620278 |  | 8.8 | 15.3 | 56000 | 52500 | 48500 | 2.54 | 2.3 | 69000 | 2.8 | 1.91 | 9.4 | 7.6
Live | 216620206 |  | 8.8 | 15.3 | 56000 | 52500 | 48500 | 2.54 | 2.3 | 69000 | 2.8 | 1.91 | 9.4 | 7.6
Live | 216620194 |  | 8.8 | 15.3 | 56000 | 52500 | 48500 | 2.54 | 2.3 | 69000 | 2.8 | 1.91 | 9.4 | 7.6
Live | 216620218 |  | 8.8 | 15.3 | 56000 | 52500 | 48500 | 2.54 | 2.3 | 69000 | 2.8 | 1.91 | 9.4 | 7.6
Live | 216620182 |  | 8.8 | 15.3 | 56000 | 52500 | 48500 | 2.54 | 2.3 | 69000 | 2.8 | 1.91 | 9.4 | 7.6
Live | 216620170 |  | 8.8 | 15.3 | 56000 | 52500 | 48500 | 2.54 | 2.3 | 69000 | 2.8 | 1.91 | 9.4 | 7.6
Live | 211756651 |  | 8.8 | 15.3 | 56000 | 52500 | 48500 | 2.54 | 2.3 | 69000 | 2.8 | 1.91 | 9.4 | 7.6
Live | 210025756 |  | 8.8 | 15.3 | 56000 | 52500 | 48500 | 2.54 | 2.3 | 69000 | 2.8 | 1.91 | 9.4 | 7.6
Live | 210025755 |  | 8.8 | 15.3 | 56000 | 52500 | 48500 | 2.54 | 2.3 | 69000 | 2.8 | 1.91 | 9.4 | 7.6
Live | 210025754 |  | 8.8 | 15.3 | 56000 | 52500 | 48500 | 2.54 | 2.3 | 69000 | 2.8 | 1.91 | 9.4 | 7.6
Live | 210025753 |  | 8.8 | 15.3 | 56000 | 52500 | 48500 | 2.54 | 2.3 | 69000 | 2.8 | 1.91 | 9.4 | 7.6
Live | 210025752 |  | 8.8 | 15.3 | 56000 | 52500 | 48500 | 2.54 | 2.3 | 69000 | 2.8 | 1.91 | 9.4 | 7.6
Live | 210025751 |  | 8.8 | 15.3 | 56000 | 52500 | 48500 | 2.54 | 2.3 | 69000 | 2.8 | 1.91 | 9.4 | 7.6
Live | 210025750 |  | 8.8 | 15.3 | 56000 | 52500 | 48500 | 2.54 | 2.3 | 69000 | 2.8 | 1.91 | 9.4 | 7.6
Live | 210025749 |  | 8.8 | 15.3 | 56000 | 52500 | 48500 | 2.54 | 2.3 | 69000 | 2.8 | 1.91 | 9.4 | 7.6
Live | 210025748 |  | 8.8 | 15.3 | 56000 | 52500 | 48500 | 2.54 | 2.3 | 69000 | 2.8 | 1.91 | 9.4 | 7.6
Live | 210025747 |  | 8.8 | 15.3 | 56000 | 52500 | 48500 | 2.54 | 2.3 | 69000 | 2.8 | 1.91 | 9.4 | 7.6
Live | 210025746 |  | 8.8 | 15.3 | 56000 | 52500 | 48500 | 2.54 | 2.3 | 69000 | 2.8 | 1.91 | 9.4 | 7.6
Live | 210025745 |  | 8.8 | 15.3 | 56000 | 52500 | 48500 | 2.54 | 2.3 | 69000 | 2.8 | 1.91 | 9.4 | 7.6
Live | 210025744 |  | 8.8 | 15.3 | 56000 | 52500 | 48500 | 2.54 | 2.3 | 69000 | 2.8 | 1.91 | 9.4 | 7.6
Live | 210025743 |  | 8.8 | 15.3 | 56000 | 52500 | 48500 | 2.54 | 2.3 | 69000 | 2.8 | 1.91 | 9.4 | 7.6
Live | 210025742 |  | 8.8 | 15.3 | 56000 | 52500 | 48500 | 2.54 | 2.3 | 69000 | 2.8 | 1.91 | 9.4 | 7.6
Live | 210025741 |  | 8.8 | 15.3 | 56000 | 52500 | 48500 | 2.54 | 2.3 | 69000 | 2.8 | 1.91 | 9.4 | 7.6
Live | 208104300 |  | 8.2 | 15.4 | 41000 | 27200 | 24000 | 2.4 | 2.53 | 43000 | 2.93 | 2.06 | 9 | 7
Live | 208104302 |  | 8.2 | 15.4 | 41000 | 27200 | 24000 | 2.4 | 2.53 | 43000 | 2.93 | 2.06 | 9 | 7
Live | 208104304 |  | 8.2 | 15.4 | 41000 | 27200 | 24000 | 2.4 | 2.53 | 43000 | 2.93 | 2.06 | 9 | 7
Live | 208104306 |  | 8.2 | 15.4 | 41000 | 27200 | 24000 | 2.4 | 2.53 | 43000 | 2.93 | 2.06 | 9 | 7
Live | 208104309 |  | 8.2 | 15.4 | 41000 | 27200 | 24000 | 2.4 | 2.53 | 43000 | 2.93 | 2.06 | 9 | 7
Live | 208104308 |  | 8.2 | 15.4 | 41000 | 27200 | 24000 | 2.4 | 2.53 | 43000 | 2.93 | 2.06 | 9 | 7
Live | 208104311 |  | 8.2 | 15.4 | 41000 | 27200 | 24000 | 2.4 | 2.53 | 43000 | 2.93 | 2.06 | 9 | 7
Live | 208104313 |  | 8.2 | 15.4 | 41000 | 27200 | 24000 | 2.4 | 2.53 | 43000 | 2.93 | 2.06 | 9 | 7
Live | 208104315 |  | 8.2 | 15.4 | 41000 | 27200 | 24000 | 2.4 | 2.53 | 43000 | 2.93 | 2.06 | 9 | 7
Live | 208104317 |  | 8.2 | 15.4 | 41000 | 27200 | 24000 | 2.4 | 2.53 | 43000 | 2.93 | 2.06 | 9 | 7
Live | 208104319 |  | 8.2 | 15.4 | 41000 | 27200 | 24000 | 2.4 | 2.53 | 43000 | 2.93 | 2.06 | 9 | 7
Live | 208104321 |  | 8.2 | 15.4 | 41000 | 27200 | 24000 | 2.4 | 2.53 | 43000 | 2.93 | 2.06 | 9 | 7
Live | 208104323 |  | 8.2 | 15.4 | 41000 | 27200 | 24000 | 2.4 | 2.53 | 43000 | 2.93 | 2.06 | 9 | 7
Live | 208104325 |  | 8.2 | 15.4 | 41000 | 27200 | 24000 | 2.4 | 2.53 | 43000 | 2.93 | 2.06 | 9 | 7
Live | 208104327 |  | 8.2 | 15.4 | 41000 | 27200 | 24000 | 2.4 | 2.53 | 43000 | 2.93 | 2.06 | 9 | 7
Live | 211756631 |  | 8.2 | 15.4 | 41000 | 27200 | 24000 | 2.4 | 2.53 | 43000 | 2.93 | 2.06 | 9 | 7
Live | 213372226 |  | 8.6 | 14.3 | 47000 | 45000 | 40000 | 2.41 | 2.11 | 59000 | 2.79 | 1.8 | 9 | 7.5
Live | 213372218 |  | 8.6 | 14.3 | 47000 | 45000 | 40000 | 2.41 | 2.11 | 59000 | 2.79 | 1.8 | 9 | 7.5
Live | 213372210 |  | 8.6 | 14.3 | 47000 | 45000 | 40000 | 2.41 | 2.11 | 59000 | 2.79 | 1.8 | 9 | 7.5
Live | 213372202 |  | 8.6 | 14.3 | 47000 | 45000 | 40000 | 2.41 | 2.11 | 59000 | 2.79 | 1.8 | 9 | 7.5
Live | 213372194 |  | 8.6 | 14.3 | 47000 | 45000 | 40000 | 2.41 | 2.11 | 59000 | 2.79 | 1.8 | 9 | 7.5
Live | 213372234 |  | 8.6 | 14.3 | 47000 | 45000 | 40000 | 2.41 | 2.11 | 59000 | 2.79 | 1.8 | 9 | 7.5
Live | 213372186 |  | 8.6 | 14.3 | 47000 | 45000 | 40000 | 2.41 | 2.11 | 59000 | 2.79 | 1.8 | 9 | 7.5
Live | 213372178 |  | 8.6 | 14.3 | 47000 | 45000 | 40000 | 2.41 | 2.11 | 59000 | 2.79 | 1.8 | 9 | 7.5
Live | 213372170 |  | 8.6 | 14.3 | 47000 | 45000 | 40000 | 2.41 | 2.11 | 59000 | 2.79 | 1.8 | 9 | 7.5
Live | 213372162 |  | 8.6 | 14.3 | 47000 | 45000 | 40000 | 2.41 | 2.11 | 59000 | 2.79 | 1.8 | 9 | 7.5
Live | 213372154 |  | 8.6 | 14.3 | 47000 | 45000 | 40000 | 2.41 | 2.11 | 59000 | 2.79 | 1.8 | 9 | 7.5
Live | 213372146 |  | 8.6 | 14.3 | 47000 | 45000 | 40000 | 2.41 | 2.11 | 59000 | 2.79 | 1.8 | 9 | 7.5
Live | 213372138 |  | 8.6 | 14.3 | 47000 | 45000 | 40000 | 2.41 | 2.11 | 59000 | 2.79 | 1.8 | 9 | 7.5
Live | 213372130 |  | 8.6 | 14.3 | 47000 | 45000 | 40000 | 2.41 | 2.11 | 59000 | 2.79 | 1.8 | 9 | 7.5
Live | 213372122 |  | 8.6 | 14.3 | 47000 | 45000 | 40000 | 2.41 | 2.11 | 59000 | 2.79 | 1.8 | 9 | 7.5
Live | 213372121 |  | 10 | 15.2 | 40000 | 38000 | 32000 | 2.34 | 1.9 | 45000 | 2.64 | 2 | 10 | 8
Live | 213372129 |  | 10 | 15.2 | 40000 | 38000 | 32000 | 2.34 | 1.9 | 45000 | 2.64 | 2 | 10 | 8
Live | 213372137 |  | 10 | 15.2 | 40000 | 38000 | 32000 | 2.34 | 1.9 | 45000 | 2.64 | 2 | 10 | 8
Live | 213372145 |  | 10 | 15.2 | 40000 | 38000 | 32000 | 2.34 | 1.9 | 45000 | 2.64 | 2 | 10 | 8
Live | 213372153 |  | 10 | 15.2 | 40000 | 38000 | 32000 | 2.34 | 1.9 | 45000 | 2.64 | 2 | 10 | 8
Live | 213372161 |  | 10 | 15.2 | 40000 | 38000 | 32000 | 2.34 | 1.9 | 45000 | 2.64 | 2 | 10 | 8
Live | 213372169 |  | 10 | 15.2 | 40000 | 38000 | 32000 | 2.34 | 1.9 | 45000 | 2.64 | 2 | 10 | 8
Live | 213372177 |  | 10 | 15.2 | 40000 | 38000 | 32000 | 2.34 | 1.9 | 45000 | 2.64 | 2 | 10 | 8
Live | 213372185 |  | 10 | 15.2 | 40000 | 38000 | 32000 | 2.34 | 1.9 | 45000 | 2.64 | 2 | 10 | 8
Live | 213372193 |  | 10 | 15.2 | 40000 | 38000 | 32000 | 2.34 | 1.9 | 45000 | 2.64 | 2 | 10 | 8
Live | 213372201 |  | 10 | 15.2 | 40000 | 38000 | 32000 | 2.34 | 1.9 | 45000 | 2.64 | 2 | 10 | 8
Live | 213372231 |  | 10.5 | 15.5 | 35000 | 26000 | 27000 | 2.76 | 2.28 | 37000 | 3.29 | 1.85 | 9.7 | 7.7
Live | 213372223 |  | 10.5 | 15.5 | 35000 | 26000 | 27000 | 2.76 | 2.28 | 37000 | 3.29 | 1.85 | 9.7 | 7.7
Live | 213372215 |  | 10.5 | 15.5 | 35000 | 26000 | 27000 | 2.76 | 2.28 | 37000 | 3.29 | 1.85 | 9.7 | 7.7
Live | 213372207 |  | 10.5 | 15.5 | 35000 | 26000 | 27000 | 2.76 | 2.28 | 37000 | 3.29 | 1.85 | 9.7 | 7.7
Live | 213372199 |  | 10.5 | 15.5 | 35000 | 26000 | 27000 | 2.76 | 2.28 | 37000 | 3.29 | 1.85 | 9.7 | 7.7
Live | 213372191 |  | 10.5 | 15.5 | 35000 | 26000 | 27000 | 2.76 | 2.28 | 37000 | 3.29 | 1.85 | 9.7 | 7.7
Live | 213372183 |  | 10.5 | 15.5 | 35000 | 26000 | 27000 | 2.76 | 2.28 | 37000 | 3.29 | 1.85 | 9.7 | 7.7
Live | 213372175 |  | 10.5 | 15.5 | 35000 | 26000 | 27000 | 2.76 | 2.28 | 37000 | 3.29 | 1.85 | 9.7 | 7.7
Live | 213372167 |  | 10.5 | 15.5 | 35000 | 26000 | 27000 | 2.76 | 2.28 | 37000 | 3.29 | 1.85 | 9.7 | 7.7
Live | 213372159 |  | 10.5 | 15.5 | 35000 | 26000 | 27000 | 2.76 | 2.28 | 37000 | 3.29 | 1.85 | 9.7 | 7.7
Live | 213372151 |  | 10.5 | 15.5 | 35000 | 26000 | 27000 | 2.76 | 2.28 | 37000 | 3.29 | 1.85 | 9.7 | 7.7
Live | 213372143 |  | 10.5 | 15.5 | 35000 | 26000 | 27000 | 2.76 | 2.28 | 37000 | 3.29 | 1.85 | 9.7 | 7.7
Live | 213372135 |  | 10.5 | 15.5 | 35000 | 26000 | 27000 | 2.76 | 2.28 | 37000 | 3.29 | 1.85 | 9.7 | 7.7
Live | 213372127 |  | 10.5 | 15.5 | 35000 | 26000 | 27000 | 2.76 | 2.28 | 37000 | 3.29 | 1.85 | 9.7 | 7.7
Live | 213372119 |  | 10.5 | 15.5 | 35000 | 26000 | 27000 | 2.76 | 2.28 | 37000 | 3.29 | 1.85 | 9.7 | 7.7
Live | 213372118 |  | 10.7 | 16.5 | 28400 | 23000 | 20000 | 3.2 | 2.28 | 28000 | 2.6 | 1.95 | 9.5 | 7.7
Live | 213372126 |  | 10.7 | 16.5 | 28400 | 23000 | 20000 | 3.2 | 2.28 | 28000 | 2.6 | 1.95 | 9.5 | 7.7
Live | 213372134 |  | 10.7 | 16.5 | 28400 | 23000 | 20000 | 3.2 | 2.28 | 28000 | 2.6 | 1.95 | 9.5 | 7.7
Live | 213372142 |  | 10.7 | 16.5 | 28400 | 23000 | 20000 | 3.2 | 2.28 | 28000 | 2.6 | 1.95 | 9.5 | 7.7
Live | 213372150 |  | 10.7 | 16.5 | 28400 | 23000 | 20000 | 3.2 | 2.28 | 28000 | 2.6 | 1.95 | 9.5 | 7.7
Live | 213372158 |  | 10.7 | 16.5 | 28400 | 23000 | 20000 | 3.2 | 2.28 | 28000 | 2.6 | 1.95 | 9.5 | 7.7
Live | 213372166 |  | 10.7 | 16.5 | 28400 | 23000 | 20000 | 3.2 | 2.28 | 28000 | 2.6 | 1.95 | 9.5 | 7.7
Live | 213372174 |  | 10.7 | 16.5 | 28400 | 23000 | 20000 | 3.2 | 2.28 | 28000 | 2.6 | 1.95 | 9.5 | 7.7
Live | 213372182 |  | 10.7 | 16.5 | 28400 | 23000 | 20000 | 3.2 | 2.28 | 28000 | 2.6 | 1.95 | 9.5 | 7.7
Live | 213372190 |  | 10.7 | 16.5 | 28400 | 23000 | 20000 | 3.2 | 2.28 | 28000 | 2.6 | 1.95 | 9.5 | 7.7
Live | 213372198 |  | 10.7 | 16.5 | 28400 | 23000 | 20000 | 3.2 | 2.28 | 28000 | 2.6 | 1.95 | 9.5 | 7.7
Live | 213372206 |  | 10.7 | 16.5 | 28400 | 23000 | 20000 | 3.2 | 2.28 | 28000 | 2.6 | 1.95 | 9.5 | 7.7
Live | 213372214 |  | 10.7 | 16.5 | 28400 | 23000 | 20000 | 3.2 | 2.28 | 28000 | 2.6 | 1.95 | 9.5 | 7.7
Live | 213372222 |  | 10.7 | 16.5 | 28400 | 23000 | 20000 | 3.2 | 2.28 | 28000 | 2.6 | 1.95 | 9.5 | 7.7
Live | 213372230 |  | 10.7 | 16.5 | 28400 | 23000 | 20000 | 3.2 | 2.28 | 28000 | 2.6 | 1.95 | 9.5 | 7.7
Live | 213372236 |  | 11.7 | 16.1 | 22000 | 17400 | 15000 | 3.07 | 2.42 | 23600 | 3.14 | 2.2 | 9.5 | 7.8
Live | 213372228 |  | 11.7 | 16.1 | 22000 | 17400 | 15000 | 3.07 | 2.42 | 23600 | 3.14 | 2.2 | 9.5 | 7.8
Live | 213372220 |  | 11.7 | 16.1 | 22000 | 17400 | 15000 | 3.07 | 2.42 | 23600 | 3.14 | 2.2 | 9.5 | 7.8
Live | 213372212 |  | 11.7 | 16.1 | 22000 | 17400 | 15000 | 3.07 | 2.42 | 23600 | 3.14 | 2.2 | 9.5 | 7.8
Live | 213372204 |  | 11.7 | 16.1 | 22000 | 17400 | 15000 | 3.07 | 2.42 | 23600 | 3.14 | 2.2 | 9.5 | 7.8
Live | 213372196 |  | 11.7 | 16.1 | 22000 | 17400 | 15000 | 3.07 | 2.42 | 23600 | 3.14 | 2.2 | 9.5 | 7.8
Live | 213372188 |  | 11.7 | 16.1 | 22000 | 17400 | 15000 | 3.07 | 2.42 | 23600 | 3.14 | 2.2 | 9.5 | 7.8
Live | 213372180 |  | 11.7 | 16.1 | 22000 | 17400 | 15000 | 3.07 | 2.42 | 23600 | 3.14 | 2.2 | 9.5 | 7.8
Live | 213372172 |  | 11.7 | 16.1 | 22000 | 17400 | 15000 | 3.07 | 2.42 | 23600 | 3.14 | 2.2 | 9.5 | 7.8
Live | 213372164 |  | 11.7 | 16.1 | 22000 | 17400 | 15000 | 3.07 | 2.42 | 23600 | 3.14 | 2.2 | 9.5 | 7.8
Live | 213372156 |  | 11.7 | 16.1 | 22000 | 17400 | 15000 | 3.07 | 2.42 | 23600 | 3.14 | 2.2 | 9.5 | 7.8
Live | 213372148 |  | 11.7 | 16.1 | 22000 | 17400 | 15000 | 3.07 | 2.42 | 23600 | 3.14 | 2.2 | 9.5 | 7.8
Live | 213372140 |  | 11.7 | 16.1 | 22000 | 17400 | 15000 | 3.07 | 2.42 | 23600 | 3.14 | 2.2 | 9.5 | 7.8
Live | 213372132 |  | 11.7 | 16.1 | 22000 | 17400 | 15000 | 3.07 | 2.42 | 23600 | 3.14 | 2.2 | 9.5 | 7.8
Live | 213372124 |  | 11.7 | 16.1 | 22000 | 17400 | 15000 | 3.07 | 2.42 | 23600 | 3.14 | 2.2 | 9.5 | 7.8
Live | 213372116 |  | 11.7 | 16.1 | 22000 | 17400 | 15000 | 3.07 | 2.42 | 23600 | 3.14 | 2.2 | 9.5 | 7.8
Live | 216620169 |  | 8.8 | 14.9 | 60200 | 39000 | 34600 | 2.58 | 2.2 | 63100 | 3.04 | 1.9 | 8.5 | 6.7
Live | 216620181 |  | 8.8 | 14.9 | 60200 | 39000 | 34600 | 2.58 | 2.2 | 63100 | 3.04 | 1.9 | 8.5 | 6.7
Live | 216620217 |  | 8.8 | 14.9 | 60200 | 39000 | 34600 | 2.58 | 2.2 | 63100 | 3.04 | 1.9 | 8.5 | 6.7
Live | 216620193 |  | 8.8 | 14.9 | 60200 | 39000 | 34600 | 2.58 | 2.2 | 63100 | 3.04 | 1.9 | 8.5 | 6.7
Live | 216620205 |  | 8.8 | 14.9 | 60200 | 39000 | 34600 | 2.58 | 2.2 | 63100 | 3.04 | 1.9 | 8.5 | 6.7
Live | 216620277 |  | 8.8 | 14.9 | 60200 | 39000 | 34600 | 2.58 | 2.2 | 63100 | 3.04 | 1.9 | 8.5 | 6.7
Live | 216620265 |  | 8.8 | 14.9 | 60200 | 39000 | 34600 | 2.58 | 2.2 | 63100 | 3.04 | 1.9 | 8.5 | 6.7
Live | 216620253 |  | 8.8 | 14.9 | 60200 | 39000 | 34600 | 2.58 | 2.2 | 63100 | 3.04 | 1.9 | 8.5 | 6.7
Live | 216620229 |  | 8.8 | 14.9 | 60200 | 39000 | 34600 | 2.58 | 2.2 | 63100 | 3.04 | 1.9 | 8.5 | 6.7
Live | 216620241 |  | 8.8 | 14.9 | 60200 | 39000 | 34600 | 2.58 | 2.2 | 63100 | 3.04 | 1.9 | 8.5 | 6.7
Live | 217622211 |  | 8.8 | 14.9 | 60200 | 39000 | 34600 | 2.58 | 2.2 | 63100 | 3.04 | 1.9 | 8.5 | 6.7
Live | 217622206 |  | 8.8 | 14.9 | 60200 | 39000 | 34600 | 2.58 | 2.2 | 63100 | 3.04 | 1.9 | 8.5 | 6.7
Live | 217622201 |  | 8.8 | 14.9 | 60200 | 39000 | 34600 | 2.58 | 2.2 | 63100 | 3.04 | 1.9 | 8.5 | 6.7
Live | 217622196 |  | 8.8 | 14.9 | 60200 | 39000 | 34600 | 2.58 | 2.2 | 63100 | 3.04 | 1.9 | 8.5 | 6.7
Live | 217622191 |  | 8.8 | 14.9 | 60200 | 39000 | 34600 | 2.58 | 2.2 | 63100 | 3.04 | 1.9 | 8.5 | 6.7
Live | 217622186 |  | 8.8 | 14.9 | 60200 | 39000 | 34600 | 2.58 | 2.2 | 63100 | 3.04 | 1.9 | 8.5 | 6.7
Live | 217622181 |  | 8.8 | 14.9 | 60200 | 39000 | 34600 | 2.58 | 2.2 | 63100 | 3.04 | 1.9 | 8.5 | 6.7
Live | 217622176 |  | 8.8 | 14.9 | 60200 | 39000 | 34600 | 2.58 | 2.2 | 63100 | 3.04 | 1.9 | 8.5 | 6.7
Live | 217622171 |  | 8.8 | 14.9 | 60200 | 39000 | 34600 | 2.58 | 2.2 | 63100 | 3.04 | 1.9 | 8.5 | 6.7
Live | 217622166 |  | 8.8 | 14.9 | 60200 | 39000 | 34600 | 2.58 | 2.2 | 63100 | 3.04 | 1.9 | 8.5 | 6.7
Live | 208447904 |  | 8.8 | 14.9 | 60200 | 39000 | 34600 | 2.58 | 2.2 | 63100 | 3.04 | 1.9 | 8.5 | 6.7
Live | 208447913 |  | 8.8 | 14.9 | 60200 | 39000 | 34600 | 2.58 | 2.2 | 63100 | 3.04 | 1.9 | 8.5 | 6.7
Live | 208447886 |  | 8.8 | 14.9 | 60200 | 39000 | 34600 | 2.58 | 2.2 | 63100 | 3.04 | 1.9 | 8.5 | 6.7
Live | 208447895 |  | 8.8 | 14.9 | 60200 | 39000 | 34600 | 2.58 | 2.2 | 63100 | 3.04 | 1.9 | 8.5 | 6.7
Live | 208447922 |  | 8.8 | 14.9 | 60200 | 39000 | 34600 | 2.58 | 2.2 | 63100 | 3.04 | 1.9 | 8.5 | 6.7
Live | 209852038 |  | 8.8 | 14.9 | 60200 | 39000 | 34600 | 2.58 | 2.2 | 63100 | 3.04 | 1.9 | 8.5 | 6.7
Live | 209852049 |  | 8.8 | 14.9 | 60200 | 39000 | 34600 | 2.58 | 2.2 | 63100 | 3.04 | 1.9 | 8.5 | 6.7
Live | 209852093 |  | 8.8 | 14.9 | 60200 | 39000 | 34600 | 2.58 | 2.2 | 63100 | 3.04 | 1.9 | 8.5 | 6.7
Live | 209852104 |  | 8.8 | 14.9 | 60200 | 39000 | 34600 | 2.58 | 2.2 | 63100 | 3.04 | 1.9 | 8.5 | 6.7
Live | 209852115 |  | 8.8 | 14.9 | 60200 | 39000 | 34600 | 2.58 | 2.2 | 63100 | 3.04 | 1.9 | 8.5 | 6.7
Live | 209852082 |  | 8.8 | 14.9 | 60200 | 39000 | 34600 | 2.58 | 2.2 | 63100 | 3.04 | 1.9 | 8.5 | 6.7
Live | 209852071 |  | 8.8 | 14.9 | 60200 | 39000 | 34600 | 2.58 | 2.2 | 63100 | 3.04 | 1.9 | 8.5 | 6.7
Live | 209852060 |  | 8.8 | 14.9 | 60200 | 39000 | 34600 | 2.58 | 2.2 | 63100 | 3.04 | 1.9 | 8.5 | 6.7
Live | 209862134 |  | 8.8 | 14.9 | 60200 | 39000 | 34600 | 2.58 | 2.2 | 63100 | 3.04 | 1.9 | 8.5 | 6.7
Live | 211756644 |  | 8.8 | 14.9 | 60200 | 39000 | 34600 | 2.58 | 2.2 | 63100 | 3.04 | 1.9 | 8.5 | 6.7
Live | 209852126 |  | 8.8 | 14.9 | 60200 | 39000 | 34600 | 2.58 | 2.2 | 63100 | 3.04 | 1.9 | 8.5 | 6.7
Live | 209852137 |  | 8.8 | 14.9 | 60200 | 39000 | 34600 | 2.58 | 2.2 | 63100 | 3.04 | 1.9 | 8.5 | 6.7
Live | 209852134 |  | 8.8 | 15.8 | 48000 | 39000 | 36000 | 2.56 | 2.2 | 57000 | 3.04 | 1.95 | 9.4 | 7.5
Live | 211756641 |  | 8.8 | 15.8 | 48000 | 39000 | 36000 | 2.56 | 2.2 | 57000 | 3.04 | 1.95 | 9.4 | 7.5
Live | 209862129 |  | 8.8 | 15.8 | 48000 | 39000 | 36000 | 2.56 | 2.2 | 57000 | 3.04 | 1.95 | 9.4 | 7.5
Live | 209852068 |  | 8.8 | 15.8 | 48000 | 39000 | 36000 | 2.56 | 2.2 | 57000 | 3.04 | 1.95 | 9.4 | 7.5
Live | 209852057 |  | 8.8 | 15.8 | 48000 | 39000 | 36000 | 2.56 | 2.2 | 57000 | 3.04 | 1.95 | 9.4 | 7.5
Live | 209852079 |  | 8.8 | 15.8 | 48000 | 39000 | 36000 | 2.56 | 2.2 | 57000 | 3.04 | 1.95 | 9.4 | 7.5
Live | 209852112 |  | 8.8 | 15.8 | 48000 | 39000 | 36000 | 2.56 | 2.2 | 57000 | 3.04 | 1.95 | 9.4 | 7.5
Live | 209852123 |  | 8.8 | 15.8 | 48000 | 39000 | 36000 | 2.56 | 2.2 | 57000 | 3.04 | 1.95 | 9.4 | 7.5
Live | 209852101 |  | 8.8 | 15.8 | 48000 | 39000 | 36000 | 2.56 | 2.2 | 57000 | 3.04 | 1.95 | 9.4 | 7.5
Live | 209852090 |  | 8.8 | 15.8 | 48000 | 39000 | 36000 | 2.56 | 2.2 | 57000 | 3.04 | 1.95 | 9.4 | 7.5
Live | 209852046 |  | 8.8 | 15.8 | 48000 | 39000 | 36000 | 2.56 | 2.2 | 57000 | 3.04 | 1.95 | 9.4 | 7.5
Live | 209852035 |  | 8.8 | 15.8 | 48000 | 39000 | 36000 | 2.56 | 2.2 | 57000 | 3.04 | 1.95 | 9.4 | 7.5
Live | 208447897 |  | 8.8 | 15.8 | 48000 | 39000 | 36000 | 2.56 | 2.2 | 57000 | 3.04 | 1.95 | 9.4 | 7.5
Live | 208447888 |  | 8.8 | 15.8 | 48000 | 39000 | 36000 | 2.56 | 2.2 | 57000 | 3.04 | 1.95 | 9.4 | 7.5
Live | 208447915 |  | 8.8 | 15.8 | 48000 | 39000 | 36000 | 2.56 | 2.2 | 57000 | 3.04 | 1.95 | 9.4 | 7.5
Live | 208447906 |  | 8.8 | 15.8 | 48000 | 39000 | 36000 | 2.56 | 2.2 | 57000 | 3.04 | 1.95 | 9.4 | 7.5
Live | 208447879 |  | 8.8 | 15.8 | 48000 | 39000 | 36000 | 2.56 | 2.2 | 57000 | 3.04 | 1.95 | 9.4 | 7.5
Live | 217622165 |  | 8.8 | 15.8 | 48000 | 39000 | 36000 | 2.56 | 2.2 | 57000 | 3.04 | 1.95 | 9.4 | 7.5
Live | 217622170 |  | 8.8 | 15.8 | 48000 | 39000 | 36000 | 2.56 | 2.2 | 57000 | 3.04 | 1.95 | 9.4 | 7.5
Live | 217622175 |  | 8.8 | 15.8 | 48000 | 39000 | 36000 | 2.56 | 2.2 | 57000 | 3.04 | 1.95 | 9.4 | 7.5
Live | 217622180 |  | 8.8 | 15.8 | 48000 | 39000 | 36000 | 2.56 | 2.2 | 57000 | 3.04 | 1.95 | 9.4 | 7.5
Live | 217622185 |  | 8.8 | 15.8 | 48000 | 39000 | 36000 | 2.56 | 2.2 | 57000 | 3.04 | 1.95 | 9.4 | 7.5
Live | 217622190 |  | 8.8 | 15.8 | 48000 | 39000 | 36000 | 2.56 | 2.2 | 57000 | 3.04 | 1.95 | 9.4 | 7.5
Live | 217622195 |  | 8.8 | 15.8 | 48000 | 39000 | 36000 | 2.56 | 2.2 | 57000 | 3.04 | 1.95 | 9.4 | 7.5
Live | 217622200 |  | 8.8 | 15.8 | 48000 | 39000 | 36000 | 2.56 | 2.2 | 57000 | 3.04 | 1.95 | 9.4 | 7.5
Live | 217622205 |  | 8.8 | 15.8 | 48000 | 39000 | 36000 | 2.56 | 2.2 | 57000 | 3.04 | 1.95 | 9.4 | 7.5
Live | 217622210 |  | 8.8 | 15.8 | 48000 | 39000 | 36000 | 2.56 | 2.2 | 57000 | 3.04 | 1.95 | 9.4 | 7.5
Live | 216620239 |  | 8.8 | 15.8 | 48000 | 39000 | 36000 | 2.56 | 2.2 | 57000 | 3.04 | 1.95 | 9.4 | 7.5
Live | 216620251 |  | 8.8 | 15.8 | 48000 | 39000 | 36000 | 2.56 | 2.2 | 57000 | 3.04 | 1.95 | 9.4 | 7.5
Live | 216620263 |  | 8.8 | 15.8 | 48000 | 39000 | 36000 | 2.56 | 2.2 | 57000 | 3.04 | 1.95 | 9.4 | 7.5
Live | 216620275 |  | 8.8 | 15.8 | 48000 | 39000 | 36000 | 2.56 | 2.2 | 57000 | 3.04 | 1.95 | 9.4 | 7.5
Live | 216620203 |  | 8.8 | 15.8 | 48000 | 39000 | 36000 | 2.56 | 2.2 | 57000 | 3.04 | 1.95 | 9.4 | 7.5
Live | 216620215 |  | 8.8 | 15.8 | 48000 | 39000 | 36000 | 2.56 | 2.2 | 57000 | 3.04 | 1.95 | 9.4 | 7.5
Live | 216620227 |  | 8.8 | 15.8 | 48000 | 39000 | 36000 | 2.56 | 2.2 | 57000 | 3.04 | 1.95 | 9.4 | 7.5
Live | 216620191 |  | 8.8 | 15.8 | 48000 | 39000 | 36000 | 2.56 | 2.2 | 57000 | 3.04 | 1.95 | 9.4 | 7.5
Live | 216620179 |  | 8.8 | 15.8 | 48000 | 39000 | 36000 | 2.56 | 2.2 | 57000 | 3.04 | 1.95 | 9.4 | 7.5
Live | 216620167 |  | 8.8 | 15.8 | 48000 | 39000 | 36000 | 2.56 | 2.2 | 57000 | 3.04 | 1.95 | 9.4 | 7.5
Live | 216620165 |  | 10.1 | 16.9 | 38900 | 22700 | 21000 | 2.83 | 2.1 | 36400 | 3.06 | 1.9 | 8.5 | 6.1
Live | 216620177 |  | 10.1 | 16.9 | 38900 | 22700 | 21000 | 2.83 | 2.1 | 36400 | 3.06 | 1.9 | 8.5 | 6.1
Live | 216620189 |  | 10.1 | 16.9 | 38900 | 22700 | 21000 | 2.83 | 2.1 | 36400 | 3.06 | 1.9 | 8.5 | 6.1
Live | 216620225 |  | 10.1 | 16.9 | 38900 | 22700 | 21000 | 2.83 | 2.1 | 36400 | 3.06 | 1.9 | 8.5 | 6.1
Live | 216620213 |  | 10.1 | 16.9 | 38900 | 22700 | 21000 | 2.83 | 2.1 | 36400 | 3.06 | 1.9 | 8.5 | 6.1
Live | 216620201 |  | 10.1 | 16.9 | 38900 | 22700 | 21000 | 2.83 | 2.1 | 36400 | 3.06 | 1.9 | 8.5 | 6.1
Live | 216620273 |  | 10.1 | 16.9 | 38900 | 22700 | 21000 | 2.83 | 2.1 | 36400 | 3.06 | 1.9 | 8.5 | 6.1
Live | 216620261 |  | 10.1 | 16.9 | 38900 | 22700 | 21000 | 2.83 | 2.1 | 36400 | 3.06 | 1.9 | 8.5 | 6.1
Live | 216620249 |  | 10.1 | 16.9 | 38900 | 22700 | 21000 | 2.83 | 2.1 | 36400 | 3.06 | 1.9 | 8.5 | 6.1
Live | 216620237 |  | 10.1 | 16.9 | 38900 | 22700 | 21000 | 2.83 | 2.1 | 36400 | 3.06 | 1.9 | 8.5 | 6.1
Live | 217622209 |  | 10.1 | 16.9 | 38900 | 22700 | 21000 | 2.83 | 2.1 | 36400 | 3.06 | 1.9 | 8.5 | 6.1
Live | 217622204 |  | 10.1 | 16.9 | 38900 | 22700 | 21000 | 2.83 | 2.1 | 36400 | 3.06 | 1.9 | 8.5 | 6.1
Live | 217622199 |  | 10.1 | 16.9 | 38900 | 22700 | 21000 | 2.83 | 2.1 | 36400 | 3.06 | 1.9 | 8.5 | 6.1
Live | 217622194 |  | 10.1 | 16.9 | 38900 | 22700 | 21000 | 2.83 | 2.1 | 36400 | 3.06 | 1.9 | 8.5 | 6.1
Live | 217622189 |  | 10.1 | 16.9 | 38900 | 22700 | 21000 | 2.83 | 2.1 | 36400 | 3.06 | 1.9 | 8.5 | 6.1
Live | 217622184 |  | 10.1 | 16.9 | 38900 | 22700 | 21000 | 2.83 | 2.1 | 36400 | 3.06 | 1.9 | 8.5 | 6.1
Live | 217622179 |  | 10.1 | 16.9 | 38900 | 22700 | 21000 | 2.83 | 2.1 | 36400 | 3.06 | 1.9 | 8.5 | 6.1
Live | 217622174 |  | 10.1 | 16.9 | 38900 | 22700 | 21000 | 2.83 | 2.1 | 36400 | 3.06 | 1.9 | 8.5 | 6.1
Live | 217622169 |  | 10.1 | 16.9 | 38900 | 22700 | 21000 | 2.83 | 2.1 | 36400 | 3.06 | 1.9 | 8.5 | 6.1
Live | 217622164 |  | 10.1 | 16.9 | 38900 | 22700 | 21000 | 2.83 | 2.1 | 36400 | 3.06 | 1.9 | 8.5 | 6.1
Live | 208447880 |  | 10.1 | 16.9 | 38900 | 22700 | 21000 | 2.83 | 2.1 | 36400 | 3.06 | 1.9 | 8.5 | 6.1
Live | 208447907 |  | 10.1 | 16.9 | 38900 | 22700 | 21000 | 2.83 | 2.1 | 36400 | 3.06 | 1.9 | 8.5 | 6.1
Live | 208447889 |  | 10.1 | 16.9 | 38900 | 22700 | 21000 | 2.83 | 2.1 | 36400 | 3.06 | 1.9 | 8.5 | 6.1
Live | 208447898 |  | 10.1 | 16.9 | 38900 | 22700 | 21000 | 2.83 | 2.1 | 36400 | 3.06 | 1.9 | 8.5 | 6.1
Live | 208447916 |  | 10.1 | 16.9 | 38900 | 22700 | 21000 | 2.83 | 2.1 | 36400 | 3.06 | 1.9 | 8.5 | 6.1
Live | 209852042 |  | 10.1 | 16.9 | 38900 | 22700 | 21000 | 2.83 | 2.1 | 36400 | 3.06 | 1.9 | 8.5 | 6.1
Live | 209852097 |  | 10.1 | 16.9 | 38900 | 22700 | 21000 | 2.83 | 2.1 | 36400 | 3.06 | 1.9 | 8.5 | 6.1
Live | 209852108 |  | 10.1 | 16.9 | 38900 | 22700 | 21000 | 2.83 | 2.1 | 36400 | 3.06 | 1.9 | 8.5 | 6.1
Live | 209852130 |  | 10.1 | 16.9 | 38900 | 22700 | 21000 | 2.83 | 2.1 | 36400 | 3.06 | 1.9 | 8.5 | 6.1
Live | 209852119 |  | 10.1 | 16.9 | 38900 | 22700 | 21000 | 2.83 | 2.1 | 36400 | 3.06 | 1.9 | 8.5 | 6.1
Live | 209852075 |  | 10.1 | 16.9 | 38900 | 22700 | 21000 | 2.83 | 2.1 | 36400 | 3.06 | 1.9 | 8.5 | 6.1
Live | 209852086 |  | 10.1 | 16.9 | 38900 | 22700 | 21000 | 2.83 | 2.1 | 36400 | 3.06 | 1.9 | 8.5 | 6.1
Live | 209852053 |  | 10.1 | 16.9 | 38900 | 22700 | 21000 | 2.83 | 2.1 | 36400 | 3.06 | 1.9 | 8.5 | 6.1
Live | 209852064 |  | 10.1 | 16.9 | 38900 | 22700 | 21000 | 2.83 | 2.1 | 36400 | 3.06 | 1.9 | 8.5 | 6.1
Live | 209862131 |  | 10.1 | 16.9 | 38900 | 22700 | 21000 | 2.83 | 2.1 | 36400 | 3.06 | 1.9 | 8.5 | 6.1
Live | 209852141 |  | 10.1 | 16.9 | 38900 | 22700 | 21000 | 2.83 | 2.1 | 36400 | 3.06 | 1.9 | 8.5 | 6.1
Live | 211756648 |  | 10.1 | 16.9 | 38900 | 22700 | 21000 | 2.83 | 2.1 | 36400 | 3.06 | 1.9 | 8.5 | 6.1
Live | 216620173 |  | 10.5 | 17 | 26000 | 22000 | 19400 | 2.21 | 2.8 | 30000 | 3.26 | 2.1 | 9.2 | 7.6
Live | 216620161 |  | 10.5 | 17 | 26000 | 22000 | 19400 | 2.21 | 2.8 | 30000 | 3.26 | 2.1 | 9.2 | 7.6
Live | 216620185 |  | 10.5 | 17 | 26000 | 22000 | 19400 | 2.21 | 2.8 | 30000 | 3.26 | 2.1 | 9.2 | 7.6
Live | 216620221 |  | 10.5 | 17 | 26000 | 22000 | 19400 | 2.21 | 2.8 | 30000 | 3.26 | 2.1 | 9.2 | 7.6
Live | 216620197 |  | 10.5 | 17 | 26000 | 22000 | 19400 | 2.21 | 2.8 | 30000 | 3.26 | 2.1 | 9.2 | 7.6
Live | 216620209 |  | 10.5 | 17 | 26000 | 22000 | 19400 | 2.21 | 2.8 | 30000 | 3.26 | 2.1 | 9.2 | 7.6
Live | 216620269 |  | 10.5 | 17 | 26000 | 22000 | 19400 | 2.21 | 2.8 | 30000 | 3.26 | 2.1 | 9.2 | 7.6
Live | 216620257 |  | 10.5 | 17 | 26000 | 22000 | 19400 | 2.21 | 2.8 | 30000 | 3.26 | 2.1 | 9.2 | 7.6
Live | 216620245 |  | 10.5 | 17 | 26000 | 22000 | 19400 | 2.21 | 2.8 | 30000 | 3.26 | 2.1 | 9.2 | 7.6
Live | 216620233 |  | 10.5 | 17 | 26000 | 22000 | 19400 | 2.21 | 2.8 | 30000 | 3.26 | 2.1 | 9.2 | 7.6
Live | 217622248 |  | 10.5 | 17 | 26000 | 22000 | 19400 | 2.21 | 2.8 | 30000 | 3.26 | 2.1 | 9.2 | 7.6
Live | 217622255 |  | 10.5 | 17 | 26000 | 22000 | 19400 | 2.21 | 2.8 | 30000 | 3.26 | 2.1 | 9.2 | 7.6
Live | 217622262 |  | 10.5 | 17 | 26000 | 22000 | 19400 | 2.21 | 2.8 | 30000 | 3.26 | 2.1 | 9.2 | 7.6
Live | 217622269 |  | 10.5 | 17 | 26000 | 22000 | 19400 | 2.21 | 2.8 | 30000 | 3.26 | 2.1 | 9.2 | 7.6
Live | 217622276 |  | 10.5 | 17 | 26000 | 22000 | 19400 | 2.21 | 2.8 | 30000 | 3.26 | 2.1 | 9.2 | 7.6
Live | 217622234 |  | 10.5 | 17 | 26000 | 22000 | 19400 | 2.21 | 2.8 | 30000 | 3.26 | 2.1 | 9.2 | 7.6
Live | 217622241 |  | 10.5 | 17 | 26000 | 22000 | 19400 | 2.21 | 2.8 | 30000 | 3.26 | 2.1 | 9.2 | 7.6
Live | 217622220 |  | 10.5 | 17 | 26000 | 22000 | 19400 | 2.21 | 2.8 | 30000 | 3.26 | 2.1 | 9.2 | 7.6
Live | 217622227 |  | 10.5 | 17 | 26000 | 22000 | 19400 | 2.21 | 2.8 | 30000 | 3.26 | 2.1 | 9.2 | 7.6
Live | 217622213 |  | 10.5 | 17 | 26000 | 22000 | 19400 | 2.21 | 2.8 | 30000 | 3.26 | 2.1 | 9.2 | 7.6
Live | 208447899 |  | 10.5 | 17 | 26000 | 22000 | 19400 | 2.21 | 2.8 | 30000 | 3.26 | 2.1 | 9.2 | 7.6
Live | 208447890 |  | 10.5 | 17 | 26000 | 22000 | 19400 | 2.21 | 2.8 | 30000 | 3.26 | 2.1 | 9.2 | 7.6
Live | 208447908 |  | 10.5 | 17 | 26000 | 22000 | 19400 | 2.21 | 2.8 | 30000 | 3.26 | 2.1 | 9.2 | 7.6
Live | 208447881 |  | 10.5 | 17 | 26000 | 22000 | 19400 | 2.21 | 2.8 | 30000 | 3.26 | 2.1 | 9.2 | 7.6
Live | 208447917 |  | 10.5 | 17 | 26000 | 22000 | 19400 | 2.21 | 2.8 | 30000 | 3.26 | 2.1 | 9.2 | 7.6
Live | 209852045 |  | 10.5 | 17 | 26000 | 22000 | 19400 | 2.21 | 2.8 | 30000 | 3.26 | 2.1 | 9.2 | 7.6
Live | 209852034 |  | 10.5 | 17 | 26000 | 22000 | 19400 | 2.21 | 2.8 | 30000 | 3.26 | 2.1 | 9.2 | 7.6
Live | 209852089 |  | 10.5 | 17 | 26000 | 22000 | 19400 | 2.21 | 2.8 | 30000 | 3.26 | 2.1 | 9.2 | 7.6
Live | 209852100 |  | 10.5 | 17 | 26000 | 22000 | 19400 | 2.21 | 2.8 | 30000 | 3.26 | 2.1 | 9.2 | 7.6
Live | 209852122 |  | 10.5 | 17 | 26000 | 22000 | 19400 | 2.21 | 2.8 | 30000 | 3.26 | 2.1 | 9.2 | 7.6
Live | 209852111 |  | 10.5 | 17 | 26000 | 22000 | 19400 | 2.21 | 2.8 | 30000 | 3.26 | 2.1 | 9.2 | 7.6
Live | 209852078 |  | 10.5 | 17 | 26000 | 22000 | 19400 | 2.21 | 2.8 | 30000 | 3.26 | 2.1 | 9.2 | 7.6
Live | 209852056 |  | 10.5 | 17 | 26000 | 22000 | 19400 | 2.21 | 2.8 | 30000 | 3.26 | 2.1 | 9.2 | 7.6
Live | 209852067 |  | 10.5 | 17 | 26000 | 22000 | 19400 | 2.21 | 2.8 | 30000 | 3.26 | 2.1 | 9.2 | 7.6
Live | 211756640 |  | 10.5 | 17 | 26000 | 22000 | 19400 | 2.21 | 2.8 | 30000 | 3.26 | 2.1 | 9.2 | 7.6
Live | 209862132 |  | 10.5 | 17 | 26000 | 22000 | 19400 | 2.21 | 2.8 | 30000 | 3.26 | 2.1 | 9.2 | 7.6
Live | 209852133 |  | 10.5 | 17 | 26000 | 22000 | 19400 | 2.21 | 2.8 | 30000 | 3.26 | 2.1 | 9.2 | 7.6
Live | 216620159 |  | 10.9 | 17 | 18700 | 12000 | 11000 | 3.04 | 2.71 | 18700 | 3.51 | 2 | 8.8 | 6.9
Live | 211756646 |  | 10.9 | 17 | 18700 | 12000 | 11000 | 3.04 | 2.71 | 18700 | 3.51 | 2 | 8.8 | 6.9
Live | 209911731 |  | 10.9 | 17 | 18700 | 12000 | 11000 | 3.04 | 2.71 | 18700 | 3.51 | 2 | 8.8 | 6.9
Live | 209911730 |  | 10.9 | 17 | 18700 | 12000 | 11000 | 3.04 | 2.71 | 18700 | 3.51 | 2 | 8.8 | 6.9
Live | 209911729 |  | 10.9 | 17 | 18700 | 12000 | 11000 | 3.04 | 2.71 | 18700 | 3.51 | 2 | 8.8 | 6.9
Live | 209911728 |  | 10.9 | 17 | 18700 | 12000 | 11000 | 3.04 | 2.71 | 18700 | 3.51 | 2 | 8.8 | 6.9
Live | 209911727 |  | 10.9 | 17 | 18700 | 12000 | 11000 | 3.04 | 2.71 | 18700 | 3.51 | 2 | 8.8 | 6.9
Live | 209852139 |  | 10.9 | 17 | 18700 | 12000 | 11000 | 3.04 | 2.71 | 18700 | 3.51 | 2 | 8.8 | 6.9
Live | 209862127 |  | 10.9 | 17 | 18700 | 12000 | 11000 | 3.04 | 2.71 | 18700 | 3.51 | 2 | 8.8 | 6.9
Live | 209852062 |  | 10.9 | 17 | 18700 | 12000 | 11000 | 3.04 | 2.71 | 18700 | 3.51 | 2 | 8.8 | 6.9
Live | 209852051 |  | 10.9 | 17 | 18700 | 12000 | 11000 | 3.04 | 2.71 | 18700 | 3.51 | 2 | 8.8 | 6.9
Live | 209852084 |  | 10.9 | 17 | 18700 | 12000 | 11000 | 3.04 | 2.71 | 18700 | 3.51 | 2 | 8.8 | 6.9
Live | 209852073 |  | 10.9 | 17 | 18700 | 12000 | 11000 | 3.04 | 2.71 | 18700 | 3.51 | 2 | 8.8 | 6.9
Live | 209852117 |  | 10.9 | 17 | 18700 | 12000 | 11000 | 3.04 | 2.71 | 18700 | 3.51 | 2 | 8.8 | 6.9
Live | 209852128 |  | 10.9 | 17 | 18700 | 12000 | 11000 | 3.04 | 2.71 | 18700 | 3.51 | 2 | 8.8 | 6.9
Live | 209852106 |  | 10.9 | 17 | 18700 | 12000 | 11000 | 3.04 | 2.71 | 18700 | 3.51 | 2 | 8.8 | 6.9
Live | 209852095 |  | 10.9 | 17 | 18700 | 12000 | 11000 | 3.04 | 2.71 | 18700 | 3.51 | 2 | 8.8 | 6.9
Live | 209852040 |  | 10.9 | 17 | 18700 | 12000 | 11000 | 3.04 | 2.71 | 18700 | 3.51 | 2 | 8.8 | 6.9
Live | 216620267 |  | 10.9 | 17 | 18700 | 12000 | 11000 | 3.04 | 2.71 | 18700 | 3.51 | 2 | 8.8 | 6.9
Live | 217622207 |  | 10.9 | 17 | 18700 | 12000 | 11000 | 3.04 | 2.71 | 18700 | 3.51 | 2 | 8.8 | 6.9
Live | 217622202 |  | 10.9 | 17 | 18700 | 12000 | 11000 | 3.04 | 2.71 | 18700 | 3.51 | 2 | 8.8 | 6.9
Live | 217622197 |  | 10.9 | 17 | 18700 | 12000 | 11000 | 3.04 | 2.71 | 18700 | 3.51 | 2 | 8.8 | 6.9
Live | 217622192 |  | 10.9 | 17 | 18700 | 12000 | 11000 | 3.04 | 2.71 | 18700 | 3.51 | 2 | 8.8 | 6.9
Live | 217622187 |  | 10.9 | 17 | 18700 | 12000 | 11000 | 3.04 | 2.71 | 18700 | 3.51 | 2 | 8.8 | 6.9
Live | 217622182 |  | 10.9 | 17 | 18700 | 12000 | 11000 | 3.04 | 2.71 | 18700 | 3.51 | 2 | 8.8 | 6.9
Live | 217622177 |  | 10.9 | 17 | 18700 | 12000 | 11000 | 3.04 | 2.71 | 18700 | 3.51 | 2 | 8.8 | 6.9
Live | 217622172 |  | 10.9 | 17 | 18700 | 12000 | 11000 | 3.04 | 2.71 | 18700 | 3.51 | 2 | 8.8 | 6.9
Live | 217622167 |  | 10.9 | 17 | 18700 | 12000 | 11000 | 3.04 | 2.71 | 18700 | 3.51 | 2 | 8.8 | 6.9
Live | 217622162 |  | 10.9 | 17 | 18700 | 12000 | 11000 | 3.04 | 2.71 | 18700 | 3.51 | 2 | 8.8 | 6.9
Live | 216620231 |  | 10.9 | 17 | 18700 | 12000 | 11000 | 3.04 | 2.71 | 18700 | 3.51 | 2 | 8.8 | 6.9
Live | 216620219 |  | 10.9 | 17 | 18700 | 12000 | 11000 | 3.04 | 2.71 | 18700 | 3.51 | 2 | 8.8 | 6.9
Live | 216620255 |  | 10.9 | 17 | 18700 | 12000 | 11000 | 3.04 | 2.71 | 18700 | 3.51 | 2 | 8.8 | 6.9
Live | 216620243 |  | 10.9 | 17 | 18700 | 12000 | 11000 | 3.04 | 2.71 | 18700 | 3.51 | 2 | 8.8 | 6.9
Live | 216620207 |  | 10.9 | 17 | 18700 | 12000 | 11000 | 3.04 | 2.71 | 18700 | 3.51 | 2 | 8.8 | 6.9
Live | 216620195 |  | 10.9 | 17 | 18700 | 12000 | 11000 | 3.04 | 2.71 | 18700 | 3.51 | 2 | 8.8 | 6.9
Live | 216620183 |  | 10.9 | 17 | 18700 | 12000 | 11000 | 3.04 | 2.71 | 18700 | 3.51 | 2 | 8.8 | 6.9
Live | 216620171 |  | 10.9 | 17 | 18700 | 12000 | 11000 | 3.04 | 2.71 | 18700 | 3.51 | 2 | 8.8 | 6.9
Live | 207826659 |  | 11.7 | 17.6 | 20000 | 18200 | 17000 | 3.08 | 2.14 | 21000 | 3.48 | 2 | 9.6 | 8.1
Live | 207826679 |  | 11.7 | 17.6 | 20000 | 18200 | 17000 | 3.08 | 2.14 | 21000 | 3.48 | 2 | 9.6 | 8.1
Live | 207826674 |  | 11.7 | 17.6 | 20000 | 18200 | 17000 | 3.08 | 2.14 | 21000 | 3.48 | 2 | 9.6 | 8.1
Live | 207826669 |  | 11.7 | 17.6 | 20000 | 18200 | 17000 | 3.08 | 2.14 | 21000 | 3.48 | 2 | 9.6 | 8.1
Live | 207826664 |  | 11.7 | 17.6 | 20000 | 18200 | 17000 | 3.08 | 2.14 | 21000 | 3.48 | 2 | 9.6 | 8.1
Live | 207826595 |  | 11.7 | 17.6 | 20000 | 18200 | 17000 | 3.08 | 2.14 | 21000 | 3.48 | 2 | 9.6 | 8.1
Live | 207826597 |  | 11.7 | 17.6 | 20000 | 18200 | 17000 | 3.08 | 2.14 | 21000 | 3.48 | 2 | 9.6 | 8.1
Live | 207826599 |  | 11.7 | 17.6 | 20000 | 18200 | 17000 | 3.08 | 2.14 | 21000 | 3.48 | 2 | 9.6 | 8.1
Live | 207826601 |  | 11.7 | 17.6 | 20000 | 18200 | 17000 | 3.08 | 2.14 | 21000 | 3.48 | 2 | 9.6 | 8.1
Live | 207826603 |  | 11.7 | 17.6 | 20000 | 18200 | 17000 | 3.08 | 2.14 | 21000 | 3.48 | 2 | 9.6 | 8.1
Live | 207826605 |  | 11.7 | 17.6 | 20000 | 18200 | 17000 | 3.08 | 2.14 | 21000 | 3.48 | 2 | 9.6 | 8.1
Live | 207826607 |  | 11.7 | 17.6 | 20000 | 18200 | 17000 | 3.08 | 2.14 | 21000 | 3.48 | 2 | 9.6 | 8.1
Live | 207826609 |  | 11.7 | 17.6 | 20000 | 18200 | 17000 | 3.08 | 2.14 | 21000 | 3.48 | 2 | 9.6 | 8.1
Live | 207826611 |  | 11.7 | 17.6 | 20000 | 18200 | 17000 | 3.08 | 2.14 | 21000 | 3.48 | 2 | 9.6 | 8.1
Live | 207826613 |  | 11.7 | 17.6 | 20000 | 18200 | 17000 | 3.08 | 2.14 | 21000 | 3.48 | 2 | 9.6 | 8.1
Live | 211756627 |  | 11.7 | 17.6 | 20000 | 18200 | 17000 | 3.08 | 2.14 | 21000 | 3.48 | 2 | 9.6 | 8.1
Live | 216091297 |  | 11.7 | 17.6 | 20000 | 18200 | 17000 | 3.08 | 2.14 | 21000 | 3.48 | 2 | 9.6 | 8.1
Live | 216091296 |  | 11.7 | 17.6 | 20000 | 18200 | 17000 | 3.08 | 2.14 | 21000 | 3.48 | 2 | 9.6 | 8.1
Live | 216091294 |  | 11.7 | 17.6 | 20000 | 18200 | 17000 | 3.08 | 2.14 | 21000 | 3.48 | 2 | 9.6 | 8.1
Live | 216091293 |  | 11.7 | 17.6 | 20000 | 18200 | 17000 | 3.08 | 2.14 | 21000 | 3.48 | 2 | 9.6 | 8.1
Live | 216091291 |  | 11.7 | 17.6 | 20000 | 18200 | 17000 | 3.08 | 2.14 | 21000 | 3.48 | 2 | 9.6 | 8.1
Live | 216091290 |  | 11.7 | 17.6 | 20000 | 18200 | 17000 | 3.08 | 2.14 | 21000 | 3.48 | 2 | 9.6 | 8.1
Live | 216091288 |  | 11.7 | 17.6 | 20000 | 18200 | 17000 | 3.08 | 2.14 | 21000 | 3.48 | 2 | 9.6 | 8.1
Live | 216091287 |  | 11.7 | 17.6 | 20000 | 18200 | 17000 | 3.08 | 2.14 | 21000 | 3.48 | 2 | 9.6 | 8.1
Live | 216091286 |  | 11.7 | 17.6 | 20000 | 18200 | 17000 | 3.08 | 2.14 | 21000 | 3.48 | 2 | 9.6 | 8.1
Live | 216091284 |  | 11.7 | 17.6 | 20000 | 18200 | 17000 | 3.08 | 2.14 | 21000 | 3.48 | 2 | 9.6 | 8.1
Live | 216091283 |  | 11.7 | 17.6 | 20000 | 18200 | 17000 | 3.08 | 2.14 | 21000 | 3.48 | 2 | 9.6 | 8.1
Live | 211756629 |  | 9.6 | 16 | 60000 | 37800 | 34600 | 2.81 | 2.48 | 60400 | 2.83 | 1.9 | 8.5 | 6.7
Live | 207826630 |  | 9.6 | 16 | 60000 | 37800 | 34600 | 2.81 | 2.48 | 60400 | 2.83 | 1.9 | 8.5 | 6.7
Live | 207826627 |  | 9.6 | 16 | 60000 | 37800 | 34600 | 2.81 | 2.48 | 60400 | 2.83 | 1.9 | 8.5 | 6.7
Live | 207826624 |  | 9.6 | 16 | 60000 | 37800 | 34600 | 2.81 | 2.48 | 60400 | 2.83 | 1.9 | 8.5 | 6.7
Live | 207826621 |  | 9.6 | 16 | 60000 | 37800 | 34600 | 2.81 | 2.48 | 60400 | 2.83 | 1.9 | 8.5 | 6.7
Live | 207826618 |  | 9.6 | 16 | 60000 | 37800 | 34600 | 2.81 | 2.48 | 60400 | 2.83 | 1.9 | 8.5 | 6.7
Live | 207826615 |  | 9.6 | 16 | 60000 | 37800 | 34600 | 2.81 | 2.48 | 60400 | 2.83 | 1.9 | 8.5 | 6.7
Live | 207826642 |  | 9.6 | 16 | 60000 | 37800 | 34600 | 2.81 | 2.48 | 60400 | 2.83 | 1.9 | 8.5 | 6.7
Live | 207826639 |  | 9.6 | 16 | 60000 | 37800 | 34600 | 2.81 | 2.48 | 60400 | 2.83 | 1.9 | 8.5 | 6.7
Live | 207826636 |  | 9.6 | 16 | 60000 | 37800 | 34600 | 2.81 | 2.48 | 60400 | 2.83 | 1.9 | 8.5 | 6.7
Live | 207826633 |  | 9.6 | 16 | 60000 | 37800 | 34600 | 2.81 | 2.48 | 60400 | 2.83 | 1.9 | 8.5 | 6.7
Live | 207826663 |  | 9.6 | 16 | 60000 | 37800 | 34600 | 2.81 | 2.48 | 60400 | 2.83 | 1.9 | 8.5 | 6.7
Live | 207826668 |  | 9.6 | 16 | 60000 | 37800 | 34600 | 2.81 | 2.48 | 60400 | 2.83 | 1.9 | 8.5 | 6.7
Live | 207826673 |  | 9.6 | 16 | 60000 | 37800 | 34600 | 2.81 | 2.48 | 60400 | 2.83 | 1.9 | 8.5 | 6.7
Live | 207826678 |  | 9.6 | 16 | 60000 | 37800 | 34600 | 2.81 | 2.48 | 60400 | 2.83 | 1.9 | 8.5 | 6.7
Live | 207826683 |  | 9.6 | 16 | 60000 | 37800 | 34600 | 2.81 | 2.48 | 60400 | 2.83 | 1.9 | 8.5 | 6.7
Live | 207826682 |  | 8.2 | 15.3 | 51900 | 39000 | 34400 | 2.38 | 2.1 | 58000 | 2.86 | 1.87 | 9.2 | 7.2
Live | 207826677 |  | 8.2 | 15.3 | 51900 | 39000 | 34400 | 2.38 | 2.1 | 58000 | 2.86 | 1.87 | 9.2 | 7.2
Live | 207826672 |  | 8.2 | 15.3 | 51900 | 39000 | 34400 | 2.38 | 2.1 | 58000 | 2.86 | 1.87 | 9.2 | 7.2
Live | 207826667 |  | 8.2 | 15.3 | 51900 | 39000 | 34400 | 2.38 | 2.1 | 58000 | 2.86 | 1.87 | 9.2 | 7.2
Live | 207826662 |  | 8.2 | 15.3 | 51900 | 39000 | 34400 | 2.38 | 2.1 | 58000 | 2.86 | 1.87 | 9.2 | 7.2
Live | 207826632 |  | 8.2 | 15.3 | 51900 | 39000 | 34400 | 2.38 | 2.1 | 58000 | 2.86 | 1.87 | 9.2 | 7.2
Live | 207826635 |  | 8.2 | 15.3 | 51900 | 39000 | 34400 | 2.38 | 2.1 | 58000 | 2.86 | 1.87 | 9.2 | 7.2
Live | 207826638 |  | 8.2 | 15.3 | 51900 | 39000 | 34400 | 2.38 | 2.1 | 58000 | 2.86 | 1.87 | 9.2 | 7.2
Live | 207826641 |  | 8.2 | 15.3 | 51900 | 39000 | 34400 | 2.38 | 2.1 | 58000 | 2.86 | 1.87 | 9.2 | 7.2
Live | 207826614 |  | 8.2 | 15.3 | 51900 | 39000 | 34400 | 2.38 | 2.1 | 58000 | 2.86 | 1.87 | 9.2 | 7.2
Live | 207826617 |  | 8.2 | 15.3 | 51900 | 39000 | 34400 | 2.38 | 2.1 | 58000 | 2.86 | 1.87 | 9.2 | 7.2
Live | 207826620 |  | 8.2 | 15.3 | 51900 | 39000 | 34400 | 2.38 | 2.1 | 58000 | 2.86 | 1.87 | 9.2 | 7.2
Live | 207826623 |  | 8.2 | 15.3 | 51900 | 39000 | 34400 | 2.38 | 2.1 | 58000 | 2.86 | 1.87 | 9.2 | 7.2
Live | 207826626 |  | 8.2 | 15.3 | 51900 | 39000 | 34400 | 2.38 | 2.1 | 58000 | 2.86 | 1.87 | 9.2 | 7.2
Live | 207826629 |  | 8.2 | 15.3 | 51900 | 39000 | 34400 | 2.38 | 2.1 | 58000 | 2.86 | 1.87 | 9.2 | 7.2
Live | 211756628 |  | 8.2 | 15.3 | 51900 | 39000 | 34400 | 2.38 | 2.1 | 58000 | 2.86 | 1.87 | 9.2 | 7.2
Live | 211756630 |  | 8.2 | 15.4 | 41000 | 27200 | 24000 | 2.4 | 2.53 | 43000 | 2.93 | 2.06 | 9 | 7
Live | 207826628 |  | 8.2 | 15.4 | 41000 | 27200 | 24000 | 2.4 | 2.53 | 43000 | 2.93 | 2.06 | 9 | 7
Live | 207826625 |  | 8.2 | 15.4 | 41000 | 27200 | 24000 | 2.4 | 2.53 | 43000 | 2.93 | 2.06 | 9 | 7
Live | 207826622 |  | 8.2 | 15.4 | 41000 | 27200 | 24000 | 2.4 | 2.53 | 43000 | 2.93 | 2.06 | 9 | 7
Live | 207826619 |  | 8.2 | 15.4 | 41000 | 27200 | 24000 | 2.4 | 2.53 | 43000 | 2.93 | 2.06 | 9 | 7
Live | 207826616 |  | 8.2 | 15.4 | 41000 | 27200 | 24000 | 2.4 | 2.53 | 43000 | 2.93 | 2.06 | 9 | 7
Live | 207826640 |  | 8.2 | 15.4 | 41000 | 27200 | 24000 | 2.4 | 2.53 | 43000 | 2.93 | 2.06 | 9 | 7
Live | 207826637 |  | 8.2 | 15.4 | 41000 | 27200 | 24000 | 2.4 | 2.53 | 43000 | 2.93 | 2.06 | 9 | 7
Live | 207826634 |  | 8.2 | 15.4 | 41000 | 27200 | 24000 | 2.4 | 2.53 | 43000 | 2.93 | 2.06 | 9 | 7
Live | 207826631 |  | 8.2 | 15.4 | 41000 | 27200 | 24000 | 2.4 | 2.53 | 43000 | 2.93 | 2.06 | 9 | 7
Live | 207826661 |  | 8.2 | 15.4 | 41000 | 27200 | 24000 | 2.4 | 2.53 | 43000 | 2.93 | 2.06 | 9 | 7
Live | 207826666 |  | 8.2 | 15.4 | 41000 | 27200 | 24000 | 2.4 | 2.53 | 43000 | 2.93 | 2.06 | 9 | 7
Live | 207826671 |  | 8.2 | 15.4 | 41000 | 27200 | 24000 | 2.4 | 2.53 | 43000 | 2.93 | 2.06 | 9 | 7
Live | 207826676 |  | 8.2 | 15.4 | 41000 | 27200 | 24000 | 2.4 | 2.53 | 43000 | 2.93 | 2.06 | 9 | 7
Live | 207826681 |  | 8.2 | 15.4 | 41000 | 27200 | 24000 | 2.4 | 2.53 | 43000 | 2.93 | 2.06 | 9 | 7
Live | 207826643 |  | 8.2 | 15.4 | 41000 | 27200 | 24000 | 2.4 | 2.53 | 43000 | 2.93 | 2.06 | 9 | 7
Live | 208104316 |  | 11.2 | 17.5 | 31200 | 22000 | 19000 | 3.15 | 2.04 | 32000 | 3.23 | 1.81 | 8.4 | 6.5
Live | 208104314 |  | 11.2 | 17.5 | 31200 | 22000 | 19000 | 3.15 | 2.04 | 32000 | 3.23 | 1.81 | 8.4 | 6.5
Live | 208104312 |  | 11.2 | 17.5 | 31200 | 22000 | 19000 | 3.15 | 2.04 | 32000 | 3.23 | 1.81 | 8.4 | 6.5
Live | 208104310 |  | 11.2 | 17.5 | 31200 | 22000 | 19000 | 3.15 | 2.04 | 32000 | 3.23 | 1.81 | 8.4 | 6.5
Live | 208104307 |  | 11.2 | 17.5 | 31200 | 22000 | 19000 | 3.15 | 2.04 | 32000 | 3.23 | 1.81 | 8.4 | 6.5
Live | 208104305 |  | 11.2 | 17.5 | 31200 | 22000 | 19000 | 3.15 | 2.04 | 32000 | 3.23 | 1.81 | 8.4 | 6.5
Live | 208104303 |  | 11.2 | 17.5 | 31200 | 22000 | 19000 | 3.15 | 2.04 | 32000 | 3.23 | 1.81 | 8.4 | 6.5
Live | 208104301 |  | 11.2 | 17.5 | 31200 | 22000 | 19000 | 3.15 | 2.04 | 32000 | 3.23 | 1.81 | 8.4 | 6.5
Live | 208104324 |  | 11.2 | 17.5 | 31200 | 22000 | 19000 | 3.15 | 2.04 | 32000 | 3.23 | 1.81 | 8.4 | 6.5
Live | 208104322 |  | 11.2 | 17.5 | 31200 | 22000 | 19000 | 3.15 | 2.04 | 32000 | 3.23 | 1.81 | 8.4 | 6.5
Live | 208104320 |  | 11.2 | 17.5 | 31200 | 22000 | 19000 | 3.15 | 2.04 | 32000 | 3.23 | 1.81 | 8.4 | 6.5
Live | 208104318 |  | 11.2 | 17.5 | 31200 | 22000 | 19000 | 3.15 | 2.04 | 32000 | 3.23 | 1.81 | 8.4 | 6.5
Live | 208104328 |  | 11.2 | 17.5 | 31200 | 22000 | 19000 | 3.15 | 2.04 | 32000 | 3.23 | 1.81 | 8.4 | 6.5
Live | 208104326 |  | 11.2 | 17.5 | 31200 | 22000 | 19000 | 3.15 | 2.04 | 32000 | 3.23 | 1.81 | 8.4 | 6.5
Live | 208104299 |  | 11.2 | 17.5 | 31200 | 22000 | 19000 | 3.15 | 2.04 | 32000 | 3.23 | 1.81 | 8.4 | 6.5
Live | 211756652 |  | 11.2 | 17.5 | 31200 | 22000 | 19000 | 3.15 | 2.04 | 32000 | 3.23 | 1.81 | 8.4 | 6.5
Live | 211756632 |  | 11.2 | 17.5 | 31200 | 22000 | 19000 | 3.15 | 2.04 | 32000 | 3.23 | 1.81 | 8.4 | 6.5
Live | 210819429 |  | 11.2 | 17.5 | 31200 | 22000 | 19000 | 3.15 | 2.04 | 32000 | 3.23 | 1.81 | 8.4 | 6.5
Live | 210819428 |  | 11.2 | 17.5 | 31200 | 22000 | 19000 | 3.15 | 2.04 | 32000 | 3.23 | 1.81 | 8.4 | 6.5
Live | 210819427 |  | 11.2 | 17.5 | 31200 | 22000 | 19000 | 3.15 | 2.04 | 32000 | 3.23 | 1.81 | 8.4 | 6.5
Live | 210819426 |  | 11.2 | 17.5 | 31200 | 22000 | 19000 | 3.15 | 2.04 | 32000 | 3.23 | 1.81 | 8.4 | 6.5
Live | 210819425 |  | 11.2 | 17.5 | 31200 | 22000 | 19000 | 3.15 | 2.04 | 32000 | 3.23 | 1.81 | 8.4 | 6.5
Live | 210819424 |  | 11.2 | 17.5 | 31200 | 22000 | 19000 | 3.15 | 2.04 | 32000 | 3.23 | 1.81 | 8.4 | 6.5
Live | 210819423 |  | 11.2 | 17.5 | 31200 | 22000 | 19000 | 3.15 | 2.04 | 32000 | 3.23 | 1.81 | 8.4 | 6.5
Live | 210819422 |  | 11.2 | 17.5 | 31200 | 22000 | 19000 | 3.15 | 2.04 | 32000 | 3.23 | 1.81 | 8.4 | 6.5
Live | 210819421 |  | 11.2 | 17.5 | 31200 | 22000 | 19000 | 3.15 | 2.04 | 32000 | 3.23 | 1.81 | 8.4 | 6.5
Live | 210819420 |  | 11.2 | 17.5 | 31200 | 22000 | 19000 | 3.15 | 2.04 | 32000 | 3.23 | 1.81 | 8.4 | 6.5
Live | 210819419 |  | 11.2 | 17.5 | 31200 | 22000 | 19000 | 3.15 | 2.04 | 32000 | 3.23 | 1.81 | 8.4 | 6.5
Live | 210819418 |  | 11.2 | 17.5 | 31200 | 22000 | 19000 | 3.15 | 2.04 | 32000 | 3.23 | 1.81 | 8.4 | 6.5
Live | 210819417 |  | 11.2 | 17.5 | 31200 | 22000 | 19000 | 3.15 | 2.04 | 32000 | 3.23 | 1.81 | 8.4 | 6.5
Live | 210819416 |  | 11.2 | 17.5 | 31200 | 22000 | 19000 | 3.15 | 2.04 | 32000 | 3.23 | 1.81 | 8.4 | 6.5
Live | 210819415 |  | 11.2 | 17.5 | 31200 | 22000 | 19000 | 3.15 | 2.04 | 32000 | 3.23 | 1.81 | 8.4 | 6.5
Live | 216091331 |  | 11.2 | 17.5 | 31200 | 22000 | 19000 | 3.15 | 2.04 | 32000 | 3.23 | 1.81 | 8.4 | 6.5
Live | 216091329 |  | 11.2 | 17.5 | 31200 | 22000 | 19000 | 3.15 | 2.04 | 32000 | 3.23 | 1.81 | 8.4 | 6.5
Live | 216091328 |  | 11.2 | 17.5 | 31200 | 22000 | 19000 | 3.15 | 2.04 | 32000 | 3.23 | 1.81 | 8.4 | 6.5
Live | 216091326 |  | 11.2 | 17.5 | 31200 | 22000 | 19000 | 3.15 | 2.04 | 32000 | 3.23 | 1.81 | 8.4 | 6.5
Live | 216091325 |  | 11.2 | 17.5 | 31200 | 22000 | 19000 | 3.15 | 2.04 | 32000 | 3.23 | 1.81 | 8.4 | 6.5
Live | 216091323 |  | 11.2 | 17.5 | 31200 | 22000 | 19000 | 3.15 | 2.04 | 32000 | 3.23 | 1.81 | 8.4 | 6.5
Live | 216091322 |  | 11.2 | 17.5 | 31200 | 22000 | 19000 | 3.15 | 2.04 | 32000 | 3.23 | 1.81 | 8.4 | 6.5
Live | 216091320 |  | 11.2 | 17.5 | 31200 | 22000 | 19000 | 3.15 | 2.04 | 32000 | 3.23 | 1.81 | 8.4 | 6.5
Live | 216091318 |  | 11.2 | 17.5 | 31200 | 22000 | 19000 | 3.15 | 2.04 | 32000 | 3.23 | 1.81 | 8.4 | 6.5
Live | 216091317 |  | 11.2 | 17.5 | 31200 | 22000 | 19000 | 3.15 | 2.04 | 32000 | 3.23 | 1.81 | 8.4 | 6.5
Live | 216091316 |  | 11.2 | 17.5 | 31200 | 22000 | 19000 | 3.15 | 2.04 | 32000 | 3.23 | 1.81 | 8.4 | 6.5
Live | 216091314 |  | 11.7 | 18.4 | 26000 | 25000 | 21200 | 2.93 | 2.22 | 29000 | 3.27 | 1.9 | 9.3 | 7.5
Live | 216091312 |  | 11.7 | 18.4 | 26000 | 25000 | 21200 | 2.93 | 2.22 | 29000 | 3.27 | 1.9 | 9.3 | 7.5
Live | 216091311 |  | 11.7 | 18.4 | 26000 | 25000 | 21200 | 2.93 | 2.22 | 29000 | 3.27 | 1.9 | 9.3 | 7.5
Live | 216091309 |  | 11.7 | 18.4 | 26000 | 25000 | 21200 | 2.93 | 2.22 | 29000 | 3.27 | 1.9 | 9.3 | 7.5
Live | 216091308 |  | 11.7 | 18.4 | 26000 | 25000 | 21200 | 2.93 | 2.22 | 29000 | 3.27 | 1.9 | 9.3 | 7.5
Live | 216091306 |  | 11.7 | 18.4 | 26000 | 25000 | 21200 | 2.93 | 2.22 | 29000 | 3.27 | 1.9 | 9.3 | 7.5
Live | 216091305 |  | 11.7 | 18.4 | 26000 | 25000 | 21200 | 2.93 | 2.22 | 29000 | 3.27 | 1.9 | 9.3 | 7.5
Live | 216091303 |  | 11.7 | 18.4 | 26000 | 25000 | 21200 | 2.93 | 2.22 | 29000 | 3.27 | 1.9 | 9.3 | 7.5
Live | 216091302 |  | 11.7 | 18.4 | 26000 | 25000 | 21200 | 2.93 | 2.22 | 29000 | 3.27 | 1.9 | 9.3 | 7.5
Live | 216091300 |  | 11.7 | 18.4 | 26000 | 25000 | 21200 | 2.93 | 2.22 | 29000 | 3.27 | 1.9 | 9.3 | 7.5
Live | 216091299 |  | 11.7 | 18.4 | 26000 | 25000 | 21200 | 2.93 | 2.22 | 29000 | 3.27 | 1.9 | 9.3 | 7.5
Live | 211756626 |  | 11.7 | 18.4 | 26000 | 25000 | 21200 | 2.93 | 2.22 | 29000 | 3.27 | 1.9 | 9.3 | 7.5
Live | 207826680 |  | 11.7 | 18.4 | 26000 | 25000 | 21200 | 2.93 | 2.22 | 29000 | 3.27 | 1.9 | 9.3 | 7.5
Live | 207826675 |  | 11.7 | 18.4 | 26000 | 25000 | 21200 | 2.93 | 2.22 | 29000 | 3.27 | 1.9 | 9.3 | 7.5
Live | 207826670 |  | 11.7 | 18.4 | 26000 | 25000 | 21200 | 2.93 | 2.22 | 29000 | 3.27 | 1.9 | 9.3 | 7.5
Live | 207826665 |  | 11.7 | 18.4 | 26000 | 25000 | 21200 | 2.93 | 2.22 | 29000 | 3.27 | 1.9 | 9.3 | 7.5
Live | 207826660 |  | 11.7 | 18.4 | 26000 | 25000 | 21200 | 2.93 | 2.22 | 29000 | 3.27 | 1.9 | 9.3 | 7.5
Live | 207826612 |  | 11.7 | 18.4 | 26000 | 25000 | 21200 | 2.93 | 2.22 | 29000 | 3.27 | 1.9 | 9.3 | 7.5
Live | 207826610 |  | 11.7 | 18.4 | 26000 | 25000 | 21200 | 2.93 | 2.22 | 29000 | 3.27 | 1.9 | 9.3 | 7.5
Live | 207826608 |  | 11.7 | 18.4 | 26000 | 25000 | 21200 | 2.93 | 2.22 | 29000 | 3.27 | 1.9 | 9.3 | 7.5
Live | 207826606 |  | 11.7 | 18.4 | 26000 | 25000 | 21200 | 2.93 | 2.22 | 29000 | 3.27 | 1.9 | 9.3 | 7.5
Live | 207826604 |  | 11.7 | 18.4 | 26000 | 25000 | 21200 | 2.93 | 2.22 | 29000 | 3.27 | 1.9 | 9.3 | 7.5
Live | 207826602 |  | 11.7 | 18.4 | 26000 | 25000 | 21200 | 2.93 | 2.22 | 29000 | 3.27 | 1.9 | 9.3 | 7.5
Live | 207826600 |  | 11.7 | 18.4 | 26000 | 25000 | 21200 | 2.93 | 2.22 | 29000 | 3.27 | 1.9 | 9.3 | 7.5
Live | 207826598 |  | 11.7 | 18.4 | 26000 | 25000 | 21200 | 2.93 | 2.22 | 29000 | 3.27 | 1.9 | 9.3 | 7.5
Live | 207826596 |  | 11.7 | 18.4 | 26000 | 25000 | 21200 | 2.93 | 2.22 | 29000 | 3.27 | 1.9 | 9.3 | 7.5
Live | 207826594 |  | 11.7 | 18.4 | 26000 | 25000 | 21200 | 2.93 | 2.22 | 29000 | 3.27 | 1.9 | 9.3 | 7.5
Live | 217622280 |  | 8.2 | 15.6 | 48000 | 48000 | 46000 | 2.4 | 2.05 | 55000 | 2.83 | 1.9 | 9.4 | 7.7
Live | 217622273 |  | 8.2 | 15.6 | 48000 | 48000 | 46000 | 2.4 | 2.05 | 55000 | 2.83 | 1.9 | 9.4 | 7.7
Live | 217622252 |  | 8.2 | 15.6 | 48000 | 48000 | 46000 | 2.4 | 2.05 | 55000 | 2.83 | 1.9 | 9.4 | 7.7
Live | 217622259 |  | 8.2 | 15.6 | 48000 | 48000 | 46000 | 2.4 | 2.05 | 55000 | 2.83 | 1.9 | 9.4 | 7.7
Live | 217622266 |  | 8.2 | 15.6 | 48000 | 48000 | 46000 | 2.4 | 2.05 | 55000 | 2.83 | 1.9 | 9.4 | 7.7
Live | 217622245 |  | 8.2 | 15.6 | 48000 | 48000 | 46000 | 2.4 | 2.05 | 55000 | 2.83 | 1.9 | 9.4 | 7.7
Live | 217622231 |  | 8.2 | 15.6 | 48000 | 48000 | 46000 | 2.4 | 2.05 | 55000 | 2.83 | 1.9 | 9.4 | 7.7
Live | 217622238 |  | 8.2 | 15.6 | 48000 | 48000 | 46000 | 2.4 | 2.05 | 55000 | 2.83 | 1.9 | 9.4 | 7.7
Live | 217622224 |  | 8.2 | 15.6 | 48000 | 48000 | 46000 | 2.4 | 2.05 | 55000 | 2.83 | 1.9 | 9.4 | 7.7
Live | 217622217 |  | 8.2 | 15.6 | 48000 | 48000 | 46000 | 2.4 | 2.05 | 55000 | 2.83 | 1.9 | 9.4 | 7.7
Live | 216620276 |  | 8.2 | 15.6 | 48000 | 48000 | 46000 | 2.4 | 2.05 | 55000 | 2.83 | 1.9 | 9.4 | 7.7
Live | 216620264 |  | 8.2 | 15.6 | 48000 | 48000 | 46000 | 2.4 | 2.05 | 55000 | 2.83 | 1.9 | 9.4 | 7.7
Live | 216620252 |  | 8.2 | 15.6 | 48000 | 48000 | 46000 | 2.4 | 2.05 | 55000 | 2.83 | 1.9 | 9.4 | 7.7
Live | 216620228 |  | 8.2 | 15.6 | 48000 | 48000 | 46000 | 2.4 | 2.05 | 55000 | 2.83 | 1.9 | 9.4 | 7.7
Live | 216620240 |  | 8.2 | 15.6 | 48000 | 48000 | 46000 | 2.4 | 2.05 | 55000 | 2.83 | 1.9 | 9.4 | 7.7
Live | 216620216 |  | 8.2 | 15.6 | 48000 | 48000 | 46000 | 2.4 | 2.05 | 55000 | 2.83 | 1.9 | 9.4 | 7.7
Live | 216620192 |  | 8.2 | 15.6 | 48000 | 48000 | 46000 | 2.4 | 2.05 | 55000 | 2.83 | 1.9 | 9.4 | 7.7
Live | 216620204 |  | 8.2 | 15.6 | 48000 | 48000 | 46000 | 2.4 | 2.05 | 55000 | 2.83 | 1.9 | 9.4 | 7.7
Live | 216620180 |  | 8.2 | 15.6 | 48000 | 48000 | 46000 | 2.4 | 2.05 | 55000 | 2.83 | 1.9 | 9.4 | 7.7
Live | 216620168 |  | 8.2 | 15.6 | 48000 | 48000 | 46000 | 2.4 | 2.05 | 55000 | 2.83 | 1.9 | 9.4 | 7.7
Live | 211756645 |  | 8.2 | 15.6 | 48000 | 48000 | 46000 | 2.4 | 2.05 | 55000 | 2.83 | 1.9 | 9.4 | 7.7
Live | 209862135 |  | 8.2 | 15.6 | 48000 | 48000 | 46000 | 2.4 | 2.05 | 55000 | 2.83 | 1.9 | 9.4 | 7.7
Live | 209852138 |  | 8.2 | 15.6 | 48000 | 48000 | 46000 | 2.4 | 2.05 | 55000 | 2.83 | 1.9 | 9.4 | 7.7
Live | 209852094 |  | 8.2 | 15.6 | 48000 | 48000 | 46000 | 2.4 | 2.05 | 55000 | 2.83 | 1.9 | 9.4 | 7.7
Live | 209852105 |  | 8.2 | 15.6 | 48000 | 48000 | 46000 | 2.4 | 2.05 | 55000 | 2.83 | 1.9 | 9.4 | 7.7
Live | 209852127 |  | 8.2 | 15.6 | 48000 | 48000 | 46000 | 2.4 | 2.05 | 55000 | 2.83 | 1.9 | 9.4 | 7.7
Live | 209852116 |  | 8.2 | 15.6 | 48000 | 48000 | 46000 | 2.4 | 2.05 | 55000 | 2.83 | 1.9 | 9.4 | 7.7
Live | 209852072 |  | 8.2 | 15.6 | 48000 | 48000 | 46000 | 2.4 | 2.05 | 55000 | 2.83 | 1.9 | 9.4 | 7.7
Live | 209852083 |  | 8.2 | 15.6 | 48000 | 48000 | 46000 | 2.4 | 2.05 | 55000 | 2.83 | 1.9 | 9.4 | 7.7
Live | 209852050 |  | 8.2 | 15.6 | 48000 | 48000 | 46000 | 2.4 | 2.05 | 55000 | 2.83 | 1.9 | 9.4 | 7.7
Live | 209852061 |  | 8.2 | 15.6 | 48000 | 48000 | 46000 | 2.4 | 2.05 | 55000 | 2.83 | 1.9 | 9.4 | 7.7
Live | 209852039 |  | 8.2 | 15.6 | 48000 | 48000 | 46000 | 2.4 | 2.05 | 55000 | 2.83 | 1.9 | 9.4 | 7.7
Live | 208447918 |  | 8.2 | 15.6 | 48000 | 48000 | 46000 | 2.4 | 2.05 | 55000 | 2.83 | 1.9 | 9.4 | 7.7
Live | 208447909 |  | 8.2 | 15.6 | 48000 | 48000 | 46000 | 2.4 | 2.05 | 55000 | 2.83 | 1.9 | 9.4 | 7.7
Live | 208447900 |  | 8.2 | 15.6 | 48000 | 48000 | 46000 | 2.4 | 2.05 | 55000 | 2.83 | 1.9 | 9.4 | 7.7
Live | 208447891 |  | 8.2 | 15.6 | 48000 | 48000 | 46000 | 2.4 | 2.05 | 55000 | 2.83 | 1.9 | 9.4 | 7.7
Live | 208447882 |  | 8.2 | 15.6 | 48000 | 48000 | 46000 | 2.4 | 2.05 | 55000 | 2.83 | 1.9 | 9.4 | 7.7
Live | 208447883 |  | 10 | 16 | 47400 | 47000 | 34400 | 2.42 | 1.9 | 49000 | 2.52 | 1.97 | 9.5 | 7.8
Live | 208447892 |  | 10 | 16 | 47400 | 47000 | 34400 | 2.42 | 1.9 | 49000 | 2.52 | 1.97 | 9.5 | 7.8
Live | 208447901 |  | 10 | 16 | 47400 | 47000 | 34400 | 2.42 | 1.9 | 49000 | 2.52 | 1.97 | 9.5 | 7.8
Live | 208447910 |  | 10 | 16 | 47400 | 47000 | 34400 | 2.42 | 1.9 | 49000 | 2.52 | 1.97 | 9.5 | 7.8
Live | 208447919 |  | 10 | 16 | 47400 | 47000 | 34400 | 2.42 | 1.9 | 49000 | 2.52 | 1.97 | 9.5 | 7.8
Live | 209852043 |  | 10 | 16 | 47400 | 47000 | 34400 | 2.42 | 1.9 | 49000 | 2.52 | 1.97 | 9.5 | 7.8
Live | 209852065 |  | 10 | 16 | 47400 | 47000 | 34400 | 2.42 | 1.9 | 49000 | 2.52 | 1.97 | 9.5 | 7.8
Live | 209852054 |  | 10 | 16 | 47400 | 47000 | 34400 | 2.42 | 1.9 | 49000 | 2.52 | 1.97 | 9.5 | 7.8
Live | 209852087 |  | 10 | 16 | 47400 | 47000 | 34400 | 2.42 | 1.9 | 49000 | 2.52 | 1.97 | 9.5 | 7.8
Live | 209852076 |  | 10 | 16 | 47400 | 47000 | 34400 | 2.42 | 1.9 | 49000 | 2.52 | 1.97 | 9.5 | 7.8
Live | 209852109 |  | 10 | 16 | 47400 | 47000 | 34400 | 2.42 | 1.9 | 49000 | 2.52 | 1.97 | 9.5 | 7.8
Live | 209852098 |  | 10 | 16 | 47400 | 47000 | 34400 | 2.42 | 1.9 | 49000 | 2.52 | 1.97 | 9.5 | 7.8
Live | 209852131 |  | 10 | 16 | 47400 | 47000 | 34400 | 2.42 | 1.9 | 49000 | 2.52 | 1.97 | 9.5 | 7.8
Live | 209852120 |  | 10 | 16 | 47400 | 47000 | 34400 | 2.42 | 1.9 | 49000 | 2.52 | 1.97 | 9.5 | 7.8
Live | 209852142 |  | 10 | 16 | 47400 | 47000 | 34400 | 2.42 | 1.9 | 49000 | 2.52 | 1.97 | 9.5 | 7.8
Live | 209862128 |  | 10 | 16 | 47400 | 47000 | 34400 | 2.42 | 1.9 | 49000 | 2.52 | 1.97 | 9.5 | 7.8
Live | 211756649 |  | 10 | 16 | 47400 | 47000 | 34400 | 2.42 | 1.9 | 49000 | 2.52 | 1.97 | 9.5 | 7.8
Live | 216620166 |  | 10 | 16 | 47400 | 47000 | 34400 | 2.42 | 1.9 | 49000 | 2.52 | 1.97 | 9.5 | 7.8
Live | 216620190 |  | 10 | 16 | 47400 | 47000 | 34400 | 2.42 | 1.9 | 49000 | 2.52 | 1.97 | 9.5 | 7.8
Live | 216620178 |  | 10 | 16 | 47400 | 47000 | 34400 | 2.42 | 1.9 | 49000 | 2.52 | 1.97 | 9.5 | 7.8
Live | 216620202 |  | 10 | 16 | 47400 | 47000 | 34400 | 2.42 | 1.9 | 49000 | 2.52 | 1.97 | 9.5 | 7.8
Live | 216620214 |  | 10 | 16 | 47400 | 47000 | 34400 | 2.42 | 1.9 | 49000 | 2.52 | 1.97 | 9.5 | 7.8
Live | 216620226 |  | 10 | 16 | 47400 | 47000 | 34400 | 2.42 | 1.9 | 49000 | 2.52 | 1.97 | 9.5 | 7.8
Live | 216620238 |  | 10 | 16 | 47400 | 47000 | 34400 | 2.42 | 1.9 | 49000 | 2.52 | 1.97 | 9.5 | 7.8
Live | 216620250 |  | 10 | 16 | 47400 | 47000 | 34400 | 2.42 | 1.9 | 49000 | 2.52 | 1.97 | 9.5 | 7.8
Live | 216620262 |  | 10 | 16 | 47400 | 47000 | 34400 | 2.42 | 1.9 | 49000 | 2.52 | 1.97 | 9.5 | 7.8
Live | 216620274 |  | 10 | 16 | 47400 | 47000 | 34400 | 2.42 | 1.9 | 49000 | 2.52 | 1.97 | 9.5 | 7.8
Live | 217622216 |  | 10 | 16 | 47400 | 47000 | 34400 | 2.42 | 1.9 | 49000 | 2.52 | 1.97 | 9.5 | 7.8
Live | 217622223 |  | 10 | 16 | 47400 | 47000 | 34400 | 2.42 | 1.9 | 49000 | 2.52 | 1.97 | 9.5 | 7.8
Live | 217622237 |  | 10 | 16 | 47400 | 47000 | 34400 | 2.42 | 1.9 | 49000 | 2.52 | 1.97 | 9.5 | 7.8
Live | 217622230 |  | 10 | 16 | 47400 | 47000 | 34400 | 2.42 | 1.9 | 49000 | 2.52 | 1.97 | 9.5 | 7.8
Live | 217622244 |  | 10 | 16 | 47400 | 47000 | 34400 | 2.42 | 1.9 | 49000 | 2.52 | 1.97 | 9.5 | 7.8
Live | 217622265 |  | 10 | 16 | 47400 | 47000 | 34400 | 2.42 | 1.9 | 49000 | 2.52 | 1.97 | 9.5 | 7.8
Live | 217622258 |  | 10 | 16 | 47400 | 47000 | 34400 | 2.42 | 1.9 | 49000 | 2.52 | 1.97 | 9.5 | 7.8
Live | 217622251 |  | 10 | 16 | 47400 | 47000 | 34400 | 2.42 | 1.9 | 49000 | 2.52 | 1.97 | 9.5 | 7.8
Live | 217622272 |  | 10 | 16 | 47400 | 47000 | 34400 | 2.42 | 1.9 | 49000 | 2.52 | 1.97 | 9.5 | 7.8
Live | 217622279 |  | 10 | 16 | 47400 | 47000 | 34400 | 2.42 | 1.9 | 49000 | 2.52 | 1.97 | 9.5 | 7.8
Live | 217622278 |  | 10 | 16.2 | 33600 | 28600 | 24000 | 2.77 | 2.1 | 34000 | 2.81 | 1.8 | 8.9 | 7
Live | 217622271 |  | 10 | 16.2 | 33600 | 28600 | 24000 | 2.77 | 2.1 | 34000 | 2.81 | 1.8 | 8.9 | 7
Live | 217622250 |  | 10 | 16.2 | 33600 | 28600 | 24000 | 2.77 | 2.1 | 34000 | 2.81 | 1.8 | 8.9 | 7
Live | 217622257 |  | 10 | 16.2 | 33600 | 28600 | 24000 | 2.77 | 2.1 | 34000 | 2.81 | 1.8 | 8.9 | 7
Live | 217622264 |  | 10 | 16.2 | 33600 | 28600 | 24000 | 2.77 | 2.1 | 34000 | 2.81 | 1.8 | 8.9 | 7
Live | 217622243 |  | 10 | 16.2 | 33600 | 28600 | 24000 | 2.77 | 2.1 | 34000 | 2.81 | 1.8 | 8.9 | 7
Live | 217622229 |  | 10 | 16.2 | 33600 | 28600 | 24000 | 2.77 | 2.1 | 34000 | 2.81 | 1.8 | 8.9 | 7
Live | 217622236 |  | 10 | 16.2 | 33600 | 28600 | 24000 | 2.77 | 2.1 | 34000 | 2.81 | 1.8 | 8.9 | 7
Live | 217622222 |  | 10 | 16.2 | 33600 | 28600 | 24000 | 2.77 | 2.1 | 34000 | 2.81 | 1.8 | 8.9 | 7
Live | 217622215 |  | 10 | 16.2 | 33600 | 28600 | 24000 | 2.77 | 2.1 | 34000 | 2.81 | 1.8 | 8.9 | 7
Live | 216620272 |  | 10 | 16.2 | 33600 | 28600 | 24000 | 2.77 | 2.1 | 34000 | 2.81 | 1.8 | 8.9 | 7
Live | 216620260 |  | 10 | 16.2 | 33600 | 28600 | 24000 | 2.77 | 2.1 | 34000 | 2.81 | 1.8 | 8.9 | 7
Live | 216620248 |  | 10 | 16.2 | 33600 | 28600 | 24000 | 2.77 | 2.1 | 34000 | 2.81 | 1.8 | 8.9 | 7
Live | 216620236 |  | 10 | 16.2 | 33600 | 28600 | 24000 | 2.77 | 2.1 | 34000 | 2.81 | 1.8 | 8.9 | 7
Live | 216620224 |  | 10 | 16.2 | 33600 | 28600 | 24000 | 2.77 | 2.1 | 34000 | 2.81 | 1.8 | 8.9 | 7
Live | 216620212 |  | 10 | 16.2 | 33600 | 28600 | 24000 | 2.77 | 2.1 | 34000 | 2.81 | 1.8 | 8.9 | 7
Live | 216620200 |  | 10 | 16.2 | 33600 | 28600 | 24000 | 2.77 | 2.1 | 34000 | 2.81 | 1.8 | 8.9 | 7
Live | 216620176 |  | 10 | 16.2 | 33600 | 28600 | 24000 | 2.77 | 2.1 | 34000 | 2.81 | 1.8 | 8.9 | 7
Live | 216620188 |  | 10 | 16.2 | 33600 | 28600 | 24000 | 2.77 | 2.1 | 34000 | 2.81 | 1.8 | 8.9 | 7
Live | 216620164 |  | 10 | 16.2 | 33600 | 28600 | 24000 | 2.77 | 2.1 | 34000 | 2.81 | 1.8 | 8.9 | 7
Live | 211756650 |  | 10 | 16.2 | 33600 | 28600 | 24000 | 2.77 | 2.1 | 34000 | 2.81 | 1.8 | 8.9 | 7
Live | 209862130 |  | 10 | 16.2 | 33600 | 28600 | 24000 | 2.77 | 2.1 | 34000 | 2.81 | 1.8 | 8.9 | 7
Live | 209852143 |  | 10 | 16.2 | 33600 | 28600 | 24000 | 2.77 | 2.1 | 34000 | 2.81 | 1.8 | 8.9 | 7
Live | 209852132 |  | 10 | 16.2 | 33600 | 28600 | 24000 | 2.77 | 2.1 | 34000 | 2.81 | 1.8 | 8.9 | 7
Live | 209852110 |  | 10 | 16.2 | 33600 | 28600 | 24000 | 2.77 | 2.1 | 34000 | 2.81 | 1.8 | 8.9 | 7
Live | 209852121 |  | 10 | 16.2 | 33600 | 28600 | 24000 | 2.77 | 2.1 | 34000 | 2.81 | 1.8 | 8.9 | 7
Live | 209852099 |  | 10 | 16.2 | 33600 | 28600 | 24000 | 2.77 | 2.1 | 34000 | 2.81 | 1.8 | 8.9 | 7
Live | 209852088 |  | 10 | 16.2 | 33600 | 28600 | 24000 | 2.77 | 2.1 | 34000 | 2.81 | 1.8 | 8.9 | 7
Live | 209852077 |  | 10 | 16.2 | 33600 | 28600 | 24000 | 2.77 | 2.1 | 34000 | 2.81 | 1.8 | 8.9 | 7
Live | 209852066 |  | 10 | 16.2 | 33600 | 28600 | 24000 | 2.77 | 2.1 | 34000 | 2.81 | 1.8 | 8.9 | 7
Live | 209852055 |  | 10 | 16.2 | 33600 | 28600 | 24000 | 2.77 | 2.1 | 34000 | 2.81 | 1.8 | 8.9 | 7
Live | 209852044 |  | 10 | 16.2 | 33600 | 28600 | 24000 | 2.77 | 2.1 | 34000 | 2.81 | 1.8 | 8.9 | 7
Live | 208447920 |  | 10 | 16.2 | 33600 | 28600 | 24000 | 2.77 | 2.1 | 34000 | 2.81 | 1.8 | 8.9 | 7
Live | 208447911 |  | 10 | 16.2 | 33600 | 28600 | 24000 | 2.77 | 2.1 | 34000 | 2.81 | 1.8 | 8.9 | 7
Live | 208447902 |  | 10 | 16.2 | 33600 | 28600 | 24000 | 2.77 | 2.1 | 34000 | 2.81 | 1.8 | 8.9 | 7
Live | 208447893 |  | 10 | 16.2 | 33600 | 28600 | 24000 | 2.77 | 2.1 | 34000 | 2.81 | 1.8 | 8.9 | 7
Live | 208447884 |  | 10 | 16.2 | 33600 | 28600 | 24000 | 2.77 | 2.1 | 34000 | 2.81 | 1.8 | 8.9 | 7
Live | 208447887 |  | 11.7 | 17.4 | 27000 | 26400 | 22600 | 3.23 | 2.14 | 31000 | 3.13 | 1.91 | 10 | 8
Live | 208447896 |  | 11.7 | 17.4 | 27000 | 26400 | 22600 | 3.23 | 2.14 | 31000 | 3.13 | 1.91 | 10 | 8
Live | 208447905 |  | 11.7 | 17.4 | 27000 | 26400 | 22600 | 3.23 | 2.14 | 31000 | 3.13 | 1.91 | 10 | 8
Live | 208447914 |  | 11.7 | 17.4 | 27000 | 26400 | 22600 | 3.23 | 2.14 | 31000 | 3.13 | 1.91 | 10 | 8
Live | 208447923 |  | 11.7 | 17.4 | 27000 | 26400 | 22600 | 3.23 | 2.14 | 31000 | 3.13 | 1.91 | 10 | 8
Live | 209852037 |  | 11.7 | 17.4 | 27000 | 26400 | 22600 | 3.23 | 2.14 | 31000 | 3.13 | 1.91 | 10 | 8
Live | 209852048 |  | 11.7 | 17.4 | 27000 | 26400 | 22600 | 3.23 | 2.14 | 31000 | 3.13 | 1.91 | 10 | 8
Live | 209852059 |  | 11.7 | 17.4 | 27000 | 26400 | 22600 | 3.23 | 2.14 | 31000 | 3.13 | 1.91 | 10 | 8
Live | 209852070 |  | 11.7 | 17.4 | 27000 | 26400 | 22600 | 3.23 | 2.14 | 31000 | 3.13 | 1.91 | 10 | 8
Live | 209852081 |  | 11.7 | 17.4 | 27000 | 26400 | 22600 | 3.23 | 2.14 | 31000 | 3.13 | 1.91 | 10 | 8
Live | 209852092 |  | 11.7 | 17.4 | 27000 | 26400 | 22600 | 3.23 | 2.14 | 31000 | 3.13 | 1.91 | 10 | 8
Live | 209852103 |  | 11.7 | 17.4 | 27000 | 26400 | 22600 | 3.23 | 2.14 | 31000 | 3.13 | 1.91 | 10 | 8
Live | 209852114 |  | 11.7 | 17.4 | 27000 | 26400 | 22600 | 3.23 | 2.14 | 31000 | 3.13 | 1.91 | 10 | 8
Live | 209852125 |  | 11.7 | 17.4 | 27000 | 26400 | 22600 | 3.23 | 2.14 | 31000 | 3.13 | 1.91 | 10 | 8
Live | 209852136 |  | 11.7 | 17.4 | 27000 | 26400 | 22600 | 3.23 | 2.14 | 31000 | 3.13 | 1.91 | 10 | 8
Live | 209862137 |  | 11.7 | 17.4 | 27000 | 26400 | 22600 | 3.23 | 2.14 | 31000 | 3.13 | 1.91 | 10 | 8
Live | 211756643 |  | 11.7 | 17.4 | 27000 | 26400 | 22600 | 3.23 | 2.14 | 31000 | 3.13 | 1.91 | 10 | 8
Live | 216620162 |  | 11.7 | 17.4 | 27000 | 26400 | 22600 | 3.23 | 2.14 | 31000 | 3.13 | 1.91 | 10 | 8
Live | 216620174 |  | 11.7 | 17.4 | 27000 | 26400 | 22600 | 3.23 | 2.14 | 31000 | 3.13 | 1.91 | 10 | 8
Live | 216620186 |  | 11.7 | 17.4 | 27000 | 26400 | 22600 | 3.23 | 2.14 | 31000 | 3.13 | 1.91 | 10 | 8
Live | 216620198 |  | 11.7 | 17.4 | 27000 | 26400 | 22600 | 3.23 | 2.14 | 31000 | 3.13 | 1.91 | 10 | 8
Live | 216620210 |  | 11.7 | 17.4 | 27000 | 26400 | 22600 | 3.23 | 2.14 | 31000 | 3.13 | 1.91 | 10 | 8
Live | 216620222 |  | 11.7 | 17.4 | 27000 | 26400 | 22600 | 3.23 | 2.14 | 31000 | 3.13 | 1.91 | 10 | 8
Live | 216620234 |  | 11.7 | 17.4 | 27000 | 26400 | 22600 | 3.23 | 2.14 | 31000 | 3.13 | 1.91 | 10 | 8
Live | 216620246 |  | 11.7 | 17.4 | 27000 | 26400 | 22600 | 3.23 | 2.14 | 31000 | 3.13 | 1.91 | 10 | 8
Live | 216620258 |  | 11.7 | 17.4 | 27000 | 26400 | 22600 | 3.23 | 2.14 | 31000 | 3.13 | 1.91 | 10 | 8
Live | 216620270 |  | 11.7 | 17.4 | 27000 | 26400 | 22600 | 3.23 | 2.14 | 31000 | 3.13 | 1.91 | 10 | 8
Live | 217622214 |  | 11.7 | 17.4 | 27000 | 26400 | 22600 | 3.23 | 2.14 | 31000 | 3.13 | 1.91 | 10 | 8
Live | 217622221 |  | 11.7 | 17.4 | 27000 | 26400 | 22600 | 3.23 | 2.14 | 31000 | 3.13 | 1.91 | 10 | 8
Live | 217622235 |  | 11.7 | 17.4 | 27000 | 26400 | 22600 | 3.23 | 2.14 | 31000 | 3.13 | 1.91 | 10 | 8
Live | 217622228 |  | 11.7 | 17.4 | 27000 | 26400 | 22600 | 3.23 | 2.14 | 31000 | 3.13 | 1.91 | 10 | 8
Live | 217622242 |  | 11.7 | 17.4 | 27000 | 26400 | 22600 | 3.23 | 2.14 | 31000 | 3.13 | 1.91 | 10 | 8
Live | 217622263 |  | 11.7 | 17.4 | 27000 | 26400 | 22600 | 3.23 | 2.14 | 31000 | 3.13 | 1.91 | 10 | 8
Live | 217622256 |  | 11.7 | 17.4 | 27000 | 26400 | 22600 | 3.23 | 2.14 | 31000 | 3.13 | 1.91 | 10 | 8
Live | 217622249 |  | 11.7 | 17.4 | 27000 | 26400 | 22600 | 3.23 | 2.14 | 31000 | 3.13 | 1.91 | 10 | 8
Live | 217622270 |  | 11.7 | 17.4 | 27000 | 26400 | 22600 | 3.23 | 2.14 | 31000 | 3.13 | 1.91 | 10 | 8
Live | 217622277 |  | 11.7 | 17.4 | 27000 | 26400 | 22600 | 3.23 | 2.14 | 31000 | 3.13 | 1.91 | 10 | 8
Live | 217622275 |  | 12.4 | 18 | 21000 | 21000 | 16500 | 3.26 | 2.21 | 21000 | 3.21 | 2.04 | 9.3 | 7.6
Live | 217622268 |  | 12.4 | 18 | 21000 | 21000 | 16500 | 3.26 | 2.21 | 21000 | 3.21 | 2.04 | 9.3 | 7.6
Live | 217622261 |  | 12.4 | 18 | 21000 | 21000 | 16500 | 3.26 | 2.21 | 21000 | 3.21 | 2.04 | 9.3 | 7.6
Live | 217622254 |  | 12.4 | 18 | 21000 | 21000 | 16500 | 3.26 | 2.21 | 21000 | 3.21 | 2.04 | 9.3 | 7.6
Live | 217622247 |  | 12.4 | 18 | 21000 | 21000 | 16500 | 3.26 | 2.21 | 21000 | 3.21 | 2.04 | 9.3 | 7.6
Live | 217622240 |  | 12.4 | 18 | 21000 | 21000 | 16500 | 3.26 | 2.21 | 21000 | 3.21 | 2.04 | 9.3 | 7.6
Live | 217622233 |  | 12.4 | 18 | 21000 | 21000 | 16500 | 3.26 | 2.21 | 21000 | 3.21 | 2.04 | 9.3 | 7.6
Live | 217622226 |  | 12.4 | 18 | 21000 | 21000 | 16500 | 3.26 | 2.21 | 21000 | 3.21 | 2.04 | 9.3 | 7.6
Live | 217622219 |  | 12.4 | 18 | 21000 | 21000 | 16500 | 3.26 | 2.21 | 21000 | 3.21 | 2.04 | 9.3 | 7.6
Live | 217622212 |  | 12.4 | 18 | 21000 | 21000 | 16500 | 3.26 | 2.21 | 21000 | 3.21 | 2.04 | 9.3 | 7.6
Live | 216620268 |  | 12.4 | 18 | 21000 | 21000 | 16500 | 3.26 | 2.21 | 21000 | 3.21 | 2.04 | 9.3 | 7.6
Live | 216620256 |  | 12.4 | 18 | 21000 | 21000 | 16500 | 3.26 | 2.21 | 21000 | 3.21 | 2.04 | 9.3 | 7.6
Live | 216620244 |  | 12.4 | 18 | 21000 | 21000 | 16500 | 3.26 | 2.21 | 21000 | 3.21 | 2.04 | 9.3 | 7.6
Live | 216620232 |  | 12.4 | 18 | 21000 | 21000 | 16500 | 3.26 | 2.21 | 21000 | 3.21 | 2.04 | 9.3 | 7.6
Live | 216620220 |  | 12.4 | 18 | 21000 | 21000 | 16500 | 3.26 | 2.21 | 21000 | 3.21 | 2.04 | 9.3 | 7.6
Live | 216620208 |  | 12.4 | 18 | 21000 | 21000 | 16500 | 3.26 | 2.21 | 21000 | 3.21 | 2.04 | 9.3 | 7.6
Live | 216620196 |  | 12.4 | 18 | 21000 | 21000 | 16500 | 3.26 | 2.21 | 21000 | 3.21 | 2.04 | 9.3 | 7.6
Live | 216620184 |  | 12.4 | 18 | 21000 | 21000 | 16500 | 3.26 | 2.21 | 21000 | 3.21 | 2.04 | 9.3 | 7.6
Live | 216620172 |  | 12.4 | 18 | 21000 | 21000 | 16500 | 3.26 | 2.21 | 21000 | 3.21 | 2.04 | 9.3 | 7.6
Live | 216620160 |  | 12.4 | 18 | 21000 | 21000 | 16500 | 3.26 | 2.21 | 21000 | 3.21 | 2.04 | 9.3 | 7.6
Live | 211756642 |  | 12.4 | 18 | 21000 | 21000 | 16500 | 3.26 | 2.21 | 21000 | 3.21 | 2.04 | 9.3 | 7.6
Live | 209862136 |  | 12.4 | 18 | 21000 | 21000 | 16500 | 3.26 | 2.21 | 21000 | 3.21 | 2.04 | 9.3 | 7.6
Live | 209852135 |  | 12.4 | 18 | 21000 | 21000 | 16500 | 3.26 | 2.21 | 21000 | 3.21 | 2.04 | 9.3 | 7.6
Live | 209852124 |  | 12.4 | 18 | 21000 | 21000 | 16500 | 3.26 | 2.21 | 21000 | 3.21 | 2.04 | 9.3 | 7.6
Live | 209852113 |  | 12.4 | 18 | 21000 | 21000 | 16500 | 3.26 | 2.21 | 21000 | 3.21 | 2.04 | 9.3 | 7.6
Live | 209852102 |  | 12.4 | 18 | 21000 | 21000 | 16500 | 3.26 | 2.21 | 21000 | 3.21 | 2.04 | 9.3 | 7.6
Live | 209852091 |  | 12.4 | 18 | 21000 | 21000 | 16500 | 3.26 | 2.21 | 21000 | 3.21 | 2.04 | 9.3 | 7.6
Live | 209852080 |  | 12.4 | 18 | 21000 | 21000 | 16500 | 3.26 | 2.21 | 21000 | 3.21 | 2.04 | 9.3 | 7.6
Live | 209852069 |  | 12.4 | 18 | 21000 | 21000 | 16500 | 3.26 | 2.21 | 21000 | 3.21 | 2.04 | 9.3 | 7.6
Live | 209852058 |  | 12.4 | 18 | 21000 | 21000 | 16500 | 3.26 | 2.21 | 21000 | 3.21 | 2.04 | 9.3 | 7.6
Live | 209852047 |  | 12.4 | 18 | 21000 | 21000 | 16500 | 3.26 | 2.21 | 21000 | 3.21 | 2.04 | 9.3 | 7.6
Live | 209852036 |  | 12.4 | 18 | 21000 | 21000 | 16500 | 3.26 | 2.21 | 21000 | 3.21 | 2.04 | 9.3 | 7.6
Live | 208447921 |  | 12.4 | 18 | 21000 | 21000 | 16500 | 3.26 | 2.21 | 21000 | 3.21 | 2.04 | 9.3 | 7.6
Live | 208447912 |  | 12.4 | 18 | 21000 | 21000 | 16500 | 3.26 | 2.21 | 21000 | 3.21 | 2.04 | 9.3 | 7.6
Live | 208447903 |  | 12.4 | 18 | 21000 | 21000 | 16500 | 3.26 | 2.21 | 21000 | 3.21 | 2.04 | 9.3 | 7.6
Live | 208447894 |  | 12.4 | 18 | 21000 | 21000 | 16500 | 3.26 | 2.21 | 21000 | 3.21 | 2.04 | 9.3 | 7.6
Live | 208447885 |  | 12.4 | 18 | 21000 | 21000 | 16500 | 3.26 | 2.21 | 21000 | 3.21 | 2.04 | 9.3 | 7.6
Live | 213372240 |  | 10 | 15.5 | 40000 | 38000 | 31600 | 2.34 | 1.9 | 45000 | 2.64 | 1.85 | 8.6 | 7
Live | 213372243 |  | 8.6 | 14.5 | 54000 | 38000 | 46500 | 2.57 | 2.26 | 60000 | 2.76 | 1.8 | 8.6 | 7.1
Live | 213372242 |  | 8.6 | 14.3 | 47000 | 45000 | 40000 | 2.41 | 2.11 | 59000 | 2.79 | 1.8 | 9 | 7.5
Live | 213372239 |  | 10.5 | 15.5 | 35000 | 26000 | 27000 | 2.76 | 2.28 | 37000 | 3.29 | 1.85 | 9.7 | 7.7
Live | 213372238 |  | 10.7 | 16.5 | 28400 | 23000 | 20000 | 3.2 | 2.28 | 28000 | 2.6 | 1.95 | 9.5 | 7.7
Draft | 210722666 |  | 11.7 | 20 | 40500 | 41300 | 36600 | 2.83 | 2.5 | 54500 | 2.93 | 2 | 9 | 6.5
Live | 217900391 |  | 12 | 20 | 35500 | 27000 | 27000 | 2.58 | 1.99 | 35250 | 2.78 | 1.95 | 9.75 | 7.9
Live | 217900390 |  | 12 | 19 | 38000 | 27000 | 27000 | 2.47 | 2.1 | 38500 | 2.82 | 2 | 9.5 | 7.7
Live | 217900389 |  | 12 | 21 | 33000 | 27000 | 27000 | 2.71 | 1.9 | 32000 | 2.73 | 1.9 | 10 | 8.1
Live | 217900388 |  | 13 | 20.5 | 27600 | 20000 | 18000 | 3.47 | 2.3 | 25400 | 3.31 | 2 | 10 | 7.75
Live | 217900387 |  | 13 | 20 | 27600 | 22000 | 18000 | 3.44 | 2.5 | 25400 | 3.38 | 2 | 10 | 8
Live | 217900386 |  | 13 | 21 | 27600 | 18000 | 18000 | 3.52 | 2.1 | 25400 | 3.24 | 2 | 10 | 7.5
Live | 217900397 |  | 11.85 | 20.8 | 56000 | 44000 | 48000 | 2.9 | 2.1 | 57500 | 3.3 | 2 | 10.6 | 8.7
Live | 217900396 |  | 11.7 | 20.4 | 57000 | 46000 | 48000 | 2.93 | 2.2 | 60000 | 3.52 | 2 | 11 | 9
Live | 217900395 |  | 12 | 21.2 | 55000 | 42000 | 48000 | 2.88 | 2 | 55000 | 3.1 | 2 | 10.2 | 8.4
Live | 217900394 |  | 12.1 | 20.45 | 42000 | 38500 | 37400 | 2.99 | 2.26 | 44500 | 3.01 | 1.95 | 10.85 | 9
Live | 217900393 |  | 12 | 19.4 | 42000 | 34000 | 38000 | 2.93 | 2.2 | 45000 | 3.61 | 2 | 10.4 | 8.8
Live | 217900392 |  | 12.2 | 21.5 | 42000 | 43000 | 37000 | 3.04 | 2.3 | 44000 | 2.58 | 1.9 | 11.3 | 9.2
Live | 217898869 |  | 8.8 | 14.9 | 60200 | 39000 | 34600 | 2.58 | 2.2 | 63100 | 3.04 | 1.9 | 8.5 | 6.7
Live | 217898868 |  | 8.8 | 15.8 | 48000 | 39000 | 36000 | 2.56 | 2.2 | 57000 | 3.04 | 1.95 | 9.4 | 7.5
Live | 217898867 |  | 10.1 | 16.9 | 38900 | 22700 | 21000 | 2.83 | 2.1 | 36400 | 3.06 | 1.9 | 8.5 | 6.1
Live | 217898865 |  | 10.5 | 17 | 26000 | 22000 | 19400 | 2.21 | 2.8 | 30000 | 3.26 | 2.1 | 9.2 | 7.6
Live | 217898864 |  | 10.9 | 17 | 18700 | 12000 | 11000 | 3.04 | 2.71 | 18700 | 3.51 | 2 | 8.8 | 6.9
Live | 217898874 |  | 8.2 | 15.6 | 48000 | 48000 | 46000 | 2.4 | 2.05 | 55000 | 2.83 | 1.9 | 9.4 | 7.7
Live | 217898873 |  | 10 | 16 | 47400 | 47000 | 34400 | 2.42 | 1.9 | 49000 | 2.52 | 1.97 | 9.5 | 7.8
Live | 217898872 |  | 10 | 16.2 | 33600 | 28600 | 24000 | 2.77 | 2.1 | 34000 | 2.81 | 1.8 | 8.9 | 7
Live | 217898871 |  | 11.7 | 17.4 | 27000 | 26400 | 22600 | 3.23 | 2.14 | 31000 | 3.13 | 1.91 | 10 | 8
Live | 217898870 |  | 12.4 | 18 | 21000 | 21000 | 16500 | 3.26 | 2.21 | 21000 | 3.21 | 2.04 | 9.3 | 7.6
Live | 217898875 |  | 8.8 | 15.3 | 56000 | 52500 | 48500 | 2.54 | 2.3 | 69000 | 2.8 | 1.91 | 9.4 | 7.6
Live | 217900593 |  | 10.4 | 14.9 | 27600 | 22000 | 20000 | 2.8 | 1.92 | 30000 | 2.58 | 1.8 | 8.9 | 7.1
Live | 217900592 |  | 10.4 | 15 | 27600 | 22000 | 20000 | 2.8 | 1.92 | 30000 | 2.58 | 1.8 | 8.9 | 7.1
Live | 217900591 |  | 10.1 | 14.9 | 27600 | 22000 | 20000 | 2.8 | 1.9 | 30000 | 2.48 | 1.75 | 8.7 | 7
Live | 217900590 |  | 10.4 | 14.4 | 27600 | 22000 | 20000 | 2.8 | 1.92 | 30000 | 2.66 | 1.8 | 8.9 | 7.2
Live | 217900589 |  | 10.4 | 16.4 | 27600 | 22000 | 20000 | 2.8 | 1.92 | 30000 | 2.66 | 1.8 | 9.1 | 7.2
Live | 217900588 |  | 10.3 | 16.8 | 27600 | 22000 | 20000 | 2.8 | 1.92 | 30000 | 2.66 | 1.8 | 9 | 7.2
Live | 217900587 |  | 10 | 15 | 53400 | 48000 | 39000 | 2.59 | 1.9 | 59000 | 2.47 | 1.8 | 8.2 | 6.5
Live | 217900586 |  | 9.9 | 14.6 | 53400 | 48000 | 40000 | 2.59 | 1.9 | 59000 | 2.47 | 1.8 | 8.1 | 6.5
Live | 217900585 |  | 10.1 | 15 | 55000 | 50000 | 40000 | 2.55 | 2 | 57000 | 2.47 | 1.8 | 8.4 | 6.8
Live | 217900584 |  | 10.1 | 14.8 | 55000 | 50000 | 40000 | 2.55 | 2 | 57000 | 2.55 | 1.8 | 8.4 | 6.8
Live | 217900583 |  | 10.1 | 16.7 | 55000 | 50000 | 39000 | 2.55 | 2 | 57000 | 2.55 | 1.8 | 8.2 | 6.7
Live | 217900582 |  | 10.1 | 14.7 | 47000 | 53000 | 41000 | 2.7 | 2.1 | 53000 | 2.57 | 1.75 | 8.5 | 7
Live | 217900581 |  | 9.8 | 14.3 | 47000 | 53000 | 41000 | 2.7 | 2.1 | 53000 | 2.57 | 1.75 | 8.4 | 6.9
Live | 217900580 |  | 10.8 | 14.6 | 48000 | 36000 | 41000 | 2.49 | 2.19 | 50000 | 2.66 | 1.8 | 8.5 | 7
Live | 217900579 |  | 10.9 | 14.5 | 48000 | 36000 | 41000 | 2.49 | 2.19 | 50000 | 2.76 | 1.8 | 8.5 | 7.1
Live | 217900578 |  | 10.2 | 16.4 | 48000 | 36000 | 41000 | 2.49 | 2.19 | 50000 | 2.57 | 1.8 | 8.3 | 6.9
Live | 217900577 |  | 8.5 | 15.2 | 51000 | 37800 | 38000 | 2.49 | 2.19 | 50000 | 2.66 | 1.8 | 8.2 | 6.7
Live | 217900576 |  | 8.4 | 14.4 | 50000 | 37800 | 37000 | 2.46 | 2.19 | 50000 | 2.48 | 1.75 | 8 | 6.6
Live | 217900575 |  | 8.5 | 15.7 | 51000 | 37800 | 38000 | 2.49 | 2.19 | 50000 | 2.76 | 1.8 | 8.2 | 6.7
Live | 217900574 |  | 10.2 | 15.7 | 49000 | 37800 | 39000 | 2.83 | 2.28 | 50000 | 2.86 | 1.8 | 8.6 | 7.2
Live | 217900573 |  | 10.6 | 14.4 | 49000 | 37800 | 39000 | 2.83 | 2.28 | 50000 | 2.86 | 1.8 | 8.8 | 7.3
Live | 217900572 |  | 10.1 | 16.3 | 49000 | 37800 | 39000 | 2.82 | 2.28 | 50000 | 2.86 | 1.8 | 8.6 | 7.2
Live | 217900571 |  | 10.7 | 14.9 | 41000 | 39000 | 33000 | 2.66 | 2.18 | 46000 | 2.97 | 1.8 | 9.3 | 7.5
Live | 217900570 |  | 10.6 | 15.6 | 41000 | 39000 | 33000 | 2.66 | 2.18 | 46000 | 2.97 | 1.8 | 9.3 | 7.6
Live | 217900569 |  | 10.4 | 15 | 41000 | 39000 | 33000 | 2.66 | 2.18 | 46000 | 2.97 | 1.8 | 9.4 | 7.6
Live | 217900568 |  | 10.3 | 14.9 | 41000 | 39000 | 33000 | 2.66 | 2 | 46000 | 2.96 | 1.8 | 8.9 | 7.2
Live | 217900567 |  | 10.4 | 14.8 | 41000 | 39000 | 33000 | 2.66 | 2.09 | 46000 | 2.96 | 1.8 | 9.2 | 7.4
Live | 217900566 |  | 10.3 | 15 | 41000 | 39000 | 33000 | 2.66 | 2.09 | 46000 | 2.86 | 1.8 | 9.1 | 7.3
Live | 217900563 |  | 10 | 14.3 | 38600 | 29600 | 26000 | 2.76 | 2.1 | 41000 | 2.95 | 1.8 | 8.5 | 6.9
Live | 217900562 |  | 9.5 | 14.8 | 38600 | 29600 | 26000 | 2.66 | 2.1 | 41000 | 2.95 | 1.8 | 8.3 | 6.8
Live | 217900561 |  | 9.7 | 14.5 | 38600 | 29600 | 26000 | 2.71 | 2.1 | 41000 | 2.95 | 1.8 | 8.6 | 6.9
Live | 217900560 |  | 9.6 | 14.4 | 38600 | 29600 | 25000 | 2.68 | 2.1 | 41000 | 2.85 | 1.8 | 8.3 | 6.7
Live | 217900559 |  | 9.7 | 14.3 | 38600 | 29600 | 25000 | 2.71 | 2.1 | 41000 | 2.76 | 1.8 | 8.3 | 6.7
Live | 217900558 |  | 9.7 | 14.6 | 38600 | 29600 | 25000 | 2.71 | 2.1 | 41000 | 2.66 | 1.8 | 8.3 | 6.7
Live | 217900557 |  | 9.5 | 14.5 | 38600 | 29600 | 24000 | 2.66 | 2.1 | 41000 | 2.57 | 1.75 | 7.9 | 6.5
Live | 217900553 |  | 10.3 | 14.9 | 36000 | 38000 | 29000 | 2.82 | 2.1 | 39000 | 2.86 | 1.75 | 8.4 | 7
Live | 217900552 |  | 10.3 | 15 | 36000 | 38000 | 29000 | 2.82 | 2.1 | 39000 | 2.86 | 1.75 | 8.3 | 7
Live | 217900548 |  | 10.7 | 14.5 | 33700 | 25000 | 18000 | 2.98 | 2 | 30000 | 2.76 | 1.8 | 7.9 | 6.3
Live | 217900547 |  | 10.5 | 15 | 33700 | 25000 | 18000 | 2.93 | 2 | 30000 | 2.66 | 1.8 | 7.8 | 6.3
Live | 217900546 |  | 10.6 | 16.4 | 33700 | 25000 | 18000 | 2.96 | 2 | 30000 | 2.76 | 1.8 | 8 | 6.3
Live | 217900545 |  | 10.5 | 15.3 | 33700 | 25000 | 18000 | 2.93 | 2 | 30000 | 2.86 | 1.8 | 7.9 | 6.3
Live | 217900544 |  | 10.5 | 15.5 | 33700 | 25000 | 18000 | 2.93 | 2 | 30000 | 2.86 | 1.8 | 8 | 6.4
Live | 217900543 |  | 10.5 | 16.1 | 33700 | 25000 | 18000 | 2.93 | 2 | 30000 | 2.86 | 1.8 | 8.1 | 6.4
Live | 217900542 |  | 10.5 | 16.2 | 33700 | 25000 | 18000 | 2.93 | 2 | 30000 | 2.76 | 1.8 | 7.9 | 6.3
Live | 217900541 |  | 10.5 | 16.3 | 33700 | 25000 | 18000 | 2.93 | 2 | 30000 | 2.76 | 1.8 | 7.9 | 6.3
Live | 217900540 |  | 10.4 | 14.9 | 27600 | 22000 | 20000 | 2.8 | 1.92 | 30000 | 2.58 | 1.8 | 8.9 | 7.1
Live | 217900539 |  | 10.4 | 15 | 27600 | 22000 | 20000 | 2.8 | 1.92 | 30000 | 2.58 | 1.8 | 8.9 | 7.1
Live | 217900538 |  | 10.1 | 14.9 | 27600 | 22000 | 20000 | 2.8 | 1.9 | 30000 | 2.48 | 1.75 | 8.7 | 7
Live | 217900537 |  | 10.4 | 14.4 | 27600 | 22000 | 20000 | 2.8 | 1.92 | 30000 | 2.66 | 1.8 | 8.9 | 7.2
Live | 217900536 |  | 10.4 | 16.4 | 27600 | 22000 | 20000 | 2.8 | 1.92 | 30000 | 2.66 | 1.8 | 9.1 | 7.2
Live | 217900535 |  | 10.3 | 16.8 | 27600 | 22000 | 20000 | 2.8 | 1.92 | 30000 | 2.66 | 1.8 | 9 | 7.2
Live | 217900534 |  | 11.3 | 14.8 | 22800 | 20000 | 18000 | 3.15 | 1.9 | 22800 | 2.94 | 1.8 | 9.4 | 7.7
Live | 217900533 |  | 11.4 | 15.2 | 22800 | 20000 | 18000 | 3.15 | 1.9 | 22800 | 2.86 | 1.8 | 9.3 | 7.7
Live | 217900532 |  | 11.3 | 15.3 | 22800 | 20000 | 18000 | 3.15 | 1.9 | 22800 | 2.76 | 1.8 | 9.3 | 7.6
Live | 217900531 |  | 11.3 | 16.6 | 22800 | 20000 | 18000 | 3.15 | 1.9 | 22800 | 2.94 | 1.8 | 9.5 | 7.8
Live | 217900530 |  | 10.5 | 15.6 | 21600 | 13400 | 10000 | 2.94 | 1.99 | 22000 | 2.68 | 1.8 | 7.7 | 6.2
Live | 217900529 |  | 10.7 | 14.6 | 21600 | 13400 | 10000 | 2.99 | 2.09 | 22000 | 2.96 | 1.8 | 8 | 6.4
Live | 217900528 |  | 10.4 | 15.5 | 21600 | 13400 | 10000 | 2.9 | 1.99 | 22000 | 2.58 | 1.8 | 7.7 | 6.1
Live | 217900527 |  | 10.6 | 15.8 | 21600 | 13400 | 10000 | 2.96 | 2.09 | 22000 | 2.76 | 1.8 | 7.9 | 6.3
Live | 217900526 |  | 10.6 | 17 | 21600 | 13400 | 10000 | 2.96 | 2.09 | 22000 | 2.96 | 1.8 | 8.1 | 6.5
Live | 217900525 |  | 10.4 | 14.9 | 27600 | 22000 | 20000 | 2.8 | 1.92 | 30000 | 2.58 | 1.8 | 8.9 | 7.1
Live | 217900524 |  | 10.4 | 15 | 27600 | 22000 | 20000 | 2.8 | 1.92 | 30000 | 2.58 | 1.8 | 8.9 | 7.1
Live | 217900523 |  | 10.1 | 14.9 | 27600 | 22000 | 20000 | 2.8 | 1.9 | 30000 | 2.48 | 1.75 | 8.7 | 7
Live | 217900522 |  | 10.4 | 14.4 | 27600 | 22000 | 20000 | 2.8 | 1.92 | 30000 | 2.66 | 1.8 | 8.9 | 7.2
Live | 217900521 |  | 10.4 | 16.4 | 27600 | 22000 | 20000 | 2.8 | 1.92 | 30000 | 2.66 | 1.8 | 9.1 | 7.2
Live | 217900520 |  | 10.3 | 16.8 | 27600 | 22000 | 20000 | 2.8 | 1.92 | 30000 | 2.66 | 1.8 | 9 | 7.2
Live | 217900519 |  | 10.5 | 17.1 | 27600 | 22000 | 20000 | 2.8 | 1.92 | 30000 | 2.66 | 1.8 | 9.1 | 7.2
Live | 217900518 |  | 10.4 | 17.1 | 27600 | 22000 | 20000 | 2.8 | 1.92 | 30000 | 2.66 | 1.8 | 9 | 7.2
Live | 217900517 |  | 10 | 15 | 53400 | 48000 | 39000 | 2.59 | 1.9 | 59000 | 2.47 | 1.8 | 8.2 | 6.5
Live | 217900516 |  | 9.9 | 14.6 | 53400 | 48000 | 40000 | 2.59 | 1.9 | 59000 | 2.47 | 1.8 | 8.1 | 6.5
Live | 217900515 |  | 10.2 | 16.4 | 53400 | 48000 | 41000 | 2.59 | 2 | 59000 | 2.56 | 1.8 | 8.7 | 6.9
Live | 217900514 |  | 10.2 | 16.4 | 53400 | 48000 | 41000 | 2.59 | 2 | 59000 | 2.56 | 1.8 | 8.7 | 6.9
Live | 217900513 |  | 10.1 | 15 | 55000 | 50000 | 40000 | 2.55 | 2 | 57000 | 2.47 | 1.8 | 8.4 | 6.8
Live | 217900512 |  | 10.1 | 14.8 | 55000 | 50000 | 40000 | 2.55 | 2 | 57000 | 2.55 | 1.8 | 8.4 | 6.8
Live | 217900511 |  | 10.1 | 16.7 | 55000 | 50000 | 39000 | 2.55 | 2 | 57000 | 2.55 | 1.8 | 8.2 | 6.7
Live | 217900510 |  | 10.3 | 17.1 | 55000 | 50000 | 40000 | 2.55 | 2.02 | 57000 | 2.55 | 1.8 | 8.4 | 6.8
Live | 217900509 |  | 10.3 | 17.1 | 55000 | 50000 | 40000 | 2.55 | 2.02 | 57000 | 2.55 | 1.8 | 8.4 | 6.8
Live | 217900508 |  | 10.2 | 17 | 55000 | 50000 | 40000 | 2.55 | 2 | 57000 | 2.55 | 1.8 | 8.3 | 6.7
Live | 217900507 |  | 10.1 | 14.7 | 47000 | 53000 | 41000 | 2.7 | 2.1 | 53000 | 2.57 | 1.75 | 8.5 | 7
Live | 217900506 |  | 9.8 | 14.3 | 47000 | 53000 | 41000 | 2.7 | 2.1 | 53000 | 2.57 | 1.75 | 8.4 | 6.9
Live | 217900505 |  | 9.8 | 16.1 | 48000 | 53000 | 41000 | 2.87 | 2.18 | 53000 | 2.86 | 1.8 | 8.5 | 7
Live | 217900504 |  | 9.8 | 16.1 | 48000 | 53000 | 41000 | 2.87 | 2.18 | 53000 | 2.86 | 1.8 | 8.5 | 7
Live | 217900503 |  | 10.8 | 14.6 | 48000 | 36000 | 41000 | 2.49 | 2.19 | 50000 | 2.66 | 1.8 | 8.5 | 7
Live | 217900502 |  | 10.9 | 14.5 | 48000 | 36000 | 41000 | 2.49 | 2.19 | 50000 | 2.76 | 1.8 | 8.5 | 7.1
Live | 217900501 |  | 10.2 | 16.4 | 48000 | 36000 | 41000 | 2.49 | 2.19 | 50000 | 2.57 | 1.8 | 8.3 | 6.9
Live | 217900500 |  | 10 | 16.6 | 48000 | 36000 | 42000 | 2.93 | 2.19 | 50000 | 2.76 | 1.8 | 8.6 | 7
Live | 217900499 |  | 10 | 16.6 | 48000 | 36000 | 42000 | 2.93 | 2.19 | 50000 | 2.76 | 1.8 | 8.6 | 7
Live | 217900498 |  | 10 | 16.5 | 48000 | 36000 | 42000 | 2.93 | 2.19 | 50000 | 2.76 | 1.8 | 8.5 | 7
Live | 217900497 |  | 8.5 | 15.2 | 51000 | 37800 | 38000 | 2.49 | 2.19 | 50000 | 2.66 | 1.8 | 8.2 | 6.7
Live | 217900496 |  | 8.4 | 14.4 | 50000 | 37800 | 37000 | 2.46 | 2.19 | 50000 | 2.48 | 1.75 | 8 | 6.6
Live | 217900495 |  | 8.5 | 15.7 | 51000 | 37800 | 38000 | 2.49 | 2.19 | 50000 | 2.76 | 1.8 | 8.2 | 6.7
Live | 217900494 |  | 10.2 | 15.7 | 49000 | 37800 | 39000 | 2.83 | 2.28 | 50000 | 2.86 | 1.8 | 8.6 | 7.2
Live | 217900493 |  | 10.6 | 14.4 | 49000 | 37800 | 39000 | 2.83 | 2.28 | 50000 | 2.86 | 1.8 | 8.8 | 7.3
Live | 217900492 |  | 10.1 | 16.3 | 49000 | 37800 | 39000 | 2.82 | 2.28 | 50000 | 2.86 | 1.8 | 8.6 | 7.2
Live | 217900491 |  | 8.9 | 16.2 | 51000 | 37800 | 38000 | 2.61 | 2.28 | 50000 | 2.86 | 1.8 | 8.5 | 6.9
Live | 217900490 |  | 8.9 | 16.2 | 51000 | 37800 | 38000 | 2.61 | 2.28 | 50000 | 2.86 | 1.8 | 8.5 | 6.9
Live | 217900489 |  | 8.9 | 16 | 51000 | 37800 | 39000 | 2.61 | 2.29 | 50000 | 2.95 | 1.8 | 8.6 | 7
Live | 217900488 |  | 10.3 | 16.7 | 49000 | 37800 | 39000 | 2.83 | 2.28 | 50000 | 3.02 | 1.8 | 8.9 | 7.4
Live | 217900487 |  | 10.3 | 16.7 | 49000 | 37800 | 39000 | 2.83 | 2.28 | 50000 | 3.02 | 1.8 | 8.9 | 7.3
Live | 217900486 |  | 10.2 | 16.4 | 49000 | 37800 | 40000 | 2.83 | 2.28 | 50000 | 3.02 | 1.8 | 9 | 7.4
Live | 217900485 |  | 10.7 | 14.9 | 41000 | 39000 | 33000 | 2.66 | 2.18 | 46000 | 2.97 | 1.8 | 9.3 | 7.5
Live | 217900484 |  | 10.6 | 15.6 | 41000 | 39000 | 33000 | 2.66 | 2.18 | 46000 | 2.97 | 1.8 | 9.3 | 7.6
Live | 217900483 |  | 10.4 | 15 | 41000 | 39000 | 33000 | 2.66 | 2.18 | 46000 | 2.97 | 1.8 | 9.4 | 7.6
Live | 217900482 |  | 10.3 | 14.9 | 41000 | 39000 | 33000 | 2.66 | 2 | 46000 | 2.96 | 1.8 | 8.9 | 7.2
Live | 217900481 |  | 10.4 | 14.8 | 41000 | 39000 | 33000 | 2.66 | 2.09 | 46000 | 2.96 | 1.8 | 9.2 | 7.4
Live | 217900480 |  | 10.3 | 15 | 41000 | 39000 | 33000 | 2.66 | 2.09 | 46000 | 2.86 | 1.8 | 9.1 | 7.3
Live | 217900477 |  | 11 | 16.2 | 41000 | 39000 | 33000 | 2.66 | 2.18 | 46000 | 2.97 | 1.8 | 9.3 | 7.5
Live | 217900476 |  | 11 | 16.2 | 41000 | 39000 | 33000 | 2.66 | 2.18 | 46000 | 2.97 | 1.8 | 9.3 | 7.5
Live | 217900475 |  | 10.9 | 16 | 41000 | 39000 | 33000 | 2.66 | 2.18 | 46000 | 2.97 | 1.8 | 9.4 | 7.5
Live | 217900474 |  | 10.3 | 15.1 | 41000 | 39000 | 33000 | 2.66 | 2 | 46000 | 2.96 | 1.75 | 8.9 | 7.2
Live | 217900473 |  | 10.3 | 15.1 | 41000 | 39000 | 33000 | 2.66 | 2 | 46000 | 2.96 | 1.75 | 8.9 | 7.2
Live | 217900472 |  | 10 | 14.3 | 38600 | 29600 | 26000 | 2.76 | 2.1 | 41000 | 2.95 | 1.8 | 8.5 | 6.9
Live | 217900471 |  | 9.5 | 14.8 | 38600 | 29600 | 26000 | 2.66 | 2.1 | 41000 | 2.95 | 1.8 | 8.3 | 6.8
Live | 217900470 |  | 9.7 | 14.5 | 38600 | 29600 | 26000 | 2.71 | 2.1 | 41000 | 2.95 | 1.8 | 8.6 | 6.9
Live | 217900469 |  | 9.6 | 14.4 | 38600 | 29600 | 25000 | 2.68 | 2.1 | 41000 | 2.85 | 1.8 | 8.3 | 6.7
Live | 217900468 |  | 9.7 | 14.3 | 38600 | 29600 | 25000 | 2.71 | 2.1 | 41000 | 2.76 | 1.8 | 8.3 | 6.7
Live | 217900467 |  | 9.7 | 14.6 | 38600 | 29600 | 25000 | 2.71 | 2.1 | 41000 | 2.66 | 1.8 | 8.3 | 6.7
Live | 217900466 |  | 9.5 | 14.5 | 38600 | 29600 | 24000 | 2.66 | 2.1 | 41000 | 2.57 | 1.75 | 7.9 | 6.5
Live | 217900465 |  | 9.9 | 15.6 | 38600 | 29600 | 26000 | 2.76 | 2.1 | 41000 | 3.04 | 1.8 | 8.5 | 6.9
Live | 217900464 |  | 9.9 | 15.6 | 38600 | 29600 | 26000 | 2.76 | 2.1 | 41000 | 3.04 | 1.8 | 8.5 | 6.9
Live | 217900463 |  | 9.8 | 15.3 | 38600 | 29600 | 26000 | 2.74 | 2.1 | 41000 | 3.04 | 1.8 | 8.6 | 6.9
Live | 217900462 |  | 9.2 | 14.4 | 38600 | 29600 | 26000 | 2.57 | 2.1 | 41000 | 2.85 | 1.8 | 8.2 | 6.7
Live | 217900461 |  | 9.4 | 14.5 | 38600 | 29600 | 26000 | 2.62 | 2.1 | 41000 | 2.85 | 1.8 | 8.3 | 6.8
Live | 217900457 |  | 10.3 | 14.9 | 36000 | 38000 | 29000 | 2.82 | 2.1 | 39000 | 2.86 | 1.75 | 8.4 | 7
Live | 217900456 |  | 10.3 | 15 | 36000 | 38000 | 29000 | 2.82 | 2.1 | 39000 | 2.86 | 1.75 | 8.3 | 7
Live | 217900452 |  | 11 | 16.8 | 36000 | 38000 | 29000 | 2.82 | 2.19 | 39000 | 3.04 | 1.8 | 8.7 | 7.3
Live | 217900451 |  | 11 | 16.8 | 36000 | 38000 | 29000 | 2.82 | 2.19 | 39000 | 3.04 | 1.8 | 8.7 | 7.3
Live | 217900450 |  | 11 | 16.7 | 36000 | 38000 | 29000 | 2.82 | 2.19 | 39000 | 3.04 | 1.75 | 8.6 | 7.2
Live | 217900449 |  | 10.4 | 15.5 | 36000 | 38000 | 29000 | 2.82 | 2.19 | 39000 | 2.95 | 1.8 | 8.8 | 7.3
Live | 217900448 |  | 10.4 | 15.6 | 36000 | 38000 | 29000 | 2.82 | 2.1 | 39000 | 2.95 | 1.75 | 8.4 | 7.1
Live | 217900447 |  | 10.4 | 15.5 | 36000 | 38000 | 29000 | 2.82 | 2.19 | 39000 | 2.95 | 1.8 | 8.8 | 7.3
Live | 217900446 |  | 10.4 | 15.5 | 36000 | 38000 | 29000 | 2.82 | 2.19 | 39000 | 2.95 | 1.8 | 8.8 | 7.4
Live | 217900445 |  | 10.3 | 15.5 | 36000 | 38000 | 29000 | 2.82 | 2.19 | 39000 | 3.04 | 1.8 | 8.9 | 7.4
Live | 217900444 |  | 10.3 | 15.6 | 36000 | 38000 | 29000 | 2.82 | 2.1 | 39000 | 2.95 | 1.75 | 8.6 | 7.2
Live | 217900443 |  | 10.7 | 14.5 | 33700 | 25000 | 18000 | 2.98 | 2 | 30000 | 2.76 | 1.8 | 7.9 | 6.3
Live | 217900442 |  | 10.5 | 15 | 33700 | 25000 | 18000 | 2.93 | 2 | 30000 | 2.66 | 1.8 | 7.8 | 6.3
Live | 217900441 |  | 10.6 | 16.4 | 33700 | 25000 | 18000 | 2.96 | 2 | 30000 | 2.76 | 1.8 | 8 | 6.3
Live | 217900440 |  | 10.5 | 15.3 | 33700 | 25000 | 18000 | 2.93 | 2 | 30000 | 2.86 | 1.8 | 7.9 | 6.3
Live | 217900439 |  | 10.5 | 15.5 | 33700 | 25000 | 18000 | 2.93 | 2 | 30000 | 2.86 | 1.8 | 8 | 6.4
Live | 217900438 |  | 10.5 | 16.1 | 33700 | 25000 | 18000 | 2.93 | 2 | 30000 | 2.86 | 1.8 | 8.1 | 6.4
Live | 217900437 |  | 10.5 | 16.2 | 33700 | 25000 | 18000 | 2.93 | 2 | 30000 | 2.76 | 1.8 | 7.9 | 6.3
Live | 217900436 |  | 10.5 | 16.3 | 33700 | 25000 | 18000 | 2.93 | 2 | 30000 | 2.76 | 1.8 | 7.9 | 6.3
Live | 217900435 |  | 11 | 17.1 | 33700 | 25000 | 18000 | 3.05 | 2.1 | 30000 | 3.04 | 1.8 | 8.3 | 6.5
Live | 217900434 |  | 11 | 17.1 | 33700 | 25000 | 18000 | 3.05 | 2.1 | 30000 | 3.04 | 1.8 | 8.3 | 6.5
Live | 217900433 |  | 10.9 | 16.9 | 33700 | 25000 | 18000 | 3.05 | 2.1 | 30000 | 3.04 | 1.8 | 8.3 | 6.5
Live | 217900432 |  | 10.5 | 16.2 | 33700 | 25000 | 19000 | 2.93 | 2.09 | 30000 | 2.86 | 1.8 | 8.2 | 6.5
Live | 217900431 |  | 10.5 | 16.3 | 33700 | 25000 | 18000 | 2.93 | 2 | 30000 | 2.86 | 1.8 | 8.1 | 6.4
Live | 217900430 |  | 10.5 | 16.1 | 33700 | 25000 | 19000 | 2.93 | 2 | 30000 | 2.86 | 1.8 | 8.3 | 6.5
Live | 217900429 |  | 10.5 | 16.1 | 33700 | 25000 | 19000 | 2.93 | 2 | 30000 | 2.86 | 1.8 | 8.3 | 6.5
Live | 217900428 |  | 10.5 | 16.2 | 33700 | 25000 | 19000 | 2.93 | 2 | 30000 | 2.86 | 1.8 | 8.3 | 6.5
Live | 217900427 |  | 10.4 | 16.3 | 33700 | 25000 | 18000 | 2.9 | 2 | 30000 | 2.86 | 1.8 | 8.1 | 6.4
Live | 217900426 |  | 10.4 | 14.9 | 27600 | 22000 | 20000 | 2.8 | 1.92 | 30000 | 2.58 | 1.8 | 8.9 | 7.1
Live | 217900425 |  | 10.4 | 15 | 27600 | 22000 | 20000 | 2.8 | 1.92 | 30000 | 2.58 | 1.8 | 8.9 | 7.1
Live | 217900424 |  | 10.1 | 14.9 | 27600 | 22000 | 20000 | 2.8 | 1.9 | 30000 | 2.48 | 1.75 | 8.7 | 7
Live | 217900423 |  | 10.4 | 14.4 | 27600 | 22000 | 20000 | 2.8 | 1.92 | 30000 | 2.66 | 1.8 | 8.9 | 7.2
Live | 217900422 |  | 10.4 | 16.4 | 27600 | 22000 | 20000 | 2.8 | 1.92 | 30000 | 2.66 | 1.8 | 9.1 | 7.2
Live | 217900421 |  | 10.3 | 16.8 | 27600 | 22000 | 20000 | 2.8 | 1.92 | 30000 | 2.66 | 1.8 | 9 | 7.2
Live | 217900420 |  | 11.3 | 14.8 | 22800 | 20000 | 18000 | 3.15 | 1.9 | 22800 | 2.94 | 1.8 | 9.4 | 7.7
Live | 217900419 |  | 11.4 | 15.2 | 22800 | 20000 | 18000 | 3.15 | 1.9 | 22800 | 2.86 | 1.8 | 9.3 | 7.7
Live | 217900418 |  | 11.3 | 15.3 | 22800 | 20000 | 18000 | 3.15 | 1.9 | 22800 | 2.76 | 1.8 | 9.3 | 7.6
Live | 217900417 |  | 11.3 | 16.6 | 22800 | 20000 | 18000 | 3.15 | 1.9 | 22800 | 2.94 | 1.8 | 9.5 | 7.8
Live | 217900416 |  | 10.5 | 17.1 | 27600 | 22000 | 20000 | 2.8 | 1.92 | 30000 | 2.66 | 1.8 | 9.1 | 7.2
Live | 217900415 |  | 10.4 | 17.1 | 27600 | 22000 | 20000 | 2.8 | 1.92 | 30000 | 2.66 | 1.8 | 9 | 7.2
Live | 217900414 |  | 11.4 | 17.4 | 22800 | 20000 | 18000 | 3.15 | 1.9 | 22800 | 2.76 | 1.8 | 9.4 | 7.6
Live | 217900413 |  | 11.4 | 17.4 | 22800 | 20000 | 18000 | 3.15 | 1.9 | 22800 | 2.76 | 1.8 | 9.2 | 7.5
Live | 217900412 |  | 11.4 | 17.4 | 22800 | 20000 | 18000 | 3.15 | 1.9 | 22800 | 2.66 | 1.75 | 9 | 7.4
Live | 217900411 |  | 11.6 | 17.3 | 22800 | 20000 | 18000 | 3.15 | 1.9 | 22800 | 2.66 | 1.8 | 9.1 | 7.5
Live | 217900410 |  | 11.7 | 18 | 22800 | 20000 | 18000 | 3.15 | 1.9 | 22800 | 2.66 | 1.75 | 9.1 | 7.4
Live | 217900409 |  | 11.4 | 17.3 | 22800 | 20000 | 18000 | 3.15 | 1.9 | 22800 | 2.66 | 1.8 | 9.3 | 7.5
Live | 217900408 |  | 10.5 | 15.6 | 21600 | 13400 | 10000 | 2.94 | 1.99 | 22000 | 2.68 | 1.8 | 7.7 | 6.2
Live | 217900407 |  | 10.7 | 14.6 | 21600 | 13400 | 10000 | 2.99 | 2.09 | 22000 | 2.96 | 1.8 | 8 | 6.4
Live | 217900406 |  | 10.4 | 15.5 | 21600 | 13400 | 10000 | 2.9 | 1.99 | 22000 | 2.58 | 1.8 | 7.7 | 6.1
Live | 217900405 |  | 10.6 | 15.8 | 21600 | 13400 | 10000 | 2.96 | 2.09 | 22000 | 2.76 | 1.8 | 7.9 | 6.3
Live | 217900404 |  | 10.6 | 17 | 21600 | 13400 | 10000 | 2.96 | 2.09 | 22000 | 2.96 | 1.8 | 8.1 | 6.5
Live | 217900403 |  | 10.8 | 18.2 | 21600 | 13400 | 10000 | 3.01 | 2.09 | 22000 | 2.85 | 1.8 | 8.1 | 6.4
Live | 217900402 |  | 10.8 | 18.2 | 21600 | 13400 | 10000 | 3.01 | 2.09 | 22000 | 2.85 | 1.8 | 8.1 | 6.4
Live | 217900401 |  | 10.7 | 18.1 | 21600 | 13400 | 10000 | 2.99 | 2.09 | 22000 | 2.85 | 1.8 | 8 | 6.4
Live | 217900400 |  | 10.8 | 18.1 | 21600 | 13400 | 10000 | 3.01 | 2.09 | 22000 | 2.85 | 1.8 | 8 | 6.4
Live | 217900399 |  | 10.8 | 18.2 | 21600 | 13400 | 10000 | 3.01 | 2.09 | 22000 | 2.85 | 1.8 | 8.1 | 6.4
Live | 217900398 |  | 10.8 | 18.2 | 21600 | 13400 | 10000 | 3.01 | 2.09 | 22000 | 2.85 | 1.8 | 8.1 | 6.4
Live | 217902700 |  | 11.7 | 16.3 | 38000 | 36000 | 38000 | 2.4 | 1.9 | 48000 | 3.1 | 1.8 | 9.5 | 8
Live | 217902701 |  | 12 | 18 | 43000 | 41500 | 37400 | 2.88 | 2.21 | 47000 | 3.27 | 1.9 | 10 | 8.2
Live | 217902706 |  | 10 | 16 | 27600 | 19700 | 19000 | 2.8 | 2.66 | 27000 | 3.03 | 1.8 | 9 | 7
Live | 217902705 |  | 10 | 16 | 27600 | 19700 | 19000 | 2.8 | 2.66 | 27000 | 2.73 | 1.8 | 9 | 7
Live | 217902708 |  | 10 | 16 | 27600 | 22000 | 21000 | 2.8 | 2 | 30000 | 3.03 | 1.8 | 9.5 | 7
Live | 217902704 |  | 10.2 | 16 | 21600 | 13400 | 10800 | 3.17 | 2.65 | 22000 | 3.58 | 1.8 | 8.6 | 6.9
Live | 217902703 |  | 10.2 | 16 | 21600 | 13400 | 10800 | 3.17 | 2.65 | 22000 | 3.58 | 1.8 | 8.6 | 6.9
Live | 217902707 |  | 11.7 | 16.1 | 22800 | 21000 | 18000 | 3.15 | 2 | 22800 | 3.28 | 2.06 | 9.5 | 7.8
Live | 217902710 |  | 10 | 16 | 27600 | 22000 | 21000 | 2.8 | 2 | 30000 | 3.03 | 1.8 | 9.5 | 7
Live | 217902709 |  | 11.7 | 16.1 | 22800 | 21000 | 18000 | 3.15 | 2 | 22800 | 3.28 | 2.06 | 9.5 | 7.8
Live | 217729903 |  | 12 | 16.4 | 54000 | 34000 | 38000 | 3.52 | 2.4 | 54000 | 3.43 | 2 | 8.2 | 6.6
Live | 217729902 |  | 12.1 | 16.5 | 48000 | 33600 | 34000 | 3.54 | 2.32 | 48000 | 3.08 | 1.9 | 8.3 | 6.7
Live | 217729901 |  | 12.1 | 16.5 | 34000 | 26200 | 27000 | 3.55 | 2.22 | 36000 | 3.22 | 1.8 | 8.2 | 6.6
Live | 217729900 |  | 11.2 | 16 | 24000 | 17000 | 21000 | 3.29 | 2.3 | 24000 | 3.01 | 1.95 | 8.2 | 6.5
Live | 216763251 |  | 11.1 | 21.05 | 60000 | 52500 | 42500 | 3.23 | 2.36 | 66000 | 3.83 | 2.11 | 10.25 | 7.75
Live | 216763249 |  | 10.05 | 18.85 | 60000 | 52000 | 47000 | 2.95 | 2.3 | 66000 | 3.68 | 2.22 | 10.1 | 7.85
Live | 216760291 |  | 15 | 24.55 | 36000 | 35000 | 28000 | 4.31 | 2.7 | 40000 | 4.13 | 2.34 | 11.35 | 8.55
Live | 216760290 |  | 12.8 | 20.1 | 36000 | 33800 | 28000 | 3.75 | 2.5 | 40000 | 3.86 | 2.28 | 10.65 | 8.2
Live | 216760289 |  | 12.2 | 23.25 | 60000 | 53000 | 38500 | 3.57 | 2.42 | 66000 | 4 | 2.02 | 10.4 | 7.7
Live | 216760287 |  | 17.2 | 29.05 | 36000 | 36200 | 28200 | 5.05 | 2.92 | 40000 | 4.46 | 2.42 | 12.05 | 8.95
Live | 217080952 |  | 12.25 | 22.5 | 25000 | 24000 | 19200 | 3.33 | 1.85 | 25000 | 2.82 | 2 | 9.5 | 7.7
Live | 217080953 |  | 12.1 | 21 | 19000 | 18500 | 18000 | 2.95 | 1.95 | 19000 | 3.24 | 1.9 | 9.5 | 7.67
Live | 217080954 |  | 12.25 | 23 | 13000 | 12000 | 10600 | 3.17 | 2.51 | 13000 | 3.17 | 2 | 9.5 | 9.17
Live | 217080955 |  | 13.65 | 25 | 10000 | 9200 | 9000 | 3.66 | 2.07 | 10000 | 3.08 | 2.09 | 11 | 9.05
Live | 217902917 |  | 9.8 | 16 | 52000 | 33400 | 46000 | 2.87 | 2.5 | 53500 | 3.3 | 2 | 8.5 | 7.2
Live | 217902916 |  | 9.8 | 16 | 52000 | 33400 | 45000 | 2.87 | 2.2 | 52500 | 3.1 | 1.8 | 8.5 | 6.8
Live | 217902915 |  | 9.8 | 16 | 52000 | 33400 | 46000 | 2.87 | 2.5 | 53500 | 3.3 | 2 | 8.5 | 7.2
Live | 217902914 |  | 9.8 | 16 | 52000 | 33400 | 45000 | 2.87 | 2.2 | 52500 | 3.1 | 1.8 | 8.5 | 6.8
Live | 217902913 |  | 9.8 | 16 | 52000 | 33400 | 46000 | 2.87 | 2.5 | 53500 | 3.3 | 2 | 8.5 | 7.2
Live | 217902912 |  | 9.8 | 16 | 52000 | 33400 | 45000 | 2.87 | 2.2 | 52500 | 3.1 | 1.8 | 8.5 | 6.8
Live | 217883104 |  | 11.7 | 19.2 | 23400 | 22000 | 22000 | 3.43 | 2.5 | 22000 | 3.6 | 2 | 9.2 | 7.6
Live | 217883103 |  | 11.7 | 19.2 | 23400 | 22000 | 22000 | 3.43 | 2.5 | 22000 | 3.6 | 2 | 9.2 | 7.6
Live | 217883102 |  | 11.7 | 19 | 34200 | 31000 | 32600 | 3.43 | 2.5 | 32600 | 3.61 | 2 | 9.2 | 7.6
Live | 217883101 |  | 11.7 | 19 | 34200 | 31000 | 32600 | 3.43 | 2.5 | 32600 | 3.61 | 2 | 9.2 | 7.6
Live | 217883100 |  | 11.7 | 19 | 34200 | 31000 | 32600 | 3.43 | 2.5 | 32600 | 3.61 | 2 | 9.2 | 7.6
Live | 217883099 |  | 11 | 18.2 | 33400 | 30800 | 31000 | 3.22 | 2.2 | 31000 | 3.2 | 2 | 9 | 7.5
Live | 217883098 |  | 11 | 18.2 | 33400 | 30800 | 31000 | 3.22 | 2.2 | 31000 | 3.2 | 2 | 9 | 7.5
Live | 217883097 |  | 11.7 | 19 | 34200 | 31000 | 32600 | 3.43 | 2.5 | 32600 | 3.61 | 2 | 9.2 | 7.6
Live | 217883096 |  | 11 | 18.2 | 33400 | 30800 | 31000 | 3.22 | 2.2 | 31000 | 3.2 | 2 | 9 | 7.5
Live | 217883095 |  | 11.7 | 18.2 | 23000 | 21000 | 21000 | 3.42 | 2.2 | 21000 | 3.21 | 2 | 9 | 7.5
Live | 217883094 |  | 11.7 | 19.2 | 23400 | 22000 | 22000 | 3.43 | 2.5 | 22000 | 3.6 | 2 | 9.2 | 7.6
Live | 217883093 |  | 11.7 | 18.2 | 23000 | 21000 | 21000 | 3.42 | 2.2 | 21000 | 3.21 | 2 | 9 | 7.5
Live | 217883092 |  | 11.7 | 19.2 | 23400 | 22000 | 22000 | 3.43 | 2.5 | 22000 | 3.6 | 2 | 9.2 | 7.6
Live | 217883091 |  | 11.7 | 18.2 | 23000 | 21000 | 21000 | 3.42 | 2.2 | 21000 | 3.21 | 2 | 9 | 7.5
Live | 217883090 |  | 11.7 | 19.2 | 23400 | 22000 | 22000 | 3.43 | 2.5 | 22000 | 3.6 | 2 | 9.2 | 7.6
Live | 217883089 |  | 11.7 | 18.2 | 23000 | 21000 | 21000 | 3.42 | 2.2 | 21000 | 3.21 | 2 | 9 | 7.5
Live | 217883088 |  | 11.7 | 19.2 | 23400 | 22000 | 22000 | 3.43 | 2.5 | 22000 | 3.6 | 2 | 9.2 | 7.6
Live | 217883087 |  | 11.7 | 18.2 | 23000 | 21000 | 21000 | 3.42 | 2.2 | 21000 | 3.21 | 2 | 9 | 7.5
Live | 217883086 |  | 11.7 | 19.2 | 23400 | 22000 | 22000 | 3.43 | 2.5 | 22000 | 3.6 | 2 | 9.2 | 7.6
Live | 217883085 |  | 11.7 | 18.2 | 23000 | 21000 | 21000 | 3.42 | 2.2 | 21000 | 3.21 | 2 | 9 | 7.5
Live | 217883084 |  | 11.7 | 19.2 | 23400 | 22000 | 22000 | 3.43 | 2.5 | 22000 | 3.6 | 2 | 9.2 | 7.6
Live | 217883083 |  | 11.7 | 18.2 | 23000 | 21000 | 21000 | 3.42 | 2.2 | 21000 | 3.21 | 2 | 9 | 7.5
Live | 217883082 |  | 11.7 | 19.2 | 23400 | 22000 | 22000 | 3.43 | 2.5 | 22000 | 3.6 | 2 | 9.2 | 7.6
Live | 217883081 |  | 11.7 | 18.2 | 23000 | 21000 | 21000 | 3.42 | 2.2 | 21000 | 3.21 | 2 | 9 | 7.5
Live | 217883080 |  | 11.7 | 19.2 | 23400 | 22000 | 22000 | 3.43 | 2.5 | 22000 | 3.6 | 2 | 9.2 | 7.6
Live | 217883079 |  | 11.7 | 18.2 | 23000 | 21000 | 21000 | 3.42 | 2.2 | 21000 | 3.21 | 2 | 9 | 7.5
Live | 217883078 |  | 11.7 | 19.2 | 23400 | 22000 | 22000 | 3.43 | 2.5 | 22000 | 3.6 | 2 | 9.2 | 7.6
Live | 217883077 |  | 11.7 | 18.2 | 23000 | 21000 | 21000 | 3.42 | 2.2 | 21000 | 3.21 | 2 | 9 | 7.5
Live | 217883076 |  | 11.7 | 19 | 34200 | 31000 | 32600 | 3.43 | 2.5 | 32600 | 3.61 | 2 | 9.2 | 7.6
Live | 217883075 |  | 11 | 18.2 | 33400 | 30800 | 31000 | 3.22 | 2.2 | 31000 | 3.2 | 2 | 9 | 7.5
Live | 217883074 |  | 11 | 18.2 | 33400 | 30800 | 31000 | 3.22 | 2.2 | 31000 | 3.2 | 2 | 9 | 7.5
Live | 217883073 |  | 11.7 | 19 | 34200 | 31000 | 32600 | 3.43 | 2.5 | 32600 | 3.61 | 2 | 9.2 | 7.6
Live | 217883072 |  | 11 | 18.2 | 33400 | 30800 | 31000 | 3.22 | 2.2 | 31000 | 3.2 | 2 | 9 | 7.5
Live | 217883071 |  | 11.7 | 18.2 | 23000 | 21000 | 21000 | 3.42 | 2.2 | 21000 | 3.21 | 2 | 9 | 7.5
Live | 217883070 |  | 11.7 | 19.2 | 23400 | 22000 | 22000 | 3.43 | 2.5 | 22000 | 3.6 | 2 | 9.2 | 7.6
Live | 217883069 |  | 11.7 | 18.2 | 23000 | 21000 | 21000 | 3.42 | 2.2 | 21000 | 3.21 | 2 | 9 | 7.5
Live | 217883068 |  | 11.7 | 19.2 | 23400 | 22000 | 22000 | 3.43 | 2.5 | 22000 | 3.6 | 2 | 9.2 | 7.6
Live | 217883067 |  | 11.7 | 18.2 | 23000 | 21000 | 21000 | 3.42 | 2.2 | 21000 | 3.21 | 2 | 9 | 7.5
Live | 217883066 |  | 11.7 | 19.2 | 23400 | 22000 | 22000 | 3.43 | 2.5 | 22000 | 3.6 | 2 | 9.2 | 7.6
Live | 217883065 |  | 11.7 | 18.2 | 23000 | 21000 | 21000 | 3.42 | 2.2 | 21000 | 3.21 | 2 | 9 | 7.5
Live | 217883064 |  | 11.7 | 19.2 | 23400 | 22000 | 22000 | 3.43 | 2.5 | 22000 | 3.6 | 2 | 9.2 | 7.6
Live | 217883063 |  | 11.7 | 18.2 | 23000 | 21000 | 21000 | 3.42 | 2.2 | 21000 | 3.21 | 2 | 9 | 7.5
Live | 217883062 |  | 11.7 | 19.2 | 23400 | 22000 | 22000 | 3.43 | 2.5 | 22000 | 3.6 | 2 | 9.2 | 7.6
Live | 217883061 |  | 11.7 | 18.2 | 23000 | 21000 | 21000 | 3.42 | 2.2 | 21000 | 3.21 | 2 | 9 | 7.5
Live | 217883060 |  | 11.7 | 19.2 | 23400 | 22000 | 22000 | 3.43 | 2.5 | 22000 | 3.6 | 2 | 9.2 | 7.6
Live | 217883059 |  | 11.7 | 18.2 | 23000 | 21000 | 21000 | 3.42 | 2.2 | 21000 | 3.21 | 2 | 9 | 7.5
Live | 217883058 |  | 11.7 | 19.2 | 23400 | 22000 | 22000 | 3.43 | 2.5 | 22000 | 3.6 | 2 | 9.2 | 7.6
Live | 217883057 |  | 11.7 | 18.2 | 23000 | 21000 | 21000 | 3.42 | 2.2 | 21000 | 3.21 | 2 | 9 | 7.5
Live | 217883056 |  | 11.7 | 19.2 | 23400 | 22000 | 22000 | 3.43 | 2.5 | 22000 | 3.6 | 2 | 9.2 | 7.6
Live | 217883055 |  | 11.7 | 18.2 | 23000 | 21000 | 21000 | 3.42 | 2.2 | 21000 | 3.21 | 2 | 9 | 7.5
Live | 217883054 |  | 11.7 | 19.2 | 23400 | 22000 | 22000 | 3.43 | 2.5 | 22000 | 3.6 | 2 | 9.2 | 7.6
Live | 217883053 |  | 11.7 | 18.2 | 23000 | 21000 | 21000 | 3.42 | 2.2 | 21000 | 3.21 | 2 | 9 | 7.5
Live | 217890331 |  | 10 | 14.9 | 33400 | 26000 | 27600 | 2.52 | 2.18 | 36600 | 2.79 | 1.9 | 8.5 | 7.3
Live | 217890328 |  | 10 | 15.5 | 30000 | 19800 | 19000 | 2.8 | 2.08 | 29000 | 3.2 | 1.8 | 8.1 | 6.5
Live | 217890330 |  | 10 | 15.8 | 33700 | 25000 | 19000 | 3.05 | 2.5 | 30000 | 3.12 | 1.9 | 8.2 | 6.5
Live | 217890329 |  | 10 | 15.8 | 33700 | 25000 | 19000 | 3.05 | 2.5 | 30000 | 3.12 | 1.9 | 8.2 | 6.5
Live | 217890332 |  | 9.6 | 14.7 | 38600 | 29600 | 27200 | 2.76 | 2.1 | 41000 | 3.2 | 2 | 9 | 7
Live | 217890327 |  | 10 | 16 | 27600 | 19700 | 19000 | 2.8 | 2.66 | 27000 | 3.03 | 1.8 | 9 | 7
Live | 217890326 |  | 10 | 16 | 27600 | 19700 | 19000 | 2.8 | 2.66 | 27000 | 2.73 | 1.8 | 9 | 7
Live | 217890325 |  | 10.2 | 16 | 21600 | 13400 | 10800 | 3.17 | 2.65 | 22000 | 3.58 | 1.8 | 8.6 | 6.9
Live | 217890324 |  | 10.2 | 16 | 21600 | 13400 | 10800 | 3.17 | 2.65 | 22000 | 3.58 | 1.8 | 8.6 | 6.9
Live | 217890349 |  | 9.8 | 14.5 | 47000 | 53000 | 40000 | 2.7 | 2.18 | 53000 | 3 | 1.8 | 8.4 | 7.2
Live | 217890335 |  | 9.8 | 14.8 | 47000 | 47500 | 38000 | 2.62 | 1.99 | 51000 | 3.07 | 1.75 | 8 | 6.6
Live | 217890334 |  | 10 | 15.2 | 49000 | 37800 | 40000 | 2.83 | 2.32 | 50000 | 3.02 | 1.85 | 9 | 7
Live | 217890337 |  | 8.2 | 14.3 | 50000 | 40500 | 38000 | 2.4 | 1.88 | 50000 | 2.82 | 1.8 | 8.2 | 6.8
Live | 217890336 |  | 8.5 | 14.9 | 51500 | 43000 | 37800 | 2.52 | 1.99 | 50000 | 2.89 | 1.78 | 8.1 | 6.6
Live | 217890348 |  | 10 | 15.2 | 48000 | 36000 | 42000 | 2.49 | 2.29 | 50000 | 2.76 | 1.85 | 8.8 | 7.4
Live | 217890333 |  | 9.6 | 14.7 | 38600 | 29600 | 27200 | 2.76 | 2.1 | 41000 | 3.2 | 2 | 9 | 7
Live | 217890350 |  | 10 | 16 | 55000 | 50000 | 45000 | 2.55 | 2.02 | 57000 | 2.55 | 1.8 | 8.5 | 6.9
Live | 217890351 |  | 10 | 15.2 | 53400 | 48000 | 43000 | 2.59 | 2 | 59000 | 2.56 | 1.83 | 8.1 | 6.8
Live | 217890346 |  | 11 | 16 | 36000 | 38000 | 32000 | 2.82 | 2.24 | 39000 | 3.28 | 1.85 | 9.6 | 8.2
Live | 217890344 |  | 11 | 16 | 36000 | 38000 | 32000 | 2.82 | 2.24 | 39000 | 3.28 | 1.85 | 9.6 | 8.2
Live | 217890342 |  | 10 | 15.3 | 34800 | 31700 | 30400 | 2.77 | 2 | 35900 | 2.93 | 1.78 | 9.3 | 7.7
Live | 217890347 |  | 10.7 | 15.8 | 41000 | 39000 | 36000 | 2.66 | 2.18 | 46000 | 2.97 | 1.9 | 9.4 | 7.9
Live | 217890345 |  | 10.7 | 15.8 | 41000 | 39000 | 36000 | 2.66 | 2.18 | 46000 | 2.97 | 1.9 | 9.4 | 7.9
Live | 217890341 |  | 10 | 16 | 27600 | 22000 | 21000 | 2.8 | 2 | 30000 | 3.03 | 1.8 | 9.5 | 7
Live | 217890339 |  | 10 | 16 | 27600 | 22000 | 21000 | 2.8 | 2 | 30000 | 3.03 | 1.8 | 9.5 | 7
Live | 217890340 |  | 11.7 | 16.1 | 22800 | 21000 | 18000 | 3.15 | 2 | 22800 | 3.28 | 2.06 | 9.5 | 7.8
Live | 217890338 |  | 11.7 | 16.1 | 22800 | 21000 | 18000 | 3.15 | 2 | 22800 | 3.28 | 2.06 | 9.5 | 7.8
Live | 217895720 |  | 12 | 18 | 43000 | 41500 | 37400 | 2.88 | 2.21 | 47000 | 3.27 | 1.9 | 10 | 8.2
Live | 217895719 |  | 11.7 | 17.4 | 42000 | 41000 | 39000 | 2.77 | 2.03 | 48000 | 3.22 | 1.9 | 10.3 | 8.6
Live | 217898730 |  | 10.2 | 15.9 | 27600 | 22000 | 20000 | 2.8 | 1.92 | 30000 | 2.86 | 1.8 | 9.3 | 7.4
Live | 217898729 |  | 10.3 | 16.1 | 27600 | 22000 | 20000 | 2.8 | 1.92 | 30000 | 2.86 | 1.8 | 9.3 | 7.4
Live | 217898728 |  | 10.2 | 15.8 | 27600 | 22000 | 20000 | 2.8 | 1.92 | 30000 | 2.76 | 1.8 | 9.2 | 7.3
Live | 217898727 |  | 10.3 | 17 | 27600 | 22000 | 20000 | 2.8 | 1.92 | 30000 | 2.76 | 1.8 | 9.3 | 7.4
Live | 217898726 |  | 10.2 | 15.8 | 27600 | 22000 | 20000 | 2.8 | 1.92 | 30000 | 2.76 | 1.8 | 9.2 | 7.3
Live | 217898725 |  | 10.3 | 16 | 27600 | 22000 | 20000 | 2.8 | 1.92 | 30000 | 2.76 | 1.8 | 9.2 | 7.3
Live | 217898724 |  | 10.3 | 15.8 | 27600 | 22000 | 20000 | 2.8 | 1.92 | 30000 | 2.76 | 1.8 | 9.2 | 7.3
Live | 217898723 |  | 10.3 | 16.5 | 27600 | 22000 | 21000 | 2.8 | 1.92 | 30000 | 2.86 | 1.8 | 9.2 | 7.5
Live | 217898722 |  | 10.3 | 17.6 | 27600 | 22000 | 21000 | 2.8 | 1.92 | 30000 | 2.76 | 1.8 | 9.1 | 7.4
Live | 217898721 |  | 10.2 | 17.4 | 27600 | 22000 | 21000 | 2.8 | 1.92 | 30000 | 2.86 | 1.8 | 9.2 | 7.4
Live | 217898720 |  | 10.3 | 15.9 | 27600 | 22000 | 20000 | 2.8 | 1.92 | 30000 | 2.86 | 1.8 | 9.3 | 7.4
Live | 217898719 |  | 10.3 | 15.9 | 27600 | 22000 | 20000 | 2.8 | 1.92 | 30000 | 2.76 | 1.8 | 9.2 | 7.3
Live | 217898718 |  | 10.2 | 16.2 | 27600 | 22000 | 21000 | 2.8 | 1.92 | 30000 | 2.86 | 1.8 | 9.1 | 7.3
Live | 217898717 |  | 10.3 | 15.9 | 27600 | 22000 | 20000 | 2.8 | 1.92 | 30000 | 2.86 | 1.8 | 9.3 | 7.4
Live | 217898716 |  | 10.4 | 16.2 | 27600 | 22000 | 20000 | 2.8 | 1.92 | 30000 | 2.86 | 1.8 | 9.3 | 7.4
Live | 217898715 |  | 10.3 | 17.1 | 27600 | 22000 | 20000 | 2.8 | 1.92 | 30000 | 2.76 | 1.8 | 9.1 | 7.3
Live | 217898713 |  | 10.5 | 15.9 | 36000 | 38000 | 29000 | 2.82 | 2.1 | 39000 | 2.95 | 1.75 | 8.4 | 7.1
Live | 217898694 |  | 10.2 | 15.9 | 27600 | 22000 | 20000 | 2.8 | 1.92 | 30000 | 2.86 | 1.8 | 9.3 | 7.4
Live | 217898693 |  | 10.3 | 16.1 | 27600 | 22000 | 20000 | 2.8 | 1.92 | 30000 | 2.86 | 1.8 | 9.3 | 7.4
Live | 217898692 |  | 10.2 | 15.8 | 27600 | 22000 | 20000 | 2.8 | 1.92 | 30000 | 2.76 | 1.8 | 9.2 | 7.3
Live | 217898691 |  | 10.3 | 17 | 27600 | 22000 | 20000 | 2.8 | 1.92 | 30000 | 2.76 | 1.8 | 9.3 | 7.4
Live | 217898690 |  | 10.2 | 15.8 | 27600 | 22000 | 20000 | 2.8 | 1.92 | 30000 | 2.76 | 1.8 | 9.2 | 7.3
Live | 217898689 |  | 10.3 | 16 | 27600 | 22000 | 20000 | 2.8 | 1.92 | 30000 | 2.76 | 1.8 | 9.2 | 7.3
Live | 217898688 |  | 10.3 | 15.8 | 27600 | 22000 | 20000 | 2.8 | 1.92 | 30000 | 2.76 | 1.8 | 9.2 | 7.3
Live | 217898687 |  | 10.3 | 16.5 | 27600 | 22000 | 21000 | 2.8 | 1.92 | 30000 | 2.86 | 1.8 | 9.2 | 7.5
Live | 217898686 |  | 10.3 | 17.6 | 27600 | 22000 | 21000 | 2.8 | 1.92 | 30000 | 2.76 | 1.8 | 9.1 | 7.4
Live | 217898685 |  | 10.2 | 17.4 | 27600 | 22000 | 21000 | 2.8 | 1.92 | 30000 | 2.86 | 1.8 | 9.2 | 7.4
Live | 217898684 |  | 10.3 | 15.9 | 27600 | 22000 | 20000 | 2.8 | 1.92 | 30000 | 2.86 | 1.8 | 9.3 | 7.4
Live | 217898683 |  | 10.3 | 15.9 | 27600 | 22000 | 20000 | 2.8 | 1.92 | 30000 | 2.76 | 1.8 | 9.2 | 7.3
Live | 217898682 |  | 10.2 | 16.2 | 27600 | 22000 | 21000 | 2.8 | 1.92 | 30000 | 2.86 | 1.8 | 9.1 | 7.3
Live | 217898681 |  | 10.3 | 15.9 | 27600 | 22000 | 20000 | 2.8 | 1.92 | 30000 | 2.86 | 1.8 | 9.3 | 7.4
Live | 217898680 |  | 10.4 | 16.2 | 27600 | 22000 | 20000 | 2.8 | 1.92 | 30000 | 2.86 | 1.8 | 9.3 | 7.4
Live | 217898679 |  | 10.3 | 17.1 | 27600 | 22000 | 20000 | 2.8 | 1.92 | 30000 | 2.76 | 1.8 | 9.1 | 7.3
Live | 217898714 |  | 10.5 | 15 | 36000 | 38000 | 28000 | 2.82 | 2.19 | 39000 | 2.95 | 1.75 | 8.5 | 7.1
Live | 217898704 |  | 10.8 | 15.4 | 33700 | 25000 | 18000 | 3.01 | 2.1 | 30000 | 2.86 | 1.8 | 8.1 | 6.5
Live | 217898703 |  | 10.7 | 16.6 | 33700 | 25000 | 18000 | 2.98 | 2.1 | 30000 | 2.86 | 1.8 | 8.2 | 6.5
Live | 217898702 |  | 10.6 | 15.2 | 33700 | 25000 | 18000 | 2.96 | 2 | 30000 | 2.86 | 1.8 | 8 | 6.4
Live | 217898701 |  | 10.4 | 15.7 | 33700 | 25000 | 18000 | 2.9 | 2 | 30000 | 2.76 | 1.8 | 8 | 6.3
Live | 217898700 |  | 10.4 | 15.6 | 33700 | 25000 | 18000 | 2.9 | 2 | 30000 | 2.76 | 1.8 | 8 | 6.3
Live | 217898699 |  | 10.6 | 16.3 | 33700 | 25000 | 18000 | 2.96 | 2 | 30000 | 2.86 | 1.8 | 8.1 | 6.5
Live | 217898698 |  | 10.4 | 15.7 | 33700 | 25000 | 18000 | 2.9 | 2 | 30000 | 2.76 | 1.8 | 8 | 6.4
Live | 217898697 |  | 10.4 | 15.7 | 33700 | 25000 | 18000 | 2.9 | 2 | 30000 | 2.76 | 1.8 | 7.9 | 6.3
Live | 217898696 |  | 10.4 | 15.7 | 33700 | 25000 | 18000 | 2.9 | 2 | 30000 | 2.76 | 1.8 | 8 | 6.3
Live | 217898695 |  | 10.5 | 16 | 33700 | 25000 | 18000 | 2.93 | 2 | 30000 | 2.76 | 1.8 | 8 | 6.4
Live | 217898678 |  | 10.6 | 17.1 | 21600 | 13400 | 10000 | 2.96 | 2.09 | 22000 | 2.85 | 1.8 | 8.1 | 6.4
Live | 217898677 |  | 10.6 | 17.8 | 21600 | 13400 | 10000 | 2.96 | 2.09 | 22000 | 2.96 | 1.8 | 8.2 | 6.5
Live | 217898676 |  | 10.6 | 17.9 | 21600 | 13400 | 10000 | 2.96 | 2.09 | 22000 | 2.96 | 1.8 | 8.1 | 6.5
Live | 217898675 |  | 10.6 | 17 | 21600 | 13400 | 10000 | 2.96 | 2.09 | 22000 | 2.96 | 1.8 | 8.1 | 6.5
Live | 217898674 |  | 10.5 | 17.7 | 21600 | 13400 | 10000 | 2.94 | 2.09 | 22000 | 2.85 | 1.8 | 8 | 6.4
Live | 217898673 |  | 10.6 | 17.4 | 21600 | 13400 | 10000 | 2.96 | 2.09 | 22000 | 2.85 | 1.8 | 8.1 | 6.4
Live | 217898672 |  | 10.6 | 17 | 21600 | 13400 | 10000 | 2.96 | 2.09 | 22000 | 2.96 | 1.8 | 8.1 | 6.5
Live | 217898671 |  | 10.8 | 18.1 | 21600 | 13400 | 11000 | 3.01 | 2.19 | 22000 | 3.04 | 1.8 | 8.2 | 6.6
Live | 217898670 |  | 10.7 | 18.5 | 21600 | 13400 | 10000 | 2.99 | 2.09 | 22000 | 2.96 | 1.8 | 8.2 | 6.5
Live | 217898669 |  | 10.6 | 17.1 | 21600 | 13400 | 10000 | 2.96 | 2.09 | 22000 | 3.04 | 1.8 | 8.1 | 6.5
Live | 217898668 |  | 10.7 | 17.4 | 21600 | 13400 | 10000 | 2.99 | 2.09 | 22000 | 2.96 | 1.8 | 8.1 | 6.4
Live | 217898667 |  | 10.6 | 17 | 21600 | 13400 | 10000 | 2.96 | 2.09 | 22000 | 2.96 | 1.8 | 8.1 | 6.5
Live | 217898666 |  | 10.7 | 17.9 | 21600 | 13400 | 10000 | 2.99 | 2.09 | 22000 | 2.96 | 1.8 | 8.1 | 6.5
Live | 217898665 |  | 10.7 | 17.4 | 21600 | 13400 | 10000 | 2.99 | 2.09 | 22000 | 3.04 | 1.8 | 8.2 | 6.5
Live | 217898664 |  | 10.8 | 17.6 | 21600 | 13400 | 10000 | 3.01 | 2.09 | 22000 | 2.96 | 1.8 | 8.2 | 6.5
Live | 217898663 |  | 10.7 | 18.6 | 21600 | 13400 | 10000 | 2.99 | 2.09 | 22000 | 2.96 | 1.8 | 8.1 | 6.4
Live | 217754261 |  | 10 | 16 | 56300 | 50400 | 52000 | 2.57 | 2.3 | 64500 | 3.17 | 1.8 | 9 | 8
Live | 217754260 |  | 11.7 | 16.8 | 39000 | 37800 | 32600 | 3.16 | 2.39 | 38500 | 3.74 | 1.96 | 10 | 8.3
Live | 217754259 |  | 8.8 | 15.3 | 56000 | 52500 | 48500 | 2.54 | 2.3 | 69000 | 2.8 | 1.91 | 9.4 | 7.6
Live | 217754258 |  | 10 | 16.2 | 33600 | 28600 | 24000 | 2.77 | 2.1 | 34000 | 2.81 | 1.8 | 8.9 | 7
Live | 217754320 |  | 8.5 | 16 | 37600 | 22400 | 23000 | 2.27 | 2.04 | 38800 | 3.07 | 2 | 7.7 | 6
Live | 217754318 |  | 11.7 | 19.7 | 29600 | 23200 | 18000 | 3.05 | 2.55 | 33800 | 3.36 | 2.2 | 9 | 7.3
Live | 217754317 |  | 12.1 | 18.5 | 20400 | 14800 | 13000 | 3.23 | 2.48 | 21800 | 3.55 | 2.3 | 9.8 | 7.7
Live | 217754319 |  | 11.7 | 16.5 | 39000 | 33400 | 34000 | 2.98 | 2.62 | 41500 | 3.24 | 2 | 10 | 8.4
Live | 217678071 |  | 14 | 22.6 | 13600 | 12600 | 11000 | 3.47 | 2.1 | 15700 | 3.46 | 1.84 | 12.1 | 9.3
Live | 217893990 |  | 13 | 22 | 20226 | 21447 | 17200 | 3.17 | 1.98 | 23068 | 3.1 | 1.89 | 10.6 | 7.9
Live | 217893989 |  | 13 | 22 | 20226 | 21447 | 17200 | 3.17 | 1.98 | 23068 | 3.1 | 1.89 | 10.6 | 7.9
Live | 217754304 |  | 12.5 | 21.4 | 19400 | 19200 | 18000 | 3.38 | 2 | 19500 | 2.79 | 1.92 | 11 | 8.5
Live | 217754306 |  | 12.5 | 21.4 | 19400 | 19200 | 18000 | 3.38 | 2 | 19500 | 2.79 | 1.92 | 11 | 8.5
Live | 217754308 |  | 12.5 | 21.4 | 19400 | 19200 | 18000 | 3.38 | 2 | 19500 | 2.79 | 1.92 | 11 | 8.5
Live | 217754307 |  | 13.4 | 25.4 | 13500 | 12800 | 11500 | 3.35 | 1.75 | 16000 | 3.35 | 1.8 | 10.5 | 8
Live | 217754305 |  | 13.4 | 25.4 | 13500 | 12800 | 11500 | 3.35 | 1.75 | 16000 | 3.35 | 1.8 | 10.5 | 8
Live | 217754303 |  | 13.4 | 25.4 | 13500 | 12800 | 11500 | 3.35 | 1.75 | 16000 | 3.35 | 1.8 | 10.5 | 8
Live | 217754298 |  | 12.65 | 20.6 | 44000 | 35200 | 34400 | 2.8 | 1.88 | 44000 | 2.87 | 1.8 | 10.15 | 8.2
Live | 217754292 |  | 12.65 | 20.6 | 44000 | 35200 | 34400 | 2.8 | 1.88 | 44000 | 2.87 | 1.8 | 10.15 | 8.2
Live | 217754296 |  | 13.6 | 22.2 | 44000 | 35200 | 36000 | 2.8 | 1.88 | 44000 | 2.87 | 1.9 | 10.3 | 8.3
Live | 217754290 |  | 13.6 | 22.2 | 44000 | 35200 | 36000 | 2.8 | 1.88 | 44000 | 2.87 | 1.9 | 10.3 | 8.3
Live | 217754272 |  | 12.5 | 23.5 | 19663 | 15934 | 11300 | 3.39 | 2.37 | 21191 | 3.25 | 2.02 | 10.8 | 7.8
Live | 217754281 |  | 12.5 | 23.1 | 13712 | 9543 | 8414 | 3.32 | 2.39 | 12500 | 2.91 | 2.09 | 9.3 | 7.1
Live | 217754280 |  | 12.5 | 23.1 | 13712 | 9543 | 8414 | 3.32 | 2.39 | 12500 | 2.91 | 2.09 | 9.3 | 7.1
Live | 217754268 |  | 12.5 | 23.1 | 13712 | 9543 | 8414 | 3.32 | 2.39 | 12500 | 2.91 | 2.09 | 9.3 | 7.1
Live | 217754274 |  | 12.5 | 23.1 | 13712 | 9543 | 8414 | 3.32 | 2.39 | 12500 | 2.91 | 2.09 | 9.3 | 7.1
Live | 217754269 |  | 13.5 | 23.7 | 20646 | 15265 | 12600 | 3.5 | 2.5 | 21890 | 3.56 | 2.38 | 10.3 | 7.6
Live | 217754276 |  | 13.5 | 23.7 | 20646 | 15265 | 12600 | 3.5 | 2.5 | 21890 | 3.56 | 2.38 | 10.3 | 7.6
Live | 217754279 |  | 13.5 | 23.7 | 20646 | 15265 | 12600 | 3.5 | 2.5 | 21890 | 3.56 | 2.38 | 10.3 | 7.6
Live | 217754282 |  | 13.5 | 23.7 | 20646 | 15265 | 12600 | 3.5 | 2.5 | 21890 | 3.56 | 2.38 | 10.3 | 7.6
Live | 217754295 |  | 12.1 | 21.5 | 32000 | 27200 | 25000 | 2.84 | 2.21 | 36000 | 2.78 | 1.8 | 10.05 | 7.8
Live | 217754289 |  | 12.1 | 21.5 | 32000 | 27200 | 25000 | 2.84 | 2.21 | 36000 | 2.78 | 1.8 | 10.05 | 7.8
Live | 217754288 |  | 11.7 | 20 | 32000 | 27200 | 25000 | 2.84 | 2.21 | 36000 | 2.78 | 1.8 | 9.5 | 7.5
Live | 217754294 |  | 11.7 | 20 | 32000 | 27200 | 25000 | 2.84 | 2.21 | 36000 | 2.78 | 1.8 | 9.5 | 7.5
Live | 217754293 |  | 12.5 | 23 | 32000 | 27200 | 25000 | 2.84 | 2.21 | 36000 | 2.78 | 1.8 | 10.6 | 8.1
Live | 217754287 |  | 12.5 | 23 | 32000 | 27200 | 25000 | 2.84 | 2.21 | 36000 | 2.78 | 1.8 | 10.6 | 8.1
Live | 217754271 |  | 13.7 | 24.6 | 14102 | 9921 | 8000 | 3.69 | 2.31 | 13941 | 3.55 | 2.39 | 10.7 | 8.1
Live | 217754301 |  | 12.5 | 21.5 | 19127 | 19200 | 18000 | 3.11 | 1.99 | 23211 | 3.01 | 1.8 | 11.3 | 7.9
Live | 217754300 |  | 12.5 | 21.5 | 19127 | 19200 | 18000 | 3.11 | 1.99 | 23211 | 3.01 | 1.8 | 11.3 | 7.9
Live | 217754278 |  | 12.5 | 21.5 | 19127 | 19200 | 18000 | 3.11 | 1.99 | 23211 | 3.01 | 1.8 | 11.3 | 7.9
Live | 217754275 |  | 12.5 | 21.5 | 19127 | 19200 | 18000 | 3.11 | 1.99 | 23211 | 3.01 | 1.8 | 11.3 | 7.9
Live | 217754284 |  | 12.5 | 21.5 | 19127 | 19200 | 18000 | 3.11 | 1.99 | 23211 | 3.01 | 1.8 | 11.3 | 7.9
Live | 217754286 |  | 12.5 | 21.5 | 19127 | 19200 | 18000 | 3.11 | 1.99 | 23211 | 3.01 | 1.8 | 11.3 | 7.9
Live | 217754285 |  | 14 | 25.5 | 14146 | 13112 | 12000 | 3.32 | 2.11 | 15613 | 2.95 | 1.8 | 10.4 | 8
Live | 217754283 |  | 14 | 25.5 | 14146 | 13112 | 12000 | 3.32 | 2.11 | 15613 | 2.95 | 1.8 | 10.4 | 8
Live | 217754277 |  | 14 | 25.5 | 14146 | 13112 | 12000 | 3.32 | 2.11 | 15613 | 2.95 | 1.8 | 10.4 | 8
Live | 217754273 |  | 14 | 25.5 | 14146 | 13112 | 12000 | 3.32 | 2.11 | 15613 | 2.95 | 1.8 | 10.4 | 8
Live | 217754302 |  | 14 | 25.5 | 14146 | 13112 | 12000 | 3.32 | 2.11 | 15613 | 2.95 | 1.8 | 10.4 | 8
Live | 217754299 |  | 14 | 25.5 | 14146 | 13112 | 12000 | 3.32 | 2.11 | 15613 | 2.95 | 1.8 | 10.4 | 8
Live | 217754316 |  | 12.5 | 21.2 | 42500 | 38000 | 37000 | 3.04 | 2.41 | 44500 | 3.52 | 2 | 10.55 | 8.65
Live | 217754315 |  | 12 | 19.4 | 42000 | 34000 | 38000 | 2.93 | 2.2 | 45000 | 3.61 | 2 | 10.4 | 8.8
Live | 217754314 |  | 13 | 23 | 43000 | 42000 | 36000 | 3.15 | 2.6 | 44000 | 3.44 | 2 | 10.7 | 8.5
Live | 217754313 |  | 12.25 | 21 | 37500 | 27500 | 27000 | 2.71 | 2.15 | 37250 | 2.95 | 2 | 10 | 8.1
Live | 217754312 |  | 12 | 19 | 38000 | 27000 | 27000 | 2.47 | 2.1 | 38500 | 2.82 | 2 | 9.5 | 7.7
Live | 217754311 |  | 12.5 | 23 | 37000 | 28000 | 27000 | 3 | 2.2 | 36000 | 3.1 | 2 | 10.5 | 8.5
Live | 217754310 |  | 12.5 | 21.4 | 19400 | 19200 | 18000 | 3.38 | 2 | 19500 | 2.79 | 1.92 | 11 | 8.5
Live | 217754309 |  | 13.4 | 25.4 | 13500 | 12800 | 11500 | 3.35 | 1.75 | 16000 | 3.35 | 1.8 | 10.5 | 8
Live | 217739019 |  | 12.3 | 22.1 | 13800 | 10000 | 8600 | 3.43 | 2.59 | 15300 | 3.42 | 2.47 | 10 | 7.8
Live | 217739014 |  | 15 | 22 | 12700 | 9500 | 8100 | 3.88 | 2.53 | 11500 | 3.55 | 2.4 | 12 | 10.3
Live | 217739020 |  | 12.5 | 22.2 | 18800 | 15200 | 13100 | 3.32 | 2.47 | 22800 | 3.55 | 2.25 | 12.2 | 8.6
Live | 217739018 |  | 14.4 | 22.1 | 11400 | 9900 | 8000 | 3.37 | 2.59 | 14300 | 3.2 | 2.17 | 11.8 | 9
Live | 217752812 |  | 11.7 | 20 | 60000 | 52000 | 48000 | 2.88 | 2.3 | 61000 | 3.51 | 2.1 | 10.7 | 8.8
Live | 217752813 |  | 11.85 | 20.7 | 59000 | 50500 | 48000 | 2.96 | 2.25 | 58500 | 3.27 | 2.05 | 10.65 | 8.65
Live | 217735895 |  | 12.2 | 23.5 | 30000 | 22600 | 19000 | 2.75 | 2.25 | 34000 | 3.44 | 2 | 9.2 | 7
Live | 217739016 |  | 13 | 23 | 13900 | 11900 | 11500 | 3.31 | 1.95 | 15200 | 3.23 | 1.99 | 10 | 8
Live | 217752779 |  | 13 | 23 | 43000 | 42000 | 36000 | 3.15 | 2.6 | 44000 | 3.44 | 2 | 10.7 | 8.5
Live | 217752799 |  | 13 | 21 | 27600 | 18000 | 18000 | 3.52 | 2.1 | 25400 | 3.24 | 2 | 10 | 7.5
Live | 217752801 |  | 13 | 20.5 | 27600 | 20000 | 18000 | 3.47 | 2.3 | 25400 | 3.31 | 2 | 10 | 7.75
Live | 217752800 |  | 13 | 20 | 27600 | 22000 | 18000 | 3.44 | 2.5 | 25400 | 3.38 | 2 | 10 | 8
Live | 217752780 |  | 12 | 19.4 | 42000 | 34000 | 38000 | 2.93 | 2.2 | 45000 | 3.61 | 2 | 10.4 | 8.8
Live | 217752806 |  | 12 | 19.4 | 42000 | 34000 | 38000 | 2.93 | 2.2 | 45000 | 3.61 | 2 | 10.4 | 8.8
Live | 217735896 |  | 11.95 | 22.25 | 30000 | 22600 | 18800 | 2.75 | 2.25 | 34000 | 3.44 | 2 | 9.2 | 7.05
Live | 217752781 |  | 12.5 | 21.2 | 42500 | 38000 | 37000 | 3.04 | 2.41 | 44500 | 3.52 | 2 | 10.55 | 8.65
Live | 217752778 |  | 12.25 | 21 | 37500 | 27500 | 27000 | 2.71 | 2.15 | 37250 | 2.95 | 2 | 10 | 8.1
Live | 217735894 |  | 11.7 | 21 | 30000 | 22600 | 18700 | 2.75 | 2.25 | 34000 | 3.44 | 2 | 9.2 | 7.1
Live | 217752776 |  | 12.5 | 23 | 37000 | 28000 | 27000 | 3 | 2.2 | 36000 | 3.1 | 2 | 10.5 | 8.5
Live | 217752810 |  | 11.85 | 20.8 | 56000 | 44000 | 48000 | 2.9 | 2.1 | 57500 | 3.3 | 2 | 10.6 | 8.7
Live | 217752809 |  | 11.7 | 20.4 | 57000 | 46000 | 48000 | 2.93 | 2.2 | 60000 | 3.52 | 2 | 11 | 9
Live | 217752808 |  | 12 | 21.2 | 55000 | 42000 | 48000 | 2.88 | 2 | 55000 | 3.1 | 2 | 10.2 | 8.4
Live | 217752777 |  | 12 | 19 | 38000 | 27000 | 27000 | 2.47 | 2.1 | 38500 | 2.82 | 2 | 9.5 | 7.7
Live | 217752803 |  | 12 | 19 | 38000 | 27000 | 27000 | 2.47 | 2.1 | 38500 | 2.82 | 2 | 9.5 | 7.7
Live | 217752811 |  | 12 | 21.4 | 58000 | 49000 | 48000 | 3.04 | 2.2 | 56000 | 3.04 | 2 | 10.6 | 8.5
Live | 217752766 |  | 11.7 | 16.8 | 39000 | 37800 | 32600 | 3.16 | 2.39 | 38500 | 3.74 | 1.96 | 10 | 8.3
Live | 217752804 |  | 12 | 20 | 35500 | 27000 | 27000 | 2.58 | 1.99 | 35250 | 2.78 | 1.95 | 9.75 | 7.9
Live | 217752807 |  | 12.1 | 20.45 | 42000 | 38500 | 37400 | 2.99 | 2.26 | 44500 | 3.01 | 1.95 | 10.85 | 9
Live | 217752769 |  | 12.5 | 21.4 | 19400 | 19200 | 18000 | 3.38 | 2 | 19500 | 2.79 | 1.92 | 11 | 8.5
Live | 217752773 |  | 12.5 | 21.4 | 19400 | 19200 | 18000 | 3.38 | 2 | 19500 | 2.79 | 1.92 | 11 | 8.5
Live | 217752771 |  | 12.5 | 21.4 | 19400 | 19200 | 18000 | 3.38 | 2 | 19500 | 2.79 | 1.92 | 11 | 8.5
Live | 217752775 |  | 12.5 | 21.4 | 19400 | 19200 | 18000 | 3.38 | 2 | 19500 | 2.79 | 1.92 | 11 | 8.5
Live | 217752802 |  | 12 | 21 | 33000 | 27000 | 27000 | 2.71 | 1.9 | 32000 | 2.73 | 1.9 | 10 | 8.1
Live | 217752805 |  | 12.2 | 21.5 | 42000 | 43000 | 37000 | 3.04 | 2.3 | 44000 | 2.58 | 1.9 | 11.3 | 9.2
Live | 217735477 |  | 12 | 17.5 | 60000 | 54000 | 54000 | 2.62 | 2.29 | 60000 | 3.08 | 1.9 | 9.5 | 7.7
Live | 217739017 |  | 12.5 | 20.6 | 19000 | 18800 | 17500 | 3.28 | 2.05 | 22200 | 3.27 | 1.89 | 12.2 | 9.2
Live | 217752956 |  | 10 | 21.3 | 12600 | 8100 | 7000 | 2.88 | 1.99 | 12500 | 3.1 | 1.85 | 8.7 | 6.7
Live | 217752955 |  | 10 | 21.3 | 12600 | 8100 | 7000 | 2.88 | 1.99 | 12500 | 3.1 | 1.85 | 8.7 | 6.7
Live | 217739015 |  | 14.6 | 24 | 12900 | 11900 | 10600 | 3.29 | 2 | 13900 | 3.02 | 1.83 | 12.1 | 9.5
Live | 217752767 |  | 10 | 16 | 56300 | 50400 | 52000 | 2.57 | 2.3 | 64500 | 3.17 | 1.8 | 9 | 8
Live | 217752768 |  | 13.4 | 25.4 | 13500 | 12800 | 11500 | 3.35 | 1.75 | 16000 | 3.35 | 1.8 | 10.5 | 8
Live | 217752770 |  | 13.4 | 25.4 | 13500 | 12800 | 11500 | 3.35 | 1.75 | 16000 | 3.35 | 1.8 | 10.5 | 8
Live | 217752772 |  | 13.4 | 25.4 | 13500 | 12800 | 11500 | 3.35 | 1.75 | 16000 | 3.35 | 1.8 | 10.5 | 8
Live | 217752774 |  | 13.4 | 25.4 | 13500 | 12800 | 11500 | 3.35 | 1.75 | 16000 | 3.35 | 1.8 | 10.5 | 8
Live | 217747095 |  | 10.5 | 17.2 | 28400 | 22600 | 20000 | 3.08 | 1.97 | 28600 | 2.92 | 1.8 | 8.5 | 7
Live | 217747096 |  | 10.5 | 17.2 | 28400 | 22600 | 20000 | 3.08 | 1.97 | 28600 | 2.92 | 1.8 | 8.5 | 7
Live | 217747098 |  | 10.5 | 17.2 | 28400 | 22600 | 20000 | 3.08 | 1.97 | 28600 | 2.92 | 1.8 | 8.5 | 7
Live | 217747099 |  | 10.5 | 17.2 | 28400 | 22600 | 20000 | 3.08 | 1.97 | 28600 | 2.92 | 1.8 | 8.5 | 7
Live | 217747101 |  | 10.5 | 17.2 | 28400 | 22600 | 20000 | 3.08 | 1.97 | 28600 | 2.92 | 1.8 | 8.5 | 7
Live | 217747102 |  | 10.5 | 17.2 | 28400 | 22600 | 20000 | 3.08 | 1.97 | 28600 | 2.92 | 1.8 | 8.5 | 7
Live | 217747114 |  | 10.5 | 17.2 | 28400 | 22600 | 20000 | 3.08 | 1.97 | 28600 | 2.92 | 1.8 | 8.5 | 7
Live | 217747111 |  | 10.5 | 17.2 | 28400 | 22600 | 20000 | 3.08 | 1.97 | 28600 | 2.92 | 1.8 | 8.5 | 7
Live | 217747115 |  | 10.5 | 17.2 | 28400 | 22600 | 20000 | 3.08 | 1.97 | 28600 | 2.92 | 1.8 | 8.5 | 7
Live | 217747112 |  | 10.5 | 17.2 | 28400 | 22600 | 20000 | 3.08 | 1.97 | 28600 | 2.92 | 1.8 | 8.5 | 7
Live | 217747117 |  | 10.5 | 17.2 | 28400 | 22600 | 20000 | 3.08 | 1.97 | 28600 | 2.92 | 1.8 | 8.5 | 7
Live | 217747118 |  | 10.5 | 17.2 | 28400 | 22600 | 20000 | 3.08 | 1.97 | 28600 | 2.92 | 1.8 | 8.5 | 7
Live | 217747090 |  | 10.6 | 16.4 | 28400 | 22600 | 21000 | 3.08 | 1.97 | 28600 | 2.92 | 1.8 | 9.6 | 7.7
Live | 217747106 |  | 10.6 | 16.4 | 28400 | 22600 | 21000 | 3.08 | 1.97 | 28600 | 2.92 | 1.8 | 9.6 | 7.7
Live | 217747105 |  | 10 | 16.6 | 50000 | 52000 | 41000 | 2.94 | 1.99 | 49000 | 2.84 | 1.8 | 8.5 | 7
Live | 217747121 |  | 10 | 16.6 | 50000 | 52000 | 41000 | 2.94 | 1.99 | 49000 | 2.84 | 1.8 | 8.5 | 7
Live | 217747126 |  | 10 | 16.6 | 49000 | 48000 | 39000 | 2.86 | 2.11 | 50000 | 3.08 | 1.8 | 8 | 7
Live | 217747131 |  | 10 | 16.6 | 49000 | 48000 | 39000 | 2.86 | 2.11 | 50000 | 3.08 | 1.8 | 8 | 7
Live | 217747092 |  | 10.6 | 15.3 | 43000 | 39000 | 34000 | 2.9 | 2.12 | 46000 | 2.81 | 1.8 | 9.5 | 7.8
Live | 217747108 |  | 10.6 | 15.3 | 43000 | 39000 | 34000 | 2.9 | 2.12 | 46000 | 2.81 | 1.8 | 9.5 | 7.8
Live | 217747093 |  | 10.5 | 16 | 37000 | 36000 | 31000 | 2.79 | 2.16 | 38000 | 3.23 | 1.8 | 9.3 | 7.8
Live | 217747109 |  | 10.5 | 16 | 37000 | 36000 | 31000 | 2.79 | 2.16 | 38000 | 3.23 | 1.8 | 9.3 | 7.8
Live | 217747104 |  | 10.4 | 15.5 | 43000 | 39000 | 33000 | 2.9 | 2.12 | 46000 | 2.81 | 1.8 | 9.2 | 6.5
Live | 217747120 |  | 10.4 | 15.5 | 43000 | 39000 | 33000 | 2.9 | 2.12 | 46000 | 2.81 | 1.8 | 9.2 | 6.5
Live | 217747094 |  | 10.6 | 15.3 | 43000 | 39000 | 35000 | 2.9 | 2.12 | 46000 | 2.81 | 1.8 | 9.6 | 7.9
Live | 217747110 |  | 10.6 | 15.3 | 43000 | 39000 | 35000 | 2.9 | 2.12 | 46000 | 2.81 | 1.8 | 9.6 | 7.9
Live | 217747097 |  | 10.3 | 15.3 | 43000 | 39000 | 33000 | 2.9 | 2.12 | 46000 | 2.81 | 1.8 | 8.9 | 6.5
Live | 217747113 |  | 10.3 | 15.3 | 43000 | 39000 | 33000 | 2.9 | 2.12 | 46000 | 2.81 | 1.8 | 8.9 | 6.5
Live | 217747100 |  | 10.3 | 15.2 | 43000 | 39000 | 33000 | 2.9 | 2.12 | 46000 | 2.81 | 1.8 | 9 | 6.5
Live | 217747103 |  | 10.3 | 15.2 | 43000 | 39000 | 33000 | 2.9 | 2.12 | 46000 | 2.81 | 1.8 | 9 | 6.5
Live | 217747116 |  | 10.3 | 15.2 | 43000 | 39000 | 33000 | 2.9 | 2.12 | 46000 | 2.81 | 1.8 | 9 | 6.5
Live | 217747119 |  | 10.3 | 15.2 | 43000 | 39000 | 33000 | 2.9 | 2.12 | 46000 | 2.81 | 1.8 | 9 | 6.5
Live | 217747124 |  | 9.1 | 14.5 | 37000 | 30000 | 25000 | 2.68 | 2.23 | 38000 | 3.04 | 1.8 | 7.9 | 6.5
Live | 217747122 |  | 9.1 | 14.5 | 37000 | 30000 | 25000 | 2.68 | 2.23 | 38000 | 3.04 | 1.8 | 7.9 | 6.5
Live | 217747129 |  | 9.1 | 14.5 | 37000 | 30000 | 25000 | 2.68 | 2.23 | 38000 | 3.04 | 1.8 | 7.9 | 6.5
Live | 217747127 |  | 9.1 | 14.5 | 37000 | 30000 | 25000 | 2.68 | 2.23 | 38000 | 3.04 | 1.8 | 7.9 | 6.5
Live | 217747123 |  | 9.1 | 14.5 | 37000 | 30000 | 25000 | 2.68 | 2.23 | 38000 | 3.04 | 1.8 | 7.8 | 6.5
Live | 217747128 |  | 9.1 | 14.5 | 37000 | 30000 | 25000 | 2.68 | 2.23 | 38000 | 3.04 | 1.8 | 7.8 | 6.5
Live | 217747125 |  | 9.1 | 14.4 | 37000 | 30000 | 25000 | 2.68 | 2.23 | 38000 | 3.04 | 1.8 | 8.2 | 6.5
Live | 217747130 |  | 9.1 | 14.4 | 37000 | 30000 | 25000 | 2.68 | 2.23 | 38000 | 3.04 | 1.8 | 8.2 | 6.5
Live | 217747091 |  | 10.6 | 16.3 | 37000 | 36000 | 30000 | 2.79 | 2.16 | 38000 | 3.23 | 1.8 | 9.2 | 7.7
Live | 217747107 |  | 10.6 | 16.3 | 37000 | 36000 | 30000 | 2.79 | 2.16 | 38000 | 3.23 | 1.8 | 9.2 | 7.7
Live | 217816020 |  | 10.3 | 18.3 | 23000 | 24800 | 24000 | 3.05 | 2.01 | 27600 | 2.9 | 1.8 | 9.2 | 7
Live | 217816018 |  | 11.6 | 18 | 19600 | 22400 | 21600 | 3.42 | 2.02 | 25000 | 2.9 | 1.8 | 9.2 | 7
Live | 217816015 |  | 11.8 | 18 | 15700 | 18100 | 18000 | 3.41 | 2.01 | 18500 | 2.93 | 1.8 | 9.2 | 7
Live | 217816012 |  | 10 | 16 | 12400 | 13100 | 11800 | 2.91 | 2.05 | 17000 | 2.9 | 1.8 | 9 | 7
Live | 217816008 |  | 11.1 | 16 | 9400 | 11400 | 10900 | 3.2 | 2.02 | 12800 | 2.91 | 1.8 | 9 | 7
Live | 215712204 |  | 12.1 | 17 | 25000 | 26000 | 26000 | 3.54 | 1.98 | 27800 | 3.62 | 2.1 | 9.4 | 8.1
Live | 215712202 |  | 11.7 | 15.9 | 19000 | 22000 | 22000 | 2.87 | 1.58 | 22600 | 3.1 | 1.77 | 8.5 | 7.2
Live | 215712203 |  | 12.1 | 17 | 25000 | 26000 | 26000 | 3.54 | 1.98 | 27800 | 3.62 | 2.1 | 9.4 | 8.1
Live | 215712201 |  | 11.7 | 15.9 | 19000 | 22000 | 22000 | 2.87 | 1.58 | 22600 | 3.1 | 1.77 | 8.5 | 7.2
Live | 216445262 |  | 11.7 | 16.1 | 49000 | 46000 | 43000 | 3.27 | 2.21 | 52000 | 3.2 | 1.9 | 9.1 | 8.1
Live | 216445261 |  | 11.7 | 15.9 | 48000 | 45000 | 43000 | 3.33 | 2.16 | 52000 | 3.2 | 1.9 | 8.9 | 8
Live | 216445260 |  | 11.9 | 16 | 44000 | 43000 | 41000 | 3.38 | 2.17 | 47000 | 3.2 | 1.9 | 8.9 | 8
Live | 216445264 |  | 11.7 | 15.5 | 24000 | 25000 | 24000 | 2.96 | 2.22 | 28000 | 3.24 | 1.8 | 8.8 | 7.5
Live | 216445259 |  | 11.7 | 16 | 37000 | 37000 | 33000 | 3.12 | 2.13 | 38000 | 3.07 | 1.8 | 8.9 | 7.3
Live | 216445258 |  | 11.7 | 15.5 | 36000 | 37000 | 33000 | 3.23 | 2.17 | 38000 | 3.07 | 1.8 | 8.9 | 7.3
Live | 216445257 |  | 11.8 | 15.7 | 30000 | 33700 | 30600 | 2.88 | 2.1 | 35000 | 3.07 | 1.8 | 8.8 | 7.3
Live | 216445256 |  | 11 | 15 | 24000 | 24200 | 22000 | 2.96 | 2.15 | 26000 | 3.01 | 1.8 | 8.6 | 7.4
Live | 216445255 |  | 11.5 | 15.2 | 20000 | 19800 | 18000 | 3.12 | 2.23 | 22000 | 3.11 | 1.8 | 8.1 | 7
Live | 216445254 |  | 11.5 | 15.2 | 19000 | 19800 | 18000 | 3.28 | 2.23 | 22000 | 3.11 | 1.8 | 8.1 | 7
Live | 216445251 |  | 11 | 15.5 | 49000 | 41000 | 38000 | 3.08 | 2 | 49000 | 3.21 | 1.8 | 8.5 | 7.2
Live | 216445250 |  | 10.5 | 15.2 | 48000 | 41000 | 38000 | 2.98 | 2.04 | 49000 | 3.21 | 1.8 | 8.3 | 7
Live | 217446838 |  | 12.8 | 18 | 24000 | 16700 | 16700 | 3.74 | 2.42 | 25400 | 3.18 | 2.02 | 8.5 | 7.1
Live | 217194129 |  | 12.4 | 18.5 | 23400 | 14200 | 14300 | 3.63 | 2.18 | 23400 | 3.23 | 1.8 | 8 | 6.5
Live | 217447112 |  | 10.5 | 16.5 | 45500 | 29400 | 29000 | 3.08 | 2.3 | 47500 | 1.88 | 1.86 | 8.2 | 6.6
Live | 217194433 |  | 11 | 17 | 47000 | 29600 | 23800 | 3.23 | 2.26 | 47000 | 1.84 | 1.82 | 8.1 | 6.4
Live | 217194428 |  | 11.2 | 18.2 | 48000 | 29800 | 23200 | 3.28 | 2.5 | 48000 | 3.34 | 2 | 8.4 | 6.6
Live | 217447018 |  | 10 | 16.5 | 34200 | 20800 | 16500 | 2.93 | 2.4 | 31600 | 3 | 2.06 | 8.2 | 6.5
Live | 217194269 |  | 10.5 | 15.5 | 33200 | 21600 | 16400 | 3.08 | 2.48 | 36400 | 3.02 | 1.9 | 8 | 6.4
Live | 217462486 |  | 12 | 19.5 | 47000 | 38000 | 33200 | 3.51 | 2.42 | 45000 | 3.42 | 2.12 | 9 | 7.3
Live | 217194236 |  | 10.5 | 17 | 33000 | 21600 | 16400 | 3.08 | 2.48 | 36800 | 3 | 1.9 | 8.1 | 6.5
Live | 217194199 |  | 11 | 18 | 34400 | 18700 | 14800 | 3.22 | 2.24 | 32200 | 2.84 | 1.92 | 8.2 | 6.3
Live | 217194198 |  | 11 | 18 | 34200 | 18700 | 14900 | 3.22 | 2.24 | 32200 | 2.82 | 1.9 | 8.2 | 6.3
Live | 217443380 |  | 11.7 | 18.5 | 45500 | 36400 | 33200 | 3.43 | 2.26 | 43500 | 3.18 | 2.02 | 8.5 | 7.1
Live | 217443379 |  | 11.7 | 18.5 | 45500 | 36400 | 33200 | 3.43 | 2.26 | 43500 | 3.2 | 2.04 | 8.5 | 7.1
Live | 217443378 |  | 11.7 | 19 | 45500 | 36400 | 33200 | 3.43 | 2.26 | 43500 | 3.22 | 2.04 | 8.5 | 7.1
Live | 217443376 |  | 11.7 | 19 | 45500 | 36400 | 33200 | 3.43 | 2.26 | 43500 | 3.22 | 2.04 | 8.5 | 7.1
Live | 217443375 |  | 12 | 19.5 | 46000 | 36200 | 32800 | 3.52 | 2.26 | 43000 | 3.22 | 2.04 | 8.5 | 7.1
Live | 217443373 |  | 11.5 | 18.5 | 46000 | 36800 | 33400 | 3.37 | 2.24 | 43500 | 3.16 | 2.02 | 8.5 | 7.1
Live | 217493296 |  | 10.5 | 18 | 53000 | 42500 | 31800 | 3.08 | 2.28 | 54500 | 2.06 | 2.06 | 8.5 | 6.9
Live | 217465361 |  | 11 | 18.5 | 52500 | 42000 | 31400 | 3.23 | 2.28 | 53500 | 3.08 | 2.06 | 8.5 | 6.9
Live | 217493281 |  | 11 | 18.5 | 53000 | 42500 | 31600 | 3.22 | 2.28 | 54000 | 2.08 | 2.08 | 8.5 | 6.9
Live | 217493280 |  | 11 | 18.5 | 53000 | 42500 | 31600 | 3.22 | 2.3 | 54000 | 2.08 | 2.08 | 8.5 | 6.9
Live | 217493279 |  | 11 | 18.5 | 53000 | 42500 | 31600 | 3.22 | 2.3 | 54500 | 2.08 | 2.08 | 8.5 | 6.9
Live | 217493295 |  | 10.5 | 18 | 53000 | 42500 | 31800 | 3.08 | 2.28 | 54500 | 2.06 | 2.06 | 8.5 | 6.9
Live | 217493278 |  | 11 | 18.5 | 53500 | 42500 | 31800 | 3.23 | 2.3 | 54000 | 2.08 | 2.08 | 8.5 | 6.9
Live | 217493277 |  | 11 | 18.5 | 53500 | 42500 | 31800 | 3.23 | 2.3 | 54500 | 2.08 | 2.08 | 8.5 | 6.9
Live | 217493276 |  | 11 | 18 | 53000 | 42000 | 31400 | 3.22 | 2.28 | 53500 | 2.08 | 2.08 | 8.5 | 6.9
Live | 217493294 |  | 10.5 | 18.5 | 52500 | 42500 | 31800 | 3.08 | 2.26 | 54500 | 2.04 | 2.04 | 8.5 | 6.9
Live | 216776120 |  | 11.7 | 21.1 | 55000 | 48500 | 42000 | 3.43 | 2.3 | 51000 | 3.1 | 1.96 | 9 | 7.2
Live | 217675855 |  | 10 | 15.2 | 33000 | 29000 | 29400 | 2.93 | 2.2 | 34000 | 3 | 1.85 | 8.1 | 6.5
Live | 217675854 |  | 10 | 17.25 | 34400 | 28800 | 28400 | 2.93 | 2.2 | 35600 | 3 | 1.85 | 8.5 | 7
Live | 217675853 |  | 10 | 16.95 | 34400 | 28800 | 28600 | 2.93 | 2.2 | 35800 | 3 | 1.85 | 8.5 | 7
Live | 217675852 |  | 10 | 17.3 | 34600 | 28800 | 28600 | 2.93 | 2.2 | 35800 | 2.9 | 1.85 | 8.5 | 7
Live | 217675851 |  | 10 | 16.6 | 34200 | 29000 | 28600 | 2.93 | 2.2 | 35800 | 2.9 | 1.85 | 8.5 | 7
Live | 217675850 |  | 10 | 17.25 | 34600 | 28800 | 28600 | 2.93 | 2.2 | 35600 | 3 | 1.85 | 8.5 | 7
Live | 217675849 |  | 10 | 18.35 | 34200 | 28800 | 28400 | 2.93 | 2.2 | 35600 | 2.9 | 1.85 | 8.5 | 7
Live | 217675839 |  | 10 | 15.2 | 33000 | 29000 | 29400 | 2.93 | 2.2 | 34000 | 3 | 1.85 | 8.1 | 6.5
Live | 217675838 |  | 10 | 17.25 | 34400 | 28800 | 28400 | 2.93 | 2.2 | 35600 | 3 | 1.85 | 8.5 | 7
Live | 217675837 |  | 10 | 16.95 | 34400 | 28800 | 28600 | 2.93 | 2.2 | 35800 | 3 | 1.85 | 8.5 | 7
Live | 217675835 |  | 10 | 17.3 | 34600 | 28800 | 28600 | 2.93 | 2.2 | 35800 | 2.9 | 1.85 | 8.5 | 7
Live | 217675836 |  | 10 | 16.9 | 34200 | 28600 | 28400 | 2.93 | 2.2 | 35400 | 3 | 1.85 | 8.5 | 7
Live | 217675834 |  | 10 | 17.25 | 34600 | 28800 | 28600 | 2.93 | 2.2 | 35600 | 3 | 1.85 | 8.5 | 7
Live | 217675833 |  | 10 | 18.35 | 34200 | 28800 | 28400 | 2.93 | 2.2 | 35600 | 2.9 | 1.85 | 8.5 | 7
Live | 217675832 |  | 10 | 17.85 | 34200 | 28600 | 28400 | 2.93 | 2.2 | 35400 | 3 | 1.85 | 8.5 | 7
Live | 217675831 |  | 10 | 17.5 | 34200 | 28800 | 28400 | 2.93 | 2.2 | 35600 | 2.9 | 1.85 | 8.5 | 7
Live | 217675830 |  | 10 | 17.4 | 34200 | 28800 | 28400 | 2.93 | 2.2 | 35600 | 3 | 1.85 | 8.5 | 7
Live | 217675829 |  | 10 | 17.4 | 34200 | 28800 | 28400 | 2.93 | 2.2 | 35600 | 2.9 | 1.85 | 8.5 | 7
Live | 217675828 |  | 10 | 17.5 | 34000 | 28800 | 28400 | 2.93 | 2.2 | 35600 | 2.9 | 1.85 | 8.5 | 7
Live | 217675827 |  | 10 | 17.7 | 34200 | 28600 | 28400 | 2.93 | 2.2 | 35600 | 2.9 | 1.85 | 8.5 | 7
Live | 217675826 |  | 10 | 15.2 | 33000 | 29000 | 29400 | 2.93 | 2.2 | 34000 | 3 | 1.85 | 8.1 | 6.5
Live | 217675825 |  | 10 | 17.25 | 34400 | 28800 | 28400 | 2.93 | 2.2 | 35600 | 3 | 1.85 | 8.5 | 7
Live | 217675824 |  | 10 | 16.95 | 34400 | 28800 | 28600 | 2.93 | 2.2 | 35800 | 3 | 1.85 | 8.5 | 7
Live | 217675823 |  | 10 | 17.3 | 34600 | 28800 | 28600 | 2.93 | 2.2 | 35800 | 2.9 | 1.85 | 8.5 | 7
Live | 217675822 |  | 10 | 16.9 | 34200 | 28600 | 28400 | 2.93 | 2.2 | 35400 | 3 | 1.85 | 8.5 | 7
Live | 217675821 |  | 10 | 17.25 | 34600 | 28800 | 28600 | 2.93 | 2.2 | 35600 | 3 | 1.85 | 8.5 | 7
Live | 217675820 |  | 10 | 18.35 | 34200 | 28800 | 28400 | 2.93 | 2.2 | 35600 | 2.9 | 1.85 | 8.5 | 7
Live | 217675819 |  | 10 | 17.85 | 34200 | 28600 | 28400 | 2.93 | 2.2 | 35400 | 3 | 1.85 | 8.5 | 7
Live | 217675818 |  | 10 | 17.5 | 34200 | 28800 | 28400 | 2.93 | 2.2 | 35600 | 2.9 | 1.85 | 8.5 | 7
Live | 217675817 |  | 10 | 17.4 | 34200 | 28800 | 28400 | 2.93 | 2.2 | 35600 | 3 | 1.85 | 8.5 | 7
Live | 217675816 |  | 10 | 17.4 | 34200 | 28800 | 28400 | 2.93 | 2.2 | 35600 | 2.9 | 1.85 | 8.5 | 7
Live | 217675815 |  | 10 | 17.5 | 34000 | 28800 | 28400 | 2.93 | 2.2 | 35600 | 2.9 | 1.85 | 8.5 | 7
Live | 217675814 |  | 10 | 17.7 | 34200 | 28600 | 28400 | 2.93 | 2.2 | 35600 | 2.9 | 1.85 | 8.5 | 7
Live | 217270704 |  | 11 | 20 | 28000 | 24000 | 24000 | 3.08 | 2 | 32500 | 2.96 | 1.8 | 10 | 7.4
Live | 217270703 |  | 11.7 | 19.5 | 22000 | 18000 | 18000 | 3.27 | 2.18 | 25100 | 3.72 | 1.8 | 9.5 | 7.4
Live | 217270702 |  | 11.2 | 21 | 12700 | 12000 | 12000 | 3.08 | 2.43 | 16700 | 3.35 | 1.8 | 10 | 7.4
Live | 217270701 |  | 12 | 21 | 10800 | 9000 | 9000 | 3.1 | 2.44 | 12600 | 3.48 | 1.81 | 10 | 7.4
Live | 217270700 |  | 11 | 20 | 28000 | 24000 | 24000 | 3.08 | 2 | 32500 | 2.96 | 1.8 | 10 | 7.4
Live | 217270699 |  | 11.7 | 19.5 | 22000 | 18000 | 18000 | 3.27 | 2.18 | 25100 | 3.72 | 1.8 | 9.5 | 7.4
Live | 217270698 |  | 11.2 | 21 | 12700 | 12000 | 12000 | 3.08 | 2.43 | 16700 | 3.35 | 1.8 | 10 | 7.4
Live | 217270697 |  | 12 | 21 | 10800 | 9000 | 9000 | 3.1 | 2.44 | 12600 | 3.48 | 1.81 | 10 | 7.4
Live | 217269482 |  | 11 | 20 | 28000 | 24000 | 24000 | 3.08 | 2 | 32500 | 2.96 | 1.8 | 10 | 7.4
Live | 217269481 |  | 11.7 | 19.5 | 22000 | 18000 | 18000 | 3.27 | 2.18 | 25100 | 3.72 | 1.8 | 9.5 | 7.4
Live | 217269480 |  | 11.2 | 21 | 12700 | 12000 | 12000 | 3.08 | 2.43 | 16700 | 3.35 | 1.8 | 10 | 7.4
Live | 217269479 |  | 12 | 21 | 10800 | 9000 | 9000 | 3.1 | 2.44 | 12600 | 3.48 | 1.81 | 10 | 7.4
Live | 216699608 |  | 12 | 19.5 | 47000 | 30000 | 36000 | 2.33 | 2.53 | 50500 | 3.27 | 2.07 | 9.5 | 8.1
Live | 216626155 |  | 12 | 20 | 30500 | 19740 | 24000 | 2.86 | 2.35 | 34000 | 3.04 | 2.01 | 10.5 | 7.6
Live | 216626154 |  | 12 | 20 | 23200 | 17600 | 18000 | 2.83 | 2.43 | 25300 | 2.92 | 2.26 | 10 | 8
Live | 216626153 |  | 12 | 20 | 14500 | 9700 | 12000 | 2.76 | 2.45 | 16900 | 3.44 | 1.8 | 9.5 | 7.8
Live | 216626152 |  | 12 | 20 | 14500 | 9700 | 12000 | 2.76 | 2.45 | 16900 | 3.44 | 1.8 | 9.5 | 7.8
Live | 215792871 |  | 12.85 | 20.5 | 45950 | 33875 | 36065 | 2.9 | 2.22 | 50614 | 3.39 | 1.91 | 9.5 | 7.42
Live | 215792870 |  | 12.85 | 22 | 42925 | 33850 | 36510 | 3.03 | 2.22 | 51120 | 2.95 | 1.94 | 10 | 7.78
Live | 215792869 |  | 12.85 | 19 | 48975 | 33900 | 35620 | 2.79 | 2.21 | 50108 | 2.89 | 1.89 | 9 | 7.07
Live | 215792868 |  | 11.8 | 20 | 53650 | 36600 | 37100 | 2.72 | 2.21 | 49825 | 2.78 | 1.95 | 9.15 | 7.19
Live | 215792867 |  | 12 | 22 | 50800 | 35650 | 37830 | 2.74 | 2.28 | 48550 | 2.85 | 2 | 9.5 | 7.4
Live | 215792866 |  | 11.35 | 18 | 56500 | 37550 | 36370 | 2.7 | 2.15 | 51100 | 2.72 | 1.91 | 8.8 | 6.97
Live | 215792865 |  | 12.2 | 20.5 | 35050 | 28525 | 27600 | 2.83 | 2.36 | 38721 | 3.29 | 1.86 | 9.4 | 7.49
Live | 215792864 |  | 11.5 | 18 | 38800 | 27950 | 27650 | 2.6 | 2.34 | 38675 | 2.88 | 1.88 | 8.8 | 7.27
Live | 215792863 |  | 12.85 | 23 | 31300 | 29100 | 27550 | 3.17 | 2.38 | 38767 | 2.9 | 1.84 | 10 | 7.7
Live | 215792862 |  | 12.65 | 19.75 | 23150 | 18050 | 18450 | 2.91 | 2.39 | 25660 | 3.34 | 2.06 | 9.7 | 7.72
Live | 215792861 |  | 12 | 17.5 | 24200 | 17800 | 18800 | 2.63 | 2.38 | 26300 | 2.84 | 2.16 | 9.4 | 7.59
Live | 215792860 |  | 13.3 | 22 | 22100 | 18300 | 18100 | 3.32 | 2.41 | 25020 | 3.2 | 1.96 | 10 | 7.95
Live | 215792859 |  | 12.85 | 20.5 | 45950 | 33875 | 36065 | 2.9 | 2.22 | 50614 | 3.39 | 1.91 | 9.5 | 7.42
Live | 215792858 |  | 12.85 | 22 | 42925 | 33850 | 36510 | 3.03 | 2.22 | 51120 | 2.95 | 1.94 | 10 | 7.78
Live | 215792857 |  | 12.85 | 19 | 48975 | 33900 | 35620 | 2.79 | 2.21 | 50108 | 2.89 | 1.89 | 9 | 7.07
Live | 215792856 |  | 11.8 | 20 | 53650 | 36600 | 37100 | 2.72 | 2.21 | 49825 | 2.78 | 1.95 | 9.15 | 7.19
Live | 215792855 |  | 12 | 22 | 50800 | 35650 | 37830 | 2.74 | 2.28 | 48550 | 2.85 | 2 | 9.5 | 7.4
Live | 215792854 |  | 11.35 | 18 | 56500 | 37550 | 36370 | 2.7 | 2.15 | 51100 | 2.72 | 1.91 | 8.8 | 6.97
Live | 215792853 |  | 12.2 | 20.5 | 35050 | 28525 | 27600 | 2.83 | 2.36 | 38721 | 3.29 | 1.86 | 9.4 | 7.49
Live | 215792852 |  | 11.5 | 18 | 38800 | 27950 | 27650 | 2.6 | 2.34 | 38675 | 2.88 | 1.88 | 8.8 | 7.27
Live | 215792851 |  | 12.85 | 23 | 31300 | 29100 | 27550 | 3.17 | 2.38 | 38767 | 2.9 | 1.84 | 10 | 7.7
Live | 215792850 |  | 12.65 | 19.75 | 23150 | 18050 | 18450 | 2.91 | 2.39 | 25660 | 3.34 | 2.06 | 9.7 | 7.72
Live | 215792849 |  | 12 | 17.5 | 24200 | 17800 | 18800 | 2.63 | 2.38 | 26300 | 2.84 | 2.16 | 9.4 | 7.59
Live | 215792848 |  | 13.3 | 22 | 22100 | 18300 | 18100 | 3.32 | 2.41 | 25020 | 3.2 | 1.96 | 10 | 7.95
Live | 215792847 |  | 12.85 | 20.5 | 45950 | 33875 | 36065 | 2.9 | 2.22 | 50614 | 3.39 | 1.91 | 9.5 | 7.42
Live | 215792846 |  | 12.85 | 22 | 42925 | 33850 | 36510 | 3.03 | 2.22 | 51120 | 2.95 | 1.94 | 10 | 7.78
Live | 215792845 |  | 12.85 | 19 | 48975 | 33900 | 35620 | 2.79 | 2.21 | 50108 | 2.89 | 1.89 | 9 | 7.07
Live | 215792844 |  | 11.8 | 20 | 53650 | 36600 | 37100 | 2.72 | 2.21 | 49825 | 2.78 | 1.95 | 9.15 | 7.19
Live | 215792843 |  | 12 | 22 | 50800 | 35650 | 37830 | 2.74 | 2.28 | 48550 | 2.85 | 2 | 9.5 | 7.4
Live | 215792842 |  | 11.35 | 18 | 56500 | 37550 | 36370 | 2.7 | 2.15 | 51100 | 2.72 | 1.91 | 8.8 | 6.97
Live | 215792841 |  | 12.2 | 20.5 | 35050 | 28525 | 27600 | 2.83 | 2.36 | 38721 | 3.29 | 1.86 | 9.4 | 7.49
Live | 215792840 |  | 11.5 | 18 | 38800 | 27950 | 27650 | 2.6 | 2.34 | 38675 | 2.88 | 1.88 | 8.8 | 7.27
Live | 215792839 |  | 12.85 | 23 | 31300 | 29100 | 27550 | 3.17 | 2.38 | 38767 | 2.9 | 1.84 | 10 | 7.7
Live | 215792838 |  | 12.65 | 19.75 | 23150 | 18050 | 18450 | 2.91 | 2.39 | 25660 | 3.34 | 2.06 | 9.7 | 7.72
Live | 215792837 |  | 12 | 17.5 | 24200 | 17800 | 18800 | 2.63 | 2.38 | 26300 | 2.84 | 2.16 | 9.4 | 7.59
Live | 215792836 |  | 13.3 | 22 | 22100 | 18300 | 18100 | 3.32 | 2.41 | 25020 | 3.2 | 1.96 | 10 | 7.95
Live | 217008195 |  | 11 |  | 14300 | 8400 | 8900 | 3.22 | 2.54 | 13500 | 3.47 | 2.02
Live | 215446149 |  | 11 |  | 14300 | 8300 | 8900 | 3.25 | 2.48 | 13500 | 3.44 | 2.04
Live | 215445945 |  | 11 |  | 14300 | 8300 | 8900 | 3.25 | 2.48 | 13500 | 3.44 | 2.04
Live | 215445944 |  | 11 |  | 14300 | 8400 | 8900 | 3.22 | 2.54 | 13500 | 3.47 | 2.02
Live | 215445943 |  | 11 |  | 14300 | 8400 | 8900 | 3.22 | 2.54 | 13500 | 3.47 | 2.02
Draft | 214303506 |  | 11.5
Draft | 214388668 |  | 11.5
Live | 213928557 |  | 12.4 |  | 10963 | 7520 | 6389 | 2.97 | 1.99 | 10661 | 3.25 | 1.69
Live | 213928556 |  | 10.6 |  | 16095 | 10813 | 9534 | 2.65 | 2.02 | 15189 | 2.91 | 1.76
Live | 213928555 |  | 10.4 |  | 16095 | 10813 | 9534 | 2.65 | 2.02 | 16500 | 2.97 | 1.76
Live | 213927743 |  | 12.4 |  | 10963 | 7520 | 6389 | 2.97 | 1.99 | 10661 | 3.25 | 1.69
Live | 213927742 |  | 10.6 |  | 16095 | 10813 | 9534 | 2.65 | 2.02 | 15189 | 2.91 | 1.76
Live | 213927741 |  | 10.4 |  | 16095 | 10813 | 9534 | 2.65 | 2.02 | 16500 | 2.97 | 1.76
Live | 205817125 |  | 10 |  | 18000 | 14000 | 10600 | 2.57 | 2.1 | 18700 | 2.9 | 1.93
Live | 205817123 |  | 12.1 |  | 11800 | 8200 | 7300 | 2.52 | 2.36 | 12600 | 3.45 | 1.98
Live | 205817124 |  | 11.1 |  | 14000 | 9500 | 8200 | 2.99 | 2.19 | 14200 | 3.28 | 1.95

## Variables (hidden)
HEAT PUMP – AIR SOURCE (CCASHP) | [17 empty] | Coefficients for Seasonal Heating Efficiency: COPseason,ee = a + b × HSPF2/3.412 |  |  |  |  | Coefficients for Seasonal Cooling Efficiency: EERseason,ee = c + d × SEER2 |  |  |  |  | Fraction of Heating Load Met by the ASHP (Fload,heating) |  |  |  | Fraction of Cooling Load Met by the ASHP (Fload,cooling) |  |  | ISR |  | Existing Heating Type | Existing Electric Resistance Heat | Proposed Controls | Building Vintage | Building Type | Existing Cooling Type | Proposed ASHP Type |  | Add Electric Resistance Heat | App Cust Info - Building Type
[18 empty] | Scenario | Region | a | b |  | Scenario | Region | c | d |  | Scenario | Region | Value |  | Scenario | Region | Value | ISR | 1 | Boiler, Hot Water, Gas Fired | Yes | Standard | Pre-war - uninsulated brick | High Rise Multifamily | Split System - Air Conditioner (<45 kBTU/h) | Central ASHP Split System | Heat Pump - Air Source (ccASHP) | Yes | Low-Rise MF
| Commercial and High-Rise Multi-Family BEFLHcooling by City | [6 empty] | SEER2 / HSPF2 Conversion Lookup | [8 empty] | 1dAlbany | 1d | Albany | 0.531 | 0.757 | 1dAlbany | 1d | Albany | -6.85 | 1.274 | 1dAlbany | 1d | Albany | 0.99 | 1dAlbany | 1d | Albany | 1 |  |  | Boiler, Hot Water, Oil Fired | No | Integrated | Prior to 1979 | Assembly | Split System - Air Conditioner (≥45 and <65 kBTU/h) | Central ASHP Packaged System | Heat Pump - Air Source (ccASHP) | No | Hi-Rise MF
| City | Buffalo | Massena | NYC |  |  |  | Proposed HVAC System | Equipment Type | [7 empty] | 1dBinghamton | 1d | Binghamton | 0.578 | 0.723 | 1dBinghamton | 1d | Binghamton | -5.02 | 1.188 | 1dBinghamton | 1d | Binghamton | 1 | 1dBinghamton | 1d | Binghamton | 1 |  |  | Boiler, Steam, Gas Fired, Natural Draft |  | Changeover | 1979 to 2006 | Auto Repair | Single Package - Air Conditioner | Ductless Mini-Split | Heat Pump - Air Source (ccASHP) |  | Assembly
| High Rise Multifamily - Pre-war - uninsulated brick | 752 | 573 | 1141 |  |  |  | Central ASHP Split System | Centrally Ducted Split System | [7 empty] | 1dBuffalo | 1d | Buffalo | 0.599 | 0.746 | 1dBuffalo | 1d | Buffalo | -5.14 | 1.18 | 1dBuffalo | 1d | Buffalo | 1 | 1dBuffalo | 1d | Buffalo | 1 | EUL |  | Boiler, Steam, gas-fired- all, except Natural Draft |  |  | 2007 to Present | Big Box Retail | Split System - Heat Pump (<45 kBTU/h) | Ductless Multi-Split | Heat Pump - Air Source (ccASHP) |  | Big Box
| High Rise Multifamily - Prior to 1979 | 693 | 494 | 965 |  |  |  | Central ASHP Packaged System | Centrally Ducted Single Packaged System | [7 empty] | 1dMassena | 1d | Massena | 0.429 | 0.682 | 1dMassena | 1d | Massena | -6.95 | 1.266 | 1dMassena | 1d | Massena | 0.98 | 1dMassena | 1d | Massena | 1 | System Type | Years | Boiler, Steam, Oil Fired |  |  |  | Fast Food Restaurant | Split System - Heat Pump (≥45 and <65 kBTU/h) | Compact Ducted Mini-Split | Heat Pump - Air Source (ccASHP) |  | Community College
| High Rise Multifamily - 1979 to 2006 | 738 | 523 | 1007 |  |  |  | Compact Ducted Mini-Split | Centrally Ducted Split System | [7 empty] | 1dNYC | 1d | NYC | 1.158 | 0.651 | 1dNYC | 1d | NYC | -6.06 | 1.244 | 1dNYC | 1d | NYC | 1 | 1dNYC | 1d | NYC | 1 | Heat Pump - Air Source (ccASHP) | 23 | Heat Pump |  |  |  | Full Service Restaurant | Single Package - Heat Pump (<65 kBTU/h) | PTAC Std Size | Heat Pump – Cold Climate Packaged Terminal (ccPTHP) |  | Dormitory
| High Rise Multifamily - 2007 to Present | 638 | 697 | 1192 |  |  |  | Ductless Mini-Split | Ductless System | [7 empty] | 1dPoughkeepsie | 1d | Poughkeepsie | 0.609 | 0.758 | 1dPoughkeepsie | 1d | Poughkeepsie | -6.82 | 1.267 | 1dPoughkeepsie | 1d | Poughkeepsie | 1 | 1dPoughkeepsie | 1d | Poughkeepsie | 1 | Heat Pump – Cold Climate Packaged Terminal (ccPTHP) | 15 | None |  |  |  | Grocery | PTAC Std Size | PTAC Non-Std Size | Heat Pump – Cold Climate Packaged Terminal (ccPTHP) |  | Elem School
| Assembly | 803 | 670 | 1080 |  |  |  | Ductless Multi-Split | Ductless System | [7 empty] | 1dSyracuse | 1d | Syracuse | 0.542 | 0.749 | 1dSyracuse | 1d | Syracuse | -6.86 | 1.274 | 1dSyracuse | 1d | Syracuse | 0.99 | 1dSyracuse | 1d | Syracuse | 1 | Heat Pump – Unitary & Applied | 20 | PTAC Non-Std Size |  |  |  | Light Industrial | PTAC Non-Std Size | PTHP Std Size | Heat Pump – Cold Climate Packaged Terminal (ccPTHP) |  | Fast Food
| Auto Repair | 778 | 641 | 1186 | [12 empty] | 2bAlbany | 2b | Albany | 2.604 | 0.115 | 2bAlbany | 2b | Albany | 7.89 | 0.466 | 2bAlbany | 2b | Albany | 0.15 | 2bAlbany | 2b | Albany | 1 |  |  | PTAC Std Size |  |  |  | Motel | PTHP Std Size | PTHP Non-Std Size | Heat Pump – Cold Climate Packaged Terminal (ccPTHP) |  | Grocery
| Big Box Retail | 440 | 363 | 705 | [12 empty] | 2bBinghamton | 2b | Binghamton | 2.551 | 0.118 | 2bBinghamton | 2b | Binghamton | 7.23 | 0.51 | 2bBinghamton | 2b | Binghamton | 0.15 | 2bBinghamton | 2b | Binghamton | 1 |  |  | PTHP Non-Std Size |  |  |  | Primary School | PTHP Non-Std Size | Very Small CUHP< 65,000 BTU/h |  |  | High School
| Fast Food Restaurant | 547 | 417 | 788 |  |  |  | SEER2 / HSPF2 Conversion | [8 empty] | 2bBuffalo | 2b | Buffalo | 2.672 | 0.106 | 2bBuffalo | 2b | Buffalo | 7.41 | 0.508 | 2bBuffalo | 2b | Buffalo | 0.15 | 2bBuffalo | 2b | Buffalo | 1 |  |  | PTHP Std Size |  |  |  | Religious Worship | Unitary Air conditioners (air cooled)< 65,000 BTU/h (three phase)Split System | Small CUHP≥ 65,000 BTU/h and < 135,000 BTU/h | Heat Pump – Unitary & Applied |  | Hospital
| Full Service Restaurant | 547 | 417 | 788 |  |  |  | Equipment Type | FHSPF2 | FSEER2 | FEER2 | [5 empty] | 2bMassena | 2b | Massena | 2.238 | 0.137 | 2bMassena | 2b | Massena | 6.3 | 0.563 | 2bMassena | 2b | Massena | 0.15 | 2bMassena | 2b | Massena | 1 | Conversion Factors |  | Unitary Heat Pump (air cooled) Small-duct high-velocity< 65,000 BTU/h (three phase)Split System |  |  |  | Small Office | Unitary Air conditioners (air cooled)< 65,000 BTU/h (three phase)Single Package | Large CUHP≥ 135,000 BTU/h and < 240,000 BTU/h | Heat Pump – Unitary & Applied |  | Hotel
| Grocery | 343 | 263 | 622 |  |  |  | Ductless System | 0.9 | 1 | 1 | [5 empty] | 2bNYC | 2b | NYC | 3.011 | 0.085 | 2bNYC | 2b | NYC | 7.33 | 0.486 | 2bNYC | 2b | NYC | 0.15 | 2bNYC | 2b | NYC | 1 | 8.33 | BTU/°F | Unitary Heat Pump (air cooled)< 65,000 BTU/h (three phase)Single Package |  |  |  | Small Retail | Unitary Air conditioners (air cooled)≥ 65,000 BTU/h and < 135,000 BTU/h | Unitary Non-ENERGY STAR≥ 240,000 BTU/h | Heat Pump – Unitary & Applied |  | Large Office
| Light Industrial | 93 | 77 | 230 |  |  |  | Centrally Ducted Split System | 0.85 | 0.95 | 0.95 | [5 empty] | 2bPoughkeepsie | 2b | Poughkeepsie | 2.791 | 0.075 | 2bPoughkeepsie | 2b | Poughkeepsie | 6.65 | 0.477 | 2bPoughkeepsie | 2b | Poughkeepsie | 0.15 | 2bPoughkeepsie | 2b | Poughkeepsie | 1 | 3412 | BTU/kWh | Unitary Heat Pump (air cooled)< 65,000 BTU/h (three phase)Split System |  |  |  | Warehouse | Unitary Air conditioners (air cooled)≥ 135,000 BTU/h and < 240,000 BTU/h |  |  |  | Large Retail
| Motel | 1958 | 1760 | 2141 |  |  |  | Centrally Ducted Single Packaged System | 0.84 | 0.95 | 0.95 | [5 empty] | 2bSyracuse | 2b | Syracuse | 2.581 | 0.119 | 2bSyracuse | 2b | Syracuse | 7.86 | 0.466 | 2bSyracuse | 2b | Syracuse | 0.15 | 2bSyracuse | 2b | Syracuse | 1 | 0.0034121 | MMBTU/kWh | Unitary Heat Pump (air cooled)≥ 135,000 BTU/h and < 240,000 BTU/h |  |  |  | Other | Unitary Air conditioners (air cooled)≥ 240,000 BTU/h and < 760,000 BTU/h |  |  |  | Light Industrial
| Primary School | 394 | 323 | 632 | [12 empty] | 2cAlbany | 2c | Albany | 2.55 | 0.141 | 2cAlbany | 2c | Albany | 7.83 | 0.493 | 2cAlbany | 2c | Albany | 0.65 | 2cAlbany | 2c | Albany | 1 | 100000 | BTU/therm | Unitary Heat Pump (air cooled)≥ 240,000 BTU/h |  |  |  |  | Unitary Air conditioners (air cooled)≥ 760,000 BTU/h |  |  |  | Motel
| Religious Worship | 307 | 329 | 451 | [12 empty] | 2cBinghamton | 2c | Binghamton | 2.517 | 0.136 | 2cBinghamton | 2c | Binghamton | 5.23 | 0.62 | 2cBinghamton | 2c | Binghamton | 0.62 | 2cBinghamton | 2c | Binghamton | 1 | 1000000 | Btu/MMBtu | Unitary Heat Pump (air cooled)≥ 65,000 BTU/h and < 135,000 BTU/h |  |  |  |  | Unitary Air conditioners (air cooled) Small-duct high-velocity< 65,000 BTU/h (three phase)Split System |  |  |  | Other Small
| Small Office | 778 | 641 | 1186 |  |  |  | Whole Building and Displacement Scenarios Lookup |  |  | Whole Building and Displacement Scenarios - Validations Ouput | [5 empty] | 2cBuffalo | 2c | Buffalo | 2.634 | 0.123 | 2cBuffalo | 2c | Buffalo | 5.1 | 0.627 | 2cBuffalo | 2c | Buffalo | 0.63 | 2cBuffalo | 2c | Buffalo | 1 | 10 | Therms/MMBtu | Warm-air duct furnaces, Gas-fired, All Subtypes, All Power Phases |  |  |  |  | Unitary Heat Pump (air cooled)< 65,000 BTU/h (three phase)Split System |  |  |  | Religious
| Small Retail | 440 | 363 | 705 |  |  |  | Proposed HVAC System | Description |  | Proposed HVAC System | Eligible Sizing Description |  |  |  |  | 2cMassena | 2c | Massena | 2.146 | 0.18 | 2cMassena | 2c | Massena | 4.55 | 0.627 | 2cMassena | 2c | Massena | 0.63 | 2cMassena | 2c | Massena | 1 |  |  | Warm-air furnace, Electric, All, 1 Phase Power |  |  |  |  | Unitary Heat Pump (air cooled)< 65,000 BTU/h (three phase)Single Package |  |  |  | Restaurant
| Warehouse | 93 | 77 | 230 |  |  |  | Central ASHP Split System | Central ASHP |  | Central ASHP Split System | ≥100% |  |  |  |  | 2cNYC | 2c | NYC | 2.983 | 0.104 | 2cNYC | 2c | NYC | 7.36 | 0.513 | 2cNYC | 2c | NYC | 0.61 | 2cNYC | 2c | NYC | 1 |  |  | Warm-air furnace, Electric, All, 3 Phase Power |  |  |  |  | Unitary Heat Pump (air cooled)≥ 65,000 BTU/h and < 135,000 BTU/h |  |  |  | Small Office
| Other | 440 | 363 | 705 |  |  |  | Central ASHP Packaged System | Central ASHP |  | Central ASHP Packaged System | ≥100% |  |  |  |  | 2cPoughkeepsie | 2c | Poughkeepsie | 2.632 | 0.134 | 2cPoughkeepsie | 2c | Poughkeepsie | 7 | 0.503 | 2cPoughkeepsie | 2c | Poughkeepsie | 0.65 | 2cPoughkeepsie | 2c | Poughkeepsie | 1 |  |  | Warm-air furnace, Gas-fired, All Subtypes, All Power Phases |  |  |  |  | Unitary Heat Pump (air cooled)≥ 135,000 BTU/h and < 240,000 BTU/h |  |  |  | Small Retail
[8 empty] | Compact Ducted Mini-Split | Compact Ducted MiniSplit sized to 50% ,70% and 100% |  | Compact Ducted Mini-Split | ≥50%, ≥70% or ≥100% |  |  |  |  | 2cSyracuse | 2c | Syracuse | 2.537 | 0.142 | 2cSyracuse | 2c | Syracuse | 7.78 | 0.495 | 2cSyracuse | 2c | Syracuse | 0.65 | 2cSyracuse | 2c | Syracuse | 1 |  |  | Warm-air furnace, Gas-fired, Non-weatherized, 1 Phase Power |  |  |  |  | Unitary Heat Pump (air cooled)≥ 240,000 BTU/h |  |  |  | Unversity
[8 empty] | Ductless Mini-Split | Ductless Mini-Split sized at 50%, 70% and 100% |  | Ductless Mini-Split | ≥50%, ≥70% or ≥100% |  |  |  |  | 2hAlbany | 2h | Albany | 2.226 | 0.183 | 2hAlbany | 2h | Albany | 6.49 | 0.542 | 2hAlbany | 2h | Albany | 0.97 | 2hAlbany | 2h | Albany | 1 |  |  | Warm-air furnace, Gas-fired, Non-weatherized, 3 Phase Power |  |  |  |  | Unitary Heat Pump (air cooled) Small-duct high-velocity< 65,000 BTU/h (three phase)Split System |  |  |  | Warehouse
[8 empty] | Ductless Multi-Split | Ductless Multi-Split sized to 70% and 100% |  | Ductless Multi-Split | ≥70% or ≥100% |  |  |  |  | 2hBinghamton | 2h | Binghamton | 2.198 | 0.179 | 2hBinghamton | 2h | Binghamton | 4.85 | 0.639 | 2hBinghamton | 2h | Binghamton | 0.98 | 2hBinghamton | 2h | Binghamton | 1 |  |  | Warm-air furnace, Gas-fired, Weatherized, 1 Phase Power
| Commercial and High-Rise Multi-Family BEFLHheating by City | [15 empty] | 2hBuffalo | 2h | Buffalo | 2.29 | 0.172 | 2hBuffalo | 2h | Buffalo | 4.61 | 0.642 | 2hBuffalo | 2h | Buffalo | 0.98 | 2hBuffalo | 2h | Buffalo | 1 |  |  | Warm-air furnace, Gas-fired, Weatherized, 3 Phase Power
| City | Buffalo | Massena | NYC | [12 empty] | 2hMassena | 2h | Massena | 1.839 | 0.225 | 2hMassena | 2h | Massena | 6.14 | 0.541 | 2hMassena | 2h | Massena | 0.95 | 2hMassena | 2h | Massena | 1 |  |  | Warm-air furnace, Oil-fired, All Subtypes, All Power Phases
| High Rise Multifamily - Pre-war - uninsulated brick | 1793 | 1606 | 1431 |  |  |  | Whole Building and Displacement Scenarios | [8 empty] | 2hNYC | 2h | NYC | 2.573 | 0.165 | 2hNYC | 2h | NYC | 6.2 | 0.56 | 2hNYC | 2h | NYC | 0.97 | 2hNYC | 2h | NYC | 1 |  |  | Warm-air furnace, Oil-fired, Non-weatherized, 1 Phase Power
| High Rise Multifamily - Prior to 1979 | 1625 | 1375 | 1242 |  |  |  | Scenario | Description | ASHP Type | Application | Controls | HP Sizing Parameter |  |  |  | 2hPoughkeepsie | 2h | Poughkeepsie | 2.32 | 0.175 | 2hPoughkeepsie | 2h | Poughkeepsie | 6.95 | 0.508 | 2hPoughkeepsie | 2h | Poughkeepsie | 0.98 | 2hPoughkeepsie | 2h | Poughkeepsie | 1 |  |  | Warm-air furnace, Oil-fired, Non-weatherized, 3 Phase Power
| High Rise Multifamily - 1979 to 2006 | 1563 | 1301 | 1216 |  |  | Central ASHP1 | 1d | Central ASHP | Central, Ducted | Whole or Full Load | (see Fctrl table) | 1 |  |  |  | 2hSyracuse | 2h | Syracuse | 2.217 | 0.183 | 2hSyracuse | 2h | Syracuse | 7.58 | 0.496 | 2hSyracuse | 2h | Syracuse | 0.97 | 2hSyracuse | 2h | Syracuse | 1 |  |  | Warm-air furnace, Oil-fired, Weatherized, 1 Phase Power
| High Rise Multifamily - 2007 to Present | 1391 | 1406 | 1144 |  |  | Ductless Mini-Split sized at 50%, 70% and 100%0.5 | 2b | Ductless Mini-Split sized at 50%, 70% and 100% | Single-Zone Ductless | Displace or Part Load | Separate | 0.5 |  |  |  | 3aAlbany | 3a | Albany | 1.559 | 0.568 | 3aAlbany | 3a | Albany | 12.2 | 0.085 | 3aAlbany | 3a | Albany | 0.72 | 3aAlbany | 3a | Albany | 1 |  |  | Warm-air furnace, Oil-fired, Weatherized, 3 Phase Power
| Assembly | 1233 | 1442 | 751 |  |  | Ductless Mini-Split sized at 50%, 70% and 100%0.7 | 2c | Ductless Mini-Split sized at 50%, 70% and 100% | Single-Zone Ductless | Displace or Part Load | Separate | 0.7 |  |  |  | 3aBinghamton | 3a | Binghamton | 1.546 | 0.551 | 3aBinghamton | 3a | Binghamton | 12.32 | 0.087 | 3aBinghamton | 3a | Binghamton | 0.69 | 3aBinghamton | 3a | Binghamton | 1 |  |  | Warm-air unit heaters, Gas-fired, All Subtypes, All Power Phases
| Auto Repair | 793 | 790 | 537 |  |  | Ductless Mini-Split sized at 50%, 70% and 100%1 | 2h | Ductless Mini-Split sized at 50%, 70% and 100% | Single-Zone Ductless | Whole or Full Load | (see Fctrl table) | 1 |  |  |  | 3aBuffalo | 3a | Buffalo | 1.619 | 0.555 | 3aBuffalo | 3a | Buffalo | 12.32 | 0.088 | 3aBuffalo | 3a | Buffalo | 0.72 | 3aBuffalo | 3a | Buffalo | 1 |  |  | Warm-air unit heaters, Oil-fired, All Subtypes, All Power Phases
| Big Box Retail | 983 | 970 | 779 |  |  | Ductless Multi-Split sized to 70% and 100%0.7 | 3a | Ductless Multi-Split sized to 70% and 100% | Multi-Zone Ductless | Displace or Part Load | Separate | 0.7 |  |  |  | 3aMassena | 3a | Massena | 1.462 | 0.494 | 3aMassena | 3a | Massena | 12.14 | 0.082 | 3aMassena | 3a | Massena | 0.69 | 3aMassena | 3a | Massena | 1
| Fast Food Restaurant | 1508 | 1386 | 1236 |  |  | Ductless Multi-Split sized to 70% and 100%1 | 3c | Ductless Multi-Split sized to 70% and 100% | Multi-Zone Ductless | Whole or Full Load | (see Fctrl table) | 1 |  |  |  | 3aNYC | 3a | NYC | 1.464 | 0.747 | 3aNYC | 3a | NYC | 12.25 | 0.078 | 3aNYC | 3a | NYC | 0.69 | 3aNYC | 3a | NYC | 1
| Full Service Restaurant | 1508 | 1386 | 1236 |  |  | Compact Ducted MiniSplit sized to 50% ,70% and 100%0.5 | 4a | Compact Ducted MiniSplit sized to 50% ,70% and 100% | Single-Zone Compact Ducted | Displace or Part Load | Separate | 0.5 |  |  |  | 3aPoughkeepsie | 3a | Poughkeepsie | 1.532 | 0.605 | 3aPoughkeepsie | 3a | Poughkeepsie | 12.03 | 0.085 | 3aPoughkeepsie | 3a | Poughkeepsie | 0.73 | 3aPoughkeepsie | 3a | Poughkeepsie | 1
| Grocery | 1204 | 1130 | 1055 |  |  | Compact Ducted MiniSplit sized to 50% ,70% and 100%0.7 | 4b | Compact Ducted MiniSplit sized to 50% ,70% and 100% | Single-Zone Compact Ducted | Displace or Part Load | Separate | 0.7 |  |  |  | 3aSyracuse | 3a | Syracuse | 1.555 | 0.565 | 3aSyracuse | 3a | Syracuse | 12.25 | 0.083 | 3aSyracuse | 3a | Syracuse | 0.72 | 3aSyracuse | 3a | Syracuse | 1
| Light Industrial | 1159 | 1047 | 876 |  |  | Compact Ducted MiniSplit sized to 50% ,70% and 100%1 | 4d | Compact Ducted MiniSplit sized to 50% ,70% and 100% | Single-Zone Compact Ducted | Whole or Full Load | (see Fctrl table) | 1 |  |  |  | 3cAlbany | 3c | Albany | 1.768 | 0.407 | 3cAlbany | 3c | Albany | 11.98 | 0.081 | 3cAlbany | 3c | Albany | 0.96 | 3cAlbany | 3c | Albany | 1
| Motel | 1127 | 942 | 916 | [12 empty] | 3cBinghamton | 3c | Binghamton | 1.85 | 1.769 | 3cBinghamton | 3c | Binghamton | 12.39 | 0.076 | 3cBinghamton | 3c | Binghamton | 0.96 | 3cBinghamton | 3c | Binghamton | 1
| Primary School | 729 | 709 | 558 | [12 empty] | 3cBuffalo | 3c | Buffalo | 1.832 | 0.399 | 3cBuffalo | 3c | Buffalo | 12.23 | 0.077 | 3cBuffalo | 3c | Buffalo | 0.96 | 3cBuffalo | 3c | Buffalo | 1
| Religious Worship | 1218 | 1264 | 899 |  |  |  | Coincidence Factor (CF) | [8 empty] | 3cMassena | 3c | Massena | 1.509 | 0.384 | 3cMassena | 3c | Massena | 12.04 | 0.057 | 3cMassena | 3c | Massena | 0.94 | 3cMassena | 3c | Massena | 1
| Small Office | 793 | 790 | 537 |  |  |  | Ducted systems | 0.8 | [7 empty] | 3cNYC | 3c | NYC | 1.765 | 0.547 | 3cNYC | 3c | NYC | 11.96 | 0.087 | 3cNYC | 3c | NYC | 0.96 | 3cNYC | 3c | NYC | 1
| Small Retail | 983 | 970 | 779 |  |  |  | Ductless mini-split systems | 0.8 | [7 empty] | 3cPoughkeepsie | 3c | Poughkeepsie | 1.82 | 0.42 | 3cPoughkeepsie | 3c | Poughkeepsie | 12.25 | 0.073 | 3cPoughkeepsie | 3c | Poughkeepsie | 0.96 | 3cPoughkeepsie | 3c | Poughkeepsie | 1
| Warehouse | 1159 | 1047 | 876 | [12 empty] | 3cSyracuse | 3c | Syracuse | 1.776 | 0.401 | 3cSyracuse | 3c | Syracuse | 11.97 | 0.082 | 3cSyracuse | 3c | Syracuse | 0.96 | 3cSyracuse | 3c | Syracuse | 1
| Other | 983 | 970 | 779 | [12 empty] | 4aAlbany | 4a | Albany | 2.451 | 0.13 | 4aAlbany | 4a | Albany | -1.84 | 0.904 | 4aAlbany | 4a | Albany | 0.43 | 4aAlbany | 4a | Albany | 1
[8 empty] | Control Factors (Fctrl) for Optional Control Features (Fctrl = 1.0 for default controls) | [8 empty] | 4aBinghamton | 4a | Binghamton | 2.393 | 0.136 | 4aBinghamton | 4a | Binghamton | -2.01 | 0.923 | 4aBinghamton | 4a | Binghamton | 0.41 | 4aBinghamton | 4a | Binghamton | 1
[8 empty] | Scenario | Description | ASHP Type | HP Sizing Parameter | Standard Control | Integrated Control | Changeover Tdes+5°F |  |  | 4aBuffalo | 4a | Buffalo | 2.478 | 0.13 | 4aBuffalo | 4a | Buffalo | -2.17 | 0.937 | 4aBuffalo | 4a | Buffalo | 0.42 | 4aBuffalo | 4a | Buffalo | 1
[8 empty] | 1d | Central ASHP | Central, Ducted | 1 | 1 | 1.01 | 0.92 |  |  | 4aMassena | 4a | Massena | 2.157 | 0.152 | 4aMassena | 4a | Massena | 2.01 | 0.673 | 4aMassena | 4a | Massena | 0.41 | 4aMassena | 4a | Massena | 1
| Electric Cooling and Heating System Baseline Efficiencies | [6 empty] | 2b | Ductless Mini-Split sized at 50%, 70% and 100% | Single-Zone Ductless | 0.5 | 1 | 1.02 | 0.95 |  |  | 4aNYC | 4a | NYC | 2.889 | 0.071 | 4aNYC | 4a | NYC | -1.99 | 0.911 | 4aNYC | 4a | NYC | 0.42 | 4aNYC | 4a | NYC | 1
| Product Class | Seasonal Energy Efficiency Ratio (SEER2)674 | Energy Efficiency Ratio (EER2) | Heating Seasonal Performance Factor (HSPF2)675 |  |  |  | 2c | Ductless Mini-Split sized at 50%, 70% and 100% | Single-Zone Ductless | 0.7 | 1 | 1.02 | 0.95 |  |  | 4aPoughkeepsie | 4a | Poughkeepsie | 2.584 | 0.102 | 4aPoughkeepsie | 4a | Poughkeepsie | -1.22 | 0.848 | 4aPoughkeepsie | 4a | Poughkeepsie | 0.43 | 4aPoughkeepsie | 4a | Poughkeepsie | 1
| Split System - Air Conditioner (<45 kBTU/h) | 13.4 | 11.4 | 0 |  |  |  | 2h | Ductless Mini-Split sized at 50%, 70% and 100% | Single-Zone Ductless | 1 | 1 | 1.02 | 0.95 |  |  | 4aSyracuse | 4a | Syracuse | 2.44 | 0.13 | 4aSyracuse | 4a | Syracuse | 1.84 | 0.903 | 4aSyracuse | 4a | Syracuse | 0.42 | 4aSyracuse | 4a | Syracuse | 1
| Split System - Air Conditioner (≥45 and <65 kBTU/h) | 13.4 | 11.4 | 0 |  |  |  | 3a | Ductless Multi-Split sized to 70% and 100% | Multi-Zone Ductless | 0.7 | 1 | 1.04 | 0.94 |  |  | 4bAlbany | 4b | Albany | 2.506 | 0.1 | 4bAlbany | 4b | Albany | -1.05 | 0.86 | 4bAlbany | 4b | Albany | 0.65 | 4bAlbany | 4b | Albany | 1
| Single Package - Air Conditioner | 13.4 | 11.4 | 0 |  |  |  | 3c | Ductless Multi-Split sized to 70% and 100% | Multi-Zone Ductless | 1 | 1 | 1.04 | 0.94 |  |  | 4bBinghamton | 4b | Binghamton | 2.467 | 0.099 | 4bBinghamton | 4b | Binghamton | 2.04 | 0.681 | 4bBinghamton | 4b | Binghamton | 0.62 | 4bBinghamton | 4b | Binghamton | 1
| Split System - Heat Pump (<45 kBTU/h) | 14.3 | 11.9 | 7.5 |  |  |  | 4a | Compact Ducted MiniSplit sized to 50% ,70% and 100% | Single-Zone Compact Ducted | 0.5 | 1 | 1.02 | 0.94 |  |  | 4bBuffalo | 4b | Buffalo | 2.57 | 0.087 | 4bBuffalo | 4b | Buffalo | 2.26 | 0.662 | 4bBuffalo | 4b | Buffalo | 0.64 | 4bBuffalo | 4b | Buffalo | 1
| Split System - Heat Pump (≥45 and <65 kBTU/h) | 14.3 | 11.9 | 7.5 |  |  |  | 4b | Compact Ducted MiniSplit sized to 50% ,70% and 100% | Single-Zone Compact Ducted | 0.7 | 1 | 1.02 | 0.94 |  |  | 4bMassena | 4b | Massena | 2.14 | 0.152 | 4bMassena | 4b | Massena | -0.58 | 0.816 | 4bMassena | 4b | Massena | 0.62 | 4bMassena | 4b | Massena | 1
| Single Package - Heat Pump (<65 kBTU/h) | 13.4 | 11.4 | 6.7 |  |  |  | 4d | Compact Ducted MiniSplit sized to 50% ,70% and 100% | Single-Zone Compact Ducted | 1 | 1 | 1.02 | 0.94 |  |  | 4bNYC | 4b | NYC | 2.956 | 0.038 | 4bNYC | 4b | NYC | -1.26 | 0.874 | 4bNYC | 4b | NYC | 0.62 | 4bNYC | 4b | NYC | 1
[17 empty] | 4bPoughkeepsie | 4b | Poughkeepsie | 2.567 | 0.097 | 4bPoughkeepsie | 4b | Poughkeepsie | -1.31 | 0.867 | 4bPoughkeepsie | 4b | Poughkeepsie | 0.65 | 4bPoughkeepsie | 4b | Poughkeepsie | 1
[17 empty] | 4bSyracuse | 4b | Syracuse | 2.482 | 0.105 | 4bSyracuse | 4b | Syracuse | -1.05 | 0.859 | 4bSyracuse | 4b | Syracuse | 0.65 | 4bSyracuse | 4b | Syracuse | 1
[17 empty] | 4cAlbany | 4c | Albany | 2.506 | 0.1 | 4cAlbany | 4c | Albany | -1.05 | 0.86 | 4cAlbany | 4c | Albany | 0.65 | 4cAlbany | 4c | Albany | 1
| Commercial Fossil Fuel Fired Heating System Baseline Efficiencies | [6 empty] | Description | HP Sizing Parameter1 | HP Sizing Parameter2 | HP Sizing Parameter3 | HP Sizing Parameter4 | HP Sizing Parameter5 |  |  |  | 4cBinghamton | 4c | Binghamton | 2.467 | 0.099 | 4cBinghamton | 4c | Binghamton | 2.04 | 0.681 | 4cBinghamton | 4c | Binghamton | 0.62 | 4cBinghamton | 4c | Binghamton | 1
| Equipment Type, Subtype and Electric Power Phase | Heating Capacity (INPUT), Btu/h | Combo-Unit Cooling Capactiy Btu/h | Baseline Efficiency | UOM |  |  | Central ASHP | 1 | [7 empty] | 4cBuffalo | 4c | Buffalo | 2.57 | 0.087 | 4cBuffalo | 4c | Buffalo | 2.26 | 0.662 | 4cBuffalo | 4c | Buffalo | 0.64 | 4cBuffalo | 4c | Buffalo | 1
Warm-air furnace, Gas-fired, Non-weatherized, 1 Phase Power< 225,000< 65,000 | Warm-air furnace, Gas-fired, Non-weatherized, 1 Phase Power | < 225,000 | < 65,000 | 0.8 | AFUE |  |  | Ductless Mini-Split sized at 50%, 70% and 100% | 0.5 | 0.7 | 1 | [5 empty] | 4cMassena | 4c | Massena | 2.14 | 0.152 | 4cMassena | 4c | Massena | -0.58 | 0.816 | 4cMassena | 4c | Massena | 0.62 | 4cMassena | 4c | Massena | 1
Warm-air furnace, Gas-fired, Weatherized, 1 Phase Power< 225,000< 65,000 | Warm-air furnace, Gas-fired, Weatherized, 1 Phase Power | < 225,000 | < 65,000 | 0.81 | AFUE |  |  | Ductless Multi-Split sized to 70% and 100% | 0.7 | 1 | [6 empty] | 4cNYC | 4c | NYC | 2.956 | 0.038 | 4cNYC | 4c | NYC | -1.26 | 0.874 | 4cNYC | 4c | NYC | 0.62 | 4cNYC | 4c | NYC | 1
Warm-air furnace, Gas-fired, Non-weatherized, 1 Phase Power< 225,000≥ 65,000 | Warm-air furnace, Gas-fired, Non-weatherized, 1 Phase Power | < 225,000 | ≥ 65,000 | 0.8 | AFUE |  |  | Compact Ducted MiniSplit sized to 50% ,70% and 100% | 0.5 | 0.7 | 1 | [5 empty] | 4cPoughkeepsie | 4c | Poughkeepsie | 2.567 | 0.097 | 4cPoughkeepsie | 4c | Poughkeepsie | -1.31 | 0.867 | 4cPoughkeepsie | 4c | Poughkeepsie | 0.65 | 4cPoughkeepsie | 4c | Poughkeepsie | 1
Warm-air furnace, Gas-fired, Weatherized, 1 Phase Power< 225,000≥ 65,000 | Warm-air furnace, Gas-fired, Weatherized, 1 Phase Power | < 225,000 | ≥ 65,000 | 0.81 | AFUE | [11 empty] | 4cSyracuse | 4c | Syracuse | 2.482 | 0.105 | 4cSyracuse | 4c | Syracuse | -1.05 | 0.859 | 4cSyracuse | 4c | Syracuse | 0.65 | 4cSyracuse | 4c | Syracuse | 1
Warm-air furnace, Gas-fired, Non-weatherized, 3 Phase Power< 225,000All | Warm-air furnace, Gas-fired, Non-weatherized, 3 Phase Power | < 225,000 | All | 0.8 | AFUE
Warm-air furnace, Gas-fired, Weatherized, 3 Phase Power< 225,000All | Warm-air furnace, Gas-fired, Weatherized, 3 Phase Power | < 225,000 | All | 0.81 | AFUE
Warm-air furnace, Gas-fired, All Subtypes, All Power Phases≥ 225,000 and ≤ 400,000All | Warm-air furnace, Gas-fired, All Subtypes, All Power Phases | ≥ 225,000 and ≤ 400,000 | All | 0.81 | Et |  |  | Equipment Type, Subtype and Electric Power Phase | Heating Capacity (INPUT), Btu/h | Combo-Unit Cooling Capactiy Btu/h
Warm-air furnace, Gas-fired, All Subtypes, All Power Phases> 400,000All | Warm-air furnace, Gas-fired, All Subtypes, All Power Phases | > 400,000 | All | 0.81 | Et |  | Warm-air furnace, Gas-fired, Non-weatherized, 1 Phase Power< 225,000 | Warm-air furnace, Gas-fired, Non-weatherized, 1 Phase Power | < 225,000 | TRUE
Warm-air furnace, Oil-fired, Non-weatherized, 1 Phase Power< 225,000< 65,000 | Warm-air furnace, Oil-fired, Non-weatherized, 1 Phase Power | < 225,000 | < 65,000 | 0.83 | AFUE |  | Warm-air furnace, Gas-fired, Weatherized, 1 Phase Power< 225,000 | Warm-air furnace, Gas-fired, Weatherized, 1 Phase Power | < 225,000 | TRUE
Warm-air furnace, Oil-fired, Weatherized, 1 Phase Power< 225,000< 65,000 | Warm-air furnace, Oil-fired, Weatherized, 1 Phase Power | < 225,000 | < 65,000 | 0.78 | AFUE |  | Warm-air furnace, Gas-fired, Non-weatherized, 3 Phase Power< 225,000 | Warm-air furnace, Gas-fired, Non-weatherized, 3 Phase Power | < 225,000 | FALSE
Warm-air furnace, Oil-fired, Non-weatherized, 1 Phase Power< 225,000≥ 65,000 | Warm-air furnace, Oil-fired, Non-weatherized, 1 Phase Power | < 225,000 | ≥ 65,000 | 0.83 | AFUE |  | Warm-air furnace, Gas-fired, Weatherized, 3 Phase Power< 225,000 | Warm-air furnace, Gas-fired, Weatherized, 3 Phase Power | < 225,000 | FALSE
Warm-air furnace, Oil-fired, Weatherized, 1 Phase Power< 225,000≥ 65,000 | Warm-air furnace, Oil-fired, Weatherized, 1 Phase Power | < 225,000 | ≥ 65,000 | 0.78 | AFUE |  | Warm-air furnace, Gas-fired, All Subtypes, All Power Phases≥ 225,000 and ≤ 400,000 | Warm-air furnace, Gas-fired, All Subtypes, All Power Phases | ≥ 225,000 and ≤ 400,000 | FALSE
Warm-air furnace, Oil-fired, Non-weatherized, 3 Phase Power< 225,000All | Warm-air furnace, Oil-fired, Non-weatherized, 3 Phase Power | < 225,000 | All | 0.83 | AFUE |  | Warm-air furnace, Gas-fired, All Subtypes, All Power Phases> 400,000 | Warm-air furnace, Gas-fired, All Subtypes, All Power Phases | > 400,000 | FALSE
Warm-air furnace, Oil-fired, Weatherized, 3 Phase Power< 225,000All | Warm-air furnace, Oil-fired, Weatherized, 3 Phase Power | < 225,000 | All | 0.78 | AFUE |  | Warm-air furnace, Oil-fired, Non-weatherized, 1 Phase Power< 225,000 | Warm-air furnace, Oil-fired, Non-weatherized, 1 Phase Power | < 225,000 | TRUE
Warm-air furnace, Oil-fired, All Subtypes, All Power Phases≥ 225,000All | Warm-air furnace, Oil-fired, All Subtypes, All Power Phases | ≥ 225,000 | All | 0.82 | Et |  | Warm-air furnace, Oil-fired, Weatherized, 1 Phase Power< 225,000 | Warm-air furnace, Oil-fired, Weatherized, 1 Phase Power | < 225,000 | TRUE
Warm-air furnace, Electric, All, 1 Phase Power< 225,000< 65,000 | Warm-air furnace, Electric, All, 1 Phase Power | < 225,000 | < 65,000 | 0.78 | AFUE |  | Warm-air furnace, Oil-fired, Non-weatherized, 3 Phase Power< 225,000 | Warm-air furnace, Oil-fired, Non-weatherized, 3 Phase Power | < 225,000 | FALSE
Warm-air furnace, Electric, All, 1 Phase Power< 225,000≥ 65,000 | Warm-air furnace, Electric, All, 1 Phase Power | < 225,000 | ≥ 65,000 | 0.96 | AFUE |  | Warm-air furnace, Oil-fired, Weatherized, 3 Phase Power< 225,000 | Warm-air furnace, Oil-fired, Weatherized, 3 Phase Power | < 225,000 | FALSE
Warm-air furnace, Electric, All, 3 Phase Power< 225,000All | Warm-air furnace, Electric, All, 3 Phase Power | < 225,000 | All | 0.96 | AFUE |  | Warm-air furnace, Oil-fired, All Subtypes, All Power Phases≥ 225,000 | Warm-air furnace, Oil-fired, All Subtypes, All Power Phases | ≥ 225,000 | FALSE
Warm-air duct furnaces, Gas-fired, All Subtypes, All Power PhasesAllAll | Warm-air duct furnaces, Gas-fired, All Subtypes, All Power Phases | All | All | 0.8 | Ec |  | Warm-air furnace, Electric, All, 1 Phase Power< 225,000 | Warm-air furnace, Electric, All, 1 Phase Power | < 225,000 | TRUE
Warm-air unit heaters, Gas-fired, All Subtypes, All Power PhasesAllAll | Warm-air unit heaters, Gas-fired, All Subtypes, All Power Phases | All | All | 0.8 | Ec |  | Warm-air furnace, Electric, All, 3 Phase Power< 225,000 | Warm-air furnace, Electric, All, 3 Phase Power | < 225,000 | FALSE
Warm-air unit heaters, Oil-fired, All Subtypes, All Power PhasesAllAll | Warm-air unit heaters, Oil-fired, All Subtypes, All Power Phases | All | All | 0.8 | Ec |  | Warm-air duct furnaces, Gas-fired, All Subtypes, All Power PhasesAll | Warm-air duct furnaces, Gas-fired, All Subtypes, All Power Phases | All | FALSE
[7 empty] | Warm-air unit heaters, Gas-fired, All Subtypes, All Power PhasesAll | Warm-air unit heaters, Gas-fired, All Subtypes, All Power Phases | All | FALSE
[7 empty] | Warm-air unit heaters, Oil-fired, All Subtypes, All Power PhasesAll | Warm-air unit heaters, Oil-fired, All Subtypes, All Power Phases | All | FALSE
| Equipment Type | Size Range | Baseline Efficiency | UOM
Boiler, Hot Water, Gas Fired< 300 kBTU/h | Boiler, Hot Water, Gas Fired | < 300 kBTU/h | 0.84 | AFUE
Boiler, Hot Water, Gas Fired≥ 300 kBTU/h and ≤ 2,500 kBTU/h | Boiler, Hot Water, Gas Fired | ≥ 300 kBTU/h and ≤ 2,500 kBTU/h | 0.8 | Et
Boiler, Hot Water, Gas Fired> 2,500 kBTU/h and ≤ 10,000 kBTU/h | Boiler, Hot Water, Gas Fired | > 2,500 kBTU/h and ≤ 10,000 kBTU/h | 0.82 | Ec |  |  |  | ccASHP Performance Requirements
Boiler, Hot Water, Gas Fired>10,000 kBTU/h | Boiler, Hot Water, Gas Fired | >10,000 kBTU/h | 0.82 | Ec |  |  |  | ccASHP Type | System Type | SEER2 | HSPF2 | COP
Boiler, Hot Water, Oil Fired< 300 kBTU/h | Boiler, Hot Water, Oil Fired | < 300 kBTU/h | 0.86 | AFUE |  |  |  | Central ASHP Split System | Ducted | 14.3 | 7.7 | 1.75
Boiler, Hot Water, Oil Fired≥ 300 kBTU/h and ≤ 2,500 kBTU/h | Boiler, Hot Water, Oil Fired | ≥ 300 kBTU/h and ≤ 2,500 kBTU/h | 0.82 | Et |  |  |  | Central ASHP Packaged System | Ducted | 14.3 | 7.7 | 1.75
Boiler, Hot Water, Oil Fired> 2,500 kBTU/h and ≤ 10,000 kBTU/h | Boiler, Hot Water, Oil Fired | > 2,500 kBTU/h and ≤ 10,000 kBTU/h | 0.84 | Ec |  |  |  | Ductless Mini-Split | Ductless | 15 | 8.5 | 1.75
Boiler, Hot Water, Oil Fired>10,000 kBTU/h | Boiler, Hot Water, Oil Fired | >10,000 kBTU/h | 0.84 | Ec |  |  |  | Ductless Multi-Split | Ductless | 15 | 8.5 | 1.75
Boiler, Steam, gas-fired- all, except Natural Draft< 300 kBTU/h | Boiler, Steam, gas-fired- all, except Natural Draft | < 300 kBTU/h | 0.82 | AFUE |  |  |  | Compact Ducted Mini-Split | Ducted | 14.3 | 7.7 | 1.75
Boiler, Steam, gas-fired- all, except Natural Draft≥ 300 kBTU/h and ≤ 2,500 kBTU/h | Boiler, Steam, gas-fired- all, except Natural Draft | ≥ 300 kBTU/h and ≤ 2,500 kBTU/h | 0.79 | Et
Boiler, Steam, gas-fired- all, except Natural Draft> 2,500 kBTU/h and ≤ 10,000 kBTU/h | Boiler, Steam, gas-fired- all, except Natural Draft | > 2,500 kBTU/h and ≤ 10,000 kBTU/h | 0.79 | Et
Boiler, Steam, gas-fired- all, except Natural Draft>10,000 kBTU/h | Boiler, Steam, gas-fired- all, except Natural Draft | >10,000 kBTU/h | 0.79 | Et
Boiler, Steam, Gas Fired, Natural Draft< 300 kBTU/h | Boiler, Steam, Gas Fired, Natural Draft | < 300 kBTU/h | 0.82 | AFUE
Boiler, Steam, Gas Fired, Natural Draft≥ 300 kBTU/h and ≤ 2,500 kBTU/h | Boiler, Steam, Gas Fired, Natural Draft | ≥ 300 kBTU/h and ≤ 2,500 kBTU/h | 0.79 | Et
Boiler, Steam, Gas Fired, Natural Draft> 2,500 kBTU/h | Boiler, Steam, Gas Fired, Natural Draft | > 2,500 kBTU/h | 0.79 | Et
Boiler, Steam, Oil Fired< 300 kBTU/h | Boiler, Steam, Oil Fired | < 300 kBTU/h | 0.85 | AFUE
Boiler, Steam, Oil Fired≥ 300 kBTU/h and ≤ 2,500 kBTU/h | Boiler, Steam, Oil Fired | ≥ 300 kBTU/h and ≤ 2,500 kBTU/h | 0.81 | Et
Boiler, Steam, Oil Fired> 2,500 kBTU/h and ≤ 10,000 kBTU/h | Boiler, Steam, Oil Fired | > 2,500 kBTU/h and ≤ 10,000 kBTU/h | 0.81 | Et
Boiler, Steam, Oil Fired>10,000 kBTU/h | Boiler, Steam, Oil Fired | >10,000 kBTU/h | 0.81 | Et
For scenarios where the baseline heating system is electric resistance heat or an electric furnace,
the baseline efficiency is assumed to be a COP of 1.0.
For scenarios where the baseline heating system is a conventional ASHP, additional consideration is given to account for the significant difference between the rating conditions for HSPF and
the typical operating conditions in New York State, as shown below.
The HSPF is the AHRI-rated heating seasonal average efficiency expressed in terms of BTU/watt- hour. A seasonally adjusted COPbaseline of a conventional air-source heat pump is used in the
above equations. This adjusted baseline COP shall be calculated as:
Boiler, Steam, Gas Fired, Natural Draft>=300 kBTU/h and <= 2,500 kBTU/h
HSPF Climate Adjustment Factor (FHSPF) for Conventional ASHP Used as a Baseline
| City | HSPF < 7.3 | HSPF ≥ 7.3
| Albany | 0.7 | 0.67
| Binghamton | 0.68 | 0.65
| Buffalo | 0.73 | 0.7
| Massena | 0.59 | 0.56
| NYC | 0.8 | 0.78
| Poughkeepsie | 0.62 | 0.59
| Syracuse | 0.69 | 0.66
HEAT PUMP - COLD CLIMATE PACKAGED TERMINAL (CCPTHP)
Electric Cooling and Heating System Baseline Efficiencies
| Lookup Category | Equipment Type | Size Category (Input) | Subcategory or Rating Condition | EER | EERpA | COP | COPPA
PTAC Std Size< 7,000 Btu/h | PTAC Std Size | PTAC (Cooling Mode) Standard Size | < 7,000 Btu/h | 95°F db Outdoor Air | 11.9 |  | N/A
PTAC Std Size≥ 7,000 Btu/h and ≤ 15,000 Btu/h | PTAC Std Size | PTAC (Cooling Mode) Standard Size | ≥ 7,000 Btu/h and ≤ 15,000 Btu/h | 95°F db Outdoor Air | 14 | 0.3 | N/A |  | EER = 14.0 - (0.300 × Cap/1,000)
PTAC Std Size> 15,000 Btu/h | PTAC Std Size | PTAC (Cooling Mode) Standard Size | > 15,000 Btu/h | 95°F db Outdoor Air | 9.5 |  | N/A
PTAC Non-Std Size< 7,000 Btu/h | PTAC Non-Std Size | PTAC (Cooling Mode) Replacements/ Nonstandard Size | < 7,000 Btu/h | 95°F db Outdoor Air | 9.4 |  | N/A
PTAC Non-Std Size≥ 7,000 Btu/h and ≤ 15,000 Btu/h | PTAC Non-Std Size | PTAC (Cooling Mode) Replacements/ Nonstandard Size | ≥ 7,000 Btu/h and ≤ 15,000 Btu/h | 95°F db Outdoor Air | 10.9 | 0.213 | N/A |  | EER = 10.9 - (0.213 × Cap/1,000)
PTAC Non-Std Size> 15,000 Btu/h | PTAC Non-Std Size | PTAC (Cooling Mode) Replacements/ Nonstandard Size | > 15,000 Btu/h | 95°F db Outdoor Air | 7.7 |  | N/A
PTHP Std Size< 7,000 Btu/h | PTHP Std Size | PTHP (Cooling Mode) Standard Size | < 7,000 Btu/h | 95°F db Outdoor Air | 11.9 |  | 3.3
PTHP Std Size≥ 7,000 Btu/h and ≤ 15,000 Btu/h | PTHP Std Size | PTHP (Cooling Mode) Standard Size | ≥ 7,000 Btu/h and ≤ 15,000 Btu/h | 95°F db Outdoor Air | 14 | 0.3 | 3.7 | 0.052 | EER = 14.0 - (0.300 × Cap/1,000) | COP = 3.7 – (0.052 × Cap/1,000)
PTHP Std Size> 15,000 Btu/h | PTHP Std Size | PTHP (Cooling Mode) Standard Size | > 15,000 Btu/h | 95°F db Outdoor Air | 9.5 |  | 2.9
PTHP Non-Std Size< 7,000 Btu/h | PTHP Non-Std Size | PTHP (Cooling Mode) Replacements/ Nonstandard Size | < 7,000 Btu/h | 95°F db Outdoor Air | 9.3 |  | 2.7
PTHP Non-Std Size≥ 7,000 Btu/h and ≤ 15,000 Btu/h | PTHP Non-Std Size | PTHP (Cooling Mode) Replacements/ Nonstandard Size | ≥ 7,000 Btu/h and ≤ 15,000 Btu/h | 95°F db Outdoor Air | 10.8 | 0.213 | 2.9 | 0.026 | EER = 10.8 - (0.213 × Cap/1,000) | COP = 2.9 - (0.026 × Cap/1,000)
PTHP Non-Std Size> 15,000 Btu/h | PTHP Non-Std Size | PTHP (Cooling Mode) Replacements/ Nonstandard Size | > 15,000 Btu/h | 95°F db Outdoor Air | 7.6 |  | 2.5
| Packaged Terminal Units |  | Coincidence Factor (CF)
| PTAC Std Size |  | All Systems | 0.8
PTAC Non-Std Size
PTHP Std Size
PTHP Non-Std Size
HEAT PUMP - UNITARY AND APPLIED
Baseline Unitary Air Conditioners
|  | Equipment Type | Size Category | Heating Section Type | Sub category | Baseline EER 2 | Baseline SEER 2 | Baseline IEER
Unitary Air conditioners (air cooled)< 65,000 BTU/h (three phase)Split SystemElectric Resistance (or None) | Unitary Air conditioners (air cooled)< 65,000 BTU/h (three phase)Split System | Unitary Air conditioners (air cooled) | < 65,000 BTU/h (three phase) | Electric Resistance (or None) | Split System | 11.4 | 13.4 | N/A
Unitary Air conditioners (air cooled)< 65,000 BTU/h (three phase)Single PackageElectric Resistance (or None) | Unitary Air conditioners (air cooled)< 65,000 BTU/h (three phase)Single Package | Unitary Air conditioners (air cooled) | < 65,000 BTU/h (three phase) | Electric Resistance (or None) | Single Package | 11.4 | 13.4 | N/A
Unitary Air conditioners (air cooled)< 65,000 BTU/h (three phase)Split SystemAll Other | Unitary Air conditioners (air cooled)< 65,000 BTU/h (three phase)Split System | Unitary Air conditioners (air cooled) | < 65,000 BTU/h (three phase) | All Other | Split System | 11.4 | 13.4 | N/A
Unitary Air conditioners (air cooled)< 65,000 BTU/h (three phase)Single PackageAll Other | Unitary Air conditioners (air cooled)< 65,000 BTU/h (three phase)Single Package | Unitary Air conditioners (air cooled) | < 65,000 BTU/h (three phase) | All Other | Single Package | 11.4 | 13.4 | N/A
Unitary Air conditioners (air cooled)≥ 65,000 BTU/h and < 135,000 BTU/hElectric Resistance (or None) | Unitary Air conditioners (air cooled)≥ 65,000 BTU/h and < 135,000 BTU/h | Unitary Air conditioners (air cooled) | ≥ 65,000 BTU/h and < 135,000 BTU/h | Electric Resistance (or None) | Split System and Single Package | 11.2 | N/A | 14.8
Unitary Air conditioners (air cooled)≥ 65,000 BTU/h and < 135,000 BTU/hAll Other | Unitary Air conditioners (air cooled)≥ 65,000 BTU/h and < 135,000 BTU/h | Unitary Air conditioners (air cooled) | ≥ 65,000 BTU/h and < 135,000 BTU/h | All Other | Split System and Single Package | 11 | N/A | 14.6
Unitary Air conditioners (air cooled)≥ 135,000 BTU/h and < 240,000 BTU/hElectric Resistance (or None) | Unitary Air conditioners (air cooled)≥ 135,000 BTU/h and < 240,000 BTU/h | Unitary Air conditioners (air cooled) | ≥ 135,000 BTU/h and < 240,000 BTU/h | Electric Resistance (or None) | Split System and Single Package | 11 | N/A | 14.2
Unitary Air conditioners (air cooled)≥ 135,000 BTU/h and < 240,000 BTU/hAll Other | Unitary Air conditioners (air cooled)≥ 135,000 BTU/h and < 240,000 BTU/h | Unitary Air conditioners (air cooled) | ≥ 135,000 BTU/h and < 240,000 BTU/h | All Other | Split System and Single Package | 10.8 | N/A | 14
Unitary Air conditioners (air cooled)≥ 240,000 BTU/h and < 760,000 BTU/hElectric Resistance (or None) | Unitary Air conditioners (air cooled)≥ 240,000 BTU/h and < 760,000 BTU/h | Unitary Air conditioners (air cooled) | ≥ 240,000 BTU/h and < 760,000 BTU/h | Electric Resistance (or None) | Split System and Single Package | 10 | N/A | 13.2
Unitary Air conditioners (air cooled)≥ 240,000 BTU/h and < 760,000 BTU/hAll Other | Unitary Air conditioners (air cooled)≥ 240,000 BTU/h and < 760,000 BTU/h | Unitary Air conditioners (air cooled) | ≥ 240,000 BTU/h and < 760,000 BTU/h | All Other | Split System and Single Package | 9.8 | N/A | 13
Unitary Air conditioners (air cooled)≥ 760,000 BTU/hElectric Resistance (or None) | Unitary Air conditioners (air cooled)≥ 760,000 BTU/h | Unitary Air conditioners (air cooled) | ≥ 760,000 BTU/h | Electric Resistance (or None) | Split System and Single Package | 9.7 | N/A | 12.5
Unitary Air conditioners (air cooled)≥ 760,000 BTU/hAll Other | Unitary Air conditioners (air cooled)≥ 760,000 BTU/h | Unitary Air conditioners (air cooled) | ≥ 760,000 BTU/h | All Other | Split System and Single Package | 9.5 | N/A | 12.3
Unitary Air conditioners (air cooled) Small-duct high-velocity< 65,000 BTU/h (three phase)Split SystemElectric Resistance (or None) | Unitary Air conditioners (air cooled) Small-duct high-velocity< 65,000 BTU/h (three phase)Split System | Unitary Air conditioners (air cooled) Small-duct high-velocity | < 65,000 BTU/h (three phase) | Electric Resistance (or None) | Split System | 11.3 | 13 | N/A
Unitary Air conditioners (air cooled) Small-duct high-velocity< 65,000 BTU/h (three phase)Split SystemAll Other | Unitary Air conditioners (air cooled) Small-duct high-velocity< 65,000 BTU/h (three phase)Split System | Unitary Air conditioners (air cooled) Small-duct high-velocity | < 65,000 BTU/h (three phase) | All Other | Split System | 11.3 | 13 | N/A
Baseline Unitary and Applied Heat Pumps
|  | Equipment Type | Size Category | Heating Section Type | Sub category | Baseline EER 2 | Baseline SEER 2 | Baseline IEER | HSPF2 | COP 47F | COP 17F
Unitary Heat Pump (air cooled)< 65,000 BTU/h (three phase)Split SystemElectric Resistance (or None) | Unitary Heat Pump (air cooled)< 65,000 BTU/h (three phase)Split System | Unitary Heat Pump (air cooled) | < 65,000 BTU/h (three phase) | Electric Resistance (or None) | Split System | 11.9 | 14.3 | N/A | 7.5 | N/A | N/A
Unitary Heat Pump (air cooled)< 65,000 BTU/h (three phase)Single PackageElectric Resistance (or None) | Unitary Heat Pump (air cooled)< 65,000 BTU/h (three phase)Single Package | Unitary Heat Pump (air cooled) | < 65,000 BTU/h (three phase) | Electric Resistance (or None) | Single Package | 11.4 | 13.4 | N/A | 6.7 | N/A | N/A
Unitary Heat Pump (air cooled)< 65,000 BTU/h (three phase)Split SystemAll Other | Unitary Heat Pump (air cooled)< 65,000 BTU/h (three phase)Split System | Unitary Heat Pump (air cooled) | < 65,000 BTU/h (three phase) | All Other | Split System | 11.9 | 14.3 | N/A | 7.5 | N/A | N/A
Unitary Heat Pump (air cooled)< 65,000 BTU/h (three phase)Single PackageAll Other | Unitary Heat Pump (air cooled)< 65,000 BTU/h (three phase)Single Package | Unitary Heat Pump (air cooled) | < 65,000 BTU/h (three phase) | All Other | Single Package | 11.4 | 13.4 | N/A | 6.7 | N/A | N/A
Unitary Heat Pump (air cooled)≥ 65,000 BTU/h and < 135,000 BTU/hElectric Resistance (or None) | Unitary Heat Pump (air cooled)≥ 65,000 BTU/h and < 135,000 BTU/h | Unitary Heat Pump (air cooled) | ≥ 65,000 BTU/h and < 135,000 BTU/h | Electric Resistance (or None) | Split System and Single Package | 11 | N/A | 14.1 | N/A | 3.4 | 2.25
Unitary Heat Pump (air cooled)≥ 65,000 BTU/h and < 135,000 BTU/hAll Other | Unitary Heat Pump (air cooled)≥ 65,000 BTU/h and < 135,000 BTU/h | Unitary Heat Pump (air cooled) | ≥ 65,000 BTU/h and < 135,000 BTU/h | All Other | Split System and Single Package | 10.8 | N/A | 13.9 | N/A | 3.4 | 2.25
Unitary Heat Pump (air cooled)≥ 135,000 BTU/h and < 240,000 BTU/hElectric Resistance (or None) | Unitary Heat Pump (air cooled)≥ 135,000 BTU/h and < 240,000 BTU/h | Unitary Heat Pump (air cooled) | ≥ 135,000 BTU/h and < 240,000 BTU/h | Electric Resistance (or None) | Split System and Single Package | 10.6 | N/A | 13.5 | N/A | 3.3 | 2.05
Unitary Heat Pump (air cooled)≥ 135,000 BTU/h and < 240,000 BTU/hAll Other | Unitary Heat Pump (air cooled)≥ 135,000 BTU/h and < 240,000 BTU/h | Unitary Heat Pump (air cooled) | ≥ 135,000 BTU/h and < 240,000 BTU/h | All Other | Split System and Single Package | 10.4 | N/A | 13.3 | N/A | 3.3 | 2.05
Unitary Heat Pump (air cooled)≥ 240,000 BTU/hElectric Resistance (or None) | Unitary Heat Pump (air cooled)≥ 240,000 BTU/h | Unitary Heat Pump (air cooled) | ≥ 240,000 BTU/h | Electric Resistance (or None) | Split System and Single Package | 9.5 | N/A | 12.5 | N/A | 3.3 | 2.05
Unitary Heat Pump (air cooled)≥ 240,000 BTU/hAll Other | Unitary Heat Pump (air cooled)≥ 240,000 BTU/h | Unitary Heat Pump (air cooled) | ≥ 240,000 BTU/h | All Other | Split System and Single Package | 9.3 | N/A | 12.3 | N/A | 3.3 | 2.05
Unitary Heat Pump (air cooled) Small-duct high-velocity< 65,000 BTU/h (three phase)Split SystemElectric Resistance (or None) | Unitary Heat Pump (air cooled) Small-duct high-velocity< 65,000 BTU/h (three phase)Split System | Unitary Heat Pump (air cooled) Small-duct high-velocity | < 65,000 BTU/h (three phase) | Electric Resistance (or None) | Split System | 11.8 | 14 | N/A | 6.9 | N/A | N/A
Unitary Heat Pump (air cooled) Small-duct high-velocity< 65,000 BTU/h (three phase)Split SystemAll Other | Unitary Heat Pump (air cooled) Small-duct high-velocity< 65,000 BTU/h (three phase)Split System | Unitary Heat Pump (air cooled) Small-duct high-velocity | < 65,000 BTU/h (three phase) | All Other | Split System | 11.8 | 14 | N/A | 6.9 | N/A | N/A
Proposed Compliance Efficiency Equipment
|  | Equipment Type | Size Category/ Cooling Capacity | Heating Section Type | Efficient EER 2 | Efficient SEER 2 | Efficient IEER | Efficient HSPF2 | Efficient COP 47F | Efficient COP 17F | Min SEER2 | Min IEER | Min EER2 | Min HSPF2 | Min COP 47F
Very Small CUHP< 65,000 BTU/hElectric Resistance (or None) | Very Small CUHP< 65,000 BTU/h | Very Small CUHP | < 65,000 BTU/h | Electric Resistance (or None) | N/A | 15.2 | N/A | 8.1 | N/A | N/A | 14.3 | N/A | N/A | 7.5 | N/A
Very Small CUHP< 65,000 BTU/hAll Other | Very Small CUHP< 65,000 BTU/h | Very Small CUHP | < 65,000 BTU/h | All Other | N/A | 15.2 | N/A | 8.1 | N/A | N/A | 14.3 | N/A | N/A | 7.5 | N/A
Small CUHP≥ 65,000 BTU/h and < 135,000 BTU/hElectric Resistance (or None) | Small CUHP≥ 65,000 BTU/h and < 135,000 BTU/h | Small CUHP | ≥ 65,000 BTU/h and < 135,000 BTU/h | Electric Resistance (or None) | 11.8 | N/A | 15.3 | N/A | 3.5 | 2.4 | N/A | 14.1 | 11.8 | N/A | 3.4
Small CUHP≥ 65,000 BTU/h and < 135,000 BTU/hAll Other | Small CUHP≥ 65,000 BTU/h and < 135,000 BTU/h | Small CUHP | ≥ 65,000 BTU/h and < 135,000 BTU/h | All Other | 11.6 | N/A | 15.1 | N/A | 3.5 | 2.4 | N/A | 13.9 | 11.6 | N/A | 3.4
Large CUHP≥ 135,000 BTU/h and < 240,000 BTU/hElectric Resistance (or None) | Large CUHP≥ 135,000 BTU/h and < 240,000 BTU/h | Large CUHP | ≥ 135,000 BTU/h and < 240,000 BTU/h | Electric Resistance (or None) | 11.1 | N/A | 14.5 | N/A | 3.4 | 2.1 | N/A | 13.5 | 11.1 | N/A | 3.3
Large CUHP≥ 135,000 BTU/h and < 240,000 BTU/hAll Other | Large CUHP≥ 135,000 BTU/h and < 240,000 BTU/h | Large CUHP | ≥ 135,000 BTU/h and < 240,000 BTU/h | All Other | 10.9 | N/A | 14.3 | N/A | 3.4 | 2.1 | N/A | 13.3 | 10.9 | N/A | 3.3
Unitary Non-ENERGY STAR≥ 240,000 BTU/hElectric Resistance (or None) | Unitary Non-ENERGY STAR≥ 240,000 BTU/h | Unitary Non-ENERGY STAR | ≥ 240,000 BTU/h | Electric Resistance (or None) | 9.6 | N/A | 12.6 | N/A | 3.4 | 2.1 | N/A | 12.5 | 9.6 | N/A | 3.2
Unitary Non-ENERGY STAR≥ 240,000 BTU/hAll Other | Unitary Non-ENERGY STAR≥ 240,000 BTU/h | Unitary Non-ENERGY STAR | ≥ 240,000 BTU/h | All Other | 9.4 | N/A | 12.4 | N/A | 3.4 | 2.1 | N/A | 12.3 | 9.4 | N/A | 3.2
EFLH Tables
Small Commercial Cooling EFLH
Building | Albany | Binghamton | Buffalo | Massena | NYC | Poughkeepsie | Syracuse
Assembly | 552 | 445 | 604 | 453 | 621 | 701 | 563
Auto Repair | 314 | 249 | 321 | 243 | 395 | 369 | 331
Big Box Retail | 888 | 776 | 1004 | 751 | 1187 | 1251 | 924
Fast Food Restaurant | 591 | 512 | 631 | 476 | 598 | 707 | 605
Full Service Restaurant | 504 | 525 | 559 | 425 | 533 | 618 | 518
Grocery | 888 | 776 | 1004 | 751 | 1187 | 1251 | 924
Light Industrial | 462 | 444 | 514 | 404 | 509 | 580 | 477
Motel | 847 | 980 | 1318 | 1088 | 1144 | 1397 | 1192
Primary School | 343 | 270 | 297 | 281 | 366 | 423 | 305
Religious Worship | 262 | 206 | 231 | 223 | 259 | 281 | 274
Small Office | 856 | 729 | 906 | 732 | 886 | 1037 | 854
Small Retail | 741 | 658 | 810 | 654 | 818 | 931 | 754
Warehouse | 270 | 198 | 258 | 249 | 371 | 347 | 270
Other | 578 | 584 | 650 | 517 | 683 | 761 | 615
Small Commercial Heating EFLH
Building | Albany | Binghamton | Buffalo | Massena | NYC | Poughkeepsie | Syracuse
Assembly | 917 | 1012 | 959 | 1141 | 588 | 783 | 893
Auto Repair | 3171 | 3476 | 3228 | 3595 | 1863 | 2646 | 3234
Big Box Retail | 528 | 512 | 540 | 611 | 186 | 374 | 516
Fast Food Restaurant | 1360 | 1535 | 1445 | 1665 | 793 | 1122 | 1336
Full Service Restaurant | 1433 | 1612 | 1519 | 1720 | 801 | 1164 | 1403
Grocery | 528 | 512 | 540 | 611 | 186 | 374 | 516
Light Industrial | 1219 | 1328 | 1151 | 1267 | 696 | 997 | 1187
Motel | 989 | 792 | 765 | 820 | 604 | 604 | 769
Primary School | 1240 | 1298 | 1315 | 1292 | 819 | 1071 | 1222
Religious Worship | 910 | 1012 | 948 | 1000 | 704 | 803 | 951
Small Office | 712 | 798 | 737 | 848 | 420 | 590 | 742
Small Retail | 938 | 1012 | 989 | 1117 | 531 | 766 | 958
Warehouse | 874 | 1029 | 911 | 1078 | 441 | 643 | 878
Other | 1140 | 1163 | 1157 | 1290 | 664 | 918 | 1123
MULTI-FAMILY LOW-RISE COOLING EFLH BY VINTAGE AND CITY***
City | Prior to 1979 | 1979 to 2006 | 2007 to Present
Albany | 330 | 341 | 322
Binghamton | 222 | 224 | 215
Buffalo | 328 | 333 | 311
Massena | 251 | 249 | 238
NYC | 470 | 510 | 521
Poughkeepsie | 485 | 517 | 514
Syracuse | 295 | 316 | 330
***Table not used in calcs.
MULTI-FAMILY LOW-RISE HEATING EFLH BY VINTAGE AND CITY***
City | Pre-war - uninsulated brick | Prior to 1979 | 1979 to 2006 | 2007 to Present
Albany | 1060 | 982 | 965 | 695
Binghamton | 1405 | 1328 | 1252 | 904
Buffalo | 1242 | 1181 | 1178 | 856
Massena | 1412 | 1287 | 1306 | 950
NYC | 974 | 738 | 705 | 491
Poughkeepsie | 858 | 895 | 869 | 617
Syracuse | 1379 | 1162 | 1192 | 836
***Table not used in calcs.
MULTI-FAMILY HIGH-RISE COOLING EFLH BY VINTAGE AND CITY***
City | Prior to 1979 | 1979 to 2006 | 2007 to Present
Albany | 686 | 747 | 903
Binghamton | 489 | 551 | 699
Buffalo | 695 | 775 | 940
Massena | 581 | 623 | 729 | [12 empty] | Min COP 17F
NYC | 736 | 782 | 885 | [12 empty] | N/A
Poughkeepsie | 765 | 817 | 992 | [12 empty] | N/A
Syracuse | 658 | 739 | 940 | [12 empty] | 2.25
2.25
2.05
2.05
MULTI-FAMILY HIGH-RISE HEATING EFLH BY VINTAGE AND CITY*** | [15 empty] | 2.05
City | Pre-war - uninsulated brick | Prior to 1979 | 1979 to 2006 | 2007 to Present | [11 empty] | 2.05
Albany | 930 | 750 | 597 | 346
Binghamton | 1109 | 1012 | 836 | 487
Buffalo | 1145 | 936 | 788 | 456
Massena | 1095 | 1001 | 860 | 544
NYC | 987 | 513 | 385 | 214
Poughkeepsie | 923 | 657 | 511 | 291
Syracuse | 1051 | 879 | 778 | 469

## Model (hidden)
Model Calculations
[36 empty] | Proposed System Attributes (ccASHP) |  |  |  |  | Max Capacity 5°F,else Max Capacity 17°F, else Max Capacity 47°F | [9 empty] | Proposed System Attributes (Unitary/Applied) | [21 empty] | New in V13 |  | PTAC, PTHP, Unitary, Applied HP |  |  | CCASHP | [5 empty] | Electric Cooling & Heating System Baseline/EE Efficiencies (PTAC/PTHP) | [5 empty] | Deemed Electric Cooling & Heating System Baseline Efficiencies (Unitary/Applied) | [6 empty] | Deemed Electric Cooling & Heating System Baseline Efficiencies (ccASHP) |  |  |  |  | Fossil Fuel Fired Heating System Baseline Efficiencies | [29 empty] | Client TRM |  |  | Client TRM |  |  | Client TRM |  |  | Client TRM |  |  | Client TRM |  |  | Client TRM |  |  | Lime TRM |  |  | Lime TRM |  |  | Lime TRM |  |  | Lime TRM |  |  | Lime TRM |  |  | Lime TRM |  |  | Client TRM |  |  |  | Lime TRM |  |  |  |  | IF(A4="","",IFERROR(IF(XLOOKUP("DAC",Inputs_ApplicationModifiers[Modifier Key],Inputs_ApplicationModifiers[Modifier Value])=1,"Yes","No"),"No")) |  | Generate capacity category Maximum Capacity 47F Maximum Capacity 17F Maximum Capacity 5F Not NEEP Listed | Calculations for : Rated Capacity 47F - 10000 btuh Maximum Capacity 17F - 10000 btuh Maximum Capacity 5F - 10000 btuh Not NEEP Listed - 10000 btuh
LineItemID | Before Qty | After Qty | Existing Heating Type | Existing Heating Capacity (BTU/h) | Existing Heating Cap Category | Combo-Unit Cooling Capactiy Btu/h | Existing Heating Cap Category_ptac_pthp | Existing Electric Resistance Heat | Existing Cooling Type | Existing Cooling Capacity_PTAC_PTHP (BTU/h) | Existing Cooling Cap Category_PTAC_PTHP | Existing Cooling Capacity_Unitary_And_Applied_Heat_Pumps | Existing_Heating Section Type_Cooling_Equipment_Unitary_And_Applied_Heat_Pumps | Concat_Existing_Cooling_Equipment_Unitary_And_Applied_Heat_Pumps | Existing_Heating Section Type_Heating_Equipment_Unitary_And_Applied_Heat_Pumps | Concat_Existing_Heating_Equipment_Unitary_And_Applied_Heat_Pumps | Building Cooling Load at Design (BTU/h) | Building Heating Load at Design (BTU/h) | Building Type | Building Vintage | EFLH Lookup | Climate Zone Lookup | Cooling Load (BTU/h) - Proposed System | Heating Load (BTU/h) - Proposed System | SEER2 - Proposed System | EER2 - Proposed System | IEER - Proposed System | HSPF2 - Proposed System | COP Rated 47°F - Proposed System | Region | SEER2-HSPF2 Conversion Type | AHRI Certified Number | NEEP Status | Proposed Equipment Eligibility Status | Add Electric Resistance Heat | Proposed ASHP Type | HP Sizing Factor | Proposed Controls | Whole Building and Displacement Scenarios | Cooling Load (BTU/h) per Unit | Heating Load (BTU/h) per Unit | Heating Load (BTU/h)_PTAC_PTHP per Unit | SEER | COP/HSPF (Heating) | SEER2ee_Proposed_ccASHP | SEER2ee_Code_Minimum_Baseline_ccASHP | SEER2ee_Eligibility_ccASHP | COPee_Proposed_ccASHP | COPee_Code_Minimum_Baseline_ccASHP | HSPF2ee_Eligibility_ccASHP | Heating Load (BTU/h)_Unitary_And_Applied_Heat_Pumps | Cooling Load (BTU/h)_Unitary_And_Applied_Heat_Pumps | Proposed_Heating Section Type_Cooling_Equipment_Unitary_And_Applied_Heat_Pumps | Concat_Proposed_Cooling_Equipment_Unitary_And_Applied_Heat_Pumps | SEER2ee- Proposed System_Unitary_And_Applied_Heat_Pumps | SEER2ee_Code_Minimum_Baseline_Unitary_And_Applied_Heat_Pumps | SEER2ee_Eligibility_Unitary_And_Applied_Heat_Pumps | EER2ee - Proposed System_Unitary_And_Applied_Heat_Pumps | EER2ee_Code_Minimum_Baseline_Unitary_And_Applied_Heat_Pumps | EER2ee_Eligibility_Unitary_And_Applied_Heat_Pumps | IEERee - Proposed System_Unitary_And_Applied_Heat_Pumps | IEERee_Code_Minimum_Baseline_Unitary_And_Applied_Heat_Pumps | IEERee_Eligibility_Unitary_And_Applied_Heat_Pumps | HSPF2ee - Proposed System_Unitary_And_Applied_Heat_Pumps | HSPF2ee_Code_Minimum_Baseline_Unitary_And_Applied_Heat_Pumps | HSPF2ee_Eligibility_Unitary_And_Applied_Heat_Pumps | COPee - Proposed System_Unitary_And_Applied_Heat_Pumps | COPee - Proposed System_Temperature_Determinant | COPee_Code_Minimum_Baseline_Unitary_And_Applied_Heat_Pumps | COPee_Eligibility_Unitary_And_Applied_Heat_Pumps | FElecCool | FElecHeat | FElecHeatNew | FFuelHeat | EFLH Region | EFLHcooling | EFLHheating | BEFLH Region | BEFLHcooling | BEFLHheating | Fload,cooling | Fload,heating | Fctrl | EERbaseline_ptac_pthp | EERee_ptac_pthp | EERee_ptac_pthp_eligibility | COPbaseline_ptac_pthp | COPee_ptac_pthp | COPee_ptac_pthp_eligibility | EER2baseline_Unitary_And_Applied_Heat_Pumps | SEER2baseline_Unitary_And_Applied_Heat_Pumps | IEERbaseline_Unitary_And_Applied_Heat_Pumps | HSPF2baseline_Unitary_And_Applied_Heat_Pumps | COPbaseline_47F_Unitary_And_Applied_Heat_Pumps | COPbaseline_17F_Unitary_And_Applied_Heat_Pumps | COP_baseline_Final_Unitary_And_Applied_Heat_Pumps | SEER2baseline | EER2baseline | HSPF2baseline | FHSPF | COPseason,baseline | AFUEbaseline | EERseason_c | EERseason_d | EERseason,ee | COPseason_a | COPseason_b | COPseason,ee | ISR | RRe | RRd | RRg | CF | NTG | kW Savings_PTAC_PTHP | kW Savings_Unitary_And_Applied_Heat_Pumps | kW Savings | Unit kWh Savings - Cooling | Unit kWh Savings - Heating | Unit MMBTU Savings | kWh Savings - Cooling_PTAC_PTHP | kWh Savings - Cooling_Unitary_And_Applied_Heat_Pumps | kWh Savings - Cooling | kWh Savings - Heating_PTAC_PTHP | kWh Savings - Heating_Unitary_And_Applied_Heat_Pumps | kWh Savings - Heating | MMBTU Savings_PTAC_PTHP | MMBTU Savings | MMBTU Savings - Heating_Unitary_And_Applied_Heat_Pumps | Total kWh savings – Cooling | Total kWh Savings – Heating | Client Non-Adjusted Gross kW Savings | Client Adjusted Gross kW Savings | Client Adjusted Net kW Savings | Client Non-Adjusted Gross kWh Savings | Client Adjusted Gross kWh Savings | Client Adjusted Net kWh Savings | Client Non-Adjusted Gross Therm Savings | Client Adjusted Gross Therm Savings | Client Adjusted Net Therm Savings | Client Non-Adjusted Gross MMBTU Savings | Client Adjusted Gross MMBTU Savings | Client Adjusted Net MMBTU Savings | Client TRM EUL Years | Client TRM EUL Hours | Client TRM EUL Years Calculated | Client Lifecycle kWh Savings | Client Lifecycle Therm Savings | Client Lifecycle MMBTU Savings | Lime Non-Adjusted Gross kW Savings | Lime Adjusted Gross kW Savings | Lime Adjusted Net kW Savings | Lime Non-Adjusted Gross kWh Savings | Lime Adjusted Gross kWh Savings | Lime Adjusted Net kWh Savings | Lime Non-Adjusted Gross Therm Savings | Lime Adjusted Gross Therm Savings | Lime Adjusted Net Therm Savings | Lime Non-Adjusted Gross MMBTU Savings | Lime Adjusted Gross MMBTU Savings | Lime Adjusted Net MMBTU Savings | Lime EUL Years | Lime EUL Hours | Lime EUL Years Calculated | Lime Lifecycle kWh Savings | Lime Lifecycle Therm Savings | Lime Lifecycle MMBTU Savings | Client Non-Adjusted Gross MMBTU Savings - Gas | Client Adjusted Gross MMBTU Savings - Gas | Client Adjusted Net MMBTU Savings - Gas | Client Lifecycle MMBTU Savings - Gas | Lime Non-Adjusted Gross MMBTU Savings - Gas | Lime Adjusted Gross MMBTU Savings - Gas | Lime Adjusted Net MMBTU Savings - Gas | Lime Lifecycle MMBTU Savings - Gas | Incentive Category | DAC Status | Incentive Units | NEEP Rated Maximum Heating Capacity Category | Total Units | Incentive Per Unit | Prescriptive Incentive | Existing Cooling Load - BTU/h | Existing Heating Load - BTU/h | Proposed Cooling Capacity - BTU/h | Proposed Heating Capacity - BTU/h

## Outputs (hidden)
Service name | CHP_SAVINGS_NY_TRM
Service ID | 300710
[14 empty] | Client TRM |  |  | Client TRM |  |  | Client TRM |  |  | Client TRM |  |  | Lime TRM |  |  | Lime TRM |  |  | Lime TRM |  |  | Lime TRM |  |  | Client TRM |  |  | Client TRM |  |  | Client TRM |  |  | Client TRM |  |  | Lime TRM |  |  | Lime TRM |  |  | Lime TRM |  |  | Lime TRM |  |  | Client TRM |  |  |  | Lime TRM
LineItemID | LineItemRecID | After Measure Code | Savings Resource | Savings Resource Version | Section | Subsection | Calculator Name | Function | Version | Valid From | Valid To | Total kWh savings – Cooling | Total kWh Savings – Heating | Client Non-Adjusted Gross kW Savings | Client Adjusted Gross kW Savings | Client Adjusted Net kW Savings | Client Non-Adjusted Gross kWh Savings | Client Adjusted Gross kWh Savings | Client Adjusted Net kWh Savings | Client Non-Adjusted Gross Therm Savings | Client Adjusted Gross Therm Savings | Client Adjusted Net Therm Savings | Client TRM EUL Years | Client Lifecycle kWh Savings | Client Lifecycle Therm Savings | Lime Non-Adjusted Gross kW Savings | Lime Adjusted Gross kW Savings | Lime Adjusted Net kW Savings | Lime Non-Adjusted Gross kWh Savings | Lime Adjusted Gross kWh Savings | Lime Adjusted Net kWh Savings | Lime Non-Adjusted Gross Therm Savings | Lime Adjusted Gross Therm Savings | Lime Adjusted Net Therm Savings | Lime EUL Years | Lime Lifecycle kWh Savings | Lime Lifecycle Therm Savings | Client Non-Adjusted Gross MMBTU Savings | Client Adjusted Gross MMBTU Savings | Client Adjusted Net MMBTU Savings | Client Non-Adjusted Gross Water Savings | Client Adjusted Gross Water Savings | Client Adjusted Net Water Savings | Client Non-Adjusted Gross Sewer Savings | Client Adjusted Gross Sewer Savings | Client Adjusted Net Sewer Savings | Client Lifecycle MMBTU Savings | Client Lifecycle Water Savings | Client Lifecycle Sewer Savings | Lime Non-Adjusted Gross MMBTU Savings | Lime Adjusted Gross MMBTU Savings | Lime Adjusted Net MMBTU Savings | Lime Non-Adjusted Gross Water Savings | Lime Adjusted Gross Water Savings | Lime Adjusted Net Water Savings | Lime Non-Adjusted Gross Sewer Savings | Lime Adjusted Gross Sewer Savings | Lime Adjusted Net Sewer Savings | Lime Lifecycle MMBTU Savings | Lime Lifecycle Water Savings | Lime Lifecycle Sewer Savings | Client Non-Adjusted Gross MMBTU Savings - Gas | Client Adjusted Gross MMBTU Savings - Gas | Client Adjusted Net MMBTU Savings - Gas | Client Lifecycle MMBTU Savings - Gas | Lime Non-Adjusted Gross MMBTU Savings - Gas | Lime Adjusted Gross MMBTU Savings - Gas | Lime Adjusted Net MMBTU Savings - Gas | Lime Lifecycle MMBTU Savings - Gas | ISR | RRe | RRd | RRg | CF | NTG | ext.bldg_cooling_load_kbtuh | ext.bldg_heating_load_kbtuh | ext.existing_heating_type | ext.existing_elec_resistance_heat | ext.existing_cooling_type | ext.proposed_ashp_type | ext.proposed_controls | ext.building_type | ext.building_vintage | ext.ahri_cert_number | ext.incentive_category | ext.dac_status | ext.incentive_units | ext.total_units | ext.incentive_per_unit | ext.prescriptive_incentive | ext.existing_cooling_load_btu_h | ext.existing_heating_load_btu_h | ext.proposed_cooling_capacity_btu_h | ext.proposed_heating_capacity_btu_h
[10 empty] | 01/01/2025 | 01/01/2100
[10 empty] | 01/01/2025 | 01/01/2100
[10 empty] | 01/01/2025 | 01/01/2100
[10 empty] | 01/01/2025 | 01/01/2100
[10 empty] | 01/01/2025 | 01/01/2100
[10 empty] | 01/01/2025 | 01/01/2100
[10 empty] | 01/01/2025 | 01/01/2100
[10 empty] | 01/01/2025 | 01/01/2100
[10 empty] | 01/01/2025 | 01/01/2100
[10 empty] | 01/01/2025 | 01/01/2100
[10 empty] | 01/01/2025 | 01/01/2100
[10 empty] | 01/01/2025 | 01/01/2100
[10 empty] | 01/01/2025 | 01/01/2100
[10 empty] | 01/01/2025 | 01/01/2100
[10 empty] | 01/01/2025 | 01/01/2100
[10 empty] | 01/01/2025 | 01/01/2100
[10 empty] | 01/01/2025 | 01/01/2100
[10 empty] | 01/01/2025 | 01/01/2100
[10 empty] | 01/01/2025 | 01/01/2100
[10 empty] | 01/01/2025 | 01/01/2100
[10 empty] | 01/01/2025 | 01/01/2100
[10 empty] | 01/01/2025 | 01/01/2100
[10 empty] | 01/01/2025 | 01/01/2100
[10 empty] | 01/01/2025 | 01/01/2100
[10 empty] | 01/01/2025 | 01/01/2100

## ZipCodeLookup (hidden)
Zip Code | TRM City | County | Climate Zone | BEFLH City |  |  | _12007 | _12008 | _12009 | _12010 | _12015 | _12016 | _12017 | _12018 | _12019 | _12020 | _12022 | _12023 | _12024 | _12025 | _12027 | _12028 | _12029 | _12031 | _12032 | _12033 | _12035 | _12036 | _12037 | _12040 | _12041 | _12042 | _12043 | _12045 | _12046 | _12047 | _12050 | _12051 | _12052 | _12053 | _12054 | _12055 | _12056 | _12057 | _12058 | _12059 | _12060 | _12061 | _12062 | _12063 | _12065 | _12066 | _12067 | _12068 | _12069 | _12070 | _12071 | _12072 | _12073 | _12074 | _12075 | _12076 | _12077 | _12078 | _12082 | _12083 | _12084 | _12085 | _12086 | _12087 | _12089 | _12090 | _12092 | _12093 | _12094 | _12095 | _12106 | _12107 | _12110 | _12115 | _12117 | _12118 | _12120 | _12121 | _12122 | _12123 | _12124 | _12125 | _12128 | _12130 | _12131 | _12132 | _12133 | _12134 | _12136 | _12137 | _12138 | _12140 | _12141 | _12143 | _12144 | _12147 | _12148 | _12149 | _12150 | _12151 | _12153 | _12154 | _12156 | _12157 | _12158 | _12159 | _12160 | _12161 | _12165 | _12166 | _12168 | _12169 | _12170 | _12172 | _12173 | _12174 | _12175 | _12176 | _12177 | _12180 | _12181 | _12182 | _12183 | _12184 | _12185 | _12186 | _12187 | _12188 | _12189 | _12192 | _12193 | _12194 | _12195 | _12196 | _12198 | _12201 | _12202 | _12203 | _12204 | _12205 | _12206 | _12207 | _12208 | _12209 | _12210 | _12211 | _12212 | _12214 | _12220 | _12222 | _12223 | _12224 | _12225 | _12226 | _12227 | _12228 | _12229 | _12230 | _12231 | _12232 | _12233 | _12234 | _12235 | _12236 | _12237 | _12238 | _12239 | _12240 | _12241 | _12242 | _12243 | _12244 | _12245 | _12246 | _12247 | _12248 | _12249 | _12250 | _12252 | _12255 | _12256 | _12257 | _12260 | _12261 | _12288 | _12301 | _12302 | _12303 | _12304 | _12305 | _12306 | _12307 | _12308 | _12309 | _12325 | _12345 | _12405 | _12407 | _12413 | _12414 | _12418 | _12422 | _12423 | _12424 | _12427 | _12431 | _12436 | _12439 | _12442 | _12444 | _12450 | _12451 | _12452 | _12454 | _12460 | _12463 | _12468 | _12469 | _12470 | _12473 | _12482 | _12485 | _12492 | _12496 | _12502 | _12503 | _12513 | _12516 | _12517 | _12521 | _12523 | _12526 | _12529 | _12530 | _12534 | _12541 | _12544 | _12565 | _12593 | _12801 | _12803 | _12804 | _12808 | _12809 | _12810 | _12811 | _12814 | _12815 | _12816 | _12817 | _12819 | _12820 | _12821 | _12822 | _12823 | _12824 | _12827 | _12828 | _12831 | _12832 | _12833 | _12834 | _12835 | _12836 | _12837 | _12838 | _12839 | _12841 | _12843 | _12844 | _12845 | _12846 | _12848 | _12849 | _12850 | _12853 | _12854 | _12856 | _12859 | _12860 | _12861 | _12862 | _12863 | _12865 | _12866 | _12871 | _12873 | _12874 | _12878 | _12884 | _12885 | _12886 | _12887 | _13317 | _13339 | _13410 | _13428 | _13452 | _13459 | _13470 | _12064 | _12116 | _12155 | _12167 | _12197 | _12406 | _12421 | _12430 | _12434 | _12438 | _12455 | _12459 | _12474 | _12760 | _13053 | _13062 | _13068 | _13073 | _13102 | _13124 | _13136 | _13155 | _13315 | _13320 | _13326 | _13333 | _13335 | _13337 | _13342 | _13348 | _13411 | _13415 | _13439 | _13450 | _13457 | _13460 | _13464 | _13468 | _13482 | _13488 | _13730 | _13731 | _13732 | _13733 | _13734 | _13736 | _13737 | _13739 | _13740 | _13743 | _13744 | _13745 | _13746 | _13747 | _13748 | _13749 | _13750 | _13751 | _13752 | _13753 | _13754 | _13755 | _13756 | _13757 | _13758 | _13760 | _13761 | _13762 | _13763 | _13774 | _13775 | _13776 | _13777 | _13778 | _13780 | _13782 | _13783 | _13786 | _13787 | _13788 | _13790 | _13794 | _13795 | _13796 | _13797 | _13801 | _13802 | _13804 | _13806 | _13807 | _13808 | _13809 | _13810 | _13811 | _13812 | _13813 | _13814 | _13815 | _13820 | _13825 | _13826 | _13827 | _13830 | _13832 | _13833 | _13834 | _13835 | _13837 | _13838 | _13839 | _13840 | _13841 | _13842 | _13843 | _13844 | _13845 | _13846 | _13847 | _13848 | _13849 | _13850 | _13851 | _13856 | _13859 | _13860 | _13861 | _13862 | _13864 | _13865 | _13901 | _13902 | _13903 | _13904 | _13905 | _14529 | _14572 | _14801 | _14805 | _14807 | _14808 | _14809 | _14810 | _14812 | _14814 | _14815 | _14816 | _14817 | _14818 | _14819 | _14820 | _14821 | _14823 | _14824 | _14825 | _14826 | _14827 | _14830 | _14831 | _14838 | _14839 | _14840 | _14841 | _14843 | _14845 | _14850 | _14851 | _14852 | _14853 | _14854 | _14855 | _14856 | _14858 | _14859 | _14861 | _14863 | _14864 | _14865 | _14867 | _14869 | _14870 | _14871 | _14872 | _14873 | _14874 | _14876 | _14877 | _14878 | _14879 | _14881 | _14882 | _14883 | _14885 | _14886 | _14887 | _14889 | _14891 | _14892 | _14893 | _14894 | _14898 | _14901 | _14902 | _14903 | _14904 | _14905 | _14925 | _14001 | _14004 | _14005 | _14006 | _14008 | _14009 | _14010 | _14011 | _14012 | _14013 | _14020 | _14021 | _14024 | _14025 | _14026 | _14027 | _14028 | _14029 | _14030 | _14031 | _14032 | _14033 | _14034 | _14035 | _14036 | _14037 | _14038 | _14039 | _14040 | _14041 | _14042 | _14043 | _14047 | _14048 | _14051 | _14052 | _14054 | _14055 | _14056 | _14057 | _14058 | _14059 | _14060 | _14061 | _14062 | _14063 | _14065 | _14066 | _14067 | _14068 | _14069 | _14070 | _14072 | _14075 | _14080 | _14081 | _14082 | _14083 | _14085 | _14086 | _14091 | _14092 | _14094 | _14095 | _14098 | _14101 | _14102 | _14103 | _14105 | _14107 | _14108 | _14109 | _14110 | _14111 | _14112 | _14113 | _14120 | _14125 | _14126 | _14127 | _14129 | _14130 | _14131 | _14132 | _14133 | _14134 | _14135 | _14136 | _14138 | _14139 | _14140 | _14141 | _14143 | _14144 | _14145 | _14150 | _14151 | _14166 | _14167 | _14168 | _14169 | _14170 | _14171 | _14172 | _14173 | _14174 | _14201 | _14202 | _14203 | _14204 | _14205 | _14206 | _14207 | _14208 | _14209 | _14210 | _14211 | _14212 | _14213 | _14214 | _14215 | _14216 | _14217 | _14218 | _14219 | _14220 | _14221 | _14222 | _14223 | _14224 | _14225 | _14226 | _14227 | _14228 | _14231 | _14233 | _14240 | _14241 | _14260 | _14261 | _14263 | _14264 | _14265 | _14267 | _14269 | _14270 | _14272 | _14273 | _14276 | _14280 | _14301 | _14302 | _14303 | _14304 | _14305 | _14410 | _14411 | _14414 | _14416 | _14420 | _14422 | _14423 | _14427 | _14428 | _14429 | _14430 | _14435 | _14437 | _14445 | _14450 | _14452 | _14454 | _14462 | _14464 | _14467 | _14468 | _14470 | _14472 | _14476 | _14477 | _14479 | _14480 | _14481 | _14482 | _14485 | _14486 | _14487 | _14488 | _14506 | _14508 | _14510 | _14511 | _14514 | _14515 | _14517 | _14525 | _14526 | _14530 | _14533 | _14534 | _14536 | _14539 | _14543 | _14545 | _14546 | _14549 | _14550 | _14556 | _14557 | _14558 | _14559 | _14560 | _14569 | _14571 | _14580 | _14586 | _14591 | _14592 | _14602 | _14603 | _14604 | _14605 | _14606 | _14607 | _14608 | _14609 | _14610 | _14611 | _14612 | _14613 | _14614 | _14615 | _14616 | _14617 | _14618 | _14619 | _14620 | _14621 | _14622 | _14623 | _14624 | _14625 | _14626 | _14627 | _14638 | _14639 | _14642 | _14643 | _14644 | _14645 | _14646 | _14647 | _14649 | _14650 | _14651 | _14652 | _14653 | _14664 | _14673 | _14683 | _14692 | _14694 | _14701 | _14702 | _14706 | _14707 | _14708 | _14709 | _14710 | _14711 | _14712 | _14714 | _14715 | _14716 | _14717 | _14718 | _14719 | _14720 | _14721 | _14722 | _14723 | _14724 | _14726 | _14727 | _14728 | _14729 | _14730 | _14731 | _14732 | _14733 | _14735 | _14736 | _14737 | _14738 | _14739 | _14740 | _14741 | _14742 | _14743 | _14744 | _14745 | _14747 | _14748 | _14750 | _14751 | _14752 | _14753 | _14754 | _14755 | _14756 | _14757 | _14758 | _14760 | _14766 | _14767 | _14769 | _14770 | _14772 | _14774 | _14775 | _14777 | _14778 | _14779 | _14781 | _14782 | _14783 | _14784 | _14785 | _14786 | _14787 | _14788 | _14802 | _14803 | _14804 | _14806 | _14813 | _14822 | _14836 | _14846 | _14880 | _14884 | _14895 | _14897 | _12108 | _12139 | _12164 | _12190 | _12812 | _12842 | _12847 | _12851 | _12852 | _12855 | _12857 | _12858 | _12864 | _12870 | _12872 | _12879 | _12883 | _12901 | _12903 | _12910 | _12911 | _12912 | _12913 | _12914 | _12915 | _12916 | _12917 | _12918 | _12919 | _12920 | _12921 | _12922 | _12923 | _12924 | _12926 | _12927 | _12928 | _12929 | _12930 | _12932 | _12933 | _12934 | _12935 | _12936 | _12937 | _12939 | _12941 | _12942 | _12943 | _12944 | _12945 | _12946 | _12949 | _12950 | _12952 | _12953 | _12955 | _12956 | _12957 | _12958 | _12959 | _12960 | _12961 | _12962 | _12964 | _12965 | _12966 | _12967 | _12969 | _12970 | _12972 | _12973 | _12974 | _12975 | _12976 | _12977 | _12978 | _12979 | _12980 | _12981 | _12983 | _12985 | _12986 | _12987 | _12989 | _12992 | _12993 | _12995 | _12996 | _12997 | _12998 | _13305 | _13312 | _13325 | _13327 | _13343 | _13345 | _13353 | _13360 | _13367 | _13368 | _13404 | _13433 | _13436 | _13473 | _13489 | _13601 | _13602 | _13603 | _13605 | _13606 | _13607 | _13608 | _13611 | _13612 | _13613 | _13614 | _13615 | _13616 | _13617 | _13618 | _13619 | _13620 | _13621 | _13622 | _13623 | _13624 | _13625 | _13626 | _13627 | _13628 | _13630 | _13631 | _13632 | _13633 | _13634 | _13635 | _13636 | _13637 | _13638 | _13639 | _13640 | _13641 | _13642 | _13643 | _13645 | _13646 | _13647 | _13648 | _13649 | _13650 | _13651 | _13652 | _13654 | _13655 | _13656 | _13657 | _13658 | _13659 | _13660 | _13661 | _13662 | _13664 | _13665 | _13666 | _13667 | _13668 | _13669 | _13670 | _13671 | _13672 | _13673 | _13674 | _13675 | _13676 | _13677 | _13678 | _13679 | _13680 | _13681 | _13682 | _13683 | _13684 | _13685 | _13687 | _13690 | _13691 | _13692 | _13693 | _13694 | _13695 | _13696 | _13697 | _13699 | _501 | _544 | _6390 | _10001 | _10002 | _10003 | _10004 | _10005 | _10006 | _10007 | _10008 | _10009 | _10010 | _10011 | _10012 | _10013 | _10014 | _10015 | _10016 | _10017 | _10018 | _10019 | _10020 | _10021 | _10022 | _10023 | _10024 | _10025 | _10026 | _10027 | _10028 | _10029 | _10030 | _10031 | _10032 | _10033 | _10034 | _10035 | _10036 | _10037 | _10038 | _10039 | _10040 | _10041 | _10043 | _10044 | _10045 | _10046 | _10047 | _10048 | _10055 | _10060 | _10065 | _10069 | _10072 | _10075 | _10079 | _10080 | _10081 | _10082 | _10087 | _10090 | _10094 | _10095 | _10096 | _10098 | _10099 | _10101 | _10102 | _10103 | _10104 | _10105 | _10106 | _10107 | _10108 | _10109 | _10110 | _10111 | _10112 | _10113 | _10114 | _10115 | _10116 | _10117 | _10118 | _10119 | _10120 | _10121 | _10122 | _10123 | _10124 | _10125 | _10126 | _10128 | _10129 | _10130 | _10131 | _10132 | _10133 | _10138 | _10149 | _10150 | _10151 | _10152 | _10153 | _10154 | _10155 | _10156 | _10157 | _10158 | _10159 | _10160 | _10161 | _10162 | _10163 | _10164 | _10165 | _10166 | _10167 | _10168 | _10169 | _10170 | _10171 | _10172 | _10173 | _10174 | _10175 | _10176 | _10177 | _10178 | _10179 | _10184 | _10185 | _10196 | _10197 | _10199 | _10200 | _10203 | _10211 | _10212 | _10213 | _10242 | _10249 | _10256 | _10257 | _10258 | _10259 | _10260 | _10261 | _10265 | _10268 | _10269 | _10270 | _10271 | _10272 | _10273 | _10274 | _10275 | _10276 | _10277 | _10278 | _10279 | _10280 | _10281 | _10282 | _10285 | _10286 | _10292 | _10301 | _10302 | _10303 | _10304 | _10305 | _10306 | _10307 | _10308 | _10309 | _10310 | _10311 | _10312 | _10313 | _10314 | _10451 | _10452 | _10453 | _10454 | _10455 | _10456 | _10457 | _10458 | _10459 | _10460 | _10461 | _10462 | _10463 | _10464 | _10465 | _10466 | _10467 | _10468 | _10469 | _10470 | _10471 | _10472 | _10473 | _10474 | _10475 | _10499 | _10501 | _10502 | _10503 | _10504 | _10505 | _10506 | _10507 | _10510 | _10511 | _10514 | _10517 | _10518 | _10519 | _10520 | _10521 | _10522 | _10523 | _10526 | _10527 | _10528 | _10530 | _10532 | _10533 | _10535 | _10536 | _10538 | _10540 | _10543 | _10545 | _10546 | _10547 | _10548 | _10549 | _10550 | _10551 | _10552 | _10553 | _10557 | _10558 | _10560 | _10562 | _10566 | _10567 | _10570 | _10571 | _10572 | _10573 | _10576 | _10577 | _10578 | _10580 | _10583 | _10587 | _10588 | _10589 | _10590 | _10591 | _10594 | _10595 | _10596 | _10597 | _10598 | _10601 | _10602 | _10603 | _10604 | _10605 | _10606 | _10607 | _10610 | _10701 | _10702 | _10703 | _10704 | _10705 | _10706 | _10707 | _10708 | _10709 | _10710 | _10801 | _10802 | _10803 | _10804 | _10805 | _10901 | _10913 | _10920 | _10923 | _10927 | _10931 | _10952 | _10954 | _10956 | _10960 | _10962 | _10964 | _10965 | _10968 | _10970 | _10974 | _10976 | _10977 | _10980 | _10982 | _10983 | _10984 | _10986 | _10989 | _10993 | _10994 | _11001 | _11002 | _11003 | _11004 | _11005 | _11010 | _11020 | _11021 | _11022 | _11023 | _11024 | _11025 | _11026 | _11027 | _11030 | _11040 | _11041 | _11042 | _11043 | _11044 | _11050 | _11051 | _11052 | _11053 | _11054 | _11055 | _11096 | _11099 | _11101 | _11102 | _11103 | _11104 | _11105 | _11106 | _11109 | _11120 | _11201 | _11202 | _11203 | _11204 | _11205 | _11206 | _11207 | _11208 | _11209 | _11210 | _11211 | _11212 | _11213 | _11214 | _11215 | _11216 | _11217 | _11218 | _11219 | _11220 | _11221 | _11222 | _11223 | _11224 | _11225 | _11226 | _11228 | _11229 | _11230 | _11231 | _11232 | _11233 | _11234 | _11235 | _11236 | _11237 | _11238 | _11239 | _11240 | _11241 | _11242 | _11243 | _11244 | _11245 | _11247 | _11248 | _11249 | _11251 | _11252 | _11254 | _11255 | _11256 | _11351 | _11352 | _11354 | _11355 | _11356 | _11357 | _11358 | _11359 | _11360 | _11361 | _11362 | _11363 | _11364 | _11365 | _11366 | _11367 | _11368 | _11369 | _11370 | _11371 | _11372 | _11373 | _11374 | _11375 | _11377 | _11378 | _11379 | _11380 | _11381 | _11385 | _11386 | _11390 | _11405 | _11411 | _11412 | _11413 | _11414 | _11415 | _11416 | _11417 | _11418 | _11419 | _11420 | _11421 | _11422 | _11423 | _11424 | _11425 | _11426 | _11427 | _11428 | _11429 | _11430 | _11431 | _11432 | _11433 | _11434 | _11435 | _11436 | _11437 | _11439 | _11451 | _11499 | _11501 | _11507 | _11509 | _11510 | _11514 | _11516 | _11518 | _11520 | _11530 | _11531 | _11535 | _11536 | _11542 | _11545 | _11547 | _11548 | _11549 | _11550 | _11551 | _11552 | _11553 | _11554 | _11555 | _11556 | _11557 | _11558 | _11559 | _11560 | _11561 | _11563 | _11565 | _11566 | _11568 | _11569 | _11570 | _11571 | _11572 | _11575 | _11576 | _11577 | _11579 | _11580 | _11581 | _11582 | _11590 | _11592 | _11594 | _11595 | _11596 | _11597 | _11598 | _11599 | _11690 | _11691 | _11692 | _11693 | _11694 | _11695 | _11697 | _11701 | _11702 | _11703 | _11704 | _11705 | _11706 | _11707 | _11708 | _11709 | _11710 | _11713 | _11714 | _11715 | _11716 | _11717 | _11718 | _11719 | _11720 | _11721 | _11722 | _11724 | _11725 | _11726 | _11727 | _11729 | _11730 | _11731 | _11732 | _11733 | _11735 | _11736 | _11737 | _11738 | _11739 | _11740 | _11741 | _11742 | _11743 | _11746 | _11747 | _11749 | _11750 | _11751 | _11752 | _11753 | _11754 | _11755 | _11756 | _11757 | _11758 | _11760 | _11762 | _11763 | _11764 | _11765 | _11766 | _11767 | _11768 | _11769 | _11770 | _11771 | _11772 | _11773 | _11774 | _11775 | _11776 | _11777 | _11778 | _11779 | _11780 | _11782 | _11783 | _11784 | _11786 | _11787 | _11788 | _11789 | _11790 | _11791 | _11792 | _11793 | _11794 | _11795 | _11796 | _11797 | _11798 | _11801 | _11802 | _11803 | _11804 | _11815 | _11819 | _11853 | _11854 | _11855 | _11901 | _11930 | _11931 | _11932 | _11933 | _11934 | _11935 | _11937 | _11939 | _11940 | _11941 | _11942 | _11944 | _11946 | _11947 | _11948 | _11949 | _11950 | _11951 | _11952 | _11953 | _11954 | _11955 | _11956 | _11957 | _11958 | _11959 | _11960 | _11961 | _11962 | _11963 | _11964 | _11965 | _11967 | _11968 | _11969 | _11970 | _11971 | _11972 | _11973 | _11975 | _11976 | _11977 | _11978 | _11980 | _10509 | _10512 | _10516 | _10524 | _10537 | _10541 | _10542 | _10579 | _10910 | _10911 | _10912 | _10914 | _10915 | _10916 | _10917 | _10918 | _10919 | _10921 | _10922 | _10924 | _10925 | _10926 | _10928 | _10930 | _10932 | _10933 | _10940 | _10941 | _10943 | _10949 | _10950 | _10953 | _10958 | _10959 | _10963 | _10969 | _10973 | _10975 | _10979 | _10981 | _10985 | _10987 | _10988 | _10990 | _10992 | _10996 | _10997 | _10998 | _12401 | _12402 | _12404 | _12409 | _12410 | _12411 | _12412 | _12416 | _12417 | _12419 | _12420 | _12428 | _12429 | _12432 | _12433 | _12435 | _12440 | _12441 | _12443 | _12446 | _12448 | _12449 | _12453 | _12456 | _12457 | _12458 | _12461 | _12464 | _12465 | _12466 | _12471 | _12472 | _12475 | _12477 | _12480 | _12481 | _12483 | _12484 | _12486 | _12487 | _12489 | _12490 | _12491 | _12493 | _12494 | _12495 | _12498 | _12501 | _12504 | _12506 | _12507 | _12508 | _12510 | _12511 | _12512 | _12514 | _12515 | _12518 | _12520 | _12522 | _12524 | _12525 | _12527 | _12528 | _12531 | _12533 | _12537 | _12538 | _12540 | _12542 | _12543 | _12545 | _12546 | _12547 | _12548 | _12549 | _12550 | _12551 | _12552 | _12553 | _12555 | _12561 | _12563 | _12564 | _12566 | _12567 | _12568 | _12569 | _12570 | _12571 | _12572 | _12574 | _12575 | _12577 | _12578 | _12580 | _12581 | _12582 | _12583 | _12584 | _12585 | _12586 | _12588 | _12589 | _12590 | _12592 | _12594 | _12601 | _12602 | _12603 | _12604 | _12701 | _12719 | _12720 | _12721 | _12722 | _12723 | _12724 | _12725 | _12726 | _12727 | _12729 | _12732 | _12733 | _12734 | _12736 | _12737 | _12738 | _12740 | _12741 | _12742 | _12743 | _12745 | _12746 | _12747 | _12748 | _12749 | _12750 | _12751 | _12752 | _12754 | _12758 | _12759 | _12762 | _12763 | _12764 | _12765 | _12766 | _12767 | _12768 | _12769 | _12770 | _12771 | _12775 | _12776 | _12777 | _12778 | _12779 | _12780 | _12781 | _12783 | _12784 | _12785 | _12786 | _12787 | _12788 | _12789 | _12790 | _12791 | _12792 | _13020 | _13021 | _13022 | _13024 | _13026 | _13027 | _13028 | _13029 | _13030 | _13031 | _13032 | _13033 | _13034 | _13035 | _13036 | _13037 | _13039 | _13040 | _13041 | _13042 | _13043 | _13044 | _13045 | _13051 | _13052 | _13054 | _13056 | _13057 | _13060 | _13061 | _13063 | _13064 | _13065 | _13066 | _13069 | _13071 | _13072 | _13074 | _13076 | _13077 | _13078 | _13080 | _13081 | _13082 | _13083 | _13084 | _13087 | _13088 | _13089 | _13090 | _13092 | _13093 | _13101 | _13103 | _13104 | _13107 | _13108 | _13110 | _13111 | _13112 | _13113 | _13114 | _13115 | _13116 | _13117 | _13118 | _13119 | _13120 | _13121 | _13122 | _13123 | _13126 | _13131 | _13132 | _13134 | _13135 | _13137 | _13138 | _13139 | _13140 | _13141 | _13142 | _13143 | _13144 | _13145 | _13146 | _13147 | _13148 | _13152 | _13153 | _13154 | _13156 | _13157 | _13158 | _13159 | _13160 | _13162 | _13163 | _13164 | _13165 | _13166 | _13167 | _13201 | _13202 | _13203 | _13204 | _13205 | _13206 | _13207 | _13208 | _13209 | _13210 | _13211 | _13212 | _13214 | _13215 | _13217 | _13218 | _13219 | _13220 | _13221 | _13224 | _13225 | _13235 | _13244 | _13250 | _13251 | _13252 | _13261 | _13290 | _13301 | _13302 | _13303 | _13304 | _13308 | _13309 | _13310 | _13313 | _13314 | _13316 | _13318 | _13319 | _13321 | _13322 | _13323 | _13324 | _13328 | _13329 | _13331 | _13332 | _13334 | _13338 | _13340 | _13341 | _13346 | _13350 | _13352 | _13354 | _13355 | _13357 | _13361 | _13362 | _13363 | _13364 | _13365 | _13401 | _13402 | _13403 | _13406 | _13407 | _13408 | _13409 | _13413 | _13416 | _13417 | _13418 | _13420 | _13421 | _13424 | _13425 | _13426 | _13431 | _13435 | _13437 | _13438 | _13440 | _13441 | _13442 | _13449 | _13454 | _13455 | _13456 | _13461 | _13465 | _13469 | _13471 | _13472 | _13475 | _13476 | _13477 | _13478 | _13479 | _13480 | _13483 | _13484 | _13485 | _13486 | _13490 | _13491 | _13492 | _13493 | _13494 | _13495 | _13501 | _13502 | _13503 | _13504 | _13505 | _13599 | _13738 | _13784 | _13803 | _13863 | _14413 | _14415 | _14418 | _14424 | _14425 | _14432 | _14433 | _14441 | _14443 | _14449 | _14453 | _14456 | _14461 | _14463 | _14466 | _14469 | _14471 | _14475 | _14478 | _14489 | _14502 | _14504 | _14505 | _14507 | _14512 | _14513 | _14516 | _14518 | _14519 | _14520 | _14521 | _14522 | _14527 | _14532 | _14537 | _14538 | _14541 | _14542 | _14544 | _14547 | _14548 | _14551 | _14555 | _14561 | _14563 | _14564 | _14568 | _14585 | _14588 | _14589 | _14590 | _14837 | _14842 | _14847 | _14857 | _14860
501 | NYC | Suffolk | 4 | NYC | TRM City | BEFLH City | NIMO E | NIMO E | NIMO E | NIMO E | NIMO E | NIMO E | NIMO E | NIMO E | NIMO E | NIMO E | NIMO E | NIMO E | NIMO E | NIMO E | NIMO E | NIMO E | NIMO E | NIMO E | NIMO E | NIMO E | NIMO E | NIMO E | NIMO E | NIMO E | NIMO E | NIMO E | NIMO E | NIMO E | NIMO E | NIMO E | NIMO E | NIMO E | NIMO E | NIMO E | NIMO E | NIMO E | NIMO E | NIMO E | NIMO E | NIMO E | NIMO E | NIMO E | NIMO E | NIMO E | NIMO E | NIMO E | NIMO E | NIMO E | NIMO E | NIMO E | NIMO E | NIMO E | NIMO E | NIMO E | NIMO E | NIMO E | NIMO E | NIMO E | NIMO E | NIMO E | NIMO E | NIMO E | NIMO E | NIMO E | NIMO E | NIMO E | NIMO E | NIMO E | NIMO E | NIMO E | NIMO E | NIMO E | NIMO E | NIMO E | NIMO E | NIMO E | NIMO E | NIMO E | NIMO E | NIMO E | NIMO E | NIMO E | NIMO E | NIMO E | NIMO E | NIMO E | NIMO E | NIMO E | NIMO E | NIMO E | NIMO E | NIMO E | NIMO E | NIMO E | NIMO E | NIMO E | NIMO E | NIMO E | NIMO E | NIMO E | NIMO E | NIMO E | NIMO E | NIMO E | NIMO E | NIMO E | NIMO E | NIMO E | NIMO E | NIMO E | NIMO E | NIMO E | NIMO E | NIMO E | NIMO E | NIMO E | NIMO E | NIMO E | NIMO E | NIMO E | NIMO E | NIMO E | NIMO E | NIMO E | NIMO E | NIMO E | NIMO E | NIMO E | NIMO E | NIMO E | NIMO E | NIMO E | NIMO E | NIMO E | NIMO E | NIMO E | NIMO E | NIMO E | NIMO E | NIMO E | NIMO E | NIMO E | NIMO E | NIMO E | NIMO E | NIMO E | NIMO E | NIMO E | NIMO E | NIMO E | NIMO E | NIMO E | NIMO E | NIMO E | NIMO E | NIMO E | NIMO E | NIMO E | NIMO E | NIMO E | NIMO E | NIMO E | NIMO E | NIMO E | NIMO E | NIMO E | NIMO E | NIMO E | NIMO E | NIMO E | NIMO E | NIMO E | NIMO E | NIMO E | NIMO E | NIMO E | NIMO E | NIMO E | NIMO E | NIMO E | NIMO E | NIMO E | NIMO E | NIMO E | NIMO E | NIMO E | NIMO E | NIMO E | NIMO E | NIMO E | NIMO E | NIMO E | NIMO E | NIMO E | NIMO E | NIMO E | NIMO E | NIMO E | NIMO E | NIMO E | NIMO E | NIMO E | NIMO E | NIMO E | NIMO E | NIMO E | NIMO E | NIMO E | NIMO E | NIMO E | NIMO E | NIMO E | NIMO E | NIMO E | NIMO E | NIMO E | NIMO E | NIMO E | NIMO E | NIMO E | NIMO E | NIMO E | NIMO E | NIMO E | NIMO E | NIMO E | NIMO E | NIMO E | NIMO E | NIMO E | NIMO E | NIMO E | NIMO E | NIMO E | NIMO E | NIMO E | NIMO E | NIMO E | NIMO E | NIMO E | NIMO E | NIMO E | NIMO E | NIMO E | NIMO E | NIMO E | NIMO E | NIMO E | NIMO E | NIMO E | NIMO E | NIMO E | NIMO E | NIMO E | NIMO E | NIMO E | NIMO E | NIMO E | NIMO E | NIMO E | NIMO E | NIMO E | NIMO E | NIMO E | NIMO E | NIMO E | NIMO E | NIMO E | NIMO E | NIMO E | NIMO E | NIMO E | NIMO E | NIMO E | NIMO E | NIMO E | NIMO E | NIMO E | NIMO E | NIMO E | NIMO E | NIMO E | NIMO E | NIMO E | NIMO E | NIMO E | NIMO E | NIMO E | NIMO E | NIMO E | NIMO E | NIMO E | NIMO E | NIMO E | NIMO E | NIMO E | NIMO E | NIMO E | NIMO E | NIMO E | NIMO E | NIMO E | NIMO E | NIMO E | NIMO E | NIMO E | NIMO E | NIMO E | NIMO E | NIMO E | NIMO E | NIMO E | NIMO E | NIMO E | NIMO E | NIMO E | NIMO E | NIMO E | NIMO E | NIMO E | NIMO E | NIMO E | NIMO E | NIMO E | NIMO E | NIMO E | NIMO E | NIMO E | NIMO E | NIMO E | NIMO E | NIMO E | NIMO E | NIMO E | NIMO E | NIMO E | NIMO E | NIMO E | NIMO E | NIMO E | NIMO E | NIMO E | NIMO E | NIMO E | NIMO E | NIMO E | NIMO E | NIMO E | NIMO E | NIMO E | NIMO E | NIMO E | NIMO E | NIMO E | NIMO E | NIMO E | NIMO E | NIMO E | NIMO E | NIMO E | NIMO E | NIMO E | NIMO E | NIMO E | NIMO E | NIMO E | NIMO E | NIMO E | NIMO E | NIMO E | NIMO E | NIMO E | NIMO E | NIMO E | NIMO E | NIMO E | NIMO E | NIMO E | NIMO E | NIMO E | NIMO E | NIMO E | NIMO E | NIMO E | NIMO E | NIMO E | NIMO E | NIMO E | NIMO E | NIMO E | NIMO E | NIMO E | NIMO E | NIMO E | NIMO E | NIMO E | NIMO E | NIMO E | NIMO E | NIMO E | NIMO E | NIMO E | NIMO E | NIMO E | NIMO E | NIMO E | NIMO E | NIMO E | NIMO E | NIMO E | NIMO E | NIMO E | NIMO E | NIMO E | NIMO E | NIMO E | NIMO E | NIMO E | NIMO E | NIMO E | NIMO E | NIMO E | NIMO E | NIMO E | NIMO E | NIMO E | NIMO E | NIMO E | NIMO E | NIMO E | NIMO E | NIMO E | NIMO E | NIMO E | NIMO E | NIMO E | NIMO E | NIMO E | NIMO E | NIMO E | NIMO E | NIMO E | NIMO E | NIMO E | NIMO E | NIMO E | NIMO E | NIMO E | NIMO E | NIMO E | NIMO E | NIMO E | NIMO E | NIMO E | NIMO E | NIMO E | NIMO E | NIMO E | NIMO E | NIMO E | NIMO E | NIMO E | NIMO E | NIMO E | NIMO E | NIMO E | NIMO E | NIMO E | NIMO E | NIMO E | NIMO E | NIMO E | NIMO E | NIMO E | NIMO E | NIMO E | NIMO E | NIMO E | NIMO E | NIMO E | NIMO E | NIMO E | NIMO E | NIMO E | NIMO E | NIMO E | NIMO E | NIMO E | NIMO E | NIMO E | NIMO E | NIMO E | NIMO E | NIMO E | NIMO E | NIMO E | NIMO E | NIMO E | NIMO E | NIMO E | NIMO E | NIMO E | NIMO E | NIMO E | NIMO E | NIMO E | NIMO E | NIMO E | NIMO E | NIMO E | NIMO E | NIMO E | NIMO E | NIMO E | NIMO E | NIMO E | NIMO E | NIMO E | NIMO E | NIMO E | NIMO E | NIMO E | NIMO E | NIMO E | NIMO E | NIMO E | NIMO E | NIMO E | NIMO E | NIMO E | NIMO E | NIMO E | NIMO E | NIMO E | NIMO E | NIMO E | NIMO E | NIMO E | NIMO E | NIMO E | NIMO E | NIMO E | NIMO E | NIMO E | NIMO E | NIMO E | NIMO E | NIMO E | NIMO E | NIMO E | NIMO E | NIMO E | NIMO E | NIMO E | NIMO E | NIMO E | NIMO E | NIMO E | NIMO E | NIMO E | NIMO E | NIMO E | NIMO E | NIMO E | NIMO E | NIMO E | NIMO E | NIMO E | NIMO E | NIMO E | NIMO E | NIMO E | NIMO E | NIMO E | NIMO E | NIMO E | NIMO E | NIMO E | NIMO E | NIMO E | NIMO E | NIMO E | NIMO E | NIMO E | NIMO E | NIMO E | NIMO E | NIMO E | NIMO E | NIMO E | NIMO E | NIMO E | NIMO E | NIMO E | NIMO E | NIMO E | NIMO E | NIMO E | NIMO E | NIMO E | NIMO E | NIMO E | NIMO E | NIMO E | NIMO E | NIMO E | NIMO E | NIMO E | NIMO E | NIMO E | NIMO E | NIMO E | NIMO E | NIMO E | NIMO E | NIMO E | NIMO E | NIMO E | NIMO E | NIMO E | NIMO E | NIMO E | NIMO E | NIMO E | NIMO E | NIMO E | NIMO E | NIMO E | NIMO E | NIMO E | NIMO E | NIMO E | NIMO E | NIMO E | NIMO E | NIMO E | NIMO E | NIMO E | NIMO E | NIMO E | NIMO E | NIMO E | NIMO E | NIMO E | NIMO E | NIMO E | NIMO E | NIMO E | NIMO E | NIMO E | NIMO E | NIMO E | NIMO E | NIMO E | NIMO E | NIMO E | NIMO E | NIMO E | NIMO E | NIMO E | NIMO E | NIMO E | NIMO E | NIMO E | NIMO E | NIMO E | NIMO E | NIMO E | NIMO E | NIMO E | NIMO E | NIMO E | NIMO E | NIMO E | NIMO E | NIMO E | NIMO E | NIMO E | NIMO E | NIMO E | NIMO E | NIMO E | NIMO E | NIMO E | NIMO E | NIMO E | NIMO E | NIMO E | NIMO E | NIMO E | NIMO E | NIMO E | NIMO E | NIMO E | NIMO E | NIMO E | NIMO E | NIMO E | NIMO E | NIMO E | NIMO E | NIMO E | NIMO E | NIMO E | NIMO E | NIMO E | NIMO E | NIMO E | NIMO E | NIMO E | NIMO E | NIMO E | NIMO E | NIMO E | NIMO E | NIMO E | NIMO E | NIMO E | NIMO E | NIMO E | NIMO E | NIMO E | NIMO E | NIMO E | NIMO E | NIMO E | NIMO E | NIMO E | NIMO E | NIMO E | NIMO E | NIMO E | NIMO E | NIMO E | NIMO E | NIMO E | NIMO E | NIMO E | NIMO E | NIMO E | NIMO E | NIMO E | NIMO E | NIMO E | NIMO E | NIMO E | NIMO E | NIMO E | NIMO E | NIMO E | NIMO E | NIMO E | NIMO E | NIMO E | NIMO E | NIMO E | NIMO E | NIMO E | NIMO E | NIMO E | NIMO E | NIMO E | NIMO E | NIMO E | NIMO E | NIMO E | NIMO E | NIMO E | NIMO E | NIMO E | NIMO E | NIMO E | NIMO E | NIMO E | NIMO E | NIMO E | NIMO E | NIMO E | NIMO E | NIMO E | NIMO E | NIMO E | NIMO E | NIMO E | NIMO E | NIMO E | NIMO E | NIMO E | NIMO E | NIMO E | NIMO E | NIMO E | NIMO E | NIMO E | NIMO E | NIMO E | NIMO E | NIMO E | NIMO E | NIMO E | NIMO E | NIMO E | NIMO E | NIMO E | NIMO E | NIMO E | NIMO E | NIMO E | NIMO E | NIMO E | NIMO E | NIMO E | NIMO E | NIMO E | NIMO E | NIMO E | NIMO E | NIMO E | NIMO E | NIMO E | NIMO E | NIMO E | NIMO E | NIMO E | NIMO E | NIMO E | NIMO E | NIMO E | NIMO E | NIMO E | NIMO E | NIMO E | NIMO E | NIMO E | NIMO E | NIMO E | NIMO E | NIMO E | NIMO E | NIMO E | NIMO E | NIMO E | NIMO E | NIMO E | NIMO E | NIMO E | NIMO E | NIMO E | NIMO E | NIMO E | NIMO E | NIMO E | NIMO E | NIMO E | NIMO E | NIMO E | NIMO E | NIMO E | NIMO E | NIMO E | NIMO E | NIMO E | NIMO E | NIMO E | NIMO E | NIMO E | NIMO E | NIMO E | NIMO E | NIMO E | NIMO E | NIMO E | NIMO E | NIMO E | NIMO E | NIMO E | NIMO E | NIMO E | NIMO E | NIMO E | NIMO E | NIMO E | NIMO E | NIMO E | NIMO E | NIMO E | NIMO E | NIMO E | NIMO E | NIMO E | NIMO E | NIMO E | NIMO E | NIMO E | NIMO E | NIMO E | NIMO E | NIMO E | NIMO E | NIMO E | NIMO E | NIMO E | NIMO E | NIMO E | NIMO E | NIMO E | NIMO E | NIMO E | NIMO E | NIMO E | NIMO E | NIMO E | NIMO E | NIMO E | NIMO E | NIMO E | NIMO E | NIMO E | NIMO E | NIMO E | NIMO E | NIMO E | NIMO E | NIMO E | NIMO E | NIMO E | NIMO E | NIMO E | NIMO E | NIMO E | NIMO E | NIMO E | NIMO E | NIMO E | NIMO E | NIMO E | NIMO E | NIMO E | NIMO E | NIMO E | NIMO E | NIMO E | NIMO E | NIMO E | NIMO E | NIMO E | NIMO E | NIMO E | NIMO E | NIMO E | NIMO E | NIMO E | NIMO E | NIMO E | NIMO E | NIMO E | NIMO E | NIMO E | NIMO E | NIMO E | NIMO E | NIMO E | NIMO E | NIMO E | NIMO E | NIMO E | NIMO E | NIMO E | NIMO E | NIMO E | NIMO E | NIMO E | NIMO E | NIMO E | NIMO E | NIMO E | NIMO E | NIMO E | NIMO E | NIMO E | NIMO E | NIMO E | NIMO E | NIMO E | NIMO E | NIMO E | NIMO E | NIMO E | NIMO E | NIMO E | NIMO E | NIMO E | NIMO E | NIMO E | NIMO E | NIMO E | NIMO E | NIMO E | NIMO E | NIMO E | NIMO E | NIMO E | NIMO E | NIMO E | NIMO E | NIMO E | NIMO E | NIMO E | NIMO E | NIMO E | NIMO E | NIMO E | NIMO E | NIMO E | NIMO E | NIMO E | NIMO E | NIMO E | NIMO E | NIMO E | NIMO E | NIMO E | NIMO E | NIMO E | NIMO E | NIMO E | NIMO E | NIMO E | NIMO E | NIMO E | NIMO E | NIMO E | NIMO E | NIMO E | NIMO E | NIMO E | NIMO E | NIMO E | NIMO E | NIMO E | NIMO E | NIMO E | NIMO E | KEDLI | KEDLI | KEDLI | KEDLI | KEDLI | KEDLI | KEDLI | KEDLI | KEDLI | KEDLI | KEDLI | KEDLI | KEDLI | KEDLI | KEDLI | KEDLI | KEDLI | KEDLI | KEDLI | KEDLI | KEDLI | KEDLI | KEDLI | KEDLI | KEDLI | KEDLI | KEDLI | KEDLI | KEDLI | KEDLI | KEDLI | KEDLI | KEDLI | KEDLI | KEDLI | KEDLI | KEDLI | KEDLI | KEDLI | KEDLI | KEDLI | KEDLI | KEDLI | KEDLI | KEDLI | KEDLI | KEDLI | KEDLI | KEDLI | KEDLI | KEDLI | KEDLI | KEDLI | KEDLI | KEDLI | KEDLI | KEDLI | KEDLI | KEDLI | KEDLI | KEDLI | KEDLI | KEDLI | KEDLI | KEDLI | KEDLI | KEDLI | KEDLI | KEDLI | KEDLI | KEDLI | KEDLI | KEDLI | KEDLI | KEDLI | KEDLI | KEDLI | KEDLI | KEDLI | KEDLI | KEDLI | KEDLI | KEDLI | KEDLI | KEDLI | KEDLI | KEDLI | KEDLI | KEDLI | KEDLI | KEDLI | KEDLI | KEDLI | KEDLI | KEDLI | KEDLI | KEDLI | KEDLI | KEDLI | KEDLI | KEDLI | KEDLI | KEDLI | KEDLI | KEDLI | KEDLI | KEDLI | KEDLI | KEDLI | KEDLI | KEDLI | KEDLI | KEDLI | KEDLI | KEDLI | KEDLI | KEDLI | KEDLI | KEDLI | KEDLI | KEDLI | KEDLI | KEDLI | KEDLI | KEDLI | KEDLI | KEDLI | KEDLI | KEDLI | KEDLI | KEDLI | KEDLI | KEDLI | KEDLI | KEDLI | KEDLI | KEDLI | KEDLI | KEDLI | KEDLI | KEDLI | KEDLI | KEDLI | KEDLI | KEDLI | KEDLI | KEDLI | KEDLI | KEDLI | KEDLI | KEDLI | KEDLI | KEDLI | KEDLI | KEDLI | KEDLI | KEDLI | KEDLI | KEDLI | KEDLI | KEDLI | KEDLI | KEDLI | KEDLI | KEDLI | KEDLI | KEDLI | KEDLI | KEDLI | KEDLI | KEDLI | KEDLI | KEDLI | KEDLI | KEDLI | KEDLI | KEDLI | KEDLI | KEDLI | KEDLI | KEDLI | KEDLI | KEDLI | KEDLI | KEDLI | KEDLI | KEDLI | KEDLI | KEDLI | KEDLI | KEDLI | KEDLI | KEDLI | KEDLI | KEDLI | KEDLI | KEDLI | KEDLI | KEDLI | KEDLI | KEDLI | KEDLI | KEDLI | KEDLI | KEDLI | KEDLI | KEDLI | KEDLI | KEDLI | KEDLI | KEDLI | KEDLI | KEDLI | KEDLI | KEDLI | KEDLI | KEDLI | KEDLI | KEDLI | KEDLI | KEDLI | KEDLI | KEDLI | KEDLI | KEDLI | KEDLI | KEDLI | KEDLI | KEDLI | KEDLI | KEDLI | KEDLI | KEDLI | KEDLI | KEDLI | KEDLI | KEDLI | KEDLI | KEDLI | KEDLI | KEDLI | KEDLI | KEDLI | KEDLI | KEDLI | KEDLI | KEDLI | KEDLI | KEDLI | KEDLI | KEDLI | KEDLI | KEDLI | KEDLI | KEDLI | KEDLI | KEDLI | KEDLI | KEDLI | KEDLI | KEDLI | KEDLI | KEDLI | KEDLI | KEDLI | KEDLI | KEDLI | KEDLI | KEDLI | KEDLI | KEDLI | KEDLI | KEDLI | KEDLI | KEDLI | KEDLI | KEDLI | KEDLI | KEDLI | KEDLI | KEDLI | KEDLI | KEDLI | KEDLI | KEDLI | KEDLI | KEDLI | KEDLI | KEDLI | KEDLI | KEDLI | KEDLI | KEDLI | KEDLI | KEDLI | KEDLI | KEDLI | KEDLI | KEDLI | KEDLI | KEDLI | KEDLI | KEDLI | KEDLI | KEDLI | KEDLI | KEDLI | KEDLI | KEDLI | KEDLI | KEDLI | KEDLI | KEDLI | KEDLI | KEDLI | KEDLI | KEDLI | KEDLI | KEDLI | KEDLI | KEDLI | KEDLI | KEDLI | KEDLI | KEDLI | KEDLI | KEDLI | KEDLI | KEDLI | KEDLI | KEDLI | KEDLI | KEDLI | KEDLI | KEDLI | KEDLI | KEDLI | KEDLI | KEDLI | KEDLI | KEDLI | KEDLI | KEDLI | KEDLI | KEDLI | KEDLI | KEDLI | KEDLI | KEDLI | KEDLI | KEDLI | KEDLI | KEDLI | KEDLI | KEDLI | KEDLI | KEDLI | KEDLI | KEDLI | KEDLI | KEDLI | KEDLI | KEDLI | KEDLI | KEDLI | KEDLI | KEDLI | KEDLI | KEDLI | KEDLI | KEDLI | KEDLI | KEDLI | KEDLI | KEDLI | KEDLI | KEDLI | KEDLI | KEDLI | KEDLI | KEDLI | KEDLI | KEDLI | KEDLI | KEDLI | KEDLI | KEDLI | KEDLI | KEDLI | KEDLI | KEDLI | KEDLI | KEDLI | KEDLI | KEDLI | KEDLI | KEDLI | KEDLI | KEDLI | KEDLI | KEDLI | KEDLI | KEDLI | KEDLI | KEDLI | KEDLI | KEDLI | KEDLI | KEDLI | KEDLI | KEDLI | KEDLI | KEDLI | KEDLI | KEDLI | KEDLI | KEDLI | KEDLI | KEDLI | KEDLI | KEDLI | KEDLI | KEDLI | KEDLI | KEDLI | KEDLI | KEDLI | KEDLI | KEDLI | KEDLI | KEDLI | KEDLI | KEDLI | KEDLI | KEDLI | KEDLI | KEDLI | KEDLI | KEDLI | KEDLI | KEDLI | KEDLI | KEDLI | KEDLI | KEDLI | KEDLI | KEDLI | KEDLI | KEDLI | KEDLI | KEDLI | KEDLI | KEDLI | KEDLI | KEDLI | KEDLI | KEDLI | KEDLI | KEDLI | KEDLI | KEDLI | KEDLI | KEDLI | KEDLI | KEDLI | KEDLI | KEDLI | KEDLI | KEDLI | KEDLI | KEDLI | KEDLI | KEDLI | KEDLI | KEDLI | KEDLI | KEDLI | KEDLI | KEDLI | KEDLI | KEDLI | KEDLI | KEDLI | KEDLI | KEDLI | KEDLI | KEDLI | KEDLI | KEDLI | KEDLI | KEDLI | KEDLI | KEDLI | KEDLI | KEDLI | KEDLI | KEDLI | KEDLI | KEDLI | KEDLI | KEDLI | KEDLI | KEDLI | KEDLI | KEDLI | KEDLI | KEDLI | KEDLI | KEDLI | KEDLI | KEDLI | KEDLI | KEDLI | KEDLI | KEDLI | KEDLI | KEDLI | KEDLI | KEDLI | KEDLI | KEDLI | KEDLI | KEDLI | KEDLI | KEDLI | KEDLI | KEDLI | KEDLI | KEDLI | KEDLI | KEDLI | KEDLI | KEDLI | KEDLI | KEDLI | KEDLI | KEDLI | KEDLI | KEDLI | KEDLI | KEDLI | KEDLI | KEDLI | KEDLI | KEDLI | KEDLI | KEDLI | KEDLI | KEDLI | KEDLI | KEDLI | KEDLI | KEDLI | KEDLI | KEDLI | KEDLI | KEDLI | KEDLI | KEDLI | KEDLI | KEDLI | KEDLI | KEDLI | KEDLI | KEDLI | KEDLI | KEDLI | KEDLI | KEDLI | KEDLI | KEDLI | KEDLI | KEDLI | KEDLI | KEDLI | KEDLI | KEDLI | KEDLI | KEDLI | KEDLI | KEDLI | KEDLI | KEDLI | KEDLI | KEDLI | KEDLI | KEDLI | KEDLI | KEDLI | KEDLI | KEDLI | KEDLI | KEDLI | KEDLI | KEDLI | KEDLI | KEDLI | KEDLI | KEDLI | KEDLI | KEDLI | KEDLI | KEDLI | KEDLI | KEDLI | KEDLI | KEDLI | KEDLI | KEDLI | KEDLI | KEDLI | KEDLI | KEDLI | KEDLI | KEDLI | KEDLI | KEDLI | KEDLI | KEDLI | KEDLI | KEDLI | KEDLI | KEDLI | KEDLI | KEDLI | KEDLI | KEDLI | KEDLI | KEDLI | KEDLI | KEDLI | KEDLI | KEDLI | KEDLI | KEDLI | KEDLI | KEDLI | KEDLI | KEDLI | KEDLI | KEDLI | KEDLI | KEDLI | KEDLI | KEDLI | KEDLI | KEDLI | KEDLI | KEDLI | KEDLI | KEDLI | KEDLI | KEDLI | KEDLI | KEDLI | KEDLI | KEDLI | KEDLI | KEDLI | KEDLI | KEDLI | KEDLI | KEDLI | KEDLI | KEDLI | KEDLI | KEDLI | KEDLI | KEDLI | NIMO E | NIMO E | NIMO E | NIMO E | NIMO E | NIMO E | NIMO E | NIMO E | NIMO E | NIMO E | NIMO E | NIMO E | NIMO E | NIMO E | NIMO E | NIMO E | NIMO E | NIMO E | NIMO E | NIMO E | NIMO E | NIMO E | NIMO E | NIMO E | NIMO E | NIMO E | NIMO E | NIMO E | NIMO E | NIMO E | NIMO E | NIMO E | NIMO E | NIMO E | NIMO E | NIMO E | NIMO E | NIMO E | NIMO E | NIMO E | NIMO E | NIMO E | NIMO E | NIMO E | NIMO E | NIMO E | NIMO E | NIMO E | NIMO E | NIMO E | NIMO E | NIMO E | NIMO E | NIMO E | NIMO E | NIMO E | NIMO E | NIMO E | NIMO E | NIMO E | NIMO E | NIMO E | NIMO E | NIMO E | NIMO E | NIMO E | NIMO E | NIMO E | NIMO E | NIMO E | NIMO E | NIMO E | NIMO E | NIMO E | NIMO E | NIMO E | NIMO E | NIMO E | NIMO E | NIMO E | NIMO E | NIMO E | NIMO E | NIMO E | NIMO E | NIMO E | NIMO E | NIMO E | NIMO E | NIMO E | NIMO E | NIMO E | NIMO E | NIMO E | NIMO E | NIMO E | NIMO E | NIMO E | NIMO E | NIMO E | NIMO E | NIMO E | NIMO E | NIMO E | NIMO E | NIMO E | NIMO E | NIMO E | NIMO E | NIMO E | NIMO E | NIMO E | NIMO E | NIMO E | NIMO E | NIMO E | NIMO E | NIMO E | NIMO E | NIMO E | NIMO E | NIMO E | NIMO E | NIMO E | NIMO E | NIMO E | NIMO E | NIMO E | NIMO E | NIMO E | NIMO E | NIMO E | NIMO E | NIMO E | NIMO E | NIMO E | NIMO E | NIMO E | NIMO E | NIMO E | NIMO E | NIMO E | NIMO E | NIMO E | NIMO E | NIMO E | NIMO E | NIMO E | NIMO E | NIMO E | NIMO E | NIMO E | NIMO E | NIMO E | NIMO E | NIMO E | NIMO E | NIMO E | NIMO E | NIMO E | NIMO E | NIMO E | NIMO E | NIMO E | NIMO E | NIMO E | NIMO E | NIMO E | NIMO E | NIMO E | NIMO E | NIMO E | NIMO E | NIMO E | NIMO E | NIMO E | NIMO E | NIMO E | NIMO E | NIMO E | NIMO E | NIMO E | NIMO E | NIMO E | NIMO E | NIMO E | NIMO E | NIMO E | NIMO E | NIMO E | NIMO E | NIMO E | NIMO E | NIMO E | NIMO E | NIMO E | NIMO E | NIMO E | NIMO E | NIMO E | NIMO E | NIMO E | NIMO E | NIMO E | NIMO E | NIMO E | NIMO E | NIMO E | NIMO E | NIMO E | NIMO E | NIMO E | NIMO E | NIMO E | NIMO E | NIMO E | NIMO E | NIMO E | NIMO E | NIMO E | NIMO E | NIMO E | NIMO E | NIMO E | NIMO E | NIMO E | NIMO E | NIMO E | NIMO E | NIMO E | NIMO E | NIMO E | NIMO E | NIMO E | NIMO E | NIMO E | NIMO E | NIMO E | NIMO E | NIMO E | NIMO E | NIMO E | NIMO E | NIMO E | NIMO E | NIMO E | NIMO E | NIMO E | NIMO E | NIMO E | NIMO E | NIMO E | NIMO E | NIMO E | NIMO E | NIMO E | NIMO E | NIMO E | NIMO E | NIMO E | NIMO E | NIMO E | NIMO E | NIMO E | NIMO E | NIMO E | NIMO E | NIMO E | NIMO E | NIMO E | NIMO E | NIMO E | NIMO E | NIMO E | NIMO E | NIMO E | NIMO E | NIMO E | NIMO E | NIMO E | NIMO E | NIMO E | NIMO E | NIMO E | NIMO E | NIMO E | NIMO E | NIMO E | NIMO E | NIMO E | NIMO E | NIMO E | NIMO E | NIMO E | NIMO E | NIMO E | NIMO E | NIMO E | NIMO E | NIMO E | NIMO E | NIMO E | NIMO E | NIMO E | NIMO E | NIMO E | NIMO E | NIMO E | NIMO E | NIMO E | NIMO E | NIMO E | NIMO E | NIMO E | NIMO E | NIMO E | NIMO E | NIMO E | NIMO E | NIMO E | NIMO E | NIMO E | NIMO E | NIMO E | NIMO E | NIMO E | NIMO E | NIMO E | NIMO E | NIMO E | NIMO E | NIMO E | NIMO E | NIMO E | NIMO E | NIMO E | NIMO E | NIMO E | NIMO E | NIMO E | NIMO E | NIMO E | NIMO E | NIMO E | NIMO E | NIMO E | NIMO E | NIMO E | NIMO E | NIMO E | NIMO E | NIMO E | NIMO E | NIMO E | NIMO E | NIMO E | NIMO E | NIMO E | NIMO E | NIMO E | NIMO E | NIMO E | NIMO E | NIMO E | NIMO E | NIMO E | NIMO E | NIMO E | NIMO E | NIMO E | NIMO E | NIMO E | NIMO E | NIMO E | NIMO E | NIMO E | NIMO E | NIMO E | NIMO E | NIMO E | NIMO E | NIMO E | NIMO E | NIMO E | NIMO E | NIMO E | NIMO E | NIMO E | NIMO E | NIMO E | NIMO E | NIMO E | NIMO E | NIMO E | NIMO E | NIMO E | NIMO E | NIMO E | NIMO E | NIMO E | NIMO E | NIMO E | NIMO E | NIMO E | NIMO E | NIMO E | NIMO E | NIMO E | NIMO E | NIMO E | NIMO E | NIMO E | NIMO E | NIMO E | NIMO E | NIMO E | NIMO E | NIMO E | NIMO E | NIMO E | NIMO E | NIMO E | NIMO E | NIMO E | NIMO E | NIMO E | NIMO E | NIMO E | NIMO E | NIMO E | NIMO E | NIMO E | NIMO E | NIMO E | NIMO E | NIMO E | NIMO E | NIMO E | NIMO E | NIMO E | NIMO E | NIMO E | NIMO E | NIMO E | NIMO E | NIMO E | NIMO E | NIMO E | NIMO E | NIMO E | NIMO E | NIMO E | NIMO E | NIMO E | NIMO E | NIMO E | NIMO E | NIMO E | NIMO E | NIMO E | NIMO E | NIMO E | NIMO E | NIMO E | NIMO E | NIMO E | NIMO E | NIMO E | NIMO E | NIMO E | NIMO E | NIMO E | NIMO E | NIMO E | NIMO E | NIMO E | NIMO E | NIMO E | NIMO E | NIMO E | NIMO E | NIMO E | NIMO E | NIMO E | NIMO E | NIMO E | NIMO E | NIMO E | NIMO E | NIMO E | NIMO E | NIMO E | NIMO E | NIMO E | NIMO E | NIMO E | NIMO E
544 | NYC | Suffolk | 4 | NYC | Albany | Buffalo | NIMO G | NIMO G | NIMO G | NIMO G | NIMO G | NIMO G | NIMO G | NIMO G | NIMO G | NIMO G | NIMO G | NIMO G | NIMO G | NIMO G | NIMO G | NIMO G | NIMO G | NIMO G | NIMO G | NIMO G | NIMO G | NIMO G | NIMO G | NIMO G | NIMO G | NIMO G | NIMO G | NIMO G | NIMO G | NIMO G | NIMO G | NIMO G | NIMO G | NIMO G | NIMO G | NIMO G | NIMO G | NIMO G | NIMO G | NIMO G | NIMO G | NIMO G | NIMO G | NIMO G | NIMO G | NIMO G | NIMO G | NIMO G | NIMO G | NIMO G | NIMO G | NIMO G | NIMO G | NIMO G | NIMO G | NIMO G | NIMO G | NIMO G | NIMO G | NIMO G | NIMO G | NIMO G | NIMO G | NIMO G | NIMO G | NIMO G | NIMO G | NIMO G | NIMO G | NIMO G | NIMO G | NIMO G | NIMO G | NIMO G | NIMO G | NIMO G | NIMO G | NIMO G | NIMO G | NIMO G | NIMO G | NIMO G | NIMO G | NIMO G | NIMO G | NIMO G | NIMO G | NIMO G | NIMO G | NIMO G | NIMO G | NIMO G | NIMO G | NIMO G | NIMO G | NIMO G | NIMO G | NIMO G | NIMO G | NIMO G | NIMO G | NIMO G | NIMO G | NIMO G | NIMO G | NIMO G | NIMO G | NIMO G | NIMO G | NIMO G | NIMO G | NIMO G | NIMO G | NIMO G | NIMO G | NIMO G | NIMO G | NIMO G | NIMO G | NIMO G | NIMO G | NIMO G | NIMO G | NIMO G | NIMO G | NIMO G | NIMO G | NIMO G | NIMO G | NIMO G | NIMO G | NIMO G | NIMO G | NIMO G | NIMO G | NIMO G | NIMO G | NIMO G | NIMO G | NIMO G | NIMO G | NIMO G | NIMO G | NIMO G | NIMO G | NIMO G | NIMO G | NIMO G | NIMO G | NIMO G | NIMO G | NIMO G | NIMO G | NIMO G | NIMO G | NIMO G | NIMO G | NIMO G | NIMO G | NIMO G | NIMO G | NIMO G | NIMO G | NIMO G | NIMO G | NIMO G | NIMO G | NIMO G | NIMO G | NIMO G | NIMO G | NIMO G | NIMO G | NIMO G | NIMO G | NIMO G | NIMO G | NIMO G | NIMO G | NIMO G | NIMO G | NIMO G | NIMO G | NIMO G | NIMO G | NIMO G | NIMO G | NIMO G | NIMO G | NIMO G | NIMO G | NIMO G | NIMO G | NIMO G | NIMO G | NIMO G | NIMO G | NIMO G | NIMO G | NIMO G | NIMO G | NIMO G | NIMO G | NIMO G | NIMO G | NIMO G | NIMO G | NIMO G | NIMO G | NIMO G | NIMO G | NIMO G | NIMO G | NIMO G | NIMO G | NIMO G | NIMO G | NIMO G | NIMO G | NIMO G | NIMO G | NIMO G | NIMO G | NIMO G | NIMO G | NIMO G | NIMO G | NIMO G | NIMO G | NIMO G | NIMO G | NIMO G | NIMO G | NIMO G | NIMO G | NIMO G | NIMO G | NIMO G | NIMO G | NIMO G | NIMO G | NIMO G | NIMO G | NIMO G | NIMO G | NIMO G | NIMO G | NIMO G | NIMO G | NIMO G | NIMO G | NIMO G | NIMO G | NIMO G | NIMO G | NIMO G | NIMO G | NIMO G | NIMO G | NIMO G | NIMO G | NIMO G | NIMO G | NIMO G | NIMO G | NIMO G | NIMO G | NIMO G | NIMO G | NIMO G | NIMO G | NIMO G | NIMO G | NIMO G | NIMO G | NIMO G | NIMO G | NIMO G | NIMO G | NIMO G | NIMO G | NIMO G | NIMO G | NIMO G | NIMO G | NIMO G | NIMO G | NIMO G | NIMO G | NIMO G | NIMO G | NIMO G | NIMO G | NIMO G | NIMO G | NIMO G | NIMO G | NIMO G | NIMO G | NIMO G | NIMO G | NIMO G | NIMO G | NIMO G | NIMO G | NIMO G | NIMO G | NIMO G | NIMO G | NIMO G | NIMO G | NIMO G | NIMO G | NIMO G | NIMO G | NIMO G | NIMO G | NIMO G | NIMO G | NIMO G | NIMO G | NIMO G | NIMO G | NIMO G | NIMO G | NIMO G | NIMO G | NIMO G | NIMO G | NIMO G | NIMO G | NIMO G | NIMO G | NIMO G | NIMO G | NIMO G | NIMO G | NIMO G | NIMO G | NIMO G | NIMO G | NIMO G | NIMO G | NIMO G | NIMO G | NIMO G | NIMO G | NIMO G | NIMO G | NIMO G | NIMO G | NIMO G | NIMO G | NIMO G | NIMO G | NIMO G | NIMO G | NIMO G | NIMO G | NIMO G | NIMO G | NIMO G | NIMO G | NIMO G | NIMO G | NIMO G | NIMO G | NIMO G | NIMO G | NIMO G | NIMO G | NIMO G | NIMO G | NIMO G | NIMO G | NIMO G | NIMO G | NIMO G | NIMO G | NIMO G | NIMO G | NIMO G | NIMO G | NIMO G | NIMO G | NIMO G | NIMO G | NIMO G | NIMO G | NIMO G | NIMO G | NIMO G | NIMO G | NIMO G | NIMO G | NIMO G | NIMO G | NIMO G | NIMO G | NIMO G | NIMO G | NIMO G | NIMO G | NIMO G | NIMO G | NIMO G | NIMO G | NIMO G | NIMO G | NIMO G | NIMO G | NIMO G | NIMO G | NIMO G | NIMO G | NIMO G | NIMO G | NIMO G | NIMO G | NIMO G | NIMO G | NIMO G | NIMO G | NIMO G | NIMO G | NIMO G | NIMO G | NIMO G | NIMO G | NIMO G | NIMO G | NIMO G | NIMO G | NIMO G | NIMO G | NIMO G | NIMO G | NIMO G | NIMO G | NIMO G | NIMO G | NIMO G | NIMO G | NIMO G | NIMO G | NIMO G | NIMO G | NIMO G | NIMO G | NIMO G | NIMO G | NIMO G | NIMO G | NIMO G | NIMO G | NIMO G | NIMO G | NIMO G | NIMO G | NIMO G | NIMO G | NIMO G | NIMO G | NIMO G | NIMO G | NIMO G | NIMO G | NIMO G | NIMO G | NIMO G | NIMO G | NIMO G | NIMO G | NIMO G | NIMO G | NIMO G | NIMO G | NIMO G | NIMO G | NIMO G | NIMO G | NIMO G | NIMO G | NIMO G | NIMO G | NIMO G | NIMO G | NIMO G | NIMO G | NIMO G | NIMO G | NIMO G | NIMO G | NIMO G | NIMO G | NIMO G | NIMO G | NIMO G | NIMO G | NIMO G | NIMO G | NIMO G | NIMO G | NIMO G | NIMO G | NIMO G | NIMO G | NIMO G | NIMO G | NIMO G | NIMO G | NIMO G | NIMO G | NIMO G | NIMO G | NIMO G | NIMO G | NIMO G | NIMO G | NIMO G | NIMO G | NIMO G | NIMO G | NIMO G | NIMO G | NIMO G | NIMO G | NIMO G | NIMO G | NIMO G | NIMO G | NIMO G | NIMO G | NIMO G | NIMO G | NIMO G | NIMO G | NIMO G | NIMO G | NIMO G | NIMO G | NIMO G | NIMO G | NIMO G | NIMO G | NIMO G | NIMO G | NIMO G | NIMO G | NIMO G | NIMO G | NIMO G | NIMO G | NIMO G | NIMO G | NIMO G | NIMO G | NIMO G | NIMO G | NIMO G | NIMO G | NIMO G | NIMO G | NIMO G | NIMO G | NIMO G | NIMO G | NIMO G | NIMO G | NIMO G | NIMO G | NIMO G | NIMO G | NIMO G | NIMO G | NIMO G | NIMO G | NIMO G | NIMO G | NIMO G | NIMO G | NIMO G | NIMO G | NIMO G | NIMO G | NIMO G | NIMO G | NIMO G | NIMO G | NIMO G | NIMO G | NIMO G | NIMO G | NIMO G | NIMO G | NIMO G | NIMO G | NIMO G | NIMO G | NIMO G | NIMO G | NIMO G | NIMO G | NIMO G | NIMO G | NIMO G | NIMO G | NIMO G | NIMO G | NIMO G | NIMO G | NIMO G | NIMO G | NIMO G | NIMO G | NIMO G | NIMO G | NIMO G | NIMO G | NIMO G | NIMO G | NIMO G | NIMO G | NIMO G | NIMO G | NIMO G | NIMO G | NIMO G | NIMO G | NIMO G | NIMO G | NIMO G | NIMO G | NIMO G | NIMO G | NIMO G | NIMO G | NIMO G | NIMO G | NIMO G | NIMO G | NIMO G | NIMO G | NIMO G | NIMO G | NIMO G | NIMO G | NIMO G | NIMO G | NIMO G | NIMO G | NIMO G | NIMO G | NIMO G | NIMO G | NIMO G | NIMO G | NIMO G | NIMO G | NIMO G | NIMO G | NIMO G | NIMO G | NIMO G | NIMO G | NIMO G | NIMO G | NIMO G | NIMO G | NIMO G | NIMO G | NIMO G | NIMO G | NIMO G | NIMO G | NIMO G | NIMO G | NIMO G | NIMO G | NIMO G | NIMO G | NIMO G | NIMO G | NIMO G | NIMO G | NIMO G | NIMO G | NIMO G | NIMO G | NIMO G | NIMO G | NIMO G | NIMO G | NIMO G | NIMO G | NIMO G | NIMO G | NIMO G | NIMO G | NIMO G | NIMO G | NIMO G | NIMO G | NIMO G | NIMO G | NIMO G | NIMO G | NIMO G | NIMO G | NIMO G | NIMO G | NIMO G | NIMO G | NIMO G | NIMO G | NIMO G | NIMO G | NIMO G | NIMO G | NIMO G | NIMO G | NIMO G | NIMO G | NIMO G | NIMO G | NIMO G | NIMO G | NIMO G | NIMO G | NIMO G | NIMO G | NIMO G | NIMO G | NIMO G | NIMO G | NIMO G | NIMO G | NIMO G | NIMO G | NIMO G | NIMO G | NIMO G | NIMO G | NIMO G | NIMO G | NIMO G | NIMO G | NIMO G | NIMO G | NIMO G | NIMO G | NIMO G | NIMO G | NIMO G | NIMO G | NIMO G | NIMO G | NIMO G | NIMO G | NIMO G | NIMO G | NIMO G | NIMO G | NIMO G | NIMO G | NIMO G | NIMO G | NIMO G | NIMO G | NIMO G | NIMO G | NIMO G | NIMO G | NIMO G | NIMO G | NIMO G | NIMO G | NIMO G | NIMO G | NIMO G | NIMO G | NIMO G | NIMO G | NIMO G | NIMO G | NIMO G | NIMO G | NIMO G | NIMO G | NIMO G | NIMO G | NIMO G | NIMO G | NIMO G | NIMO G | NIMO G | NIMO G | NIMO G | NIMO G | NIMO G | NIMO G | NIMO G | NIMO G | NIMO G | NIMO G | NIMO G | NIMO G | NIMO G | NIMO G | NIMO G | NIMO G | NIMO G | NIMO G | NIMO G | NIMO G | NIMO G | NIMO G | NIMO G | NIMO G | NIMO G | NIMO G | NIMO G | NIMO G | NIMO G | NIMO G | NIMO G | NIMO G | NIMO G | NIMO G | NIMO G | NIMO G | NIMO G | NIMO G | NIMO G | NIMO G | NIMO G | NIMO G | NIMO G | NIMO G | NIMO G | NIMO G | NIMO G | NIMO G | NIMO G | NIMO G | NIMO G | NIMO G | NIMO G | NIMO G | NIMO G | NIMO G | NIMO G | NIMO G | NIMO G | NIMO G | NIMO G | NIMO G | NIMO G | NIMO G | NIMO G | NIMO G | NIMO G | NIMO G | NIMO G | NIMO G | NIMO G | NIMO G | NIMO G | NIMO G | NIMO G | NIMO G | NIMO G | NIMO G | NIMO G | NIMO G | NIMO G | NIMO G | NIMO G | NIMO G | NIMO G | NIMO G | NIMO G | NIMO G | NIMO G | NIMO G | NIMO G | NIMO G | NIMO G | NIMO G | NIMO G | NIMO G | NIMO G | NIMO G | NIMO G | NIMO G | NIMO G | NIMO G | NIMO G | NIMO G | NIMO G | NIMO G | NIMO G | NIMO G | NIMO G | NIMO G | NIMO G | NIMO G | NIMO G | NIMO G | NIMO G | NIMO G | NIMO G | NIMO G | NIMO G | NIMO G | NIMO G | NIMO G | NIMO G | NIMO G | NIMO G | NIMO G | NIMO G | NIMO G | NIMO G | NIMO G | NIMO G | NIMO G | NIMO G | NIMO G | NIMO G | NIMO G | NIMO G | NIMO G | NIMO G | NIMO G | NIMO G | NIMO G | NIMO G | NIMO G | NIMO G | NIMO G | NIMO G | NIMO G | NIMO G | NIMO G | NIMO G | NIMO G | NIMO G | NIMO G | NIMO G | NIMO G | NIMO G | NIMO G | NIMO G | NIMO G | NIMO G | NIMO G | NIMO G | NIMO G | NIMO G | NIMO G | NIMO G | NIMO G | NIMO G | NIMO G | NIMO G | NIMO G | NIMO G | NIMO G | NIMO G | NIMO G | NIMO G | NIMO G | NIMO G | NIMO G | NIMO G | NIMO G | NIMO G | NIMO G | NIMO G | NIMO G | NIMO G | NIMO G | NIMO G | NIMO G | NIMO G | NIMO G | NIMO G | NIMO G | NIMO G | NIMO G | NIMO G | NIMO G | NIMO G | NIMO G | NIMO G | NIMO G | NIMO G | NIMO G | NIMO G | NIMO G | NIMO G | NIMO G | NIMO G | NIMO G | NIMO G | NIMO G | NIMO G | NIMO G | NIMO G | NIMO G | NIMO G | NIMO G | NIMO G | NIMO G | NIMO G | NIMO G | NIMO G | NIMO G | NIMO G | NIMO G | NIMO G | NIMO G | NIMO G | NIMO G | NIMO G | NIMO G | NIMO G | NIMO G | NIMO G | NIMO G | NIMO G | NIMO G | NIMO G | NIMO G | NIMO G | NIMO G | NIMO G | NIMO G | NIMO G | NIMO G | NIMO G | NIMO G | KEDNY | KEDNY | KEDNY | KEDNY | KEDNY | KEDNY | KEDNY | KEDNY | KEDNY | KEDNY | KEDNY | KEDNY | KEDNY | KEDNY | KEDNY | KEDNY | KEDNY | KEDNY | KEDNY | KEDNY | KEDNY | KEDNY | KEDNY | KEDNY | KEDNY | KEDNY | KEDNY | KEDNY | KEDNY | KEDNY | KEDNY | KEDNY | KEDNY | KEDNY | KEDNY | KEDNY | KEDNY | KEDNY | KEDNY | KEDNY | KEDNY | KEDNY | KEDNY | KEDNY | KEDNY | KEDNY | KEDNY | KEDNY | KEDNY | KEDNY | KEDNY | KEDNY | KEDNY | KEDNY | KEDNY | KEDNY | KEDNY | KEDNY | KEDNY | KEDNY | KEDNY | KEDNY | KEDNY | KEDNY | KEDNY | KEDNY | KEDNY | KEDNY | KEDNY | KEDNY | KEDNY | KEDNY | KEDNY | KEDNY | KEDNY | KEDNY | KEDNY | KEDNY | KEDNY | KEDNY | KEDNY | KEDNY | KEDNY | KEDNY | KEDNY | KEDNY | KEDNY | KEDNY | KEDNY | KEDNY | KEDNY | KEDNY | KEDNY | KEDNY | KEDNY | KEDNY | KEDNY | KEDNY | KEDNY | KEDNY | KEDNY | KEDNY | KEDNY | KEDNY | KEDNY | KEDNY | KEDNY | KEDNY | KEDNY | KEDNY | KEDNY | KEDNY | KEDNY | KEDNY | KEDNY | KEDNY | KEDNY | KEDNY | KEDNY | KEDNY | KEDNY | KEDNY | KEDNY | KEDNY | KEDNY | KEDNY | KEDNY | KEDNY | KEDNY | KEDNY | KEDNY | KEDNY | KEDNY | KEDNY | KEDNY | KEDNY | KEDNY | KEDNY | KEDNY | KEDNY | KEDNY | KEDNY | KEDNY | KEDNY | KEDNY | KEDNY | KEDNY | KEDNY | KEDNY | KEDNY | KEDNY | KEDNY | KEDNY | KEDNY | KEDNY | KEDNY | KEDNY | KEDNY | KEDNY | KEDNY | KEDNY | KEDNY | KEDNY | KEDNY | KEDNY | KEDNY | KEDNY | KEDNY | KEDNY | KEDNY | KEDNY | KEDNY | KEDNY | KEDNY | KEDNY | KEDNY | KEDNY | KEDNY | KEDNY | KEDNY | KEDNY | KEDNY | KEDNY | KEDNY | KEDNY | KEDNY | KEDNY | KEDNY | KEDNY | KEDNY | KEDNY | KEDNY | KEDNY | KEDNY | KEDNY | KEDNY | KEDNY | KEDNY | KEDNY | KEDNY | KEDNY | KEDNY | KEDNY | KEDNY | KEDNY | KEDNY | KEDNY | KEDNY | KEDNY | KEDNY | KEDNY | KEDNY | KEDNY | KEDNY | KEDNY | KEDNY | KEDNY | KEDNY | KEDNY | KEDNY | KEDNY | KEDNY | KEDNY | KEDNY | KEDNY | KEDNY | KEDNY | KEDNY | KEDNY | KEDNY | KEDNY | KEDNY | KEDNY | KEDNY | KEDNY | KEDNY | KEDNY | KEDNY | KEDNY | KEDNY | KEDNY | KEDNY | KEDNY | KEDNY | KEDNY | KEDNY | KEDNY | KEDNY | KEDNY | KEDNY | KEDNY | KEDNY | KEDNY | KEDNY | KEDNY | KEDNY | KEDNY | KEDNY | KEDNY | KEDNY | KEDNY | KEDNY | KEDNY | KEDNY | KEDNY | KEDNY | KEDNY | KEDNY | KEDNY | KEDNY | KEDNY | KEDNY | KEDNY | KEDNY | KEDNY | KEDNY | KEDNY | KEDNY | KEDNY | KEDNY | KEDNY | KEDNY | KEDNY | KEDNY | KEDNY | KEDNY | KEDNY | KEDNY | KEDNY | KEDNY | KEDNY | KEDNY | KEDNY | KEDNY | KEDNY | KEDNY | KEDNY | KEDNY | KEDNY | KEDNY | KEDNY | KEDNY | KEDNY | KEDNY | KEDNY | KEDNY | KEDNY | KEDNY | KEDNY | KEDNY | KEDNY | KEDNY | KEDNY | KEDNY | KEDNY | KEDNY | KEDNY | KEDNY | KEDNY | KEDNY | KEDNY | KEDNY | KEDNY | KEDNY | KEDNY | KEDNY | KEDNY | KEDNY | KEDNY | KEDNY | KEDNY | KEDNY | KEDNY | KEDNY | KEDNY | KEDNY | KEDNY | KEDNY | KEDNY | KEDNY | KEDNY | KEDNY | KEDNY | KEDNY | KEDNY | KEDNY | KEDNY | KEDNY | KEDNY | KEDNY | KEDNY | KEDNY | KEDNY | KEDNY | KEDNY | KEDNY | KEDNY | KEDNY | KEDNY | KEDNY | KEDNY | KEDNY | KEDNY | KEDNY | KEDNY | KEDNY | KEDNY | KEDNY | KEDNY | KEDNY | KEDNY | KEDNY | KEDNY | KEDNY | KEDNY | KEDNY | KEDNY | KEDNY | KEDNY | KEDNY | KEDNY | KEDNY | KEDNY | KEDNY | KEDNY | KEDNY | KEDNY | KEDNY | KEDNY | KEDNY | KEDNY | KEDNY | KEDNY | KEDNY | KEDNY | KEDNY | KEDNY | KEDNY | KEDNY | KEDNY | KEDNY | KEDNY | KEDNY | KEDNY | KEDNY | KEDNY | KEDNY | KEDNY | KEDNY | KEDNY | KEDNY | KEDNY | KEDNY | KEDNY | KEDNY | KEDNY | KEDNY | KEDNY | KEDNY | KEDNY | KEDNY | KEDNY | KEDNY | KEDNY | KEDNY | KEDNY | KEDNY | KEDNY | KEDNY | KEDNY | KEDNY | KEDNY | KEDNY | KEDNY | KEDNY | KEDNY | KEDNY | KEDNY | KEDNY | KEDNY | KEDNY | KEDNY | KEDNY | KEDNY | KEDNY | KEDNY | KEDNY | KEDNY | KEDNY | KEDNY | KEDNY | KEDNY | KEDNY | KEDNY | KEDNY | KEDNY | KEDNY | KEDNY | KEDNY | KEDNY | KEDNY | KEDNY | KEDNY | KEDNY | KEDNY | KEDNY | KEDNY | KEDNY | KEDNY | KEDNY | KEDNY | KEDNY | KEDNY | KEDNY | KEDNY | KEDNY | KEDNY | KEDNY | KEDNY | KEDNY | KEDNY | KEDNY | KEDNY | KEDNY | KEDNY | KEDNY | KEDNY | KEDNY | KEDNY | KEDNY | KEDNY | KEDNY | KEDNY | KEDNY | KEDNY | KEDNY | KEDNY | KEDNY | KEDNY | KEDNY | KEDNY | KEDNY | KEDNY | KEDNY | KEDNY | KEDNY | KEDNY | KEDNY | KEDNY | KEDNY | KEDNY | KEDNY | KEDNY | KEDNY | KEDNY | KEDNY | KEDNY | KEDNY | KEDNY | KEDNY | KEDNY | KEDNY | KEDNY | KEDNY | KEDNY | KEDNY | KEDNY | KEDNY | KEDNY | KEDNY | KEDNY | KEDNY | KEDNY | KEDNY | KEDNY | KEDNY | KEDNY | KEDNY | KEDNY | KEDNY | KEDNY | KEDNY | KEDNY | KEDNY | KEDNY | KEDNY | KEDNY | KEDNY | KEDNY | KEDNY | KEDNY | KEDNY | KEDNY | KEDNY | KEDNY | KEDNY | KEDNY | KEDNY | KEDNY | KEDNY | KEDNY | KEDNY | KEDNY | KEDNY | KEDNY | KEDNY | KEDNY | KEDNY | KEDNY | KEDNY | KEDNY | KEDNY | KEDNY | KEDNY | KEDNY | KEDNY | KEDNY | KEDNY | KEDNY | KEDNY | KEDNY | KEDNY | KEDNY | KEDNY | KEDNY | KEDNY | KEDNY | KEDNY | KEDNY | KEDNY | KEDNY | KEDNY | KEDNY | KEDNY | KEDNY | KEDNY | KEDNY | KEDNY | KEDNY | KEDNY | KEDNY | KEDNY | KEDNY | KEDNY | KEDNY | KEDNY | KEDNY | KEDNY | KEDNY | KEDNY | KEDNY | KEDNY | KEDNY | KEDNY | KEDNY | KEDNY | KEDNY | KEDNY | KEDNY | KEDNY | KEDNY | KEDNY | KEDNY | KEDNY | KEDNY | KEDNY | KEDNY | KEDNY | KEDNY | KEDNY | KEDNY | KEDNY | KEDNY | KEDNY | KEDNY | KEDNY | KEDNY | KEDNY | KEDNY | KEDNY | KEDNY | KEDNY | KEDNY | KEDNY | KEDNY | KEDNY | KEDNY | KEDNY | KEDNY | KEDNY | KEDNY | KEDNY | KEDNY | KEDNY | KEDNY | KEDNY | KEDNY | KEDNY | KEDNY | KEDNY | KEDNY | KEDNY | KEDNY | KEDNY | KEDNY | KEDNY | KEDNY | KEDNY | KEDNY | NIMO G | NIMO G | NIMO G | NIMO G | NIMO G | NIMO G | NIMO G | NIMO G | NIMO G | NIMO G | NIMO G | NIMO G | NIMO G | NIMO G | NIMO G | NIMO G | NIMO G | NIMO G | NIMO G | NIMO G | NIMO G | NIMO G | NIMO G | NIMO G | NIMO G | NIMO G | NIMO G | NIMO G | NIMO G | NIMO G | NIMO G | NIMO G | NIMO G | NIMO G | NIMO G | NIMO G | NIMO G | NIMO G | NIMO G | NIMO G | NIMO G | NIMO G | NIMO G | NIMO G | NIMO G | NIMO G | NIMO G | NIMO G | NIMO G | NIMO G | NIMO G | NIMO G | NIMO G | NIMO G | NIMO G | NIMO G | NIMO G | NIMO G | NIMO G | NIMO G | NIMO G | NIMO G | NIMO G | NIMO G | NIMO G | NIMO G | NIMO G | NIMO G | NIMO G | NIMO G | NIMO G | NIMO G | NIMO G | NIMO G | NIMO G | NIMO G | NIMO G | NIMO G | NIMO G | NIMO G | NIMO G | NIMO G | NIMO G | NIMO G | NIMO G | NIMO G | NIMO G | NIMO G | NIMO G | NIMO G | NIMO G | NIMO G | NIMO G | NIMO G | NIMO G | NIMO G | NIMO G | NIMO G | NIMO G | NIMO G | NIMO G | NIMO G | NIMO G | NIMO G | NIMO G | NIMO G | NIMO G | NIMO G | NIMO G | NIMO G | NIMO G | NIMO G | NIMO G | NIMO G | NIMO G | NIMO G | NIMO G | NIMO G | NIMO G | NIMO G | NIMO G | NIMO G | NIMO G | NIMO G | NIMO G | NIMO G | NIMO G | NIMO G | NIMO G | NIMO G | NIMO G | NIMO G | NIMO G | NIMO G | NIMO G | NIMO G | NIMO G | NIMO G | NIMO G | NIMO G | NIMO G | NIMO G | NIMO G | NIMO G | NIMO G | NIMO G | NIMO G | NIMO G | NIMO G | NIMO G | NIMO G | NIMO G | NIMO G | NIMO G | NIMO G | NIMO G | NIMO G | NIMO G | NIMO G | NIMO G | NIMO G | NIMO G | NIMO G | NIMO G | NIMO G | NIMO G | NIMO G | NIMO G | NIMO G | NIMO G | NIMO G | NIMO G | NIMO G | NIMO G | NIMO G | NIMO G | NIMO G | NIMO G | NIMO G | NIMO G | NIMO G | NIMO G | NIMO G | NIMO G | NIMO G | NIMO G | NIMO G | NIMO G | NIMO G | NIMO G | NIMO G | NIMO G | NIMO G | NIMO G | NIMO G | NIMO G | NIMO G | NIMO G | NIMO G | NIMO G | NIMO G | NIMO G | NIMO G | NIMO G | NIMO G | NIMO G | NIMO G | NIMO G | NIMO G | NIMO G | NIMO G | NIMO G | NIMO G | NIMO G | NIMO G | NIMO G | NIMO G | NIMO G | NIMO G | NIMO G | NIMO G | NIMO G | NIMO G | NIMO G | NIMO G | NIMO G | NIMO G | NIMO G | NIMO G | NIMO G | NIMO G | NIMO G | NIMO G | NIMO G | NIMO G | NIMO G | NIMO G | NIMO G | NIMO G | NIMO G | NIMO G | NIMO G | NIMO G | NIMO G | NIMO G | NIMO G | NIMO G | NIMO G | NIMO G | NIMO G | NIMO G | NIMO G | NIMO G | NIMO G | NIMO G | NIMO G | NIMO G | NIMO G | NIMO G | NIMO G | NIMO G | NIMO G | NIMO G | NIMO G | NIMO G | NIMO G | NIMO G | NIMO G | NIMO G | NIMO G | NIMO G | NIMO G | NIMO G | NIMO G | NIMO G | NIMO G | NIMO G | NIMO G | NIMO G | NIMO G | NIMO G | NIMO G | NIMO G | NIMO G | NIMO G | NIMO G | NIMO G | NIMO G | NIMO G | NIMO G | NIMO G | NIMO G | NIMO G | NIMO G | NIMO G | NIMO G | NIMO G | NIMO G | NIMO G | NIMO G | NIMO G | NIMO G | NIMO G | NIMO G | NIMO G | NIMO G | NIMO G | NIMO G | NIMO G | NIMO G | NIMO G | NIMO G | NIMO G | NIMO G | NIMO G | NIMO G | NIMO G | NIMO G | NIMO G | NIMO G | NIMO G | NIMO G | NIMO G | NIMO G | NIMO G | NIMO G | NIMO G | NIMO G | NIMO G | NIMO G | NIMO G | NIMO G | NIMO G | NIMO G | NIMO G | NIMO G | NIMO G | NIMO G | NIMO G | NIMO G | NIMO G | NIMO G | NIMO G | NIMO G | NIMO G | NIMO G | NIMO G | NIMO G | NIMO G | NIMO G | NIMO G | NIMO G | NIMO G | NIMO G | NIMO G | NIMO G | NIMO G | NIMO G | NIMO G | NIMO G | NIMO G | NIMO G | NIMO G | NIMO G | NIMO G | NIMO G | NIMO G | NIMO G | NIMO G | NIMO G | NIMO G | NIMO G | NIMO G | NIMO G | NIMO G | NIMO G | NIMO G | NIMO G | NIMO G | NIMO G | NIMO G | NIMO G | NIMO G | NIMO G | NIMO G | NIMO G | NIMO G | NIMO G | NIMO G | NIMO G | NIMO G | NIMO G | NIMO G | NIMO G | NIMO G | NIMO G | NIMO G | NIMO G | NIMO G | NIMO G | NIMO G | NIMO G | NIMO G | NIMO G | NIMO G | NIMO G | NIMO G | NIMO G | NIMO G | NIMO G | NIMO G | NIMO G | NIMO G | NIMO G | NIMO G | NIMO G | NIMO G | NIMO G | NIMO G | NIMO G | NIMO G | NIMO G | NIMO G | NIMO G | NIMO G | NIMO G | NIMO G | NIMO G | NIMO G | NIMO G | NIMO G | NIMO G | NIMO G | NIMO G | NIMO G | NIMO G | NIMO G | NIMO G | NIMO G | NIMO G | NIMO G | NIMO G | NIMO G | NIMO G | NIMO G | NIMO G | NIMO G | NIMO G | NIMO G | NIMO G | NIMO G | NIMO G | NIMO G | NIMO G | NIMO G | NIMO G | NIMO G | NIMO G | NIMO G | NIMO G | NIMO G | NIMO G | NIMO G | NIMO G | NIMO G | NIMO G | NIMO G | NIMO G | NIMO G | NIMO G | NIMO G | NIMO G | NIMO G | NIMO G | NIMO G | NIMO G | NIMO G | NIMO G | NIMO G | NIMO G | NIMO G | NIMO G | NIMO G | NIMO G | NIMO G | NIMO G | NIMO G | NIMO G | NIMO G | NIMO G | NIMO G | NIMO G | NIMO G | NIMO G | NIMO G | NIMO G | NIMO-G
6390 | NYC | Suffolk | 4 | NYC | Binghamton | Massena
10001 | NYC | New York | 4 | NYC | Buffalo | Buffalo
10002 | NYC | New York | 4 | NYC | Massena | Massena
10003 | NYC | New York | 4 | NYC | NYC | NYC
10004 | NYC | New York | 4 | NYC | Poughkeepsie | Buffalo
10005 | NYC | New York | 4 | NYC | Syracuse | Buffalo
10006 | NYC | New York | 4 | NYC
10007 | NYC | New York | 4 | NYC
10008 | NYC | New York | 4 | NYC
10009 | NYC | New York | 4 | NYC
10010 | NYC | New York | 4 | NYC
10011 | NYC | New York | 4 | NYC
10012 | NYC | New York | 4 | NYC
10013 | NYC | New York | 4 | NYC
10014 | NYC | New York | 4 | NYC
10015 | NYC | New York | 4 | NYC
10016 | NYC | New York | 4 | NYC
10017 | NYC | New York | 4 | NYC
10018 | NYC | New York | 4 | NYC
10019 | NYC | New York | 4 | NYC
10020 | NYC | New York | 4 | NYC
10021 | NYC | New York | 4 | NYC
10022 | NYC | New York | 4 | NYC
10023 | NYC | New York | 4 | NYC
10024 | NYC | New York | 4 | NYC
10025 | NYC | New York | 4 | NYC
10026 | NYC | New York | 4 | NYC
10027 | NYC | New York | 4 | NYC
10028 | NYC | New York | 4 | NYC
10029 | NYC | New York | 4 | NYC
10030 | NYC | New York | 4 | NYC
10031 | NYC | New York | 4 | NYC
10032 | NYC | New York | 4 | NYC
10033 | NYC | New York | 4 | NYC
10034 | NYC | New York | 4 | NYC
10035 | NYC | New York | 4 | NYC
10036 | NYC | New York | 4 | NYC
10037 | NYC | New York | 4 | NYC
10038 | NYC | New York | 4 | NYC
10039 | NYC | New York | 4 | NYC
10040 | NYC | New York | 4 | NYC
10041 | NYC | New York | 4 | NYC
10043 | NYC | New York | 4 | NYC
10044 | NYC | New York | 4 | NYC
10045 | NYC | New York | 4 | NYC
10046 | NYC | New York | 4 | NYC
10047 | NYC | New York | 4 | NYC
10048 | NYC | New York | 4 | NYC
10055 | NYC | New York | 4 | NYC
10060 | NYC | New York | 4 | NYC
10065 | NYC | New York | 4 | NYC
10069 | NYC | New York | 4 | NYC
10072 | NYC | New York | 4 | NYC
10075 | NYC | New York | 4 | NYC
10079 | NYC | New York | 4 | NYC
10080 | NYC | New York | 4 | NYC
10081 | NYC | New York | 4 | NYC
10082 | NYC | New York | 4 | NYC
10087 | NYC | New York | 4 | NYC
10090 | NYC | New York | 4 | NYC
10094 | NYC | New York | 4 | NYC
10095 | NYC | New York | 4 | NYC
10096 | NYC | New York | 4 | NYC
10098 | NYC | New York | 4 | NYC
10099 | NYC | New York | 4 | NYC
10101 | NYC | New York | 4 | NYC
10102 | NYC | New York | 4 | NYC
10103 | NYC | New York | 4 | NYC
10104 | NYC | New York | 4 | NYC
10105 | NYC | New York | 4 | NYC
10106 | NYC | New York | 4 | NYC
10107 | NYC | New York | 4 | NYC
10108 | NYC | New York | 4 | NYC
10109 | NYC | New York | 4 | NYC
10110 | NYC | New York | 4 | NYC
10111 | NYC | New York | 4 | NYC
10112 | NYC | New York | 4 | NYC
10113 | NYC | New York | 4 | NYC
10114 | NYC | New York | 4 | NYC
10115 | NYC | New York | 4 | NYC
10116 | NYC | New York | 4 | NYC
10117 | NYC | New York | 4 | NYC
10118 | NYC | New York | 4 | NYC
10119 | NYC | New York | 4 | NYC
10120 | NYC | New York | 4 | NYC
10121 | NYC | New York | 4 | NYC
10122 | NYC | New York | 4 | NYC
10123 | NYC | New York | 4 | NYC
10124 | NYC | New York | 4 | NYC
10125 | NYC | New York | 4 | NYC
10126 | NYC | New York | 4 | NYC
10128 | NYC | New York | 4 | NYC
10129 | NYC | New York | 4 | NYC
10130 | NYC | New York | 4 | NYC
10131 | NYC | New York | 4 | NYC
10132 | NYC | New York | 4 | NYC
10133 | NYC | New York | 4 | NYC
10138 | NYC | New York | 4 | NYC
10149 | NYC | New York | 4 | NYC
10150 | NYC | New York | 4 | NYC
10151 | NYC | New York | 4 | NYC
10152 | NYC | New York | 4 | NYC
10153 | NYC | New York | 4 | NYC
10154 | NYC | New York | 4 | NYC
10155 | NYC | New York | 4 | NYC
10156 | NYC | New York | 4 | NYC
10157 | NYC | New York | 4 | NYC
10158 | NYC | New York | 4 | NYC
10159 | NYC | New York | 4 | NYC
10160 | NYC | New York | 4 | NYC
10161 | NYC | New York | 4 | NYC
10162 | NYC | New York | 4 | NYC
10163 | NYC | New York | 4 | NYC
10164 | NYC | New York | 4 | NYC
10165 | NYC | New York | 4 | NYC
10166 | NYC | New York | 4 | NYC
10167 | NYC | New York | 4 | NYC
10168 | NYC | New York | 4 | NYC
10169 | NYC | New York | 4 | NYC
10170 | NYC | New York | 4 | NYC
10171 | NYC | New York | 4 | NYC
10172 | NYC | New York | 4 | NYC
10173 | NYC | New York | 4 | NYC
10174 | NYC | New York | 4 | NYC
10175 | NYC | New York | 4 | NYC
10176 | NYC | New York | 4 | NYC
10177 | NYC | New York | 4 | NYC
10178 | NYC | New York | 4 | NYC
10179 | NYC | New York | 4 | NYC
10184 | NYC | New York | 4 | NYC
10185 | NYC | New York | 4 | NYC
10196 | NYC | New York | 4 | NYC
10197 | NYC | New York | 4 | NYC
10199 | NYC | New York | 4 | NYC
10200 | NYC | New York | 4 | NYC
10203 | NYC | New York | 4 | NYC
10211 | NYC | New York | 4 | NYC
10212 | NYC | New York | 4 | NYC
10213 | NYC | New York | 4 | NYC
10242 | NYC | New York | 4 | NYC
10249 | NYC | New York | 4 | NYC
10256 | NYC | New York | 4 | NYC
10257 | NYC | New York | 4 | NYC
10258 | NYC | New York | 4 | NYC
10259 | NYC | New York | 4 | NYC
10260 | NYC | New York | 4 | NYC
10261 | NYC | New York | 4 | NYC
10265 | NYC | New York | 4 | NYC
10268 | NYC | New York | 4 | NYC
10269 | NYC | New York | 4 | NYC
10270 | NYC | New York | 4 | NYC
10271 | NYC | New York | 4 | NYC
10272 | NYC | New York | 4 | NYC
10273 | NYC | New York | 4 | NYC
10274 | NYC | New York | 4 | NYC
10275 | NYC | New York | 4 | NYC
10276 | NYC | New York | 4 | NYC
10277 | NYC | New York | 4 | NYC
10278 | NYC | New York | 4 | NYC
10279 | NYC | New York | 4 | NYC
10280 | NYC | New York | 4 | NYC
10281 | NYC | New York | 4 | NYC
10282 | NYC | New York | 4 | NYC
10285 | NYC | New York | 4 | NYC
10286 | NYC | New York | 4 | NYC
10292 | NYC | New York | 4 | NYC
10301 | NYC | Richmond | 4 | NYC
10302 | NYC | Richmond | 4 | NYC
10303 | NYC | Richmond | 4 | NYC
10304 | NYC | Richmond | 4 | NYC
10305 | NYC | Richmond | 4 | NYC
10306 | NYC | Richmond | 4 | NYC
10307 | NYC | Richmond | 4 | NYC
10308 | NYC | Richmond | 4 | NYC
10309 | NYC | Richmond | 4 | NYC
10310 | NYC | Richmond | 4 | NYC
10311 | NYC | Richmond | 4 | NYC
10312 | NYC | Richmond | 4 | NYC
10313 | NYC | Richmond | 4 | NYC
10314 | NYC | Richmond | 4 | NYC
10451 | NYC | Bronx | 4 | NYC
10452 | NYC | Bronx | 4 | NYC
10453 | NYC | Bronx | 4 | NYC
10454 | NYC | Bronx | 4 | NYC
10455 | NYC | Bronx | 4 | NYC
10456 | NYC | Bronx | 4 | NYC
10457 | NYC | Bronx | 4 | NYC
10458 | NYC | Bronx | 4 | NYC
10459 | NYC | Bronx | 4 | NYC
10460 | NYC | Bronx | 4 | NYC
10461 | NYC | Bronx | 4 | NYC
10462 | NYC | Bronx | 4 | NYC
10463 | NYC | Bronx | 4 | NYC
10464 | NYC | Bronx | 4 | NYC
10465 | NYC | Bronx | 4 | NYC
10466 | NYC | Bronx | 4 | NYC
10467 | NYC | Bronx | 4 | NYC
10468 | NYC | Bronx | 4 | NYC
10469 | NYC | Bronx | 4 | NYC
10470 | NYC | Bronx | 4 | NYC
10471 | NYC | Bronx | 4 | NYC
10472 | NYC | Bronx | 4 | NYC
10473 | NYC | Bronx | 4 | NYC
10474 | NYC | Bronx | 4 | NYC
10475 | NYC | Bronx | 4 | NYC
10499 | NYC | Bronx | 4 | NYC
10501 | NYC | Westchester | 4 | NYC
10502 | NYC | Westchester | 4 | NYC
10503 | NYC | Westchester | 4 | NYC
10504 | NYC | Westchester | 4 | NYC
10505 | NYC | Putnam | 5 | NYC
10506 | NYC | Westchester | 4 | NYC
10507 | NYC | Westchester | 4 | NYC
10509 | Poughkeepsie | Putnam | 5 | Buffalo
10510 | NYC | Westchester | 4 | NYC
10511 | NYC | Westchester | 4 | NYC
10512 | Poughkeepsie | Putnam | 5 | Buffalo
10514 | NYC | Westchester | 4 | NYC
10516 | Poughkeepsie | Putnam | 5 | Buffalo
10517 | NYC | Westchester | 4 | NYC
10518 | NYC | Westchester | 4 | NYC
10519 | NYC | Westchester | 4 | NYC
10520 | NYC | Westchester | 4 | NYC
10521 | NYC | Westchester | 4 | NYC
10522 | NYC | Westchester | 4 | NYC
10523 | NYC | Westchester | 4 | NYC
10524 | Poughkeepsie | Putnam | 5 | Buffalo
10526 | NYC | Westchester | 4 | NYC
10527 | NYC | Westchester | 4 | NYC
10528 | NYC | Westchester | 4 | NYC
10530 | NYC | Westchester | 4 | NYC
10532 | NYC | Westchester | 4 | NYC
10533 | NYC | Westchester | 4 | NYC
10535 | NYC | Westchester | 4 | NYC
10536 | NYC | Westchester | 4 | NYC
10537 | Poughkeepsie | Putnam | 5 | Buffalo
10538 | NYC | Westchester | 4 | NYC
10540 | NYC | Westchester | 4 | NYC
10541 | Poughkeepsie | Putnam | 5 | Buffalo
10542 | Poughkeepsie | Putnam | 5 | Buffalo
10543 | NYC | Westchester | 4 | NYC
10545 | NYC | Westchester | 4 | NYC
10546 | NYC | Westchester | 4 | NYC
10547 | NYC | Westchester | 4 | NYC
10548 | NYC | Westchester | 4 | NYC
10549 | NYC | Westchester | 4 | NYC
10550 | NYC | Westchester | 4 | NYC
10551 | NYC | Westchester | 4 | NYC
10552 | NYC | Westchester | 4 | NYC
10553 | NYC | Westchester | 4 | NYC
10557 | NYC | Westchester | 4 | NYC
10558 | NYC | Westchester | 4 | NYC
10560 | NYC | Westchester | 4 | NYC
10562 | NYC | Westchester | 4 | NYC
10566 | NYC | Westchester | 4 | NYC
10567 | NYC | Westchester | 4 | NYC
10570 | NYC | Westchester | 4 | NYC
10571 | NYC | Westchester | 4 | NYC
10572 | NYC | Westchester | 4 | NYC
10573 | NYC | Westchester | 4 | NYC
10576 | NYC | Westchester | 4 | NYC
10577 | NYC | Westchester | 4 | NYC
10578 | NYC | Westchester | 4 | NYC
10579 | Poughkeepsie | Putnam | 5 | Buffalo
10580 | NYC | Westchester | 4 | NYC
10583 | NYC | Westchester | 4 | NYC
10587 | NYC | Westchester | 4 | NYC
10588 | NYC | Westchester | 4 | NYC
10589 | NYC | Westchester | 4 | NYC
10590 | NYC | Westchester | 4 | NYC
10591 | NYC | Westchester | 4 | NYC
10594 | NYC | Westchester | 4 | NYC
10595 | NYC | Westchester | 4 | NYC
10596 | NYC | Westchester | 4 | NYC
10597 | NYC | Westchester | 4 | NYC
10598 | NYC | Westchester | 4 | NYC
10601 | NYC | Westchester | 4 | NYC
10602 | NYC | Westchester | 4 | NYC
10603 | NYC | Westchester | 4 | NYC
10604 | NYC | Westchester | 4 | NYC
10605 | NYC | Westchester | 4 | NYC
10606 | NYC | Westchester | 4 | NYC
10607 | NYC | Westchester | 4 | NYC
10610 | NYC | Westchester | 4 | NYC
10701 | NYC | Westchester | 4 | NYC
10702 | NYC | Westchester | 4 | NYC
10703 | NYC | Westchester | 4 | NYC
10704 | NYC | Westchester | 4 | NYC
10705 | NYC | Westchester | 4 | NYC
10706 | NYC | Westchester | 4 | NYC
10707 | NYC | Westchester | 4 | NYC
10708 | NYC | Westchester | 4 | NYC
10709 | NYC | Westchester | 4 | NYC
10710 | NYC | Westchester | 4 | NYC
10801 | NYC | Westchester | 4 | NYC
10802 | NYC | Westchester | 4 | NYC
10803 | NYC | Westchester | 4 | NYC
10804 | NYC | Westchester | 4 | NYC
10805 | NYC | Westchester | 4 | NYC
10901 | NYC | Rockland | 5 | NYC
10910 | Poughkeepsie | Orange | 5 | Buffalo
10911 | Poughkeepsie | Rockland | 5 | Buffalo
10912 | Poughkeepsie | Orange | 5 | Buffalo
10913 | NYC | Rockland | 5 | NYC
10914 | Poughkeepsie | Orange | 5 | Buffalo
10915 | Poughkeepsie | Orange | 5 | Buffalo
10916 | Poughkeepsie | Orange | 5 | Buffalo
10917 | Poughkeepsie | Orange | 5 | Buffalo
10918 | Poughkeepsie | Orange | 5 | Buffalo
10919 | Poughkeepsie | Orange | 5 | Buffalo
10920 | NYC | Rockland | 5 | NYC
10921 | Poughkeepsie | Orange | 5 | Buffalo
10922 | Poughkeepsie | Orange | 5 | Buffalo
10923 | NYC | Rockland | 5 | NYC
10924 | Poughkeepsie | Orange | 5 | Buffalo
10925 | Poughkeepsie | Orange | 5 | Buffalo
10926 | Poughkeepsie | Orange | 5 | Buffalo
10927 | NYC | Rockland | 5 | NYC
10928 | Poughkeepsie | Orange | 5 | Buffalo
10930 | Poughkeepsie | Orange | 5 | Buffalo
10931 | NYC | Rockland | 5 | NYC
10932 | Poughkeepsie | Orange | 5 | Buffalo
10933 | Poughkeepsie | Orange | 5 | Buffalo
10940 | Poughkeepsie | Orange | 5 | Buffalo
10941 | Poughkeepsie | Orange | 5 | Buffalo
10943 | Poughkeepsie | Orange | 5 | Buffalo
10949 | Poughkeepsie | Orange | 5 | Buffalo
10950 | Poughkeepsie | Orange | 5 | Buffalo
10952 | NYC | Rockland | 5 | NYC
10953 | Poughkeepsie | Orange | 5 | Buffalo
10954 | NYC | Rockland | 5 | NYC
10956 | NYC | Rockland | 5 | NYC
10958 | Poughkeepsie | Orange | 5 | Buffalo
10959 | Poughkeepsie | Orange | 5 | Buffalo
10960 | NYC | Rockland | 5 | NYC
10962 | NYC | Rockland | 5 | NYC
10963 | Poughkeepsie | Orange | 5 | Buffalo
10964 | NYC | Rockland | 5 | NYC
10965 | NYC | Rockland | 5 | NYC
10968 | NYC | Rockland | 5 | NYC
10969 | Poughkeepsie | Orange | 5 | Buffalo
10970 | NYC | Rockland | 5 | NYC
10973 | Poughkeepsie | Orange | 5 | Buffalo
10974 | NYC | Rockland | 5 | NYC
10975 | Poughkeepsie | Orange | 5 | Buffalo
10976 | NYC | Rockland | 5 | NYC
10977 | NYC | Rockland | 5 | NYC
10979 | Poughkeepsie | Orange | 5 | Buffalo
10980 | NYC | Rockland | 5 | NYC
10981 | Poughkeepsie | Orange | 5 | Buffalo
10982 | NYC | Rockland | 5 | NYC
10983 | NYC | Rockland | 5 | NYC
10984 | NYC | Rockland | 5 | NYC
10985 | Poughkeepsie | Orange | 5 | Buffalo
10986 | NYC | Rockland | 5 | NYC
10987 | Poughkeepsie | Orange | 5 | Buffalo
10988 | Poughkeepsie | Orange | 5 | Buffalo
10989 | NYC | Rockland | 5 | NYC
10990 | Poughkeepsie | Orange | 5 | Buffalo
10992 | Poughkeepsie | Orange | 5 | Buffalo
10993 | NYC | Rockland | 5 | NYC
10994 | NYC | Rockland | 5 | NYC
10996 | Poughkeepsie | Orange | 5 | Buffalo
10997 | Poughkeepsie | Orange | 5 | Buffalo
10998 | Poughkeepsie | Orange | 5 | Buffalo
11001 | NYC | Nassau | 4 | NYC
11002 | NYC | Nassau | 4 | NYC
11003 | NYC | Nassau | 4 | NYC
11004 | NYC | Queens | 4 | NYC
11005 | NYC | Queens | 4 | NYC
11010 | NYC | Nassau | 4 | NYC
11020 | NYC | Nassau | 4 | NYC
11021 | NYC | Nassau | 4 | NYC
11022 | NYC | Nassau | 4 | NYC
11023 | NYC | Nassau | 4 | NYC
11024 | NYC | Nassau | 4 | NYC
11025 | NYC | Nassau | 4 | NYC
11026 | NYC | Nassau | 4 | NYC
11027 | NYC | Nassau | 4 | NYC
11030 | NYC | Nassau | 4 | NYC
11040 | NYC | Nassau | 4 | NYC
11041 | NYC | Nassau | 4 | NYC
11042 | NYC | Nassau | 4 | NYC
11043 | NYC | Nassau | 4 | NYC
11044 | NYC | Nassau | 4 | NYC
11050 | NYC | Nassau | 4 | NYC
11051 | NYC | Nassau | 4 | NYC
11052 | NYC | Nassau | 4 | NYC
11053 | NYC | Nassau | 4 | NYC
11054 | NYC | Nassau | 4 | NYC
11055 | NYC | Nassau | 4 | NYC
11096 | NYC | Nassau | 4 | NYC
11099 | NYC | Nassau | 4 | NYC
11101 | NYC | Queens | 4 | NYC
11102 | NYC | Queens | 4 | NYC
11103 | NYC | Queens | 4 | NYC
11104 | NYC | Queens | 4 | NYC
11105 | NYC | Queens | 4 | NYC
11106 | NYC | Queens | 4 | NYC
11109 | NYC | Queens | 4 | NYC
11120 | NYC | Queens | 4 | NYC
11201 | NYC | Kings | 4 | NYC
11202 | NYC | Kings | 4 | NYC
11203 | NYC | Kings | 4 | NYC
11204 | NYC | Kings | 4 | NYC
11205 | NYC | Kings | 4 | NYC
11206 | NYC | Kings | 4 | NYC
11207 | NYC | Kings | 4 | NYC
11208 | NYC | Kings | 4 | NYC
11209 | NYC | Kings | 4 | NYC
11210 | NYC | Kings | 4 | NYC
11211 | NYC | Kings | 4 | NYC
11212 | NYC | Kings | 4 | NYC
11213 | NYC | Kings | 4 | NYC
11214 | NYC | Kings | 4 | NYC
11215 | NYC | Kings | 4 | NYC
11216 | NYC | Kings | 4 | NYC
11217 | NYC | Kings | 4 | NYC
11218 | NYC | Kings | 4 | NYC
11219 | NYC | Kings | 4 | NYC
11220 | NYC | Kings | 4 | NYC
11221 | NYC | Kings | 4 | NYC
11222 | NYC | Kings | 4 | NYC
11223 | NYC | Kings | 4 | NYC
11224 | NYC | Kings | 4 | NYC
11225 | NYC | Kings | 4 | NYC
11226 | NYC | Kings | 4 | NYC
11228 | NYC | Kings | 4 | NYC
11229 | NYC | Kings | 4 | NYC
11230 | NYC | Kings | 4 | NYC
11231 | NYC | Kings | 4 | NYC
11232 | NYC | Kings | 4 | NYC
11233 | NYC | Kings | 4 | NYC
11234 | NYC | Kings | 4 | NYC
11235 | NYC | Kings | 4 | NYC
11236 | NYC | Kings | 4 | NYC
11237 | NYC | Kings | 4 | NYC
11238 | NYC | Kings | 4 | NYC
11239 | NYC | Kings | 4 | NYC
11240 | NYC | Kings | 4 | NYC
11241 | NYC | Kings | 4 | NYC
11242 | NYC | Kings | 4 | NYC
11243 | NYC | Kings | 4 | NYC
11244 | NYC | Kings | 4 | NYC
11245 | NYC | Kings | 4 | NYC
11247 | NYC | Kings | 4 | NYC
11248 | NYC | Kings | 4 | NYC
11249 | NYC | Kings | 4 | NYC
11251 | NYC | Kings | 4 | NYC
11252 | NYC | Kings | 4 | NYC
11254 | NYC | Kings | 4 | NYC
11255 | NYC | Kings | 4 | NYC
11256 | NYC | Kings | 4 | NYC
11351 | NYC | Queens | 4 | NYC
11352 | NYC | Queens | 4 | NYC
11354 | NYC | Queens | 4 | NYC
11355 | NYC | Queens | 4 | NYC
11356 | NYC | Queens | 4 | NYC
11357 | NYC | Queens | 4 | NYC
11358 | NYC | Queens | 4 | NYC
11359 | NYC | Queens | 4 | NYC
11360 | NYC | Queens | 4 | NYC
11361 | NYC | Queens | 4 | NYC
11362 | NYC | Queens | 4 | NYC
11363 | NYC | Queens | 4 | NYC
11364 | NYC | Queens | 4 | NYC
11365 | NYC | Queens | 4 | NYC
11366 | NYC | Queens | 4 | NYC
11367 | NYC | Queens | 4 | NYC
11368 | NYC | Queens | 4 | NYC
11369 | NYC | Queens | 4 | NYC
11370 | NYC | Queens | 4 | NYC
11371 | NYC | Queens | 4 | NYC
11372 | NYC | Queens | 4 | NYC
11373 | NYC | Queens | 4 | NYC
11374 | NYC | Queens | 4 | NYC
11375 | NYC | Queens | 4 | NYC
11377 | NYC | Queens | 4 | NYC
11378 | NYC | Queens | 4 | NYC
11379 | NYC | Queens | 4 | NYC
11380 | NYC | Queens | 4 | NYC
11381 | NYC | Queens | 4 | NYC
11385 | NYC | Queens | 4 | NYC
11386 | NYC | Queens | 4 | NYC
11390 | NYC | Queens | 4 | NYC
11405 | NYC | Queens | 4 | NYC
11411 | NYC | Queens | 4 | NYC
11412 | NYC | Queens | 4 | NYC
11413 | NYC | Queens | 4 | NYC
11414 | NYC | Queens | 4 | NYC
11415 | NYC | Queens | 4 | NYC
11416 | NYC | Queens | 4 | NYC
11417 | NYC | Queens | 4 | NYC
11418 | NYC | Queens | 4 | NYC
11419 | NYC | Queens | 4 | NYC
11420 | NYC | Queens | 4 | NYC
11421 | NYC | Queens | 4 | NYC
11422 | NYC | Queens | 4 | NYC
11423 | NYC | Queens | 4 | NYC
11424 | NYC | Queens | 4 | NYC
11425 | NYC | Queens | 4 | NYC
11426 | NYC | Queens | 4 | NYC
11427 | NYC | Queens | 4 | NYC
11428 | NYC | Queens | 4 | NYC
11429 | NYC | Queens | 4 | NYC
11430 | NYC | Queens | 4 | NYC
11431 | NYC | Queens | 4 | NYC
11432 | NYC | Queens | 4 | NYC
11433 | NYC | Queens | 4 | NYC
11434 | NYC | Queens | 4 | NYC
11435 | NYC | Queens | 4 | NYC
11436 | NYC | Queens | 4 | NYC
11437 | NYC | Queens | 4 | NYC
11439 | NYC | Queens | 4 | NYC
11451 | NYC | Queens | 4 | NYC
11499 | NYC | Queens | 4 | NYC
11501 | NYC | Nassau | 4 | NYC
11507 | NYC | Nassau | 4 | NYC
11509 | NYC | Nassau | 4 | NYC
11510 | NYC | Nassau | 4 | NYC
11514 | NYC | Nassau | 4 | NYC
11516 | NYC | Nassau | 4 | NYC
11518 | NYC | Nassau | 4 | NYC
11520 | NYC | Nassau | 4 | NYC
11530 | NYC | Nassau | 4 | NYC
11531 | NYC | Nassau | 4 | NYC
11535 | NYC | Nassau | 4 | NYC
11536 | NYC | Nassau | 4 | NYC
11542 | NYC | Nassau | 4 | NYC
11545 | NYC | Nassau | 4 | NYC
11547 | NYC | Nassau | 4 | NYC
11548 | NYC | Nassau | 4 | NYC
11549 | NYC | Nassau | 4 | NYC
11550 | NYC | Nassau | 4 | NYC
11551 | NYC | Nassau | 4 | NYC
11552 | NYC | Nassau | 4 | NYC
11553 | NYC | Nassau | 4 | NYC
11554 | NYC | Nassau | 4 | NYC
11555 | NYC | Nassau | 4 | NYC
11556 | NYC | Nassau | 4 | NYC
11557 | NYC | Nassau | 4 | NYC
11558 | NYC | Nassau | 4 | NYC
11559 | NYC | Nassau | 4 | NYC
11560 | NYC | Nassau | 4 | NYC
11561 | NYC | Nassau | 4 | NYC
11563 | NYC | Nassau | 4 | NYC
11565 | NYC | Nassau | 4 | NYC
11566 | NYC | Nassau | 4 | NYC
11568 | NYC | Nassau | 4 | NYC
11569 | NYC | Nassau | 4 | NYC
11570 | NYC | Nassau | 4 | NYC
11571 | NYC | Nassau | 4 | NYC
11572 | NYC | Nassau | 4 | NYC
11575 | NYC | Nassau | 4 | NYC
11576 | NYC | Nassau | 4 | NYC
11577 | NYC | Nassau | 4 | NYC
11579 | NYC | Nassau | 4 | NYC
11580 | NYC | Nassau | 4 | NYC
11581 | NYC | Nassau | 4 | NYC
11582 | NYC | Nassau | 4 | NYC
11590 | NYC | Nassau | 4 | NYC
11592 | NYC | Nassau | 4 | NYC
11594 | NYC | Nassau | 4 | NYC
11595 | NYC | Nassau | 4 | NYC
11596 | NYC | Nassau | 4 | NYC
11597 | NYC | Nassau | 4 | NYC
11598 | NYC | Nassau | 4 | NYC
11599 | NYC | Nassau | 4 | NYC
11690 | NYC | Queens | 4 | NYC
11691 | NYC | Queens | 4 | NYC
11692 | NYC | Queens | 4 | NYC
11693 | NYC | Queens | 4 | NYC
11694 | NYC | Queens | 4 | NYC
11695 | NYC | Queens | 4 | NYC
11697 | NYC | Queens | 4 | NYC
11701 | NYC | Suffolk | 4 | NYC
11702 | NYC | Suffolk | 4 | NYC
11703 | NYC | Suffolk | 4 | NYC
11704 | NYC | Suffolk | 4 | NYC
11705 | NYC | Suffolk | 4 | NYC
11706 | NYC | Suffolk | 4 | NYC
11707 | NYC | Suffolk | 4 | NYC
11708 | NYC | Suffolk | 4 | NYC
11709 | NYC | Nassau | 4 | NYC
11710 | NYC | Nassau | 4 | NYC
11713 | NYC | Suffolk | 4 | NYC
11714 | NYC | Nassau | 4 | NYC
11715 | NYC | Suffolk | 4 | NYC
11716 | NYC | Suffolk | 4 | NYC
11717 | NYC | Suffolk | 4 | NYC
11718 | NYC | Suffolk | 4 | NYC
11719 | NYC | Suffolk | 4 | NYC
11720 | NYC | Suffolk | 4 | NYC
11721 | NYC | Suffolk | 4 | NYC
11722 | NYC | Suffolk | 4 | NYC
11724 | NYC | Suffolk | 4 | NYC
11725 | NYC | Suffolk | 4 | NYC
11726 | NYC | Suffolk | 4 | NYC
11727 | NYC | Suffolk | 4 | NYC
11729 | NYC | Suffolk | 4 | NYC
11730 | NYC | Suffolk | 4 | NYC
11731 | NYC | Suffolk | 4 | NYC
11732 | NYC | Nassau | 4 | NYC
11733 | NYC | Suffolk | 4 | NYC
11735 | NYC | Nassau | 4 | NYC
11736 | NYC | Nassau | 4 | NYC
11737 | NYC | Nassau | 4 | NYC
11738 | NYC | Suffolk | 4 | NYC
11739 | NYC | Suffolk | 4 | NYC
11740 | NYC | Suffolk | 4 | NYC
11741 | NYC | Suffolk | 4 | NYC
11742 | NYC | Suffolk | 4 | NYC
11743 | NYC | Suffolk | 4 | NYC
11746 | NYC | Suffolk | 4 | NYC
11747 | NYC | Suffolk | 4 | NYC
11749 | NYC | Suffolk | 4 | NYC
11750 | NYC | Suffolk | 4 | NYC
11751 | NYC | Suffolk | 4 | NYC
11752 | NYC | Suffolk | 4 | NYC
11753 | NYC | Nassau | 4 | NYC
11754 | NYC | Suffolk | 4 | NYC
11755 | NYC | Suffolk | 4 | NYC
11756 | NYC | Nassau | 4 | NYC
11757 | NYC | Suffolk | 4 | NYC
11758 | NYC | Nassau | 4 | NYC
11760 | NYC | Suffolk | 4 | NYC
11762 | NYC | Nassau | 4 | NYC
11763 | NYC | Suffolk | 4 | NYC
11764 | NYC | Suffolk | 4 | NYC
11765 | NYC | Nassau | 4 | NYC
11766 | NYC | Suffolk | 4 | NYC
11767 | NYC | Suffolk | 4 | NYC
11768 | NYC | Suffolk | 4 | NYC
11769 | NYC | Suffolk | 4 | NYC
11770 | NYC | Suffolk | 4 | NYC
11771 | NYC | Nassau | 4 | NYC
11772 | NYC | Suffolk | 4 | NYC
11773 | NYC | Nassau | 4 | NYC
11774 | NYC | Nassau | 4 | NYC
11775 | NYC | Nassau | 4 | NYC
11776 | NYC | Suffolk | 4 | NYC
11777 | NYC | Suffolk | 4 | NYC
11778 | NYC | Suffolk | 4 | NYC
11779 | NYC | Suffolk | 4 | NYC
11780 | NYC | Suffolk | 4 | NYC
11782 | NYC | Suffolk | 4 | NYC
11783 | NYC | Nassau | 4 | NYC
11784 | NYC | Suffolk | 4 | NYC
11786 | NYC | Suffolk | 4 | NYC
11787 | NYC | Suffolk | 4 | NYC
11788 | NYC | Suffolk | 4 | NYC
11789 | NYC | Suffolk | 4 | NYC
11790 | NYC | Suffolk | 4 | NYC
11791 | NYC | Nassau | 4 | NYC
11792 | NYC | Suffolk | 4 | NYC
11793 | NYC | Nassau | 4 | NYC
11794 | NYC | Suffolk | 4 | NYC
11795 | NYC | Suffolk | 4 | NYC
11796 | NYC | Suffolk | 4 | NYC
11797 | NYC | Nassau | 4 | NYC
11798 | NYC | Suffolk | 4 | NYC
11801 | NYC | Nassau | 4 | NYC
11802 | NYC | Nassau | 4 | NYC
11803 | NYC | Nassau | 4 | NYC
11804 | NYC | Nassau | 4 | NYC
11815 | NYC | Nassau | 4 | NYC
11819 | NYC | Nassau | 4 | NYC
11853 | NYC | Nassau | 4 | NYC
11854 | NYC | Nassau | 4 | NYC
11855 | NYC | Nassau | 4 | NYC
11901 | NYC | Suffolk | 4 | NYC
11930 | NYC | Suffolk | 4 | NYC
11931 | NYC | Suffolk | 4 | NYC
11932 | NYC | Suffolk | 4 | NYC
11933 | NYC | Suffolk | 4 | NYC
11934 | NYC | Suffolk | 4 | NYC
11935 | NYC | Suffolk | 4 | NYC
11937 | NYC | Suffolk | 4 | NYC
11939 | NYC | Suffolk | 4 | NYC
11940 | NYC | Suffolk | 4 | NYC
11941 | NYC | Suffolk | 4 | NYC
11942 | NYC | Suffolk | 4 | NYC
11944 | NYC | Suffolk | 4 | NYC
11946 | NYC | Suffolk | 4 | NYC
11947 | NYC | Suffolk | 4 | NYC
11948 | NYC | Suffolk | 4 | NYC
11949 | NYC | Suffolk | 4 | NYC
11950 | NYC | Suffolk | 4 | NYC
11951 | NYC | Suffolk | 4 | NYC
11952 | NYC | Suffolk | 4 | NYC
11953 | NYC | Suffolk | 4 | NYC
11954 | NYC | Suffolk | 4 | NYC
11955 | NYC | Suffolk | 4 | NYC
11956 | NYC | Suffolk | 4 | NYC
11957 | NYC | Suffolk | 4 | NYC
11958 | NYC | Suffolk | 4 | NYC
11959 | NYC | Suffolk | 4 | NYC
11960 | NYC | Suffolk | 4 | NYC
11961 | NYC | Suffolk | 4 | NYC
11962 | NYC | Suffolk | 4 | NYC
11963 | NYC | Suffolk | 4 | NYC
11964 | NYC | Suffolk | 4 | NYC
11965 | NYC | Suffolk | 4 | NYC
11967 | NYC | Suffolk | 4 | NYC
11968 | NYC | Suffolk | 4 | NYC
11969 | NYC | Suffolk | 4 | NYC
11970 | NYC | Suffolk | 4 | NYC
11971 | NYC | Suffolk | 4 | NYC
11972 | NYC | Suffolk | 4 | NYC
11973 | NYC | Suffolk | 4 | NYC
11975 | NYC | Suffolk | 4 | NYC
11976 | NYC | Suffolk | 4 | NYC
11977 | NYC | Suffolk | 4 | NYC
11978 | NYC | Suffolk | 4 | NYC
11980 | NYC | Suffolk | 4 | NYC
12007 | Albany | Albany | 5 | Buffalo
12008 | Albany | Schenectady | 5 | Buffalo
12009 | Albany | Albany | 5 | Buffalo
12010 | Albany | Montgomery | 6 | Buffalo
12015 | Albany | Greene | 5 | Buffalo
12016 | Albany | Montgomery | 6 | Buffalo
12017 | Albany | Columbia | 5 | Buffalo
12018 | Albany | Rensselaer | 5 | Buffalo
12019 | Albany | Saratoga | 5 | Buffalo
12020 | Albany | Saratoga | 5 | Buffalo
12022 | Albany | Rensselaer | 5 | Buffalo
12023 | Albany | Albany | 5 | Buffalo
12024 | Albany | Columbia | 5 | Buffalo
12025 | Albany | Fulton | 6 | Buffalo
12027 | Albany | Saratoga | 5 | Buffalo
12028 | Albany | Rensselaer | 5 | Buffalo
12029 | Albany | Columbia | 5 | Buffalo
12031 | Albany | Schoharie | 6 | Buffalo
12032 | Albany | Fulton | 6 | Buffalo
12033 | Albany | Rensselaer | 5 | Buffalo
12035 | Albany | Schoharie | 6 | Buffalo
12036 | Albany | Schoharie | 6 | Buffalo
12037 | Albany | Columbia | 5 | Buffalo
12040 | Albany | Rensselaer | 5 | Buffalo
12041 | Albany | Albany | 5 | Buffalo
12042 | Albany | Greene | 5 | Buffalo
12043 | Albany | Schoharie | 6 | Buffalo
12045 | Albany | Albany | 5 | Buffalo
12046 | Albany | Albany | 5 | Buffalo
12047 | Albany | Albany | 5 | Buffalo
12050 | Albany | Columbia | 5 | Buffalo
12051 | Albany | Greene | 5 | Buffalo
12052 | Albany | Rensselaer | 5 | Buffalo
12053 | Albany | Schenectady | 5 | Buffalo
12054 | Albany | Albany | 5 | Buffalo
12055 | Albany | Albany | 5 | Buffalo
12056 | Albany | Schenectady | 5 | Buffalo
12057 | Albany | Washington | 5 | Buffalo
12058 | Albany | Greene | 5 | Buffalo
12059 | Albany | Albany | 5 | Buffalo
12060 | Albany | Columbia | 5 | Buffalo
12061 | Albany | Rensselaer | 5 | Buffalo
12062 | Albany | Rensselaer | 5 | Buffalo
12063 | Albany | Rensselaer | 5 | Buffalo
12064 | Binghamton | Otsego | 6 | Massena
12065 | Albany | Saratoga | 5 | Buffalo
12066 | Albany | Schoharie | 6 | Buffalo
12067 | Albany | Albany | 5 | Buffalo
12068 | Albany | Montgomery | 6 | Buffalo
12069 | Albany | Montgomery | 6 | Buffalo
12070 | Albany | Montgomery | 6 | Buffalo
12071 | Albany | Schoharie | 6 | Buffalo
12072 | Albany | Montgomery | 6 | Buffalo
12073 | Albany | Schoharie | 6 | Buffalo
12074 | Albany | Saratoga | 5 | Buffalo
12075 | Albany | Columbia | 5 | Buffalo
12076 | Albany | Schoharie | 6 | Buffalo
12077 | Albany | Albany | 5 | Buffalo
12078 | Albany | Fulton | 6 | Buffalo
12082 | Albany | Rensselaer | 5 | Buffalo
12083 | Albany | Greene | 5 | Buffalo
12084 | Albany | Albany | 5 | Buffalo
12085 | Albany | Albany | 5 | Buffalo
12086 | Albany | Montgomery | 6 | Buffalo
12087 | Albany | Greene | 5 | Buffalo
12089 | Albany | Rensselaer | 5 | Buffalo
12090 | Albany | Rensselaer | 5 | Buffalo
12092 | Albany | Schoharie | 6 | Buffalo
12093 | Albany | Schoharie | 6 | Buffalo
12094 | Albany | Rensselaer | 5 | Buffalo
12095 | Albany | Fulton | 6 | Buffalo
12106 | Albany | Columbia | 5 | Buffalo
12107 | Albany | Albany | 5 | Buffalo
12108 | Massena | Hamilton | 6 | Massena
12110 | Albany | Albany | 5 | Buffalo
12115 | Albany | Columbia | 5 | Buffalo
12116 | Binghamton | Otsego | 6 | Massena
12117 | Albany | Fulton | 6 | Buffalo
12118 | Albany | Saratoga | 5 | Buffalo
12120 | Albany | Albany | 5 | Buffalo
12121 | Albany | Rensselaer | 5 | Buffalo
12122 | Albany | Schoharie | 6 | Buffalo
12123 | Albany | Rensselaer | 5 | Buffalo
12124 | Albany | Greene | 5 | Buffalo
12125 | Albany | Columbia | 5 | Buffalo
12128 | Albany | Albany | 5 | Buffalo
12130 | Albany | Columbia | 5 | Buffalo
12131 | Albany | Schoharie | 6 | Buffalo
12132 | Albany | Columbia | 5 | Buffalo
12133 | Albany | Rensselaer | 5 | Buffalo
12134 | Albany | Fulton | 6 | Buffalo
12136 | Albany | Columbia | 5 | Buffalo
12137 | Albany | Schenectady | 5 | Buffalo
12138 | Albany | Rensselaer | 5 | Buffalo
12139 | Massena | Hamilton | 6 | Massena
12140 | Albany | Rensselaer | 5 | Buffalo
12141 | Albany | Schenectady | 5 | Buffalo
12143 | Albany | Albany | 5 | Buffalo
12144 | Albany | Rensselaer | 5 | Buffalo
12147 | Albany | Albany | 5 | Buffalo
12148 | Albany | Saratoga | 5 | Buffalo
12149 | Albany | Schoharie | 6 | Buffalo
12150 | Albany | Schenectady | 5 | Buffalo
12151 | Albany | Saratoga | 5 | Buffalo
12153 | Albany | Rensselaer | 5 | Buffalo
12154 | Albany | Rensselaer | 5 | Buffalo
12155 | Binghamton | Otsego | 6 | Massena
12156 | Albany | Rensselaer | 5 | Buffalo
12157 | Albany | Schoharie | 6 | Buffalo
12158 | Albany | Albany | 5 | Buffalo
12159 | Albany | Albany | 5 | Buffalo
12160 | Albany | Schoharie | 6 | Buffalo
12161 | Albany | Albany | 5 | Buffalo
12164 | Massena | Hamilton | 6 | Massena
12165 | Albany | Columbia | 5 | Buffalo
12166 | Albany | Montgomery | 6 | Buffalo
12167 | Binghamton | Delaware | 6 | Massena
12168 | Albany | Rensselaer | 5 | Buffalo
12169 | Albany | Rensselaer | 5 | Buffalo
12170 | Albany | Saratoga | 5 | Buffalo
12172 | Albany | Columbia | 5 | Buffalo
12173 | Albany | Columbia | 5 | Buffalo
12174 | Albany | Columbia | 5 | Buffalo
12175 | Albany | Schoharie | 6 | Buffalo
12176 | Albany | Greene | 5 | Buffalo
12177 | Albany | Montgomery | 6 | Buffalo
12180 | Albany | Rensselaer | 5 | Buffalo
12181 | Albany | Rensselaer | 5 | Buffalo
12182 | Albany | Rensselaer | 5 | Buffalo
12183 | Albany | Albany | 5 | Buffalo
12184 | Albany | Columbia | 5 | Buffalo
12185 | Albany | Rensselaer | 5 | Buffalo
12186 | Albany | Albany | 5 | Buffalo
12187 | Albany | Schoharie | 6 | Buffalo
12188 | Albany | Saratoga | 5 | Buffalo
12189 | Albany | Albany | 5 | Buffalo
12190 | Massena | Hamilton | 6 | Massena
12192 | Albany | Greene | 5 | Buffalo
12193 | Albany | Albany | 5 | Buffalo
12194 | Albany | Schoharie | 6 | Buffalo
12195 | Albany | Columbia | 5 | Buffalo
12196 | Albany | Rensselaer | 5 | Buffalo
12197 | Binghamton | Otsego | 6 | Massena
12198 | Albany | Rensselaer | 5 | Buffalo
12201 | Albany | Albany | 5 | Buffalo
12202 | Albany | Albany | 5 | Buffalo
12203 | Albany | Albany | 5 | Buffalo
12204 | Albany | Albany | 5 | Buffalo
12205 | Albany | Albany | 5 | Buffalo
12206 | Albany | Albany | 5 | Buffalo
12207 | Albany | Albany | 5 | Buffalo
12208 | Albany | Albany | 5 | Buffalo
12209 | Albany | Albany | 5 | Buffalo
12210 | Albany | Albany | 5 | Buffalo
12211 | Albany | Albany | 5 | Buffalo
12212 | Albany | Albany | 5 | Buffalo
12214 | Albany | Albany | 5 | Buffalo
12220 | Albany | Albany | 5 | Buffalo
12222 | Albany | Albany | 5 | Buffalo
12223 | Albany | Albany | 5 | Buffalo
12224 | Albany | Albany | 5 | Buffalo
12225 | Albany | Albany | 5 | Buffalo
12226 | Albany | Albany | 5 | Buffalo
12227 | Albany | Albany | 5 | Buffalo
12228 | Albany | Albany | 5 | Buffalo
12229 | Albany | Albany | 5 | Buffalo
12230 | Albany | Albany | 5 | Buffalo
12231 | Albany | Albany | 5 | Buffalo
12232 | Albany | Albany | 5 | Buffalo
12233 | Albany | Albany | 5 | Buffalo
12234 | Albany | Albany | 5 | Buffalo
12235 | Albany | Albany | 5 | Buffalo
12236 | Albany | Albany | 5 | Buffalo
12237 | Albany | Albany | 5 | Buffalo
12238 | Albany | Albany | 5 | Buffalo
12239 | Albany | Albany | 5 | Buffalo
12240 | Albany | Albany | 5 | Buffalo
12241 | Albany | Albany | 5 | Buffalo
12242 | Albany | Albany | 5 | Buffalo
12243 | Albany | Albany | 5 | Buffalo
12244 | Albany | Albany | 5 | Buffalo
12245 | Albany | Albany | 5 | Buffalo
12246 | Albany | Albany | 5 | Buffalo
12247 | Albany | Albany | 5 | Buffalo
12248 | Albany | Albany | 5 | Buffalo
12249 | Albany | Albany | 5 | Buffalo
12250 | Albany | Albany | 5 | Buffalo
12252 | Albany | Albany | 5 | Buffalo
12255 | Albany | Albany | 5 | Buffalo
12256 | Albany | Albany | 5 | Buffalo
12257 | Albany | Albany | 5 | Buffalo
12260 | Albany | Albany | 5 | Buffalo
12261 | Albany | Albany | 5 | Buffalo
12288 | Albany | Albany | 5 | Buffalo
12301 | Albany | Schenectady | 5 | Buffalo
12302 | Albany | Schenectady | 5 | Buffalo
12303 | Albany | Schenectady | 5 | Buffalo
12304 | Albany | Schenectady | 5 | Buffalo
12305 | Albany | Schenectady | 5 | Buffalo
12306 | Albany | Schenectady | 5 | Buffalo
12307 | Albany | Schenectady | 5 | Buffalo
12308 | Albany | Schenectady | 5 | Buffalo
12309 | Albany | Schenectady | 5 | Buffalo
12325 | Albany | Schenectady | 5 | Buffalo
12345 | Albany | Schenectady | 5 | Buffalo
12401 | Poughkeepsie | Ulster | 6 | Buffalo
12402 | Poughkeepsie | Ulster | 6 | Buffalo
12404 | Poughkeepsie | Ulster | 6 | Buffalo
12405 | Albany | Greene | 5 | Buffalo
12406 | Binghamton | Delaware | 6 | Massena
12407 | Albany | Greene | 5 | Buffalo
12409 | Poughkeepsie | Ulster | 6 | Buffalo
12410 | Poughkeepsie | Ulster | 6 | Buffalo
12411 | Poughkeepsie | Ulster | 6 | Buffalo
12412 | Poughkeepsie | Ulster | 6 | Buffalo
12413 | Albany | Greene | 5 | Buffalo
12414 | Albany | Greene | 5 | Buffalo
12416 | Poughkeepsie | Ulster | 6 | Buffalo
12417 | Poughkeepsie | Ulster | 6 | Buffalo
12418 | Albany | Greene | 5 | Buffalo
12419 | Poughkeepsie | Ulster | 6 | Buffalo
12420 | Poughkeepsie | Ulster | 6 | Buffalo
12421 | Binghamton | Delaware | 6 | Massena
12422 | Albany | Greene | 5 | Buffalo
12423 | Albany | Greene | 5 | Buffalo
12424 | Albany | Greene | 5 | Buffalo
12427 | Albany | Greene | 5 | Buffalo
12428 | Poughkeepsie | Ulster | 6 | Buffalo
12429 | Poughkeepsie | Ulster | 6 | Buffalo
12430 | Binghamton | Delaware | 6 | Massena
12431 | Albany | Greene | 5 | Buffalo
12432 | Poughkeepsie | Ulster | 6 | Buffalo
12433 | Poughkeepsie | Ulster | 6 | Buffalo
12434 | Binghamton | Delaware | 6 | Massena
12435 | Poughkeepsie | Ulster | 6 | Buffalo
12436 | Albany | Greene | 5 | Buffalo
12438 | Binghamton | Delaware | 6 | Massena
12439 | Albany | Greene | 5 | Buffalo
12440 | Poughkeepsie | Ulster | 6 | Buffalo
12441 | Poughkeepsie | Ulster | 6 | Buffalo
12442 | Albany | Greene | 5 | Buffalo
12443 | Poughkeepsie | Ulster | 6 | Buffalo
12444 | Albany | Greene | 5 | Buffalo
12446 | Poughkeepsie | Ulster | 6 | Buffalo
12448 | Poughkeepsie | Ulster | 6 | Buffalo
12449 | Poughkeepsie | Ulster | 6 | Buffalo
12450 | Albany | Greene | 5 | Buffalo
12451 | Albany | Greene | 5 | Buffalo
12452 | Albany | Greene | 5 | Buffalo
12453 | Poughkeepsie | Ulster | 6 | Buffalo
12454 | Albany | Greene | 5 | Buffalo
12455 | Binghamton | Delaware | 6 | Massena
12456 | Poughkeepsie | Ulster | 6 | Buffalo
12457 | Poughkeepsie | Ulster | 6 | Buffalo
12458 | Poughkeepsie | Ulster | 6 | Buffalo
12459 | Binghamton | Delaware | 6 | Massena
12460 | Albany | Greene | 5 | Buffalo
12461 | Poughkeepsie | Ulster | 6 | Buffalo
12463 | Albany | Greene | 5 | Buffalo
12464 | Poughkeepsie | Ulster | 6 | Buffalo
12465 | Poughkeepsie | Ulster | 6 | Buffalo
12466 | Poughkeepsie | Ulster | 6 | Buffalo
12468 | Albany | Greene | 5 | Buffalo
12469 | Albany | Albany | 5 | Buffalo
12470 | Albany | Greene | 5 | Buffalo
12471 | Poughkeepsie | Ulster | 6 | Buffalo
12472 | Poughkeepsie | Ulster | 6 | Buffalo
12473 | Albany | Greene | 5 | Buffalo
12474 | Binghamton | Delaware | 6 | Massena
12475 | Poughkeepsie | Ulster | 6 | Buffalo
12477 | Poughkeepsie | Ulster | 6 | Buffalo
12480 | Poughkeepsie | Ulster | 6 | Buffalo
12481 | Poughkeepsie | Ulster | 6 | Buffalo
12482 | Albany | Greene | 5 | Buffalo
12483 | Poughkeepsie | Ulster | 6 | Buffalo
12484 | Poughkeepsie | Ulster | 6 | Buffalo
12485 | Albany | Greene | 5 | Buffalo
12486 | Poughkeepsie | Ulster | 6 | Buffalo
12487 | Poughkeepsie | Ulster | 6 | Buffalo
12489 | Poughkeepsie | Ulster | 6 | Buffalo
12490 | Poughkeepsie | Ulster | 6 | Buffalo
12491 | Poughkeepsie | Ulster | 6 | Buffalo
12492 | Albany | Greene | 5 | Buffalo
12493 | Poughkeepsie | Ulster | 6 | Buffalo
12494 | Poughkeepsie | Ulster | 6 | Buffalo
12495 | Poughkeepsie | Ulster | 6 | Buffalo
12496 | Albany | Greene | 5 | Buffalo
12498 | Poughkeepsie | Ulster | 6 | Buffalo
12501 | Poughkeepsie | Dutchess | 5 | Buffalo
12502 | Albany | Columbia | 5 | Buffalo
12503 | Albany | Columbia | 5 | Buffalo
12504 | Poughkeepsie | Dutchess | 5 | Buffalo
12506 | Poughkeepsie | Dutchess | 5 | Buffalo
12507 | Poughkeepsie | Dutchess | 5 | Buffalo
12508 | Poughkeepsie | Dutchess | 5 | Buffalo
12510 | Poughkeepsie | Dutchess | 5 | Buffalo
12511 | Poughkeepsie | Dutchess | 5 | Buffalo
12512 | Poughkeepsie | Dutchess | 5 | Buffalo
12513 | Albany | Columbia | 5 | Buffalo
12514 | Poughkeepsie | Dutchess | 5 | Buffalo
12515 | Poughkeepsie | Ulster | 6 | Buffalo
12516 | Albany | Columbia | 5 | Buffalo
12517 | Albany | Columbia | 5 | Buffalo
12518 | Poughkeepsie | Orange | 5 | Buffalo
12520 | Poughkeepsie | Orange | 5 | Buffalo
12521 | Albany | Columbia | 5 | Buffalo
12522 | Poughkeepsie | Dutchess | 5 | Buffalo
12523 | Albany | Columbia | 5 | Buffalo
12524 | Poughkeepsie | Dutchess | 5 | Buffalo
12525 | Poughkeepsie | Ulster | 6 | Buffalo
12526 | Albany | Columbia | 5 | Buffalo
12527 | Poughkeepsie | Dutchess | 5 | Buffalo
12528 | Poughkeepsie | Ulster | 6 | Buffalo
12529 | Albany | Columbia | 5 | Buffalo
12530 | Albany | Columbia | 5 | Buffalo
12531 | Poughkeepsie | Dutchess | 5 | Buffalo
12533 | Poughkeepsie | Dutchess | 5 | Buffalo
12534 | Albany | Columbia | 5 | Buffalo
12537 | Poughkeepsie | Dutchess | 5 | Buffalo
12538 | Poughkeepsie | Dutchess | 5 | Buffalo
12540 | Poughkeepsie | Dutchess | 5 | Buffalo
12541 | Albany | Columbia | 5 | Buffalo
12542 | Poughkeepsie | Ulster | 6 | Buffalo
12543 | Poughkeepsie | Orange | 5 | Buffalo
12544 | Albany | Columbia | 5 | Buffalo
12545 | Poughkeepsie | Dutchess | 5 | Buffalo
12546 | Poughkeepsie | Dutchess | 5 | Buffalo
12547 | Poughkeepsie | Ulster | 6 | Buffalo
12548 | Poughkeepsie | Ulster | 6 | Buffalo
12549 | Poughkeepsie | Orange | 5 | Buffalo
12550 | Poughkeepsie | Orange | 5 | Buffalo
12551 | Poughkeepsie | Orange | 5 | Buffalo
12552 | Poughkeepsie | Orange | 5 | Buffalo
12553 | Poughkeepsie | Orange | 5 | Buffalo
12555 | Poughkeepsie | Orange | 5 | Buffalo
12561 | Poughkeepsie | Ulster | 6 | Buffalo
12563 | Poughkeepsie | Putnam | 5 | Buffalo
12564 | Poughkeepsie | Dutchess | 5 | Buffalo
12565 | Albany | Columbia | 5 | Buffalo
12566 | Poughkeepsie | Ulster | 6 | Buffalo
12567 | Poughkeepsie | Dutchess | 5 | Buffalo
12568 | Poughkeepsie | Ulster | 6 | Buffalo
12569 | Poughkeepsie | Dutchess | 5 | Buffalo
12570 | Poughkeepsie | Dutchess | 5 | Buffalo
12571 | Poughkeepsie | Dutchess | 5 | Buffalo
12572 | Poughkeepsie | Dutchess | 5 | Buffalo
12574 | Poughkeepsie | Dutchess | 5 | Buffalo
12575 | Poughkeepsie | Orange | 5 | Buffalo
12577 | Poughkeepsie | Orange | 5 | Buffalo
12578 | Poughkeepsie | Dutchess | 5 | Buffalo
12580 | Poughkeepsie | Dutchess | 5 | Buffalo
12581 | Poughkeepsie | Dutchess | 5 | Buffalo
12582 | Poughkeepsie | Dutchess | 5 | Buffalo
12583 | Poughkeepsie | Dutchess | 5 | Buffalo
12584 | Poughkeepsie | Orange | 5 | Buffalo
12585 | Poughkeepsie | Dutchess | 5 | Buffalo
12586 | Poughkeepsie | Orange | 5 | Buffalo
12588 | Poughkeepsie | Ulster | 6 | Buffalo
12589 | Poughkeepsie | Ulster | 6 | Buffalo
12590 | Poughkeepsie | Dutchess | 5 | Buffalo
12592 | Poughkeepsie | Dutchess | 5 | Buffalo
12593 | Albany | Columbia | 5 | Buffalo
12594 | Poughkeepsie | Dutchess | 5 | Buffalo
12601 | Poughkeepsie | Dutchess | 5 | Buffalo
12602 | Poughkeepsie | Dutchess | 5 | Buffalo
12603 | Poughkeepsie | Dutchess | 5 | Buffalo
12604 | Poughkeepsie | Dutchess | 5 | Buffalo
12701 | Poughkeepsie | Sullivan | 6 | Buffalo
12719 | Poughkeepsie | Sullivan | 6 | Buffalo
12720 | Poughkeepsie | Sullivan | 6 | Buffalo
12721 | Poughkeepsie | Sullivan | 6 | Buffalo
12722 | Poughkeepsie | Sullivan | 6 | Buffalo
12723 | Poughkeepsie | Sullivan | 6 | Buffalo
12724 | Poughkeepsie | Sullivan | 6 | Buffalo
12725 | Poughkeepsie | Ulster | 6 | Buffalo
12726 | Poughkeepsie | Sullivan | 6 | Buffalo
12727 | Poughkeepsie | Sullivan | 6 | Buffalo
12729 | Poughkeepsie | Orange | 5 | Buffalo
12732 | Poughkeepsie | Sullivan | 6 | Buffalo
12733 | Poughkeepsie | Sullivan | 6 | Buffalo
12734 | Poughkeepsie | Sullivan | 6 | Buffalo
12736 | Poughkeepsie | Sullivan | 6 | Buffalo
12737 | Poughkeepsie | Sullivan | 6 | Buffalo
12738 | Poughkeepsie | Sullivan | 6 | Buffalo
12740 | Poughkeepsie | Sullivan | 6 | Buffalo
12741 | Poughkeepsie | Sullivan | 6 | Buffalo
12742 | Poughkeepsie | Sullivan | 6 | Buffalo
12743 | Poughkeepsie | Sullivan | 6 | Buffalo
12745 | Poughkeepsie | Sullivan | 6 | Buffalo
12746 | Poughkeepsie | Orange | 5 | Buffalo
12747 | Poughkeepsie | Sullivan | 6 | Buffalo
12748 | Poughkeepsie | Sullivan | 6 | Buffalo
12749 | Poughkeepsie | Sullivan | 6 | Buffalo
12750 | Poughkeepsie | Sullivan | 6 | Buffalo
12751 | Poughkeepsie | Sullivan | 6 | Buffalo
12752 | Poughkeepsie | Sullivan | 6 | Buffalo
12754 | Poughkeepsie | Sullivan | 6 | Buffalo
12758 | Poughkeepsie | Sullivan | 6 | Buffalo
12759 | Poughkeepsie | Sullivan | 6 | Buffalo
12760 | Binghamton | Delaware | 6 | Massena
12762 | Poughkeepsie | Sullivan | 6 | Buffalo
12763 | Poughkeepsie | Sullivan | 6 | Buffalo
12764 | Poughkeepsie | Sullivan | 6 | Buffalo
12765 | Poughkeepsie | Sullivan | 6 | Buffalo
12766 | Poughkeepsie | Sullivan | 6 | Buffalo
12767 | Poughkeepsie | Sullivan | 6 | Buffalo
12768 | Poughkeepsie | Sullivan | 6 | Buffalo
12769 | Poughkeepsie | Sullivan | 6 | Buffalo
12770 | Poughkeepsie | Sullivan | 6 | Buffalo
12771 | Poughkeepsie | Orange | 5 | Buffalo
12775 | Poughkeepsie | Sullivan | 6 | Buffalo
12776 | Poughkeepsie | Sullivan | 6 | Buffalo
12777 | Poughkeepsie | Sullivan | 6 | Buffalo
12778 | Poughkeepsie | Sullivan | 6 | Buffalo
12779 | Poughkeepsie | Sullivan | 6 | Buffalo
12780 | Poughkeepsie | Orange | 5 | Buffalo
12781 | Poughkeepsie | Sullivan | 6 | Buffalo
12783 | Poughkeepsie | Sullivan | 6 | Buffalo
12784 | Poughkeepsie | Sullivan | 6 | Buffalo
12785 | Poughkeepsie | Orange | 5 | Buffalo
12786 | Poughkeepsie | Sullivan | 6 | Buffalo
12787 | Poughkeepsie | Sullivan | 6 | Buffalo
12788 | Poughkeepsie | Sullivan | 6 | Buffalo
12789 | Poughkeepsie | Sullivan | 6 | Buffalo
12790 | Poughkeepsie | Sullivan | 6 | Buffalo
12791 | Poughkeepsie | Sullivan | 6 | Buffalo
12792 | Poughkeepsie | Sullivan | 6 | Buffalo
12801 | Albany | Warren | 6 | Buffalo
12803 | Albany | Saratoga | 5 | Buffalo
12804 | Albany | Warren | 6 | Buffalo
12808 | Albany | Warren | 6 | Buffalo
12809 | Albany | Washington | 5 | Buffalo
12810 | Albany | Warren | 6 | Buffalo
12811 | Albany | Warren | 6 | Buffalo
12812 | Massena | Hamilton | 6 | Massena
12814 | Albany | Warren | 6 | Buffalo
12815 | Albany | Warren | 6 | Buffalo
12816 | Albany | Washington | 5 | Buffalo
12817 | Albany | Warren | 6 | Buffalo
12819 | Albany | Washington | 5 | Buffalo
12820 | Albany | Warren | 6 | Buffalo
12821 | Albany | Washington | 5 | Buffalo
12822 | Albany | Saratoga | 5 | Buffalo
12823 | Albany | Washington | 5 | Buffalo
12824 | Albany | Warren | 6 | Buffalo
12827 | Albany | Washington | 5 | Buffalo
12828 | Albany | Washington | 5 | Buffalo
12831 | Albany | Saratoga | 5 | Buffalo
12832 | Albany | Washington | 5 | Buffalo
12833 | Albany | Saratoga | 5 | Buffalo
12834 | Albany | Washington | 5 | Buffalo
12835 | Albany | Saratoga | 5 | Buffalo
12836 | Albany | Warren | 6 | Buffalo
12837 | Albany | Washington | 5 | Buffalo
12838 | Albany | Washington | 5 | Buffalo
12839 | Albany | Washington | 5 | Buffalo
12841 | Albany | Washington | 5 | Buffalo
12842 | Massena | Hamilton | 6 | Massena
12843 | Albany | Warren | 6 | Buffalo
12844 | Albany | Washington | 5 | Buffalo
12845 | Albany | Warren | 6 | Buffalo
12846 | Albany | Warren | 6 | Buffalo
12847 | Massena | Hamilton | 6 | Massena
12848 | Albany | Washington | 5 | Buffalo
12849 | Albany | Washington | 5 | Buffalo
12850 | Albany | Saratoga | 5 | Buffalo
12851 | Massena | Essex | 6 | Massena
12852 | Massena | Essex | 6 | Massena
12853 | Albany | Warren | 6 | Buffalo
12854 | Albany | Washington | 5 | Buffalo
12855 | Massena | Essex | 6 | Massena
12856 | Albany | Warren | 6 | Buffalo
12857 | Massena | Essex | 6 | Massena
12858 | Massena | Essex | 6 | Massena
12859 | Albany | Saratoga | 5 | Buffalo
12860 | Albany | Warren | 6 | Buffalo
12861 | Albany | Washington | 5 | Buffalo
12862 | Albany | Warren | 6 | Buffalo
12863 | Albany | Saratoga | 5 | Buffalo
12864 | Massena | Hamilton | 6 | Massena
12865 | Albany | Washington | 5 | Buffalo
12866 | Albany | Saratoga | 5 | Buffalo
12870 | Massena | Essex | 6 | Massena
12871 | Albany | Saratoga | 5 | Buffalo
12872 | Massena | Essex | 6 | Massena
12873 | Albany | Washington | 5 | Buffalo
12874 | Albany | Warren | 6 | Buffalo
12878 | Albany | Warren | 6 | Buffalo
12879 | Massena | Essex | 6 | Massena
12883 | Massena | Essex | 6 | Massena
12884 | Albany | Saratoga | 5 | Buffalo
12885 | Albany | Warren | 6 | Buffalo
12886 | Albany | Warren | 6 | Buffalo
12887 | Albany | Washington | 5 | Buffalo
12901 | Massena | Clinton | 6 | Massena
12903 | Massena | Clinton | 6 | Massena
12910 | Massena | Clinton | 6 | Massena
12911 | Massena | Clinton | 6 | Massena
12912 | Massena | Clinton | 6 | Massena
12913 | Massena | Essex | 6 | Massena
12914 | Massena | Franklin | 6 | Massena
12915 | Massena | Franklin | 6 | Massena
12916 | Massena | Franklin | 6 | Massena
12917 | Massena | Franklin | 6 | Massena
12918 | Massena | Clinton | 6 | Massena
12919 | Massena | Clinton | 6 | Massena
12920 | Massena | Franklin | 6 | Massena
12921 | Massena | Clinton | 6 | Massena
12922 | Massena | St. Lawrence | 6 | Massena
12923 | Massena | Clinton | 6 | Massena
12924 | Massena | Clinton | 6 | Massena
12926 | Massena | Franklin | 6 | Massena
12927 | Massena | St. Lawrence | 6 | Massena
12928 | Massena | Essex | 6 | Massena
12929 | Massena | Clinton | 6 | Massena
12930 | Massena | Franklin | 6 | Massena
12932 | Massena | Essex | 6 | Massena
12933 | Massena | Clinton | 6 | Massena
12934 | Massena | Clinton | 6 | Massena
12935 | Massena | Clinton | 6 | Massena
12936 | Massena | Essex | 6 | Massena
12937 | Massena | Franklin | 6 | Massena
12939 | Massena | Franklin | 6 | Massena
12941 | Massena | Essex | 6 | Massena
12942 | Massena | Essex | 6 | Massena
12943 | Massena | Essex | 6 | Massena
12944 | Massena | Essex | 6 | Massena
12945 | Massena | Franklin | 6 | Massena
12946 | Massena | Essex | 6 | Massena
12949 | Massena | St. Lawrence | 6 | Massena
12950 | Massena | Essex | 6 | Massena
12952 | Massena | Clinton | 6 | Massena
12953 | Massena | Franklin | 6 | Massena
12955 | Massena | Clinton | 6 | Massena
12956 | Massena | Essex | 6 | Massena
12957 | Massena | Franklin | 6 | Massena
12958 | Massena | Clinton | 6 | Massena
12959 | Massena | Clinton | 6 | Massena
12960 | Massena | Essex | 6 | Massena
12961 | Massena | Essex | 6 | Massena
12962 | Massena | Clinton | 6 | Massena
12964 | Massena | Essex | 6 | Massena
12965 | Massena | St. Lawrence | 6 | Massena
12966 | Massena | Franklin | 6 | Massena
12967 | Massena | St. Lawrence | 6 | Massena
12969 | Massena | Franklin | 6 | Massena
12970 | Massena | Franklin | 6 | Massena
12972 | Massena | Clinton | 6 | Massena
12973 | Massena | St. Lawrence | 6 | Massena
12974 | Massena | Essex | 6 | Massena
12975 | Massena | Essex | 6 | Massena
12976 | Massena | Franklin | 6 | Massena
12977 | Massena | Essex | 6 | Massena
12978 | Massena | Clinton | 6 | Massena
12979 | Massena | Clinton | 6 | Massena
12980 | Massena | Franklin | 6 | Massena
12981 | Massena | Clinton | 6 | Massena
12983 | Massena | Franklin | 6 | Massena
12985 | Massena | Clinton | 6 | Massena
12986 | Massena | Franklin | 6 | Massena
12987 | Massena | Essex | 6 | Massena
12989 | Massena | Franklin | 6 | Massena
12992 | Massena | Clinton | 6 | Massena
12993 | Massena | Essex | 6 | Massena
12995 | Massena | Franklin | 6 | Massena
12996 | Massena | Essex | 6 | Massena
12997 | Massena | Essex | 6 | Massena
12998 | Massena | Essex | 6 | Massena
13020 | Syracuse | Onondaga | 5 | Buffalo
13021 | Syracuse | Cayuga | 5 | Buffalo
13022 | Syracuse | Cayuga | 5 | Buffalo
13024 | Syracuse | Cayuga | 5 | Buffalo
13026 | Syracuse | Cayuga | 5 | Buffalo
13027 | Syracuse | Onondaga | 5 | Buffalo
13028 | Syracuse | Oswego | 5 | Buffalo
13029 | Syracuse | Onondaga | 5 | Buffalo
13030 | Syracuse | Madison | 6 | Buffalo
13031 | Syracuse | Onondaga | 5 | Buffalo
13032 | Syracuse | Madison | 6 | Buffalo
13033 | Syracuse | Cayuga | 5 | Buffalo
13034 | Syracuse | Cayuga | 5 | Buffalo
13035 | Syracuse | Madison | 6 | Buffalo
13036 | Syracuse | Oswego | 5 | Buffalo
13037 | Syracuse | Madison | 6 | Buffalo
13039 | Syracuse | Onondaga | 5 | Buffalo
13040 | Syracuse | Cortland | 5 | Buffalo
13041 | Syracuse | Onondaga | 5 | Buffalo
13042 | Syracuse | Oneida | 6 | Buffalo
13043 | Syracuse | Madison | 6 | Buffalo
13044 | Syracuse | Oswego | 5 | Buffalo
13045 | Syracuse | Cortland | 5 | Buffalo
13051 | Syracuse | Onondaga | 5 | Buffalo
13052 | Syracuse | Madison | 6 | Buffalo
13053 | Binghamton | Tompkins | 6 | Massena
13054 | Syracuse | Oneida | 6 | Buffalo
13056 | Syracuse | Cortland | 5 | Buffalo
13057 | Syracuse | Onondaga | 5 | Buffalo
13060 | Syracuse | Onondaga | 5 | Buffalo
13061 | Syracuse | Madison | 6 | Buffalo
13062 | Binghamton | Tompkins | 6 | Massena
13063 | Syracuse | Onondaga | 5 | Buffalo
13064 | Syracuse | Cayuga | 5 | Buffalo
13065 | Syracuse | Seneca | 5 | Buffalo
13066 | Syracuse | Onondaga | 5 | Buffalo
13068 | Binghamton | Tompkins | 6 | Massena
13069 | Syracuse | Oswego | 5 | Buffalo
13071 | Syracuse | Cayuga | 5 | Buffalo
13072 | Syracuse | Madison | 6 | Buffalo
13073 | Binghamton | Tompkins | 6 | Massena
13074 | Syracuse | Oswego | 5 | Buffalo
13076 | Syracuse | Oswego | 5 | Buffalo
13077 | Syracuse | Cortland | 5 | Buffalo
13078 | Syracuse | Onondaga | 5 | Buffalo
13080 | Syracuse | Onondaga | 5 | Buffalo
13081 | Syracuse | Cayuga | 5 | Buffalo
13082 | Syracuse | Madison | 6 | Buffalo
13083 | Syracuse | Oswego | 5 | Buffalo
13084 | Syracuse | Onondaga | 5 | Buffalo
13087 | Syracuse | Cortland | 5 | Buffalo
13088 | Syracuse | Onondaga | 5 | Buffalo
13089 | Syracuse | Onondaga | 5 | Buffalo
13090 | Syracuse | Onondaga | 5 | Buffalo
13092 | Syracuse | Cayuga | 5 | Buffalo
13093 | Syracuse | Oswego | 5 | Buffalo
13101 | Syracuse | Cortland | 5 | Buffalo
13102 | Binghamton | Tompkins | 6 | Massena
13103 | Syracuse | Oswego | 5 | Buffalo
13104 | Syracuse | Onondaga | 5 | Buffalo
13107 | Syracuse | Oswego | 5 | Buffalo
13108 | Syracuse | Onondaga | 5 | Buffalo
13110 | Syracuse | Onondaga | 5 | Buffalo
13111 | Syracuse | Cayuga | 5 | Buffalo
13112 | Syracuse | Onondaga | 5 | Buffalo
13113 | Syracuse | Cayuga | 5 | Buffalo
13114 | Syracuse | Oswego | 5 | Buffalo
13115 | Syracuse | Oswego | 5 | Buffalo
13116 | Syracuse | Onondaga | 5 | Buffalo
13117 | Syracuse | Cayuga | 5 | Buffalo
13118 | Syracuse | Cayuga | 5 | Buffalo
13119 | Syracuse | Onondaga | 5 | Buffalo
13120 | Syracuse | Onondaga | 5 | Buffalo
13121 | Syracuse | Oswego | 5 | Buffalo
13122 | Syracuse | Madison | 6 | Buffalo
13123 | Syracuse | Oneida | 6 | Buffalo
13124 | Binghamton | Chenango | 6 | Massena
13126 | Syracuse | Oswego | 5 | Buffalo
13131 | Syracuse | Oswego | 5 | Buffalo
13132 | Syracuse | Oswego | 5 | Buffalo
13134 | Syracuse | Madison | 6 | Buffalo
13135 | Syracuse | Oswego | 5 | Buffalo
13136 | Binghamton | Chenango | 6 | Massena
13137 | Syracuse | Onondaga | 5 | Buffalo
13138 | Syracuse | Onondaga | 5 | Buffalo
13139 | Syracuse | Cayuga | 5 | Buffalo
13140 | Syracuse | Cayuga | 5 | Buffalo
13141 | Syracuse | Cortland | 5 | Buffalo
13142 | Syracuse | Oswego | 5 | Buffalo
13143 | Syracuse | Wayne | 5 | Buffalo
13144 | Syracuse | Oswego | 5 | Buffalo
13145 | Syracuse | Oswego | 5 | Buffalo
13146 | Syracuse | Wayne | 5 | Buffalo
13147 | Syracuse | Cayuga | 5 | Buffalo
13148 | Syracuse | Seneca | 5 | Buffalo
13152 | Syracuse | Onondaga | 5 | Buffalo
13153 | Syracuse | Onondaga | 5 | Buffalo
13154 | Syracuse | Wayne | 5 | Buffalo
13155 | Binghamton | Chenango | 6 | Massena
13156 | Syracuse | Cayuga | 5 | Buffalo
13157 | Syracuse | Oneida | 6 | Buffalo
13158 | Syracuse | Cortland | 5 | Buffalo
13159 | Syracuse | Onondaga | 5 | Buffalo
13160 | Syracuse | Cayuga | 5 | Buffalo
13162 | Syracuse | Oneida | 6 | Buffalo
13163 | Syracuse | Madison | 6 | Buffalo
13164 | Syracuse | Onondaga | 5 | Buffalo
13165 | Syracuse | Seneca | 5 | Buffalo
13166 | Syracuse | Cayuga | 5 | Buffalo
13167 | Syracuse | Oswego | 5 | Buffalo
13201 | Syracuse | Onondaga | 5 | Buffalo
13202 | Syracuse | Onondaga | 5 | Buffalo
13203 | Syracuse | Onondaga | 5 | Buffalo
13204 | Syracuse | Onondaga | 5 | Buffalo
13205 | Syracuse | Onondaga | 5 | Buffalo
13206 | Syracuse | Onondaga | 5 | Buffalo
13207 | Syracuse | Onondaga | 5 | Buffalo
13208 | Syracuse | Onondaga | 5 | Buffalo
13209 | Syracuse | Onondaga | 5 | Buffalo
13210 | Syracuse | Onondaga | 5 | Buffalo
13211 | Syracuse | Onondaga | 5 | Buffalo
13212 | Syracuse | Onondaga | 5 | Buffalo
13214 | Syracuse | Onondaga | 5 | Buffalo
13215 | Syracuse | Onondaga | 5 | Buffalo
13217 | Syracuse | Onondaga | 5 | Buffalo
13218 | Syracuse | Onondaga | 5 | Buffalo
13219 | Syracuse | Onondaga | 5 | Buffalo
13220 | Syracuse | Onondaga | 5 | Buffalo
13221 | Syracuse | Onondaga | 5 | Buffalo
13224 | Syracuse | Onondaga | 5 | Buffalo
13225 | Syracuse | Onondaga | 5 | Buffalo
13235 | Syracuse | Onondaga | 5 | Buffalo
13244 | Syracuse | Onondaga | 5 | Buffalo
13250 | Syracuse | Onondaga | 5 | Buffalo
13251 | Syracuse | Onondaga | 5 | Buffalo
13252 | Syracuse | Onondaga | 5 | Buffalo
13261 | Syracuse | Onondaga | 5 | Buffalo
13290 | Syracuse | Onondaga | 5 | Buffalo
13301 | Syracuse | Oneida | 6 | Buffalo
13302 | Syracuse | Oswego | 5 | Buffalo
13303 | Syracuse | Oneida | 6 | Buffalo
13304 | Syracuse | Oneida | 6 | Buffalo
13305 | Massena | Lewis | 6 | Massena
13308 | Syracuse | Oneida | 6 | Buffalo
13309 | Syracuse | Oneida | 6 | Buffalo
13310 | Syracuse | Madison | 6 | Buffalo
13312 | Massena | Lewis | 6 | Massena
13313 | Syracuse | Oneida | 6 | Buffalo
13314 | Syracuse | Madison | 6 | Buffalo
13315 | Binghamton | Otsego | 6 | Massena
13316 | Syracuse | Oneida | 6 | Buffalo
13317 | Albany | Montgomery | 6 | Buffalo
13318 | Syracuse | Oneida | 6 | Buffalo
13319 | Syracuse | Oneida | 6 | Buffalo
13320 | Binghamton | Otsego | 6 | Massena
13321 | Syracuse | Oneida | 6 | Buffalo
13322 | Syracuse | Oneida | 6 | Buffalo
13323 | Syracuse | Oneida | 6 | Buffalo
13324 | Syracuse | Herkimer | 6 | Buffalo
13325 | Massena | Lewis | 6 | Massena
13326 | Binghamton | Otsego | 6 | Massena
13327 | Massena | Lewis | 6 | Massena
13328 | Syracuse | Oneida | 6 | Buffalo
13329 | Syracuse | Herkimer | 6 | Buffalo
13331 | Syracuse | Herkimer | 6 | Buffalo
13332 | Syracuse | Madison | 6 | Buffalo
13333 | Binghamton | Otsego | 6 | Massena
13334 | Syracuse | Madison | 6 | Buffalo
13335 | Binghamton | Otsego | 6 | Massena
13337 | Binghamton | Otsego | 6 | Massena
13338 | Syracuse | Oneida | 6 | Buffalo
13339 | Albany | Montgomery | 6 | Buffalo
13340 | Syracuse | Herkimer | 6 | Buffalo
13341 | Syracuse | Oneida | 6 | Buffalo
13342 | Binghamton | Otsego | 6 | Massena
13343 | Massena | Lewis | 6 | Massena
13345 | Massena | Lewis | 6 | Massena
13346 | Syracuse | Madison | 6 | Buffalo
13348 | Binghamton | Otsego | 6 | Massena
13350 | Syracuse | Herkimer | 6 | Buffalo
13352 | Syracuse | Oneida | 6 | Buffalo
13353 | Massena | Hamilton | 6 | Massena
13354 | Syracuse | Oneida | 6 | Buffalo
13355 | Syracuse | Madison | 6 | Buffalo
13357 | Syracuse | Herkimer | 6 | Buffalo
13360 | Massena | Hamilton | 6 | Massena
13361 | Syracuse | Herkimer | 6 | Buffalo
13362 | Syracuse | Oneida | 6 | Buffalo
13363 | Syracuse | Oneida | 6 | Buffalo
13364 | Syracuse | Madison | 6 | Buffalo
13365 | Syracuse | Herkimer | 6 | Buffalo
13367 | Massena | Lewis | 6 | Massena
13368 | Massena | Lewis | 6 | Massena
13401 | Syracuse | Oneida | 6 | Buffalo
13402 | Syracuse | Madison | 6 | Buffalo
13403 | Syracuse | Oneida | 6 | Buffalo
13404 | Massena | Lewis | 6 | Massena
13406 | Syracuse | Herkimer | 6 | Buffalo
13407 | Syracuse | Herkimer | 6 | Buffalo
13408 | Syracuse | Madison | 6 | Buffalo
13409 | Syracuse | Madison | 6 | Buffalo
13410 | Albany | Montgomery | 6 | Buffalo
13411 | Binghamton | Chenango | 6 | Massena
13413 | Syracuse | Oneida | 6 | Buffalo
13415 | Binghamton | Otsego | 6 | Massena
13416 | Syracuse | Herkimer | 6 | Buffalo
13417 | Syracuse | Oneida | 6 | Buffalo
13418 | Syracuse | Madison | 6 | Buffalo
13420 | Syracuse | Herkimer | 6 | Buffalo
13421 | Syracuse | Madison | 6 | Buffalo
13424 | Syracuse | Oneida | 6 | Buffalo
13425 | Syracuse | Oneida | 6 | Buffalo
13426 | Syracuse | Oswego | 5 | Buffalo
13428 | Albany | Montgomery | 6 | Buffalo
13431 | Syracuse | Herkimer | 6 | Buffalo
13433 | Massena | Lewis | 6 | Massena
13435 | Syracuse | Oneida | 6 | Buffalo
13436 | Massena | Hamilton | 6 | Massena
13437 | Syracuse | Oswego | 5 | Buffalo
13438 | Syracuse | Oneida | 6 | Buffalo
13439 | Binghamton | Otsego | 6 | Massena
13440 | Syracuse | Oneida | 6 | Buffalo
13441 | Syracuse | Oneida | 6 | Buffalo
13442 | Syracuse | Oneida | 6 | Buffalo
13449 | Syracuse | Oneida | 6 | Buffalo
13450 | Binghamton | Otsego | 6 | Massena
13452 | Albany | Montgomery | 6 | Buffalo
13454 | Syracuse | Herkimer | 6 | Buffalo
13455 | Syracuse | Oneida | 6 | Buffalo
13456 | Syracuse | Oneida | 6 | Buffalo
13457 | Binghamton | Otsego | 6 | Massena
13459 | Albany | Schoharie | 6 | Buffalo
13460 | Binghamton | Chenango | 6 | Massena
13461 | Syracuse | Oneida | 6 | Buffalo
13464 | Binghamton | Chenango | 6 | Massena
13465 | Syracuse | Madison | 6 | Buffalo
13468 | Binghamton | Otsego | 6 | Massena
13469 | Syracuse | Oneida | 6 | Buffalo
13470 | Albany | Fulton | 6 | Buffalo
13471 | Syracuse | Oneida | 6 | Buffalo
13472 | Syracuse | Herkimer | 6 | Buffalo
13473 | Massena | Lewis | 6 | Massena
13475 | Syracuse | Herkimer | 6 | Buffalo
13476 | Syracuse | Oneida | 6 | Buffalo
13477 | Syracuse | Oneida | 6 | Buffalo
13478 | Syracuse | Oneida | 6 | Buffalo
13479 | Syracuse | Oneida | 6 | Buffalo
13480 | Syracuse | Oneida | 6 | Buffalo
13482 | Binghamton | Otsego | 6 | Massena
13483 | Syracuse | Oneida | 6 | Buffalo
13484 | Syracuse | Madison | 6 | Buffalo
13485 | Syracuse | Madison | 6 | Buffalo
13486 | Syracuse | Oneida | 6 | Buffalo
13488 | Binghamton | Otsego | 6 | Massena
13489 | Massena | Lewis | 6 | Massena
13490 | Syracuse | Oneida | 6 | Buffalo
13491 | Syracuse | Herkimer | 6 | Buffalo
13492 | Syracuse | Oneida | 6 | Buffalo
13493 | Syracuse | Oswego | 5 | Buffalo
13494 | Syracuse | Oneida | 6 | Buffalo
13495 | Syracuse | Oneida | 6 | Buffalo
13501 | Syracuse | Oneida | 6 | Buffalo
13502 | Syracuse | Oneida | 6 | Buffalo
13503 | Syracuse | Oneida | 6 | Buffalo
13504 | Syracuse | Oneida | 6 | Buffalo
13505 | Syracuse | Oneida | 6 | Buffalo
13599 | Syracuse | Oneida | 6 | Buffalo
13601 | Massena | Jefferson | 6 | Massena
13602 | Massena | Jefferson | 6 | Massena
13603 | Massena | Jefferson | 6 | Massena
13605 | Massena | Jefferson | 6 | Massena
13606 | Massena | Jefferson | 6 | Massena
13607 | Massena | Jefferson | 6 | Massena
13608 | Massena | Jefferson | 6 | Massena
13611 | Massena | Jefferson | 6 | Massena
13612 | Massena | Jefferson | 6 | Massena
13613 | Massena | St. Lawrence | 6 | Massena
13614 | Massena | St. Lawrence | 6 | Massena
13615 | Massena | Jefferson | 6 | Massena
13616 | Massena | Jefferson | 6 | Massena
13617 | Massena | St. Lawrence | 6 | Massena
13618 | Massena | Jefferson | 6 | Massena
13619 | Massena | Jefferson | 6 | Massena
13620 | Massena | Lewis | 6 | Massena
13621 | Massena | St. Lawrence | 6 | Massena
13622 | Massena | Jefferson | 6 | Massena
13623 | Massena | St. Lawrence | 6 | Massena
13624 | Massena | Jefferson | 6 | Massena
13625 | Massena | St. Lawrence | 6 | Massena
13626 | Massena | Lewis | 6 | Massena
13627 | Massena | Lewis | 6 | Massena
13628 | Massena | Jefferson | 6 | Massena
13630 | Massena | St. Lawrence | 6 | Massena
13631 | Massena | Jefferson | 6 | Massena
13632 | Massena | Jefferson | 6 | Massena
13633 | Massena | St. Lawrence | 6 | Massena
13634 | Massena | Jefferson | 6 | Massena
13635 | Massena | St. Lawrence | 6 | Massena
13636 | Massena | Jefferson | 6 | Massena
13637 | Massena | Jefferson | 6 | Massena
13638 | Massena | Jefferson | 6 | Massena
13639 | Massena | St. Lawrence | 6 | Massena
13640 | Massena | Jefferson | 6 | Massena
13641 | Massena | Jefferson | 6 | Massena
13642 | Massena | St. Lawrence | 6 | Massena
13643 | Massena | Jefferson | 6 | Massena
13645 | Massena | St. Lawrence | 6 | Massena
13646 | Massena | St. Lawrence | 6 | Massena
13647 | Massena | St. Lawrence | 6 | Massena
13648 | Massena | Lewis | 6 | Massena
13649 | Massena | St. Lawrence | 6 | Massena
13650 | Massena | Jefferson | 6 | Massena
13651 | Massena | Jefferson | 6 | Massena
13652 | Massena | St. Lawrence | 6 | Massena
13654 | Massena | St. Lawrence | 6 | Massena
13655 | Massena | Franklin | 6 | Massena
13656 | Massena | Jefferson | 6 | Massena
13657 | Massena | Jefferson | 6 | Massena
13658 | Massena | St. Lawrence | 6 | Massena
13659 | Massena | Jefferson | 6 | Massena
13660 | Massena | St. Lawrence | 6 | Massena
13661 | Massena | Jefferson | 6 | Massena
13662 | Massena | St. Lawrence | 6 | Massena
13664 | Massena | St. Lawrence | 6 | Massena
13665 | Massena | Jefferson | 6 | Massena
13666 | Massena | St. Lawrence | 6 | Massena
13667 | Massena | St. Lawrence | 6 | Massena
13668 | Massena | St. Lawrence | 6 | Massena
13669 | Massena | St. Lawrence | 6 | Massena
13670 | Massena | St. Lawrence | 6 | Massena
13671 | Massena | Jefferson | 6 | Massena
13672 | Massena | St. Lawrence | 6 | Massena
13673 | Massena | Jefferson | 6 | Massena
13674 | Massena | Jefferson | 6 | Massena
13675 | Massena | Jefferson | 6 | Massena
13676 | Massena | St. Lawrence | 6 | Massena
13677 | Massena | St. Lawrence | 6 | Massena
13678 | Massena | St. Lawrence | 6 | Massena
13679 | Massena | Jefferson | 6 | Massena
13680 | Massena | St. Lawrence | 6 | Massena
13681 | Massena | St. Lawrence | 6 | Massena
13682 | Massena | Jefferson | 6 | Massena
13683 | Massena | Franklin | 6 | Massena
13684 | Massena | St. Lawrence | 6 | Massena
13685 | Massena | Jefferson | 6 | Massena
13687 | Massena | St. Lawrence | 6 | Massena
13690 | Massena | St. Lawrence | 6 | Massena
13691 | Massena | Jefferson | 6 | Massena
13692 | Massena | Jefferson | 6 | Massena
13693 | Massena | Jefferson | 6 | Massena
13694 | Massena | St. Lawrence | 6 | Massena
13695 | Massena | St. Lawrence | 6 | Massena
13696 | Massena | St. Lawrence | 6 | Massena
13697 | Massena | St. Lawrence | 6 | Massena
13699 | Massena | St. Lawrence | 6 | Massena
13730 | Binghamton | Chenango | 6 | Massena
13731 | Binghamton | Delaware | 6 | Massena
13732 | Binghamton | Tioga | 5 | Massena
13733 | Binghamton | Chenango | 6 | Massena
13734 | Binghamton | Tioga | 5 | Massena
13736 | Binghamton | Tioga | 5 | Massena
13737 | Binghamton | Broome | 6 | Massena
13738 | Syracuse | Cortland | 5 | Buffalo
13739 | Binghamton | Delaware | 6 | Massena
13740 | Binghamton | Delaware | 6 | Massena
13743 | Binghamton | Tioga | 5 | Massena
13744 | Binghamton | Broome | 6 | Massena
13745 | Binghamton | Broome | 6 | Massena
13746 | Binghamton | Broome | 6 | Massena
13747 | Binghamton | Otsego | 6 | Massena
13748 | Binghamton | Broome | 6 | Massena
13749 | Binghamton | Broome | 6 | Massena
13750 | Binghamton | Delaware | 6 | Massena
13751 | Binghamton | Delaware | 6 | Massena
13752 | Binghamton | Delaware | 6 | Massena
13753 | Binghamton | Delaware | 6 | Massena
13754 | Binghamton | Broome | 6 | Massena
13755 | Binghamton | Delaware | 6 | Massena
13756 | Binghamton | Delaware | 6 | Massena
13757 | Binghamton | Delaware | 6 | Massena
13758 | Binghamton | Chenango | 6 | Massena
13760 | Binghamton | Broome | 6 | Massena
13761 | Binghamton | Broome | 6 | Massena
13762 | Binghamton | Broome | 6 | Massena
13763 | Binghamton | Broome | 6 | Massena
13774 | Binghamton | Delaware | 6 | Massena
13775 | Binghamton | Delaware | 6 | Massena
13776 | Binghamton | Otsego | 6 | Massena
13777 | Binghamton | Broome | 6 | Massena
13778 | Binghamton | Chenango | 6 | Massena
13780 | Binghamton | Chenango | 6 | Massena
13782 | Binghamton | Delaware | 6 | Massena
13783 | Binghamton | Delaware | 6 | Massena
13784 | Syracuse | Cortland | 5 | Buffalo
13786 | Binghamton | Delaware | 6 | Massena
13787 | Binghamton | Broome | 6 | Massena
13788 | Binghamton | Delaware | 6 | Massena
13790 | Binghamton | Broome | 6 | Massena
13794 | Binghamton | Broome | 6 | Massena
13795 | Binghamton | Broome | 6 | Massena
13796 | Binghamton | Otsego | 6 | Massena
13797 | Binghamton | Broome | 6 | Massena
13801 | Binghamton | Chenango | 6 | Massena
13802 | Binghamton | Broome | 6 | Massena
13803 | Syracuse | Cortland | 5 | Buffalo
13804 | Binghamton | Delaware | 6 | Massena
13806 | Binghamton | Delaware | 6 | Massena
13807 | Binghamton | Otsego | 6 | Massena
13808 | Binghamton | Otsego | 6 | Massena
13809 | Binghamton | Chenango | 6 | Massena
13810 | Binghamton | Otsego | 6 | Massena
13811 | Binghamton | Tioga | 5 | Massena
13812 | Binghamton | Tioga | 5 | Massena
13813 | Binghamton | Broome | 6 | Massena
13814 | Binghamton | Chenango | 6 | Massena
13815 | Binghamton | Chenango | 6 | Massena
13820 | Binghamton | Otsego | 6 | Massena
13825 | Binghamton | Otsego | 6 | Massena
13826 | Binghamton | Broome | 6 | Massena
13827 | Binghamton | Tioga | 5 | Massena
13830 | Binghamton | Chenango | 6 | Massena
13832 | Binghamton | Chenango | 6 | Massena
13833 | Binghamton | Broome | 6 | Massena
13834 | Binghamton | Otsego | 6 | Massena
13835 | Binghamton | Tioga | 5 | Massena
13837 | Binghamton | Delaware | 6 | Massena
13838 | Binghamton | Delaware | 6 | Massena
13839 | Binghamton | Delaware | 6 | Massena
13840 | Binghamton | Tioga | 5 | Massena
13841 | Binghamton | Chenango | 6 | Massena
13842 | Binghamton | Delaware | 6 | Massena
13843 | Binghamton | Chenango | 6 | Massena
13844 | Binghamton | Chenango | 6 | Massena
13845 | Binghamton | Tioga | 5 | Massena
13846 | Binghamton | Delaware | 6 | Massena
13847 | Binghamton | Delaware | 6 | Massena
13848 | Binghamton | Broome | 6 | Massena
13849 | Binghamton | Otsego | 6 | Massena
13850 | Binghamton | Broome | 6 | Massena
13851 | Binghamton | Broome | 6 | Massena
13856 | Binghamton | Delaware | 6 | Massena
13859 | Binghamton | Otsego | 6 | Massena
13860 | Binghamton | Delaware | 6 | Massena
13861 | Binghamton | Otsego | 6 | Massena
13862 | Binghamton | Broome | 6 | Massena
13863 | Syracuse | Cortland | 5 | Buffalo
13864 | Binghamton | Tioga | 5 | Massena
13865 | Binghamton | Broome | 6 | Massena
13901 | Binghamton | Broome | 6 | Massena
13902 | Binghamton | Broome | 6 | Massena
13903 | Binghamton | Broome | 6 | Massena
13904 | Binghamton | Broome | 6 | Massena
13905 | Binghamton | Broome | 6 | Massena
14001 | Buffalo | Erie | 5 | Buffalo
14004 | Buffalo | Erie | 5 | Buffalo
14005 | Buffalo | Genesee | 5 | Buffalo
14006 | Buffalo | Erie | 5 | Buffalo
14008 | Buffalo | Niagara | 5 | Buffalo
14009 | Buffalo | Wyoming | 6 | Buffalo
14010 | Buffalo | Erie | 5 | Buffalo
14011 | Buffalo | Wyoming | 6 | Buffalo
14012 | Buffalo | Niagara | 5 | Buffalo
14013 | Buffalo | Genesee | 5 | Buffalo
14020 | Buffalo | Genesee | 5 | Buffalo
14021 | Buffalo | Genesee | 5 | Buffalo
14024 | Buffalo | Wyoming | 6 | Buffalo
14025 | Buffalo | Erie | 5 | Buffalo
14026 | Buffalo | Erie | 5 | Buffalo
14027 | Buffalo | Erie | 5 | Buffalo
14028 | Buffalo | Niagara | 5 | Buffalo
14029 | Buffalo | Allegany | 6 | Buffalo
14030 | Buffalo | Erie | 5 | Buffalo
14031 | Buffalo | Erie | 5 | Buffalo
14032 | Buffalo | Erie | 5 | Buffalo
14033 | Buffalo | Erie | 5 | Buffalo
14034 | Buffalo | Erie | 5 | Buffalo
14035 | Buffalo | Erie | 5 | Buffalo
14036 | Buffalo | Genesee | 5 | Buffalo
14037 | Buffalo | Wyoming | 6 | Buffalo
14038 | Buffalo | Erie | 5 | Buffalo
14039 | Buffalo | Wyoming | 6 | Buffalo
14040 | Buffalo | Genesee | 5 | Buffalo
14041 | Buffalo | Cattaraugus | 6 | Buffalo
14042 | Buffalo | Cattaraugus | 6 | Buffalo
14043 | Buffalo | Erie | 5 | Buffalo
14047 | Buffalo | Erie | 5 | Buffalo
14048 | Buffalo | Chautauqua | 5 | Buffalo
14051 | Buffalo | Erie | 5 | Buffalo
14052 | Buffalo | Erie | 5 | Buffalo
14054 | Buffalo | Genesee | 5 | Buffalo
14055 | Buffalo | Erie | 5 | Buffalo
14056 | Buffalo | Genesee | 5 | Buffalo
14057 | Buffalo | Erie | 5 | Buffalo
14058 | Buffalo | Genesee | 5 | Buffalo
14059 | Buffalo | Erie | 5 | Buffalo
14060 | Buffalo | Cattaraugus | 6 | Buffalo
14061 | Buffalo | Erie | 5 | Buffalo
14062 | Buffalo | Chautauqua | 5 | Buffalo
14063 | Buffalo | Chautauqua | 5 | Buffalo
14065 | Buffalo | Cattaraugus | 6 | Buffalo
14066 | Buffalo | Wyoming | 6 | Buffalo
14067 | Buffalo | Niagara | 5 | Buffalo
14068 | Buffalo | Erie | 5 | Buffalo
14069 | Buffalo | Erie | 5 | Buffalo
14070 | Buffalo | Cattaraugus | 6 | Buffalo
14072 | Buffalo | Erie | 5 | Buffalo
14075 | Buffalo | Erie | 5 | Buffalo
14080 | Buffalo | Erie | 5 | Buffalo
14081 | Buffalo | Erie | 5 | Buffalo
14082 | Buffalo | Wyoming | 6 | Buffalo
14083 | Buffalo | Wyoming | 6 | Buffalo
14085 | Buffalo | Erie | 5 | Buffalo
14086 | Buffalo | Erie | 5 | Buffalo
14091 | Buffalo | Erie | 5 | Buffalo
14092 | Buffalo | Niagara | 5 | Buffalo
14094 | Buffalo | Niagara | 5 | Buffalo
14095 | Buffalo | Niagara | 5 | Buffalo
14098 | Buffalo | Orleans | 5 | Buffalo
14101 | Buffalo | Cattaraugus | 6 | Buffalo
14102 | Buffalo | Erie | 5 | Buffalo
14103 | Buffalo | Orleans | 5 | Buffalo
14105 | Buffalo | Niagara | 5 | Buffalo
14107 | Buffalo | Niagara | 5 | Buffalo
14108 | Buffalo | Niagara | 5 | Buffalo
14109 | Buffalo | Niagara | 5 | Buffalo
14110 | Buffalo | Erie | 5 | Buffalo
14111 | Buffalo | Erie | 5 | Buffalo
14112 | Buffalo | Erie | 5 | Buffalo
14113 | Buffalo | Wyoming | 6 | Buffalo
14120 | Buffalo | Niagara | 5 | Buffalo
14125 | Buffalo | Genesee | 5 | Buffalo
14126 | Buffalo | Niagara | 5 | Buffalo
14127 | Buffalo | Erie | 5 | Buffalo
14129 | Buffalo | Cattaraugus | 6 | Buffalo
14130 | Buffalo | Wyoming | 6 | Buffalo
14131 | Buffalo | Niagara | 5 | Buffalo
14132 | Buffalo | Niagara | 5 | Buffalo
14133 | Buffalo | Cattaraugus | 6 | Buffalo
14134 | Buffalo | Erie | 5 | Buffalo
14135 | Buffalo | Chautauqua | 5 | Buffalo
14136 | Buffalo | Chautauqua | 5 | Buffalo
14138 | Buffalo | Cattaraugus | 6 | Buffalo
14139 | Buffalo | Erie | 5 | Buffalo
14140 | Buffalo | Erie | 5 | Buffalo
14141 | Buffalo | Erie | 5 | Buffalo
14143 | Buffalo | Genesee | 5 | Buffalo
14144 | Buffalo | Niagara | 5 | Buffalo
14145 | Buffalo | Wyoming | 6 | Buffalo
14150 | Buffalo | Erie | 5 | Buffalo
14151 | Buffalo | Erie | 5 | Buffalo
14166 | Buffalo | Chautauqua | 5 | Buffalo
14167 | Buffalo | Wyoming | 6 | Buffalo
14168 | Buffalo | Cattaraugus | 6 | Buffalo
14169 | Buffalo | Erie | 5 | Buffalo
14170 | Buffalo | Erie | 5 | Buffalo
14171 | Buffalo | Cattaraugus | 6 | Buffalo
14172 | Buffalo | Niagara | 5 | Buffalo
14173 | Buffalo | Cattaraugus | 6 | Buffalo
14174 | Buffalo | Niagara | 5 | Buffalo
14201 | Buffalo | Erie | 5 | Buffalo
14202 | Buffalo | Erie | 5 | Buffalo
14203 | Buffalo | Erie | 5 | Buffalo
14204 | Buffalo | Erie | 5 | Buffalo
14205 | Buffalo | Erie | 5 | Buffalo
14206 | Buffalo | Erie | 5 | Buffalo
14207 | Buffalo | Erie | 5 | Buffalo
14208 | Buffalo | Erie | 5 | Buffalo
14209 | Buffalo | Erie | 5 | Buffalo
14210 | Buffalo | Erie | 5 | Buffalo
14211 | Buffalo | Erie | 5 | Buffalo
14212 | Buffalo | Erie | 5 | Buffalo
14213 | Buffalo | Erie | 5 | Buffalo
14214 | Buffalo | Erie | 5 | Buffalo
14215 | Buffalo | Erie | 5 | Buffalo
14216 | Buffalo | Erie | 5 | Buffalo
14217 | Buffalo | Erie | 5 | Buffalo
14218 | Buffalo | Erie | 5 | Buffalo
14219 | Buffalo | Erie | 5 | Buffalo
14220 | Buffalo | Erie | 5 | Buffalo
14221 | Buffalo | Erie | 5 | Buffalo
14222 | Buffalo | Erie | 5 | Buffalo
14223 | Buffalo | Erie | 5 | Buffalo
14224 | Buffalo | Erie | 5 | Buffalo
14225 | Buffalo | Erie | 5 | Buffalo
14226 | Buffalo | Erie | 5 | Buffalo
14227 | Buffalo | Erie | 5 | Buffalo
14228 | Buffalo | Erie | 5 | Buffalo
14231 | Buffalo | Erie | 5 | Buffalo
14233 | Buffalo | Erie | 5 | Buffalo
14240 | Buffalo | Erie | 5 | Buffalo
14241 | Buffalo | Erie | 5 | Buffalo
14260 | Buffalo | Erie | 5 | Buffalo
14261 | Buffalo | Erie | 5 | Buffalo
14263 | Buffalo | Erie | 5 | Buffalo
14264 | Buffalo | Erie | 5 | Buffalo
14265 | Buffalo | Erie | 5 | Buffalo
14267 | Buffalo | Erie | 5 | Buffalo
14269 | Buffalo | Erie | 5 | Buffalo
14270 | Buffalo | Erie | 5 | Buffalo
14272 | Buffalo | Erie | 5 | Buffalo
14273 | Buffalo | Erie | 5 | Buffalo
14276 | Buffalo | Erie | 5 | Buffalo
14280 | Buffalo | Erie | 5 | Buffalo
14301 | Buffalo | Niagara | 5 | Buffalo
14302 | Buffalo | Niagara | 5 | Buffalo
14303 | Buffalo | Niagara | 5 | Buffalo
14304 | Buffalo | Niagara | 5 | Buffalo
14305 | Buffalo | Niagara | 5 | Buffalo
14410 | Buffalo | Monroe | 5 | Buffalo
14411 | Buffalo | Orleans | 5 | Buffalo
14413 | Syracuse | Wayne | 5 | Buffalo
14414 | Buffalo | Livingston | 5 | Buffalo
14415 | Syracuse | Yates | 5 | Buffalo
14416 | Buffalo | Genesee | 5 | Buffalo
14418 | Syracuse | Yates | 5 | Buffalo
14420 | Buffalo | Monroe | 5 | Buffalo
14422 | Buffalo | Genesee | 5 | Buffalo
14423 | Buffalo | Livingston | 5 | Buffalo
14424 | Syracuse | Ontario | 5 | Buffalo
14425 | Syracuse | Ontario | 5 | Buffalo
14427 | Buffalo | Wyoming | 6 | Buffalo
14428 | Buffalo | Monroe | 5 | Buffalo
14429 | Buffalo | Orleans | 5 | Buffalo
14430 | Buffalo | Monroe | 5 | Buffalo
14432 | Syracuse | Ontario | 5 | Buffalo
14433 | Syracuse | Wayne | 5 | Buffalo
14435 | Buffalo | Livingston | 5 | Buffalo
14437 | Buffalo | Livingston | 5 | Buffalo
14441 | Syracuse | Yates | 5 | Buffalo
14443 | Syracuse | Ontario | 5 | Buffalo
14445 | Buffalo | Monroe | 5 | Buffalo
14449 | Syracuse | Wayne | 5 | Buffalo
14450 | Buffalo | Monroe | 5 | Buffalo
14452 | Buffalo | Orleans | 5 | Buffalo
14453 | Syracuse | Ontario | 5 | Buffalo
14454 | Buffalo | Livingston | 5 | Buffalo
14456 | Syracuse | Ontario | 5 | Buffalo
14461 | Syracuse | Ontario | 5 | Buffalo
14462 | Buffalo | Livingston | 5 | Buffalo
14463 | Syracuse | Ontario | 5 | Buffalo
14464 | Buffalo | Monroe | 5 | Buffalo
14466 | Syracuse | Ontario | 5 | Buffalo
14467 | Buffalo | Monroe | 5 | Buffalo
14468 | Buffalo | Monroe | 5 | Buffalo
14469 | Syracuse | Ontario | 5 | Buffalo
14470 | Buffalo | Orleans | 5 | Buffalo
14471 | Syracuse | Ontario | 5 | Buffalo
14472 | Buffalo | Monroe | 5 | Buffalo
14475 | Syracuse | Ontario | 5 | Buffalo
14476 | Buffalo | Orleans | 5 | Buffalo
14477 | Buffalo | Orleans | 5 | Buffalo
14478 | Syracuse | Yates | 5 | Buffalo
14479 | Buffalo | Orleans | 5 | Buffalo
14480 | Buffalo | Livingston | 5 | Buffalo
14481 | Buffalo | Livingston | 5 | Buffalo
14482 | Buffalo | Genesee | 5 | Buffalo
14485 | Buffalo | Livingston | 5 | Buffalo
14486 | Buffalo | Livingston | 5 | Buffalo
14487 | Buffalo | Livingston | 5 | Buffalo
14488 | Buffalo | Livingston | 5 | Buffalo
14489 | Syracuse | Wayne | 5 | Buffalo
14502 | Syracuse | Wayne | 5 | Buffalo
14504 | Syracuse | Ontario | 5 | Buffalo
14505 | Syracuse | Wayne | 5 | Buffalo
14506 | Buffalo | Monroe | 5 | Buffalo
14507 | Syracuse | Yates | 5 | Buffalo
14508 | Buffalo | Monroe | 5 | Buffalo
14510 | Buffalo | Livingston | 5 | Buffalo
14511 | Buffalo | Monroe | 5 | Buffalo
14512 | Syracuse | Ontario | 5 | Buffalo
14513 | Syracuse | Wayne | 5 | Buffalo
14514 | Buffalo | Monroe | 5 | Buffalo
14515 | Buffalo | Monroe | 5 | Buffalo
14516 | Syracuse | Wayne | 5 | Buffalo
14517 | Buffalo | Livingston | 5 | Buffalo
14518 | Syracuse | Ontario | 5 | Buffalo
14519 | Syracuse | Wayne | 5 | Buffalo
14520 | Syracuse | Wayne | 5 | Buffalo
14521 | Syracuse | Seneca | 5 | Buffalo
14522 | Syracuse | Wayne | 5 | Buffalo
14525 | Buffalo | Genesee | 5 | Buffalo
14526 | Buffalo | Monroe | 5 | Buffalo
14527 | Syracuse | Yates | 5 | Buffalo
14529 | Binghamton | Steuben | 6 | Massena
14530 | Buffalo | Wyoming | 6 | Buffalo
14532 | Syracuse | Ontario | 5 | Buffalo
14533 | Buffalo | Livingston | 5 | Buffalo
14534 | Buffalo | Monroe | 5 | Buffalo
14536 | Buffalo | Wyoming | 6 | Buffalo
14537 | Syracuse | Ontario | 5 | Buffalo
14538 | Syracuse | Wayne | 5 | Buffalo
14539 | Buffalo | Livingston | 5 | Buffalo
14541 | Syracuse | Seneca | 5 | Buffalo
14542 | Syracuse | Wayne | 5 | Buffalo
14543 | Buffalo | Monroe | 5 | Buffalo
14544 | Syracuse | Yates | 5 | Buffalo
14545 | Buffalo | Livingston | 5 | Buffalo
14546 | Buffalo | Monroe | 5 | Buffalo
14547 | Syracuse | Ontario | 5 | Buffalo
14548 | Syracuse | Ontario | 5 | Buffalo
14549 | Buffalo | Wyoming | 6 | Buffalo
14550 | Buffalo | Wyoming | 6 | Buffalo
14551 | Syracuse | Wayne | 5 | Buffalo
14555 | Syracuse | Wayne | 5 | Buffalo
14556 | Buffalo | Livingston | 5 | Buffalo
14557 | Buffalo | Genesee | 5 | Buffalo
14558 | Buffalo | Livingston | 5 | Buffalo
14559 | Buffalo | Monroe | 5 | Buffalo
14560 | Buffalo | Livingston | 5 | Buffalo
14561 | Syracuse | Ontario | 5 | Buffalo
14563 | Syracuse | Wayne | 5 | Buffalo
14564 | Syracuse | Ontario | 5 | Buffalo
14568 | Syracuse | Wayne | 5 | Buffalo
14569 | Buffalo | Wyoming | 6 | Buffalo
14571 | Buffalo | Orleans | 5 | Buffalo
14572 | Binghamton | Steuben | 6 | Massena
14580 | Buffalo | Monroe | 5 | Buffalo
14585 | Syracuse | Ontario | 5 | Buffalo
14586 | Buffalo | Monroe | 5 | Buffalo
14588 | Syracuse | Seneca | 5 | Buffalo
14589 | Syracuse | Wayne | 5 | Buffalo
14590 | Syracuse | Wayne | 5 | Buffalo
14591 | Buffalo | Wyoming | 6 | Buffalo
14592 | Buffalo | Livingston | 5 | Buffalo
14602 | Buffalo | Monroe | 5 | Buffalo
14603 | Buffalo | Monroe | 5 | Buffalo
14604 | Buffalo | Monroe | 5 | Buffalo
14605 | Buffalo | Monroe | 5 | Buffalo
14606 | Buffalo | Monroe | 5 | Buffalo
14607 | Buffalo | Monroe | 5 | Buffalo
14608 | Buffalo | Monroe | 5 | Buffalo
14609 | Buffalo | Monroe | 5 | Buffalo
14610 | Buffalo | Monroe | 5 | Buffalo
14611 | Buffalo | Monroe | 5 | Buffalo
14612 | Buffalo | Monroe | 5 | Buffalo
14613 | Buffalo | Monroe | 5 | Buffalo
14614 | Buffalo | Monroe | 5 | Buffalo
14615 | Buffalo | Monroe | 5 | Buffalo
14616 | Buffalo | Monroe | 5 | Buffalo
14617 | Buffalo | Monroe | 5 | Buffalo
14618 | Buffalo | Monroe | 5 | Buffalo
14619 | Buffalo | Monroe | 5 | Buffalo
14620 | Buffalo | Monroe | 5 | Buffalo
14621 | Buffalo | Monroe | 5 | Buffalo
14622 | Buffalo | Monroe | 5 | Buffalo
14623 | Buffalo | Monroe | 5 | Buffalo
14624 | Buffalo | Monroe | 5 | Buffalo
14625 | Buffalo | Monroe | 5 | Buffalo
14626 | Buffalo | Monroe | 5 | Buffalo
14627 | Buffalo | Monroe | 5 | Buffalo
14638 | Buffalo | Monroe | 5 | Buffalo
14639 | Buffalo | Monroe | 5 | Buffalo
14642 | Buffalo | Monroe | 5 | Buffalo
14643 | Buffalo | Monroe | 5 | Buffalo
14644 | Buffalo | Monroe | 5 | Buffalo
14645 | Buffalo | Monroe | 5 | Buffalo
14646 | Buffalo | Monroe | 5 | Buffalo
14647 | Buffalo | Monroe | 5 | Buffalo
14649 | Buffalo | Monroe | 5 | Buffalo
14650 | Buffalo | Monroe | 5 | Buffalo
14651 | Buffalo | Monroe | 5 | Buffalo
14652 | Buffalo | Monroe | 5 | Buffalo
14653 | Buffalo | Monroe | 5 | Buffalo
14664 | Buffalo | Monroe | 5 | Buffalo
14673 | Buffalo | Monroe | 5 | Buffalo
14683 | Buffalo | Monroe | 5 | Buffalo
14692 | Buffalo | Monroe | 5 | Buffalo
14694 | Buffalo | Chautauqua | 5 | Buffalo
14701 | Buffalo | Chautauqua | 5 | Buffalo
14702 | Buffalo | Chautauqua | 5 | Buffalo
14706 | Buffalo | Cattaraugus | 6 | Buffalo
14707 | Buffalo | Allegany | 6 | Buffalo
14708 | Buffalo | Allegany | 6 | Buffalo
14709 | Buffalo | Allegany | 6 | Buffalo
14710 | Buffalo | Chautauqua | 5 | Buffalo
14711 | Buffalo | Allegany | 6 | Buffalo
14712 | Buffalo | Chautauqua | 5 | Buffalo
14714 | Buffalo | Allegany | 6 | Buffalo
14715 | Buffalo | Allegany | 6 | Buffalo
14716 | Buffalo | Chautauqua | 5 | Buffalo
14717 | Buffalo | Allegany | 6 | Buffalo
14718 | Buffalo | Chautauqua | 5 | Buffalo
14719 | Buffalo | Cattaraugus | 6 | Buffalo
14720 | Buffalo | Chautauqua | 5 | Buffalo
14721 | Buffalo | Allegany | 6 | Buffalo
14722 | Buffalo | Chautauqua | 5 | Buffalo
14723 | Buffalo | Chautauqua | 5 | Buffalo
14724 | Buffalo | Chautauqua | 5 | Buffalo
14726 | Buffalo | Cattaraugus | 6 | Buffalo
14727 | Buffalo | Allegany | 6 | Buffalo
14728 | Buffalo | Chautauqua | 5 | Buffalo
14729 | Buffalo | Cattaraugus | 6 | Buffalo
14730 | Buffalo | Cattaraugus | 6 | Buffalo
14731 | Buffalo | Cattaraugus | 6 | Buffalo
14732 | Buffalo | Chautauqua | 5 | Buffalo
14733 | Buffalo | Chautauqua | 5 | Buffalo
14735 | Buffalo | Allegany | 6 | Buffalo
14736 | Buffalo | Chautauqua | 5 | Buffalo
14737 | Buffalo | Cattaraugus | 6 | Buffalo
14738 | Buffalo | Chautauqua | 5 | Buffalo
14739 | Buffalo | Allegany | 6 | Buffalo
14740 | Buffalo | Chautauqua | 5 | Buffalo
14741 | Buffalo | Cattaraugus | 6 | Buffalo
14742 | Buffalo | Chautauqua | 5 | Buffalo
14743 | Buffalo | Cattaraugus | 6 | Buffalo
14744 | Buffalo | Allegany | 6 | Buffalo
14745 | Buffalo | Allegany | 6 | Buffalo
14747 | Buffalo | Chautauqua | 5 | Buffalo
14748 | Buffalo | Cattaraugus | 6 | Buffalo
14750 | Buffalo | Chautauqua | 5 | Buffalo
14751 | Buffalo | Cattaraugus | 6 | Buffalo
14752 | Buffalo | Chautauqua | 5 | Buffalo
14753 | Buffalo | Cattaraugus | 6 | Buffalo
14754 | Buffalo | Allegany | 6 | Buffalo
14755 | Buffalo | Cattaraugus | 6 | Buffalo
14756 | Buffalo | Cattaraugus | 6 | Buffalo
14757 | Buffalo | Chautauqua | 5 | Buffalo
14758 | Buffalo | Chautauqua | 5 | Buffalo
14760 | Buffalo | Cattaraugus | 6 | Buffalo
14766 | Buffalo | Cattaraugus | 6 | Buffalo
14767 | Buffalo | Chautauqua | 5 | Buffalo
14769 | Buffalo | Chautauqua | 5 | Buffalo
14770 | Buffalo | Cattaraugus | 6 | Buffalo
14772 | Buffalo | Cattaraugus | 6 | Buffalo
14774 | Buffalo | Allegany | 6 | Buffalo
14775 | Buffalo | Chautauqua | 5 | Buffalo
14777 | Buffalo | Allegany | 6 | Buffalo
14778 | Buffalo | Cattaraugus | 6 | Buffalo
14779 | Buffalo | Cattaraugus | 6 | Buffalo
14781 | Buffalo | Chautauqua | 5 | Buffalo
14782 | Buffalo | Chautauqua | 5 | Buffalo
14783 | Buffalo | Cattaraugus | 6 | Buffalo
14784 | Buffalo | Chautauqua | 5 | Buffalo
14785 | Buffalo | Chautauqua | 5 | Buffalo
14786 | Buffalo | Allegany | 6 | Buffalo
14787 | Buffalo | Chautauqua | 5 | Buffalo
14788 | Buffalo | Cattaraugus | 6 | Buffalo
14801 | Binghamton | Steuben | 6 | Massena
14802 | Buffalo | Allegany | 6 | Buffalo
14803 | Buffalo | Allegany | 6 | Buffalo
14804 | Buffalo | Allegany | 6 | Buffalo
14805 | Binghamton | Schuyler | 6 | Massena
14806 | Buffalo | Allegany | 6 | Buffalo
14807 | Binghamton | Steuben | 6 | Massena
14808 | Binghamton | Steuben | 6 | Massena
14809 | Binghamton | Steuben | 6 | Massena
14810 | Binghamton | Steuben | 6 | Massena
14812 | Binghamton | Schuyler | 6 | Massena
14813 | Buffalo | Allegany | 6 | Buffalo
14814 | Binghamton | Chemung | 5 | Massena
14815 | Binghamton | Schuyler | 6 | Massena
14816 | Binghamton | Chemung | 5 | Massena
14817 | Binghamton | Tompkins | 6 | Massena
14818 | Binghamton | Schuyler | 6 | Massena
14819 | Binghamton | Steuben | 6 | Massena
14820 | Binghamton | Steuben | 6 | Massena
14821 | Binghamton | Steuben | 6 | Massena
14822 | Buffalo | Allegany | 6 | Buffalo
14823 | Binghamton | Steuben | 6 | Massena
14824 | Binghamton | Schuyler | 6 | Massena
14825 | Binghamton | Chemung | 5 | Massena
14826 | Binghamton | Steuben | 6 | Massena
14827 | Binghamton | Steuben | 6 | Massena
14830 | Binghamton | Steuben | 6 | Massena
14831 | Binghamton | Steuben | 6 | Massena
14836 | Buffalo | Livingston | 5 | Buffalo
14837 | Syracuse | Yates | 5 | Buffalo
14838 | Binghamton | Chemung | 5 | Massena
14839 | Binghamton | Steuben | 6 | Massena
14840 | Binghamton | Steuben | 6 | Massena
14841 | Binghamton | Schuyler | 6 | Massena
14842 | Syracuse | Yates | 5 | Buffalo
14843 | Binghamton | Steuben | 6 | Massena
14845 | Binghamton | Chemung | 5 | Massena
14846 | Buffalo | Livingston | 5 | Buffalo
14847 | Syracuse | Seneca | 5 | Buffalo
14850 | Binghamton | Tompkins | 6 | Massena
14851 | Binghamton | Tompkins | 6 | Massena
14852 | Binghamton | Tompkins | 6 | Massena
14853 | Binghamton | Tompkins | 6 | Massena
14854 | Binghamton | Tompkins | 6 | Massena
14855 | Binghamton | Steuben | 6 | Massena
14856 | Binghamton | Steuben | 6 | Massena
14857 | Syracuse | Yates | 5 | Buffalo
14858 | Binghamton | Steuben | 6 | Massena
14859 | Binghamton | Tioga | 5 | Massena
14860 | Syracuse | Seneca | 5 | Buffalo
14861 | Binghamton | Chemung | 5 | Massena
14863 | Binghamton | Schuyler | 6 | Massena
14864 | Binghamton | Chemung | 5 | Massena
14865 | Binghamton | Schuyler | 6 | Massena
14867 | Binghamton | Tompkins | 6 | Massena
14869 | Binghamton | Schuyler | 6 | Massena
14870 | Binghamton | Steuben | 6 | Massena
14871 | Binghamton | Chemung | 5 | Massena
14872 | Binghamton | Chemung | 5 | Massena
14873 | Binghamton | Steuben | 6 | Massena
14874 | Binghamton | Steuben | 6 | Massena
14876 | Binghamton | Schuyler | 6 | Massena
14877 | Binghamton | Steuben | 6 | Massena
14878 | Binghamton | Schuyler | 6 | Massena
14879 | Binghamton | Steuben | 6 | Massena
14880 | Buffalo | Allegany | 6 | Buffalo
14881 | Binghamton | Tompkins | 6 | Massena
14882 | Binghamton | Tompkins | 6 | Massena
14883 | Binghamton | Tioga | 5 | Massena
14884 | Buffalo | Allegany | 6 | Buffalo
14885 | Binghamton | Steuben | 6 | Massena
14886 | Binghamton | Tompkins | 6 | Massena
14887 | Binghamton | Schuyler | 6 | Massena
14889 | Binghamton | Chemung | 5 | Massena
14891 | Binghamton | Schuyler | 6 | Massena
14892 | Binghamton | Tioga | 5 | Massena
14893 | Binghamton | Schuyler | 6 | Massena
14894 | Binghamton | Chemung | 5 | Massena
14895 | Buffalo | Allegany | 6 | Buffalo
14897 | Buffalo | Allegany | 6 | Buffalo
14898 | Binghamton | Steuben | 6 | Massena
14901 | Binghamton | Chemung | 5 | Massena
14902 | Binghamton | Chemung | 5 | Massena
14903 | Binghamton | Chemung | 5 | Massena
14904 | Binghamton | Chemung | 5 | Massena
14905 | Binghamton | Chemung | 5 | Massena
14925 | Binghamton | Chemung | 5 | Massena

## Incentive (hidden)
Energy Company | Proposed ASHP Type | Measure Description | Incentive Rate | DAC Rate | Incentive Structure
NIMO-E | Central ASHP Split System | Central Ducted Heat Pump – Air Source (ccASHP) | 4200 | 4700 | Per Ton | NIMO-E | Measure Description | Incentive Rate | DAC Rate | Incentive Structure | Project Incentive Cap
NIMO-E | Central ASHP Packaged System | Central Ducted Heat Pump – Air Source (ccASHP) | 4200 | 4700 | Per Ton |  | Central Ducted Heat Pump – Air Source (ccASHP) | 4200 | 4700 | $/ton | Market Rate: 70% or $50,000, whichever is met first DAC: 85% or $50,000, whichever is met first
NIMO-E | Ductless Mini-Split | Ductless MSHP – Air Source (ccASHP) | 4200 | 4700 | Per Ton |  | Ductless MSHP – Air Source (ccASHP) | 4200 | 4700 | $/ton
NIMO-E | Ductless Multi-Split | Ductless MSHP – Air Source (ccASHP) | 4200 | 4700 | Per Ton |  | SPVHP – Air Source (ccASHP) | 800 | 1300 | $/ton
NIMO-E | Compact Ducted Mini-Split | Ductless MSHP – Air Source (ccASHP) | 4200 | 4700 | Per Ton |  | Heat Pump - Unitary & Applied | 1000 | 1500 | $/ton
NIMO-E | PTAC Std Size | N/A | 0 | 0 | Per Ton |  | HEAT PUMP WATER HEATER (HPWH) | 1500 | 2000 | $/unit
NIMO-E | PTAC Non-Std Size | N/A | 0 | 0 | Per Ton |  | Ground Source (GSHP) | 6000 | 6500 | $/ton
NIMO-E | PTHP Std Size | Packaged Terminal Heat Pump | 1200 | 1700 | Per Ton |  | Packaged Terminal Heat Pump | 1200 | 1700 | $/ton
NIMO-E | PTHP Non-Std Size | Packaged Terminal Heat Pump | 1200 | 1700 | Per Ton
NIMO-E | Very Small CUHP< 65,000 BTU/h | Heat Pump - Unitary & Applied | 1000 | 1500 | Per Ton
NIMO-E | Small CUHP≥ 65,000 BTU/h and < 135,000 BTU/h | Heat Pump - Unitary & Applied | 1000 | 1500 | Per Ton
NIMO-E | Large CUHP≥ 135,000 BTU/h and < 240,000 BTU/h | Heat Pump - Unitary & Applied | 1000 | 1500 | Per Ton
NIMO-E | Unitary Non-ENERGY STAR≥ 240,000 BTU/h | Heat Pump - Unitary & Applied | 1000 | 1500 | Per Ton

## Floors
Id | Label
F1 | #VALUE!
F2
F3
F4
F5
F6
F7
F8
F9
F10
F11
F12
F13
F14
F15
F16
F17
F18
F19
F20
F21
F22
F23
F24
F25
F26
F27
F28
F29
F30
F31
F32
F33
F34
F35
F36
F37
F38
F39
F40
F41
F42
F43
F44
F45
F46
F47
F48
F49
F50

## Rooms
Id | Floor ID | Select Floor | Label | Weekly Hours | Height | Is the room conditioned? | Outdoors?
R1 | #VALUE! | #VALUE! | #VALUE! | #VALUE! | #VALUE! | #VALUE! | #VALUE!
R2
R3
R4
R5
R6
R7
R8
R9
R10
R11
R12
R13
R14
R15
R16
R17
R18
R19
R20
R21
R22
R23
R24
R25
R26
R27
R28
R29
R30
R31
R32
R33
R34
R35
R36
R37
R38
R39
R40
R41
R42
R43
R44
R45
R46
R47
R48
R49

## v2_custom Line Items
v2_custom | useAttributes |  | useAttributes | Core | [23 empty] | SubTech Specific |  |  | v2_custom_AfterbuildingType
UUID | isDeleted | RoomID | Weekly Hours | Line | Room Description | Before Measure | bDesc | Before Quantity | Before Height | After Measure | aDesc | After Quantity | After Height | Building Type | Unit kW Savings | Unit kWh Savings | Unit MMBTU Savings | Unit MMBTU Gas Savings | Unit MMBTU Oil Savings | Unit MMBTU Propane Savings | Unit Therm Savings | Default Weekly Hours | Unit Price | Unit Material Cost | Unit Labor Cost | Sq/Ft Impacted | EUL | v2_custom_AfterfixedUnitPrice | v2_custom_AfterfixedUnitMaterialCost | v2_custom_AfterfixedUnitLaborCost | v2_custom_AfterbuildingType | v2_custom_AfterfixedKwSavings | v2_custom_AfterfixedKwhSavings | v2_custom_AfterfixedMmbtuSavings | v2_custom_AfterfixedMmbtuGasSavings | v2_custom_AfterfixedMmbtuOilSavings | v2_custom_AfterfixedMmbtuPropaneSavings | v2_custom_AfterfixedThermSavings | v2_custom_AftersquareFootageImpacted | v2_custom_AfterfixedEul | EnergyConsumptionBefore | EnergyConsumptionAfter

## Measures (hidden)
Technology | Before Code | BeforeText | AEMCode | AfterText |  | Proposed ASHP Type | C&I Measure | EUL
Clean Heat | Prescriptive-CHP-E | Prescriptive Clean Heat Upgrades | Prescriptive-CHP | Prescriptive Clean Heat Upgrades, Heat Pump | cccASHP | Central ASHP Split System | Heat Pump - Air Source (ccASHP) | 23
[5 empty] | cccASHP | Central ASHP Packaged System | Heat Pump - Air Source (ccASHP) | 23
[5 empty] | cccASHP | Ductless Mini-Split | Heat Pump - Air Source (ccASHP) | 23
[5 empty] | cccASHP | Ductless Multi-Split | Heat Pump - Air Source (ccASHP) | 23
[5 empty] | cccASHP | Compact Ducted Mini-Split | Heat Pump - Air Source (ccASHP) | 23
[5 empty] | PTHP | PTAC Std Size | Heat Pump – Cold Climate Packaged Terminal (ccPTHP) | 15
[5 empty] | PTHP | PTAC Non-Std Size | Heat Pump – Cold Climate Packaged Terminal (ccPTHP) | 15
[5 empty] | PTHP | PTHP Std Size | Heat Pump – Cold Climate Packaged Terminal (ccPTHP) | 15
[5 empty] | PTHP | PTHP Non-Std Size | Heat Pump – Cold Climate Packaged Terminal (ccPTHP) | 15
[5 empty] | Unitary | Very Small CUHP< 65,000 BTU/h | Heat Pump – Unitary & Applied | 20
[5 empty] | Unitary | Small CUHP≥ 65,000 BTU/h and < 135,000 BTU/h | Heat Pump – Unitary & Applied | 20
[5 empty] | Unitary | Large CUHP≥ 135,000 BTU/h and < 240,000 BTU/h | Heat Pump – Unitary & Applied | 20
[5 empty] | Unitary | Unitary Non-ENERGY STAR≥ 240,000 BTU/h | Heat Pump – Unitary & Applied | 20